## DB_OpenHistorian_BSB
CompanyID | CompanyAcronym | CompanyName | SignalID | HistorianID | HistorianAcronym | HistorianConnectionString | PointID | PointTag | AlternateTag | DeviceID | NodeID | DeviceAcronym | DeviceName | FramesPerSecond | DeviceEnabled | ContactList | VendorDeviceID | VendorDeviceName | VendorDeviceDescription | ProtocolID | ProtocolAcronym | ProtocolName | SignalTypeID | PhasorSourceIndex | PhasorLabel | PhasorType | Phase | BaseKV | SignalReference | Adder | Multiplier | Description | Subscribed | Internal | Enabled | EngineeringUnits | Source | SignalAcronym | SignalName | SignalTypeSuffix | Longitude | Latitude | ID | UpdatedOn
30 | TVA | Tennessee Valley Authority | be009556-25d9-41a4-86d5-7ccbc6d5d686 | 1 | PPA | ArchiveDirectories={D:\openHistorian\Archive | MaximumArchiveDays=90 | DesiredRemainingSpace=500 | 1 | TVA_TESTDEVICE:ABBS | 1 | 8736f6c7-ad41-4b43-b4f6-e684e0d4ad20 | TESTDEVICE | Test Device | 30 | 1 | 2 | ABB-521 | ABB RES521 | 4 | Ieee1344 | IEEE 1344-1995 | 8 | [5 empty] | TESTDEVICE-SF | 0.0 | 1.0 | Test Device ABB-521 Status Flags | 0 | 1 | 1 |  | PMU | FLAG | Status Flags | SF | -898038 | 353871 | PPA:1 | 2020-04-28 04:29
30 | TVA | Tennessee Valley Authority | bda8e873-77b1-477e-9059-ca699988cac6 | 1 | PPA | ArchiveDirectories={D:\openHistorian\Archive | MaximumArchiveDays=90 | DesiredRemainingSpace=500 | 2 | TVA_TESTDEVICE:ABBF | 1 | 8736f6c7-ad41-4b43-b4f6-e684e0d4ad20 | TESTDEVICE | Test Device | 30 | 1 | 2 | ABB-521 | ABB RES521 | 4 | Ieee1344 | IEEE 1344-1995 | 5 | [5 empty] | TESTDEVICE-FQ | 0.0 | 1.0 | Test Device ABB-521 Frequency | 0 | 1 | 1 | Hz | PMU | FREQ | Frequency | FQ | -898038 | 353871 | PPA:2 | 2020-04-28 04:29
30 | TVA | Tennessee Valley Authority | f475494c-21c6-478d-b432-f3019f3b9b1e | 1 | PPA | ArchiveDirectories={D:\openHistorian\Archive | MaximumArchiveDays=90 | DesiredRemainingSpace=500 | 3 | TVA_TESTDEVICE:ABBD1 | 1 | 8736f6c7-ad41-4b43-b4f6-e684e0d4ad20 | TESTDEVICE | Test Device | 30 | 1 | 2 | ABB-521 | ABB RES521 | 4 | Ieee1344 | IEEE 1344-1995 | 9 | [5 empty] | TESTDEVICE-DV1 | 0.0 | 1.0 | Test Device ABB-521 Digital Value 1 | 0 | 1 | 1 |  | PMU | DIGI | Digital Value | DV | -898038 | 353871 | PPA:3 | 2020-04-28 04:29
30 | TVA | Tennessee Valley Authority | a3bb6745-2918-434a-8da7-40b7dd6b0a3b | 1 | PPA | ArchiveDirectories={D:\openHistorian\Archive | MaximumArchiveDays=90 | DesiredRemainingSpace=500 | 4 | TVA_TESTDEVICE:ABBDF | 1 | 8736f6c7-ad41-4b43-b4f6-e684e0d4ad20 | TESTDEVICE | Test Device | 30 | 1 | 2 | ABB-521 | ABB RES521 | 4 | Ieee1344 | IEEE 1344-1995 | 6 | [5 empty] | TESTDEVICE-DF | 0.0 | 1.0 | Test Device ABB-521 Frequency Delta (dF/dt) | 0 | 1 | 1 |  | PMU | DFDT | Frequency Delta (dF/dt) | DF | -898038 | 353871 | PPA:4 | 2020-04-28 04:29
30 | TVA | Tennessee Valley Authority | 3519ca7d-5ff5-455e-8289-480e12ddb8c2 | 1 | PPA | ArchiveDirectories={D:\openHistorian\Archive | MaximumArchiveDays=90 | DesiredRemainingSpace=500 | 5 | TVA_TESTDEVICE-BUS1:ABBV | 1 | 8736f6c7-ad41-4b43-b4f6-e684e0d4ad20 | TESTDEVICE | Test Device | 30 | 1 | 2 | ABB-521 | ABB RES521 | 4 | Ieee1344 | IEEE 1344-1995 | 3 | 1 | 500 kV Bus 1 | V | + | 0 | TESTDEVICE-PM1 | 0.0 | 1.0 | Test Device ABB-521 500 kV Bus 1 Positive Sequence Voltage Magnitude | 0 | 1 | 1 | Volts | Phasor | VPHM | Voltage Magnitude | PM | -898038 | 353871 | PPA:5 | 2020-04-28 04:29
30 | TVA | Tennessee Valley Authority | 690f90fe-4b89-4c64-932b-df4a1d7ea12b | 1 | PPA | ArchiveDirectories={D:\openHistorian\Archive | MaximumArchiveDays=90 | DesiredRemainingSpace=500 | 6 | TVA_TESTDEVICE-BUS1:ABBVH | 1 | 8736f6c7-ad41-4b43-b4f6-e684e0d4ad20 | TESTDEVICE | Test Device | 30 | 1 | 2 | ABB-521 | ABB RES521 | 4 | Ieee1344 | IEEE 1344-1995 | 4 | 1 | 500 kV Bus 1 | V | + | 0 | TESTDEVICE-PA1 | 0.0 | 1.0 | Test Device ABB-521 500 kV Bus 1 Positive Sequence Voltage Phase Angle | 0 | 1 | 1 | Degrees | Phasor | VPHA | Voltage Phase Angle | PA | -898038 | 353871 | PPA:6 | 2020-04-28 04:29
30 | TVA | Tennessee Valley Authority | 2f4e200e-43b4-468c-b640-d9180a671247 | 1 | PPA | ArchiveDirectories={D:\openHistorian\Archive | MaximumArchiveDays=90 | DesiredRemainingSpace=500 | 7 | TVA_TESTDEVICE-BUS2:ABBV | 1 | 8736f6c7-ad41-4b43-b4f6-e684e0d4ad20 | TESTDEVICE | Test Device | 30 | 1 | 2 | ABB-521 | ABB RES521 | 4 | Ieee1344 | IEEE 1344-1995 | 3 | 2 | 500 kV Bus 2 | V | + | 0 | TESTDEVICE-PM2 | 0.0 | 1.0 | Test Device ABB-521 500 kV Bus 2 Positive Sequence Voltage Magnitude | 0 | 1 | 1 | Volts | Phasor | VPHM | Voltage Magnitude | PM | -898038 | 353871 | PPA:7 | 2020-04-28 04:29
30 | TVA | Tennessee Valley Authority | cbe00a84-a036-4882-93cc-d994000c6f6f | 1 | PPA | ArchiveDirectories={D:\openHistorian\Archive | MaximumArchiveDays=90 | DesiredRemainingSpace=500 | 8 | TVA_TESTDEVICE-BUS2:ABBVH | 1 | 8736f6c7-ad41-4b43-b4f6-e684e0d4ad20 | TESTDEVICE | Test Device | 30 | 1 | 2 | ABB-521 | ABB RES521 | 4 | Ieee1344 | IEEE 1344-1995 | 4 | 2 | 500 kV Bus 2 | V | + | 0 | TESTDEVICE-PA2 | 0.0 | 1.0 | Test Device ABB-521 500 kV Bus 2 Positive Sequence Voltage Phase Angle | 0 | 1 | 1 | Degrees | Phasor | VPHA | Voltage Phase Angle | PA | -898038 | 353871 | PPA:8 | 2020-04-28 04:29
30 | TVA | Tennessee Valley Authority | d7f13691-0ba5-465a-a6dd-8f4915898a19 | 1 | PPA | ArchiveDirectories={D:\openHistorian\Archive | MaximumArchiveDays=90 | DesiredRemainingSpace=500 | 9 | TVA_TESTDEVICE-CORD:ABBI | 1 | 8736f6c7-ad41-4b43-b4f6-e684e0d4ad20 | TESTDEVICE | Test Device | 30 | 1 | 2 | ABB-521 | ABB RES521 | 4 | Ieee1344 | IEEE 1344-1995 | 1 | 3 | Cordova | I | + | 0 | TESTDEVICE-PM3 | 0.0 | 1.0 | Test Device ABB-521 Cordova Positive Sequence Current Magnitude | 0 | 1 | 1 | Amps | Phasor | IPHM | Current Magnitude | PM | -898038 | 353871 | PPA:9 | 2020-04-28 04:29
30 | TVA | Tennessee Valley Authority | 108a5776-41a9-47c9-818b-c7ff463da82e | 1 | PPA | ArchiveDirectories={D:\openHistorian\Archive | MaximumArchiveDays=90 | DesiredRemainingSpace=500 | 10 | TVA_TESTDEVICE-CORD:ABBIH | 1 | 8736f6c7-ad41-4b43-b4f6-e684e0d4ad20 | TESTDEVICE | Test Device | 30 | 1 | 2 | ABB-521 | ABB RES521 | 4 | Ieee1344 | IEEE 1344-1995 | 2 | 3 | Cordova | I | + | 0 | TESTDEVICE-PA3 | 0.0 | 1.0 | Test Device ABB-521 Cordova Positive Sequence Current Phase Angle | 0 | 1 | 1 | Degrees | Phasor | IPHA | Current Phase Angle | PA | -898038 | 353871 | PPA:10 | 2020-04-28 04:29
30 | TVA | Tennessee Valley Authority | f8c25fbd-7e0a-4fa1-b4ec-3b189aecb91a | 1 | PPA | ArchiveDirectories={D:\openHistorian\Archive | MaximumArchiveDays=90 | DesiredRemainingSpace=500 | 11 | TVA_TESTDEVICE-DELL:ABBI | 1 | 8736f6c7-ad41-4b43-b4f6-e684e0d4ad20 | TESTDEVICE | Test Device | 30 | 1 | 2 | ABB-521 | ABB RES521 | 4 | Ieee1344 | IEEE 1344-1995 | 1 | 4 | Dell | I | + | 0 | TESTDEVICE-PM4 | 0.0 | 1.0 | Test Device ABB-521 Dell Positive Sequence Current Magnitude | 0 | 1 | 1 | Amps | Phasor | IPHM | Current Magnitude | PM | -898038 | 353871 | PPA:11 | 2020-04-28 04:29
30 | TVA | Tennessee Valley Authority | 1d521e64-0a21-4dad-b10c-85d3eb8a5e1d | 1 | PPA | ArchiveDirectories={D:\openHistorian\Archive | MaximumArchiveDays=90 | DesiredRemainingSpace=500 | 12 | TVA_TESTDEVICE-DELL:ABBIH | 1 | 8736f6c7-ad41-4b43-b4f6-e684e0d4ad20 | TESTDEVICE | Test Device | 30 | 1 | 2 | ABB-521 | ABB RES521 | 4 | Ieee1344 | IEEE 1344-1995 | 2 | 4 | Dell | I | + | 0 | TESTDEVICE-PA4 | 0.0 | 1.0 | Test Device ABB-521 Dell Positive Sequence Current Phase Angle | 0 | 1 | 1 | Degrees | Phasor | IPHA | Current Phase Angle | PA | -898038 | 353871 | PPA:12 | 2020-04-28 04:29
30 | TVA | Tennessee Valley Authority | 27244eda-7f6c-4f54-8838-f5070486c037 | 1 | PPA | ArchiveDirectories={D:\openHistorian\Archive | MaximumArchiveDays=90 | DesiredRemainingSpace=500 | 13 | TVA_TESTDEVICE-LAGO:ABBI | 1 | 8736f6c7-ad41-4b43-b4f6-e684e0d4ad20 | TESTDEVICE | Test Device | 30 | 1 | 2 | ABB-521 | ABB RES521 | 4 | Ieee1344 | IEEE 1344-1995 | 1 | 5 | Lagoon Creek | I | + | 0 | TESTDEVICE-PM5 | 0.0 | 1.0 | Test Device ABB-521 Lagoon Creek Positive Sequence Current Magnitude | 0 | 1 | 1 | Amps | Phasor | IPHM | Current Magnitude | PM | -898038 | 353871 | PPA:13 | 2020-04-28 04:29
30 | TVA | Tennessee Valley Authority | 8be17e64-cfa3-4846-9b39-30ad48ca9ad7 | 1 | PPA | ArchiveDirectories={D:\openHistorian\Archive | MaximumArchiveDays=90 | DesiredRemainingSpace=500 | 14 | TVA_TESTDEVICE-LAGO:ABBIH | 1 | 8736f6c7-ad41-4b43-b4f6-e684e0d4ad20 | TESTDEVICE | Test Device | 30 | 1 | 2 | ABB-521 | ABB RES521 | 4 | Ieee1344 | IEEE 1344-1995 | 2 | 5 | Lagoon Creek | I | + | 0 | TESTDEVICE-PA5 | 0.0 | 1.0 | Test Device ABB-521 Lagoon Creek Positive Sequence Current Phase Angle | 0 | 1 | 1 | Degrees | Phasor | IPHA | Current Phase Angle | PA | -898038 | 353871 | PPA:14 | 2020-04-28 04:29
|  |  | a65132bf-1df9-4821-a020-c9c895a0ed71 | 2 | STAT |  | 15 | ONS_EXTERNAL!DATAPUBLISHER!PUB:ST1 |  |  | 8736f6c7-ad41-4b43-b4f6-e684e0d4ad20 |  |  | 30 | [8 empty] | 11 | [5 empty] | EXTERNAL!DATAPUBLISHER!PUB-ST1 | 0.0 | 1.0 | Publisher statistic for Boolean value representing if the publisher was continually connected during last reporting interval. | 0 | 1 | 1 |  | Any | STAT | Statistic | ST |  |  | STAT:15 | 2021-05-12 21:35
|  |  | 3956fea2-ff55-4c57-8167-81eb29822744 | 2 | STAT |  | 16 | ONS_EXTERNAL!DATAPUBLISHER!PUB:ST2 |  |  | 8736f6c7-ad41-4b43-b4f6-e684e0d4ad20 |  |  | 30 | [8 empty] | 11 | [5 empty] | EXTERNAL!DATAPUBLISHER!PUB-ST2 | 0.0 | 1.0 | Publisher statistic for Number of clients connected to the command channel of the publisher during last reporting interval. | 0 | 1 | 1 |  | Any | STAT | Statistic | ST |  |  | STAT:16 | 2021-05-12 21:35
|  |  | b2cf4cd8-59f0-437a-99a1-50b39c63af87 | 2 | STAT |  | 17 | ONS_EXTERNAL!DATAPUBLISHER!PUB:ST3 |  |  | 8736f6c7-ad41-4b43-b4f6-e684e0d4ad20 |  |  | 30 | [8 empty] | 11 | [5 empty] | EXTERNAL!DATAPUBLISHER!PUB-ST3 | 0.0 | 1.0 | Publisher statistic for Number of processed measurements reported by the publisher during last reporting interval. | 0 | 1 | 1 |  | Any | STAT | Statistic | ST |  |  | STAT:17 | 2021-05-12 21:35
|  |  | 763a51b1-459e-4d4d-b8d2-488ec487df76 | 2 | STAT |  | 18 | ONS_EXTERNAL!DATAPUBLISHER!PUB:ST4 |  |  | 8736f6c7-ad41-4b43-b4f6-e684e0d4ad20 |  |  | 30 | [8 empty] | 11 | [5 empty] | EXTERNAL!DATAPUBLISHER!PUB-ST4 | 0.0 | 1.0 | Publisher statistic for Number of bytes sent by the publisher during the last reporting interval. | 0 | 1 | 1 |  | Any | STAT | Statistic | ST |  |  | STAT:18 | 2021-05-12 21:35
|  |  | f3c358c7-f894-43a8-ae6e-c4c2e244f376 | 2 | STAT |  | 19 | ONS_EXTERNAL!DATAPUBLISHER!PUB:ST5 |  |  | 8736f6c7-ad41-4b43-b4f6-e684e0d4ad20 |  |  | 30 | [8 empty] | 11 | [5 empty] | EXTERNAL!DATAPUBLISHER!PUB-ST5 | 0.0 | 1.0 | Publisher statistic for Number of processed measurements reported by the publisher during the lifetime of the publisher. | 0 | 1 | 1 |  | Any | STAT | Statistic | ST |  |  | STAT:19 | 2021-05-12 21:35
|  |  | f043ae51-8083-45a2-9be8-0264218dbf1d | 2 | STAT |  | 20 | ONS_EXTERNAL!DATAPUBLISHER!PUB:ST6 |  |  | 8736f6c7-ad41-4b43-b4f6-e684e0d4ad20 |  |  | 30 | [8 empty] | 11 | [5 empty] | EXTERNAL!DATAPUBLISHER!PUB-ST6 | 0.0 | 1.0 | Publisher statistic for Number of bytes sent by the publisher during the lifetime of the publisher. | 0 | 1 | 1 |  | Any | STAT | Statistic | ST |  |  | STAT:20 | 2021-05-12 21:35
|  |  | c229fe81-6952-47ec-b606-91276e5f6eec | 2 | STAT |  | 21 | ONS_EXTERNAL!DATAPUBLISHER!PUB:ST7 |  |  | 8736f6c7-ad41-4b43-b4f6-e684e0d4ad20 |  |  | 30 | [8 empty] | 11 | [5 empty] | EXTERNAL!DATAPUBLISHER!PUB-ST7 | 0.0 | 1.0 | Publisher statistic for The minimum number of measurements sent per second during the last reporting interval. | 0 | 1 | 1 |  | Any | STAT | Statistic | ST |  |  | STAT:21 | 2021-05-12 21:35
|  |  | 102b6bf2-b4c9-4628-bf8a-36c62740758b | 2 | STAT |  | 22 | ONS_EXTERNAL!DATAPUBLISHER!PUB:ST8 |  |  | 8736f6c7-ad41-4b43-b4f6-e684e0d4ad20 |  |  | 30 | [8 empty] | 11 | [5 empty] | EXTERNAL!DATAPUBLISHER!PUB-ST8 | 0.0 | 1.0 | Publisher statistic for The maximum number of measurements sent per second during the last reporting interval. | 0 | 1 | 1 |  | Any | STAT | Statistic | ST |  |  | STAT:22 | 2021-05-12 21:35
|  |  | 84fd362f-7b55-4de0-a425-34021642bfd5 | 2 | STAT |  | 23 | ONS_EXTERNAL!DATAPUBLISHER!PUB:ST9 |  |  | 8736f6c7-ad41-4b43-b4f6-e684e0d4ad20 |  |  | 30 | [8 empty] | 11 | [5 empty] | EXTERNAL!DATAPUBLISHER!PUB-ST9 | 0.0 | 1.0 | Publisher statistic for The average number of measurements sent per second during the last reporting interval. | 0 | 1 | 1 |  | Any | STAT | Statistic | ST |  |  | STAT:23 | 2021-05-12 21:35
|  |  | d20b1d2a-0dcd-48c5-98cb-574443d75dc4 | 2 | STAT |  | 24 | ONS_EXTERNAL!DATAPUBLISHER!PUB:ST10 |  |  | 8736f6c7-ad41-4b43-b4f6-e684e0d4ad20 |  |  | 30 | [8 empty] | 11 | [5 empty] | EXTERNAL!DATAPUBLISHER!PUB-ST10 | 0.0 | 1.0 | Publisher statistic for Minimum latency from output stream, in milliseconds, during the lifetime of the publisher. | 0 | 1 | 1 |  | Any | STAT | Statistic | ST |  |  | STAT:24 | 2021-05-12 21:35
|  |  | 807c04aa-fc6e-4fe9-be29-f5b967cd8351 | 2 | STAT |  | 25 | ONS_EXTERNAL!DATAPUBLISHER!PUB:ST11 |  |  | 8736f6c7-ad41-4b43-b4f6-e684e0d4ad20 |  |  | 30 | [8 empty] | 11 | [5 empty] | EXTERNAL!DATAPUBLISHER!PUB-ST11 | 0.0 | 1.0 | Publisher statistic for Maximum latency from output stream, in milliseconds, during the lifetime of the publisher. | 0 | 1 | 1 |  | Any | STAT | Statistic | ST |  |  | STAT:25 | 2021-05-12 21:35
|  |  | 2e1b4629-af3c-44ff-b3d0-6538b5e9af4a | 2 | STAT |  | 26 | ONS_EXTERNAL!DATAPUBLISHER!PUB:ST12 |  |  | 8736f6c7-ad41-4b43-b4f6-e684e0d4ad20 |  |  | 30 | [8 empty] | 11 | [5 empty] | EXTERNAL!DATAPUBLISHER!PUB-ST12 | 0.0 | 1.0 | Publisher statistic for Average latency from output stream, in milliseconds, during the lifetime of the publisher. | 0 | 1 | 1 |  | Any | STAT | Statistic | ST |  |  | STAT:26 | 2021-05-12 21:35
|  |  | e7b1a589-378d-43ce-bacc-92cb70d3124b | 2 | STAT |  | 27 | ONS_EXTERNAL!DATAPUBLISHER!PUB:ST13 |  |  | 8736f6c7-ad41-4b43-b4f6-e684e0d4ad20 |  |  | 30 | [8 empty] | 11 | [5 empty] | EXTERNAL!DATAPUBLISHER!PUB-ST13 | 0.0 | 1.0 | Publisher statistic for Total number of seconds publisher has been running. | 0 | 1 | 1 |  | Any | STAT | Statistic | ST |  |  | STAT:27 | 2021-05-12 21:35
30 | TVA | Tennessee Valley Authority | ec73f2ee-aca3-4c92-920c-6aa0b1ce6a24 | 2 | STAT |  | 28 | TVA_TESTDEVICE!PMU:ST1 |  | 1 | 8736f6c7-ad41-4b43-b4f6-e684e0d4ad20 | TESTDEVICE | Test Device | 30 | 1 |  | 2 | ABB-521 | ABB RES521 | 4 | Ieee1344 | IEEE 1344-1995 | 11 | [5 empty] | TESTDEVICE!PMU-ST1 | 0.0 | 1.0 | Device statistic for Number of data quality errors reported by device during last reporting interval. | 0 | 1 | 1 |  | Any | STAT | Statistic | ST | -898038 | 353871 | STAT:28 | 2021-05-12 21:35
30 | TVA | Tennessee Valley Authority | 8823a2de-37b5-4a68-ac0e-5a9916d5e45d | 2 | STAT |  | 29 | TVA_TESTDEVICE!PMU:ST2 |  | 1 | 8736f6c7-ad41-4b43-b4f6-e684e0d4ad20 | TESTDEVICE | Test Device | 30 | 1 |  | 2 | ABB-521 | ABB RES521 | 4 | Ieee1344 | IEEE 1344-1995 | 11 | [5 empty] | TESTDEVICE!PMU-ST2 | 0.0 | 1.0 | Device statistic for Number of time quality errors reported by device during last reporting interval. | 0 | 1 | 1 |  | Any | STAT | Statistic | ST | -898038 | 353871 | STAT:29 | 2021-05-12 21:35
30 | TVA | Tennessee Valley Authority | 71110fa1-9e36-494a-bce2-4e2baa36756c | 2 | STAT |  | 30 | TVA_TESTDEVICE!PMU:ST3 |  | 1 | 8736f6c7-ad41-4b43-b4f6-e684e0d4ad20 | TESTDEVICE | Test Device | 30 | 1 |  | 2 | ABB-521 | ABB RES521 | 4 | Ieee1344 | IEEE 1344-1995 | 11 | [5 empty] | TESTDEVICE!PMU-ST3 | 0.0 | 1.0 | Device statistic for Number of device errors reported by device during last reporting interval. | 0 | 1 | 1 |  | Any | STAT | Statistic | ST | -898038 | 353871 | STAT:30 | 2021-05-12 21:35
30 | TVA | Tennessee Valley Authority | e27a36ef-8b18-4f61-b466-c9820d4b3623 | 2 | STAT |  | 31 | TVA_TESTDEVICE!PMU:ST4 |  | 1 | 8736f6c7-ad41-4b43-b4f6-e684e0d4ad20 | TESTDEVICE | Test Device | 30 | 1 |  | 2 | ABB-521 | ABB RES521 | 4 | Ieee1344 | IEEE 1344-1995 | 11 | [5 empty] | TESTDEVICE!PMU-ST4 | 0.0 | 1.0 | Device statistic for Number of measurements received from device during last reporting interval. | 0 | 1 | 1 |  | Any | STAT | Statistic | ST | -898038 | 353871 | STAT:31 | 2021-05-12 21:35
30 | TVA | Tennessee Valley Authority | 60479db8-3e26-45c6-8397-1072cb83c3bf | 2 | STAT |  | 32 | TVA_TESTDEVICE!PMU:ST5 |  | 1 | 8736f6c7-ad41-4b43-b4f6-e684e0d4ad20 | TESTDEVICE | Test Device | 30 | 1 |  | 2 | ABB-521 | ABB RES521 | 4 | Ieee1344 | IEEE 1344-1995 | 11 | [5 empty] | TESTDEVICE!PMU-ST5 | 0.0 | 1.0 | Device statistic for Expected number of measurements received from device during last reporting interval. | 0 | 1 | 1 |  | Any | STAT | Statistic | ST | -898038 | 353871 | STAT:32 | 2021-05-12 21:35
30 | TVA | Tennessee Valley Authority | 40f10821-a3f9-4d1f-b036-156d4d7f16fc | 2 | STAT |  | 33 | TVA_TESTDEVICE!PMU:ST6 |  | 1 | 8736f6c7-ad41-4b43-b4f6-e684e0d4ad20 | TESTDEVICE | Test Device | 30 | 1 |  | 2 | ABB-521 | ABB RES521 | 4 | Ieee1344 | IEEE 1344-1995 | 11 | [5 empty] | TESTDEVICE!PMU-ST6 | 0.0 | 1.0 | Device statistic for Number of measurements received while device was reporting errors during last reporting interval. | 0 | 1 | 1 |  | Any | STAT | Statistic | ST | -898038 | 353871 | STAT:33 | 2021-05-12 21:35
30 | TVA | Tennessee Valley Authority | 0ccc75c1-50b6-478e-ad64-89a87d5de203 | 2 | STAT |  | 34 | TVA_TESTDEVICE!PMU:ST7 |  | 1 | 8736f6c7-ad41-4b43-b4f6-e684e0d4ad20 | TESTDEVICE | Test Device | 30 | 1 |  | 2 | ABB-521 | ABB RES521 | 4 | Ieee1344 | IEEE 1344-1995 | 11 | [5 empty] | TESTDEVICE!PMU-ST7 | 0.0 | 1.0 | Device statistic for Number of defined measurements (per frame) from device during last reporting interval. | 0 | 1 | 1 |  | Any | STAT | Statistic | ST | -898038 | 353871 | STAT:34 | 2021-05-12 21:35
30 | TVA | Tennessee Valley Authority | 5242c29a-68cb-440e-b1d9-7297695f23d9 | 2 | STAT |  | 35 | TVA_TESTDEVICE!IS:ST1 |  | 1 | 8736f6c7-ad41-4b43-b4f6-e684e0d4ad20 | TESTDEVICE | Test Device | 30 | 1 |  | 2 | ABB-521 | ABB RES521 | 4 | Ieee1344 | IEEE 1344-1995 | 11 | [5 empty] | TESTDEVICE!IS-ST1 | 0.0 | 1.0 | InputStream statistic for Total number of frames received from input stream during last reporting interval. | 0 | 1 | 1 |  | Any | STAT | Statistic | ST | -898038 | 353871 | STAT:35 | 2021-05-12 21:35
30 | TVA | Tennessee Valley Authority | f9f68305-01ad-498c-8110-6ab70ee64cfd | 2 | STAT |  | 36 | TVA_TESTDEVICE!IS:ST2 |  | 1 | 8736f6c7-ad41-4b43-b4f6-e684e0d4ad20 | TESTDEVICE | Test Device | 30 | 1 |  | 2 | ABB-521 | ABB RES521 | 4 | Ieee1344 | IEEE 1344-1995 | 11 | [5 empty] | TESTDEVICE!IS-ST2 | 0.0 | 1.0 | InputStream statistic for Timestamp of last received data frame from input stream. | 0 | 1 | 1 |  | Any | STAT | Statistic | ST | -898038 | 353871 | STAT:36 | 2021-05-12 21:35
30 | TVA | Tennessee Valley Authority | 991703a3-df0f-4b75-94c4-c9cb9e112763 | 2 | STAT |  | 37 | TVA_TESTDEVICE!IS:ST3 |  | 1 | 8736f6c7-ad41-4b43-b4f6-e684e0d4ad20 | TESTDEVICE | Test Device | 30 | 1 |  | 2 | ABB-521 | ABB RES521 | 4 | Ieee1344 | IEEE 1344-1995 | 11 | [5 empty] | TESTDEVICE!IS-ST3 | 0.0 | 1.0 | InputStream statistic for Number of frames that were not received from input stream during last reporting interval. | 0 | 1 | 1 |  | Any | STAT | Statistic | ST | -898038 | 353871 | STAT:37 | 2021-05-12 21:35
30 | TVA | Tennessee Valley Authority | 7fd657a0-b71a-472c-b127-7da0f75574fd | 2 | STAT |  | 38 | TVA_TESTDEVICE!IS:ST4 |  | 1 | 8736f6c7-ad41-4b43-b4f6-e684e0d4ad20 | TESTDEVICE | Test Device | 30 | 1 |  | 2 | ABB-521 | ABB RES521 | 4 | Ieee1344 | IEEE 1344-1995 | 11 | [5 empty] | TESTDEVICE!IS-ST4 | 0.0 | 1.0 | InputStream statistic for Number of CRC errors reported from input stream during last reporting interval. | 0 | 1 | 1 |  | Any | STAT | Statistic | ST | -898038 | 353871 | STAT:38 | 2021-05-12 21:35
30 | TVA | Tennessee Valley Authority | 0e09699b-84d3-4635-b976-3968304dd16e | 2 | STAT |  | 39 | TVA_TESTDEVICE!IS:ST5 |  | 1 | 8736f6c7-ad41-4b43-b4f6-e684e0d4ad20 | TESTDEVICE | Test Device | 30 | 1 |  | 2 | ABB-521 | ABB RES521 | 4 | Ieee1344 | IEEE 1344-1995 | 11 | [5 empty] | TESTDEVICE!IS-ST5 | 0.0 | 1.0 | InputStream statistic for Number of out-of-order frames received from input stream during last reporting interval. | 0 | 1 | 1 |  | Any | STAT | Statistic | ST | -898038 | 353871 | STAT:39 | 2021-05-12 21:35
30 | TVA | Tennessee Valley Authority | 94d750a8-cc39-4d0c-b379-480be66613c1 | 2 | STAT |  | 40 | TVA_TESTDEVICE!IS:ST6 |  | 1 | 8736f6c7-ad41-4b43-b4f6-e684e0d4ad20 | TESTDEVICE | Test Device | 30 | 1 |  | 2 | ABB-521 | ABB RES521 | 4 | Ieee1344 | IEEE 1344-1995 | 11 | [5 empty] | TESTDEVICE!IS-ST6 | 0.0 | 1.0 | InputStream statistic for Minimum latency from input stream, in milliseconds, during last reporting interval. | 0 | 1 | 1 |  | Any | STAT | Statistic | ST | -898038 | 353871 | STAT:40 | 2021-05-12 21:35
30 | TVA | Tennessee Valley Authority | 57f03de5-58e6-45f5-903b-c9bfdd5c5cb9 | 2 | STAT |  | 41 | TVA_TESTDEVICE!IS:ST7 |  | 1 | 8736f6c7-ad41-4b43-b4f6-e684e0d4ad20 | TESTDEVICE | Test Device | 30 | 1 |  | 2 | ABB-521 | ABB RES521 | 4 | Ieee1344 | IEEE 1344-1995 | 11 | [5 empty] | TESTDEVICE!IS-ST7 | 0.0 | 1.0 | InputStream statistic for Maximum latency from input stream, in milliseconds, during last reporting interval. | 0 | 1 | 1 |  | Any | STAT | Statistic | ST | -898038 | 353871 | STAT:41 | 2021-05-12 21:35
30 | TVA | Tennessee Valley Authority | bdc9908f-9114-4881-b0a4-be3d1d65e190 | 2 | STAT |  | 42 | TVA_TESTDEVICE!IS:ST8 |  | 1 | 8736f6c7-ad41-4b43-b4f6-e684e0d4ad20 | TESTDEVICE | Test Device | 30 | 1 |  | 2 | ABB-521 | ABB RES521 | 4 | Ieee1344 | IEEE 1344-1995 | 11 | [5 empty] | TESTDEVICE!IS-ST8 | 0.0 | 1.0 | InputStream statistic for Boolean value representing if input stream was continually connected during last reporting interval. | 0 | 1 | 1 |  | Any | STAT | Statistic | ST | -898038 | 353871 | STAT:42 | 2021-05-12 21:35
30 | TVA | Tennessee Valley Authority | 6fb53f6f-5190-488d-a05b-bd4c50660d78 | 2 | STAT |  | 43 | TVA_TESTDEVICE!IS:ST9 |  | 1 | 8736f6c7-ad41-4b43-b4f6-e684e0d4ad20 | TESTDEVICE | Test Device | 30 | 1 |  | 2 | ABB-521 | ABB RES521 | 4 | Ieee1344 | IEEE 1344-1995 | 11 | [5 empty] | TESTDEVICE!IS-ST9 | 0.0 | 1.0 | InputStream statistic for Boolean value representing if input stream has received (or has cached) a configuration frame during last reporting interval. | 0 | 1 | 1 |  | Any | STAT | Statistic | ST | -898038 | 353871 | STAT:43 | 2021-05-12 21:35
30 | TVA | Tennessee Valley Authority | f4e6c164-cf78-47c6-9887-e4bbaadbc340 | 2 | STAT |  | 44 | TVA_TESTDEVICE!IS:ST10 |  | 1 | 8736f6c7-ad41-4b43-b4f6-e684e0d4ad20 | TESTDEVICE | Test Device | 30 | 1 |  | 2 | ABB-521 | ABB RES521 | 4 | Ieee1344 | IEEE 1344-1995 | 11 | [5 empty] | TESTDEVICE!IS-ST10 | 0.0 | 1.0 | InputStream statistic for Number of configuration changes reported by input stream during last reporting interval. | 0 | 1 | 1 |  | Any | STAT | Statistic | ST | -898038 | 353871 | STAT:44 | 2021-05-12 21:35
30 | TVA | Tennessee Valley Authority | e9138fb0-585d-4788-af4c-170ff976e94b | 2 | STAT |  | 45 | TVA_TESTDEVICE!IS:ST11 |  | 1 | 8736f6c7-ad41-4b43-b4f6-e684e0d4ad20 | TESTDEVICE | Test Device | 30 | 1 |  | 2 | ABB-521 | ABB RES521 | 4 | Ieee1344 | IEEE 1344-1995 | 11 | [5 empty] | TESTDEVICE!IS-ST11 | 0.0 | 1.0 | InputStream statistic for Number of data frames received from input stream during last reporting interval. | 0 | 1 | 1 |  | Any | STAT | Statistic | ST | -898038 | 353871 | STAT:45 | 2021-05-12 21:35
30 | TVA | Tennessee Valley Authority | 4bd0fd11-db9a-4ab3-aca6-26540e1fa0e8 | 2 | STAT |  | 46 | TVA_TESTDEVICE!IS:ST12 |  | 1 | 8736f6c7-ad41-4b43-b4f6-e684e0d4ad20 | TESTDEVICE | Test Device | 30 | 1 |  | 2 | ABB-521 | ABB RES521 | 4 | Ieee1344 | IEEE 1344-1995 | 11 | [5 empty] | TESTDEVICE!IS-ST12 | 0.0 | 1.0 | InputStream statistic for Number of configuration frames received from input stream during last reporting interval. | 0 | 1 | 1 |  | Any | STAT | Statistic | ST | -898038 | 353871 | STAT:46 | 2021-05-12 21:35
30 | TVA | Tennessee Valley Authority | 352444f0-a321-4a72-97d2-297abc96b0b3 | 2 | STAT |  | 47 | TVA_TESTDEVICE!IS:ST13 |  | 1 | 8736f6c7-ad41-4b43-b4f6-e684e0d4ad20 | TESTDEVICE | Test Device | 30 | 1 |  | 2 | ABB-521 | ABB RES521 | 4 | Ieee1344 | IEEE 1344-1995 | 11 | [5 empty] | TESTDEVICE!IS-ST13 | 0.0 | 1.0 | InputStream statistic for Number of header frames received from input stream during last reporting interval. | 0 | 1 | 1 |  | Any | STAT | Statistic | ST | -898038 | 353871 | STAT:47 | 2021-05-12 21:35
30 | TVA | Tennessee Valley Authority | 408925b3-0c58-45c5-87bb-1caf7ac6b8cf | 2 | STAT |  | 48 | TVA_TESTDEVICE!IS:ST14 |  | 1 | 8736f6c7-ad41-4b43-b4f6-e684e0d4ad20 | TESTDEVICE | Test Device | 30 | 1 |  | 2 | ABB-521 | ABB RES521 | 4 | Ieee1344 | IEEE 1344-1995 | 11 | [5 empty] | TESTDEVICE!IS-ST14 | 0.0 | 1.0 | InputStream statistic for Average latency, in milliseconds, for data received from input stream during last reporting interval. | 0 | 1 | 1 |  | Any | STAT | Statistic | ST | -898038 | 353871 | STAT:48 | 2021-05-12 21:35
30 | TVA | Tennessee Valley Authority | 45461685-397a-49db-ae70-902dcdb92c09 | 2 | STAT |  | 49 | TVA_TESTDEVICE!IS:ST15 |  | 1 | 8736f6c7-ad41-4b43-b4f6-e684e0d4ad20 | TESTDEVICE | Test Device | 30 | 1 |  | 2 | ABB-521 | ABB RES521 | 4 | Ieee1344 | IEEE 1344-1995 | 11 | [5 empty] | TESTDEVICE!IS-ST15 | 0.0 | 1.0 | InputStream statistic for Frame rate as defined by input stream during last reporting interval. | 0 | 1 | 1 |  | Any | STAT | Statistic | ST | -898038 | 353871 | STAT:49 | 2021-05-12 21:35
30 | TVA | Tennessee Valley Authority | 813e46e9-afa6-4ce6-b4c4-b4c06c9e77f0 | 2 | STAT |  | 50 | TVA_TESTDEVICE!IS:ST16 |  | 1 | 8736f6c7-ad41-4b43-b4f6-e684e0d4ad20 | TESTDEVICE | Test Device | 30 | 1 |  | 2 | ABB-521 | ABB RES521 | 4 | Ieee1344 | IEEE 1344-1995 | 11 | [5 empty] | TESTDEVICE!IS-ST16 | 0.0 | 1.0 | InputStream statistic for Latest actual mean frame rate for data received from input stream during last reporting interval. | 0 | 1 | 1 |  | Any | STAT | Statistic | ST | -898038 | 353871 | STAT:50 | 2021-05-12 21:35
30 | TVA | Tennessee Valley Authority | 3737f0d9-c294-4eec-8260-c0ad27f46021 | 2 | STAT |  | 51 | TVA_TESTDEVICE!IS:ST17 |  | 1 | 8736f6c7-ad41-4b43-b4f6-e684e0d4ad20 | TESTDEVICE | Test Device | 30 | 1 |  | 2 | ABB-521 | ABB RES521 | 4 | Ieee1344 | IEEE 1344-1995 | 11 | [5 empty] | TESTDEVICE!IS-ST17 | 0.0 | 1.0 | InputStream statistic for Latest actual mean Mbps data rate for data received from input stream during last reporting interval. | 0 | 1 | 1 |  | Any | STAT | Statistic | ST | -898038 | 353871 | STAT:51 | 2021-05-12 21:35
30 | TVA | Tennessee Valley Authority | eb6c28c7-fd7f-4e8f-ace5-871f74b6c479 | 2 | STAT |  | 52 | TVA_TESTDEVICE!IS:ST18 |  | 1 | 8736f6c7-ad41-4b43-b4f6-e684e0d4ad20 | TESTDEVICE | Test Device | 30 | 1 |  | 2 | ABB-521 | ABB RES521 | 4 | Ieee1344 | IEEE 1344-1995 | 11 | [5 empty] | TESTDEVICE!IS-ST18 | 0.0 | 1.0 | InputStream statistic for Number of data units that were not received at least once from input stream during last reporting interval. | 0 | 1 | 1 |  | Any | STAT | Statistic | ST | -898038 | 353871 | STAT:52 | 2021-05-12 21:35
30 | TVA | Tennessee Valley Authority | 991d6fcb-7e37-4b1f-81b4-90e591c9c137 | 2 | STAT |  | 53 | TVA_TESTDEVICE!IS:ST19 |  | 1 | 8736f6c7-ad41-4b43-b4f6-e684e0d4ad20 | TESTDEVICE | Test Device | 30 | 1 |  | 2 | ABB-521 | ABB RES521 | 4 | Ieee1344 | IEEE 1344-1995 | 11 | [5 empty] | TESTDEVICE!IS-ST19 | 0.0 | 1.0 | InputStream statistic for Number of bytes received from the input source during last reporting interval. | 0 | 1 | 1 |  | Any | STAT | Statistic | ST | -898038 | 353871 | STAT:53 | 2021-05-12 21:35
30 | TVA | Tennessee Valley Authority | db05e126-cff0-41ea-8ada-2b6986dc6158 | 2 | STAT |  | 54 | TVA_TESTDEVICE!IS:ST20 |  | 1 | 8736f6c7-ad41-4b43-b4f6-e684e0d4ad20 | TESTDEVICE | Test Device | 30 | 1 |  | 2 | ABB-521 | ABB RES521 | 4 | Ieee1344 | IEEE 1344-1995 | 11 | [5 empty] | TESTDEVICE!IS-ST20 | 0.0 | 1.0 | InputStream statistic for Number of processed measurements reported by the input stream during the lifetime of the input stream. | 0 | 1 | 1 |  | Any | STAT | Statistic | ST | -898038 | 353871 | STAT:54 | 2021-05-12 21:35
30 | TVA | Tennessee Valley Authority | b4c57c2a-c67b-4761-b44e-96f681720d49 | 2 | STAT |  | 55 | TVA_TESTDEVICE!IS:ST21 |  | 1 | 8736f6c7-ad41-4b43-b4f6-e684e0d4ad20 | TESTDEVICE | Test Device | 30 | 1 |  | 2 | ABB-521 | ABB RES521 | 4 | Ieee1344 | IEEE 1344-1995 | 11 | [5 empty] | TESTDEVICE!IS-ST21 | 0.0 | 1.0 | InputStream statistic for Number of bytes received from the input source during the lifetime of the input stream. | 0 | 1 | 1 |  | Any | STAT | Statistic | ST | -898038 | 353871 | STAT:55 | 2021-05-12 21:35
30 | TVA | Tennessee Valley Authority | 5c7f4cf5-a90c-4802-bb9b-e1c2e926f61a | 2 | STAT |  | 56 | TVA_TESTDEVICE!IS:ST22 |  | 1 | 8736f6c7-ad41-4b43-b4f6-e684e0d4ad20 | TESTDEVICE | Test Device | 30 | 1 |  | 2 | ABB-521 | ABB RES521 | 4 | Ieee1344 | IEEE 1344-1995 | 11 | [5 empty] | TESTDEVICE!IS-ST22 | 0.0 | 1.0 | InputStream statistic for The minimum number of measurements received per second during the last reporting interval. | 0 | 1 | 1 |  | Any | STAT | Statistic | ST | -898038 | 353871 | STAT:56 | 2021-05-12 21:35
30 | TVA | Tennessee Valley Authority | 6e4f95dd-eac2-4bce-a82c-2123e4aeb58a | 2 | STAT |  | 57 | TVA_TESTDEVICE!IS:ST23 |  | 1 | 8736f6c7-ad41-4b43-b4f6-e684e0d4ad20 | TESTDEVICE | Test Device | 30 | 1 |  | 2 | ABB-521 | ABB RES521 | 4 | Ieee1344 | IEEE 1344-1995 | 11 | [5 empty] | TESTDEVICE!IS-ST23 | 0.0 | 1.0 | InputStream statistic for The maximum number of measurements received per second during the last reporting interval. | 0 | 1 | 1 |  | Any | STAT | Statistic | ST | -898038 | 353871 | STAT:57 | 2021-05-12 21:35
30 | TVA | Tennessee Valley Authority | 9a42aed9-d7bb-49a1-9122-dd706b67d233 | 2 | STAT |  | 58 | TVA_TESTDEVICE!IS:ST24 |  | 1 | 8736f6c7-ad41-4b43-b4f6-e684e0d4ad20 | TESTDEVICE | Test Device | 30 | 1 |  | 2 | ABB-521 | ABB RES521 | 4 | Ieee1344 | IEEE 1344-1995 | 11 | [5 empty] | TESTDEVICE!IS-ST24 | 0.0 | 1.0 | InputStream statistic for The average number of measurements received per second during the last reporting interval. | 0 | 1 | 1 |  | Any | STAT | Statistic | ST | -898038 | 353871 | STAT:58 | 2021-05-12 21:35
30 | TVA | Tennessee Valley Authority | 4f4c5b56-7535-4a99-8110-be19cd0fcb43 | 2 | STAT |  | 59 | TVA_TESTDEVICE!IS:ST25 |  | 1 | 8736f6c7-ad41-4b43-b4f6-e684e0d4ad20 | TESTDEVICE | Test Device | 30 | 1 |  | 2 | ABB-521 | ABB RES521 | 4 | Ieee1344 | IEEE 1344-1995 | 11 | [5 empty] | TESTDEVICE!IS-ST25 | 0.0 | 1.0 | InputStream statistic for Minimum latency from input stream, in milliseconds, during the lifetime of the input stream. | 0 | 1 | 1 |  | Any | STAT | Statistic | ST | -898038 | 353871 | STAT:59 | 2021-05-12 21:35
30 | TVA | Tennessee Valley Authority | 182dfaa6-bf9a-4fbd-86bc-03351439b658 | 2 | STAT |  | 60 | TVA_TESTDEVICE!IS:ST26 |  | 1 | 8736f6c7-ad41-4b43-b4f6-e684e0d4ad20 | TESTDEVICE | Test Device | 30 | 1 |  | 2 | ABB-521 | ABB RES521 | 4 | Ieee1344 | IEEE 1344-1995 | 11 | [5 empty] | TESTDEVICE!IS-ST26 | 0.0 | 1.0 | InputStream statistic for Maximum latency from input stream, in milliseconds, during the lifetime of the input stream. | 0 | 1 | 1 |  | Any | STAT | Statistic | ST | -898038 | 353871 | STAT:60 | 2021-05-12 21:35
30 | TVA | Tennessee Valley Authority | 000d4716-42dc-43d6-93b6-2f378a92fac3 | 2 | STAT |  | 61 | TVA_TESTDEVICE!IS:ST27 |  | 1 | 8736f6c7-ad41-4b43-b4f6-e684e0d4ad20 | TESTDEVICE | Test Device | 30 | 1 |  | 2 | ABB-521 | ABB RES521 | 4 | Ieee1344 | IEEE 1344-1995 | 11 | [5 empty] | TESTDEVICE!IS-ST27 | 0.0 | 1.0 | InputStream statistic for Average latency, in milliseconds, for data received from input stream during the lifetime of the input stream. | 0 | 1 | 1 |  | Any | STAT | Statistic | ST | -898038 | 353871 | STAT:61 | 2021-05-12 21:35
30 | TVA | Tennessee Valley Authority | 082fa185-3faa-46f6-85e9-ec9fe776c99d | 2 | STAT |  | 62 | TVA_TESTDEVICE!IS:ST28 |  | 1 | 8736f6c7-ad41-4b43-b4f6-e684e0d4ad20 | TESTDEVICE | Test Device | 30 | 1 |  | 2 | ABB-521 | ABB RES521 | 4 | Ieee1344 | IEEE 1344-1995 | 11 | [5 empty] | TESTDEVICE!IS-ST28 | 0.0 | 1.0 | InputStream statistic for Total number of seconds input stream has been running. | 0 | 1 | 1 |  | Any | STAT | Statistic | ST | -898038 | 353871 | STAT:62 | 2021-05-12 21:35
|  |  | d7c6a52e-ea40-4f4b-98a9-230be90153c8 | 2 | STAT |  | 63 | ONS_DEFAULT!SYSTEM:ST1 |  |  | 8736f6c7-ad41-4b43-b4f6-e684e0d4ad20 |  |  | 30 | [8 empty] | 11 | [5 empty] | DEFAULT!SYSTEM-ST1 | 0.0 | 1.0 | System statistic for Percentage of CPU currently used by this process. | 0 | 1 | 1 |  | Any | STAT | Statistic | ST |  |  | STAT:63 | 2021-05-12 21:35
|  |  | 8b00bed8-b584-4dfa-92f5-ec3ccee8b668 | 2 | STAT |  | 64 | ONS_DEFAULT!SYSTEM:ST2 |  |  | 8736f6c7-ad41-4b43-b4f6-e684e0d4ad20 |  |  | 30 | [8 empty] | 11 | [5 empty] | DEFAULT!SYSTEM-ST2 | 0.0 | 1.0 | System statistic for Average percentage of CPU used by this process. | 0 | 1 | 1 |  | Any | STAT | Statistic | ST |  |  | STAT:64 | 2021-05-12 21:35
|  |  | de944cb4-dc86-4ffc-9c49-59ceeec685c2 | 2 | STAT |  | 65 | ONS_DEFAULT!SYSTEM:ST3 |  |  | 8736f6c7-ad41-4b43-b4f6-e684e0d4ad20 |  |  | 30 | [8 empty] | 11 | [5 empty] | DEFAULT!SYSTEM-ST3 | 0.0 | 1.0 | System statistic for Amount of memory currently used by this process in megabytes. | 0 | 1 | 1 |  | Any | STAT | Statistic | ST |  |  | STAT:65 | 2021-05-12 21:35
|  |  | b0dc73ee-e4a8-49d0-a194-013c3c8095c9 | 2 | STAT |  | 66 | ONS_DEFAULT!SYSTEM:ST4 |  |  | 8736f6c7-ad41-4b43-b4f6-e684e0d4ad20 |  |  | 30 | [8 empty] | 11 | [5 empty] | DEFAULT!SYSTEM-ST4 | 0.0 | 1.0 | System statistic for Average amount of memory used by this process in megabytes. | 0 | 1 | 1 |  | Any | STAT | Statistic | ST |  |  | STAT:66 | 2021-05-12 21:35
|  |  | 6c26f5f3-f0ed-478a-8776-4129719b9d2e | 2 | STAT |  | 67 | ONS_DEFAULT!SYSTEM:ST5 |  |  | 8736f6c7-ad41-4b43-b4f6-e684e0d4ad20 |  |  | 30 | [8 empty] | 11 | [5 empty] | DEFAULT!SYSTEM-ST5 | 0.0 | 1.0 | System statistic for Number of threads currently used by this process. | 0 | 1 | 1 |  | Any | STAT | Statistic | ST |  |  | STAT:67 | 2021-05-12 21:35
|  |  | 2ed3d2bf-834f-4ec2-9621-f6311b08db51 | 2 | STAT |  | 68 | ONS_DEFAULT!SYSTEM:ST6 |  |  | 8736f6c7-ad41-4b43-b4f6-e684e0d4ad20 |  |  | 30 | [8 empty] | 11 | [5 empty] | DEFAULT!SYSTEM-ST6 | 0.0 | 1.0 | System statistic for Average number of threads used by this process. | 0 | 1 | 1 |  | Any | STAT | Statistic | ST |  |  | STAT:68 | 2021-05-12 21:35
|  |  | 1b2fc160-b245-4812-9ce3-65511ad78c7d | 2 | STAT |  | 69 | ONS_DEFAULT!SYSTEM:ST7 |  |  | 8736f6c7-ad41-4b43-b4f6-e684e0d4ad20 |  |  | 30 | [8 empty] | 11 | [5 empty] | DEFAULT!SYSTEM-ST7 | 0.0 | 1.0 | System statistic for Current thread lock contention rate in attempts per second. | 0 | 1 | 1 |  | Any | STAT | Statistic | ST |  |  | STAT:69 | 2021-05-12 21:35
|  |  | 6e0ecd8b-6999-4076-9355-ecac1a2ca7d0 | 2 | STAT |  | 70 | ONS_DEFAULT!SYSTEM:ST8 |  |  | 8736f6c7-ad41-4b43-b4f6-e684e0d4ad20 |  |  | 30 | [8 empty] | 11 | [5 empty] | DEFAULT!SYSTEM-ST8 | 0.0 | 1.0 | System statistic for Average thread lock contention rate in attempts per second. | 0 | 1 | 1 |  | Any | STAT | Statistic | ST |  |  | STAT:70 | 2021-05-12 21:35
|  |  | 8a636710-73ac-400f-bac0-f03208476013 | 2 | STAT |  | 71 | ONS_DEFAULT!SYSTEM:ST9 |  |  | 8736f6c7-ad41-4b43-b4f6-e684e0d4ad20 |  |  | 30 | [8 empty] | 11 | [5 empty] | DEFAULT!SYSTEM-ST9 | 0.0 | 1.0 | System statistic for Amount of IO currently used by this process in kilobytes per second. | 0 | 1 | 1 |  | Any | STAT | Statistic | ST |  |  | STAT:71 | 2021-05-12 21:35
|  |  | 6c75707f-b85e-4634-8767-46cffcc5949b | 2 | STAT |  | 72 | ONS_DEFAULT!SYSTEM:ST10 |  |  | 8736f6c7-ad41-4b43-b4f6-e684e0d4ad20 |  |  | 30 | [8 empty] | 11 | [5 empty] | DEFAULT!SYSTEM-ST10 | 0.0 | 1.0 | System statistic for Average amount of IO used by this process in kilobytes per second. | 0 | 1 | 1 |  | Any | STAT | Statistic | ST |  |  | STAT:72 | 2021-05-12 21:35
|  |  | ef7a2fc5-6d00-4f87-ac00-4e8cb8e7f129 | 2 | STAT |  | 73 | ONS_DEFAULT!SYSTEM:ST11 |  |  | 8736f6c7-ad41-4b43-b4f6-e684e0d4ad20 |  |  | 30 | [8 empty] | 11 | [5 empty] | DEFAULT!SYSTEM-ST11 | 0.0 | 1.0 | System statistic for Number of IP datagrams (or bytes on Mono) currently sent by this process per second. | 0 | 1 | 1 |  | Any | STAT | Statistic | ST |  |  | STAT:73 | 2021-05-12 21:35
|  |  | 16763346-14f7-492c-885e-0474effee9d1 | 2 | STAT |  | 74 | ONS_DEFAULT!SYSTEM:ST12 |  |  | 8736f6c7-ad41-4b43-b4f6-e684e0d4ad20 |  |  | 30 | [8 empty] | 11 | [5 empty] | DEFAULT!SYSTEM-ST12 | 0.0 | 1.0 | System statistic for Average number of IP datagrams (or bytes on Mono) sent by this process per second. | 0 | 1 | 1 |  | Any | STAT | Statistic | ST |  |  | STAT:74 | 2021-05-12 21:35
|  |  | 4ba039be-6fe2-403a-853e-01acfb8918a5 | 2 | STAT |  | 75 | ONS_DEFAULT!SYSTEM:ST13 |  |  | 8736f6c7-ad41-4b43-b4f6-e684e0d4ad20 |  |  | 30 | [8 empty] | 11 | [5 empty] | DEFAULT!SYSTEM-ST13 | 0.0 | 1.0 | System statistic for Number of IP datagrams (or bytes on Mono) currently received by this process per second. | 0 | 1 | 1 |  | Any | STAT | Statistic | ST |  |  | STAT:75 | 2021-05-12 21:35
|  |  | d728403e-aa18-40c2-861f-5f352964dfc0 | 2 | STAT |  | 76 | ONS_DEFAULT!SYSTEM:ST14 |  |  | 8736f6c7-ad41-4b43-b4f6-e684e0d4ad20 |  |  | 30 | [8 empty] | 11 | [5 empty] | DEFAULT!SYSTEM-ST14 | 0.0 | 1.0 | System statistic for Average number of IP datagrams (or bytes on Mono) received by this process per second. | 0 | 1 | 1 |  | Any | STAT | Statistic | ST |  |  | STAT:76 | 2021-05-12 21:35
|  |  | b6783fd7-4a85-4242-b617-77a10f63bef2 | 2 | STAT |  | 77 | ONS_DEFAULT!SYSTEM:ST15 |  |  | 8736f6c7-ad41-4b43-b4f6-e684e0d4ad20 |  |  | 30 | [8 empty] | 11 | [5 empty] | DEFAULT!SYSTEM-ST15 | 0.0 | 1.0 | System statistic for Total number of seconds system has been running. | 0 | 1 | 1 |  | Any | STAT | Statistic | ST |  |  | STAT:77 | 2021-05-12 21:35
|  |  | 3ed0bb6d-1e35-47c4-8685-3e329ccb6775 | 2 | STAT |  | 78 | ONS_TLS!DATAPUBLISHER!PUB:ST1 |  |  | 8736f6c7-ad41-4b43-b4f6-e684e0d4ad20 |  |  | 30 | [8 empty] | 11 | [5 empty] | TLS!DATAPUBLISHER!PUB-ST1 | 0.0 | 1.0 | Publisher statistic for Boolean value representing if the publisher was continually connected during last reporting interval. | 0 | 1 | 1 |  | Any | STAT | Statistic | ST |  |  | STAT:78 | 2021-05-12 21:35
|  |  | 0bd04534-e06a-4443-a13e-3c181dbfca97 | 2 | STAT |  | 79 | ONS_TLS!DATAPUBLISHER!PUB:ST2 |  |  | 8736f6c7-ad41-4b43-b4f6-e684e0d4ad20 |  |  | 30 | [8 empty] | 11 | [5 empty] | TLS!DATAPUBLISHER!PUB-ST2 | 0.0 | 1.0 | Publisher statistic for Number of clients connected to the command channel of the publisher during last reporting interval. | 0 | 1 | 1 |  | Any | STAT | Statistic | ST |  |  | STAT:79 | 2021-05-12 21:35
|  |  | b9034607-e499-49f4-b604-d678f6532a06 | 2 | STAT |  | 80 | ONS_TLS!DATAPUBLISHER!PUB:ST3 |  |  | 8736f6c7-ad41-4b43-b4f6-e684e0d4ad20 |  |  | 30 | [8 empty] | 11 | [5 empty] | TLS!DATAPUBLISHER!PUB-ST3 | 0.0 | 1.0 | Publisher statistic for Number of processed measurements reported by the publisher during last reporting interval. | 0 | 1 | 1 |  | Any | STAT | Statistic | ST |  |  | STAT:80 | 2021-05-12 21:35
|  |  | 484a2ff9-d8b7-48f9-b156-5b1fa749ee27 | 2 | STAT |  | 81 | ONS_TLS!DATAPUBLISHER!PUB:ST4 |  |  | 8736f6c7-ad41-4b43-b4f6-e684e0d4ad20 |  |  | 30 | [8 empty] | 11 | [5 empty] | TLS!DATAPUBLISHER!PUB-ST4 | 0.0 | 1.0 | Publisher statistic for Number of bytes sent by the publisher during the last reporting interval. | 0 | 1 | 1 |  | Any | STAT | Statistic | ST |  |  | STAT:81 | 2021-05-12 21:35
|  |  | 119db9cf-1707-4355-a6d9-5c0329db72a0 | 2 | STAT |  | 82 | ONS_TLS!DATAPUBLISHER!PUB:ST5 |  |  | 8736f6c7-ad41-4b43-b4f6-e684e0d4ad20 |  |  | 30 | [8 empty] | 11 | [5 empty] | TLS!DATAPUBLISHER!PUB-ST5 | 0.0 | 1.0 | Publisher statistic for Number of processed measurements reported by the publisher during the lifetime of the publisher. | 0 | 1 | 1 |  | Any | STAT | Statistic | ST |  |  | STAT:82 | 2021-05-12 21:35
|  |  | 7994e0c6-ca90-4ef5-af0b-43a6232c1e4e | 2 | STAT |  | 83 | ONS_TLS!DATAPUBLISHER!PUB:ST6 |  |  | 8736f6c7-ad41-4b43-b4f6-e684e0d4ad20 |  |  | 30 | [8 empty] | 11 | [5 empty] | TLS!DATAPUBLISHER!PUB-ST6 | 0.0 | 1.0 | Publisher statistic for Number of bytes sent by the publisher during the lifetime of the publisher. | 0 | 1 | 1 |  | Any | STAT | Statistic | ST |  |  | STAT:83 | 2021-05-12 21:35
|  |  | 5798c560-d4d3-4a5f-9e5e-8636776b447f | 2 | STAT |  | 84 | ONS_TLS!DATAPUBLISHER!PUB:ST7 |  |  | 8736f6c7-ad41-4b43-b4f6-e684e0d4ad20 |  |  | 30 | [8 empty] | 11 | [5 empty] | TLS!DATAPUBLISHER!PUB-ST7 | 0.0 | 1.0 | Publisher statistic for The minimum number of measurements sent per second during the last reporting interval. | 0 | 1 | 1 |  | Any | STAT | Statistic | ST |  |  | STAT:84 | 2021-05-12 21:35
|  |  | 922ee38c-fcc3-42c1-b0d1-39ac86f844eb | 2 | STAT |  | 85 | ONS_TLS!DATAPUBLISHER!PUB:ST8 |  |  | 8736f6c7-ad41-4b43-b4f6-e684e0d4ad20 |  |  | 30 | [8 empty] | 11 | [5 empty] | TLS!DATAPUBLISHER!PUB-ST8 | 0.0 | 1.0 | Publisher statistic for The maximum number of measurements sent per second during the last reporting interval. | 0 | 1 | 1 |  | Any | STAT | Statistic | ST |  |  | STAT:85 | 2021-05-12 21:35
|  |  | 15e82ed4-6506-4c86-821c-64919db367f5 | 2 | STAT |  | 86 | ONS_TLS!DATAPUBLISHER!PUB:ST9 |  |  | 8736f6c7-ad41-4b43-b4f6-e684e0d4ad20 |  |  | 30 | [8 empty] | 11 | [5 empty] | TLS!DATAPUBLISHER!PUB-ST9 | 0.0 | 1.0 | Publisher statistic for The average number of measurements sent per second during the last reporting interval. | 0 | 1 | 1 |  | Any | STAT | Statistic | ST |  |  | STAT:86 | 2021-05-12 21:35
|  |  | de29f8cf-04df-47db-9102-ce78f9ede842 | 2 | STAT |  | 87 | ONS_TLS!DATAPUBLISHER!PUB:ST10 |  |  | 8736f6c7-ad41-4b43-b4f6-e684e0d4ad20 |  |  | 30 | [8 empty] | 11 | [5 empty] | TLS!DATAPUBLISHER!PUB-ST10 | 0.0 | 1.0 | Publisher statistic for Minimum latency from output stream, in milliseconds, during the lifetime of the publisher. | 0 | 1 | 1 |  | Any | STAT | Statistic | ST |  |  | STAT:87 | 2021-05-12 21:35
|  |  | 237453ae-2937-41a5-8cd8-97cfbc77f039 | 2 | STAT |  | 88 | ONS_TLS!DATAPUBLISHER!PUB:ST11 |  |  | 8736f6c7-ad41-4b43-b4f6-e684e0d4ad20 |  |  | 30 | [8 empty] | 11 | [5 empty] | TLS!DATAPUBLISHER!PUB-ST11 | 0.0 | 1.0 | Publisher statistic for Maximum latency from output stream, in milliseconds, during the lifetime of the publisher. | 0 | 1 | 1 |  | Any | STAT | Statistic | ST |  |  | STAT:88 | 2021-05-12 21:35
|  |  | 3cf06e86-54f5-4f4f-aa07-e67fa82d4456 | 2 | STAT |  | 89 | ONS_TLS!DATAPUBLISHER!PUB:ST12 |  |  | 8736f6c7-ad41-4b43-b4f6-e684e0d4ad20 |  |  | 30 | [8 empty] | 11 | [5 empty] | TLS!DATAPUBLISHER!PUB-ST12 | 0.0 | 1.0 | Publisher statistic for Average latency from output stream, in milliseconds, during the lifetime of the publisher. | 0 | 1 | 1 |  | Any | STAT | Statistic | ST |  |  | STAT:89 | 2021-05-12 21:35
|  |  | 1e6ca84d-b9bd-4a5b-ba2e-6fb1b2848f3f | 2 | STAT |  | 90 | ONS_TLS!DATAPUBLISHER!PUB:ST13 |  |  | 8736f6c7-ad41-4b43-b4f6-e684e0d4ad20 |  |  | 30 | [8 empty] | 11 | [5 empty] | TLS!DATAPUBLISHER!PUB-ST13 | 0.0 | 1.0 | Publisher statistic for Total number of seconds publisher has been running. | 0 | 1 | 1 |  | Any | STAT | Statistic | ST |  |  | STAT:90 | 2021-05-12 21:35
|  |  | 9c30e45b-bac1-4cf6-b91a-3649faa6c149 | 2 | STAT |  | 91 | ONS_STTPS!DATAPUBLISHER!PUB:ST1 |  |  | 8736f6c7-ad41-4b43-b4f6-e684e0d4ad20 |  |  | 30 | [8 empty] | 11 | [5 empty] | STTPS!DATAPUBLISHER!PUB-ST1 | 0.0 | 1.0 | Publisher statistic for Boolean value representing if the publisher was continually connected during last reporting interval. | 0 | 1 | 1 |  | Any | STAT | Statistic | ST |  |  | STAT:91 | 2021-05-12 21:35
|  |  | f0a4d81e-a08b-476d-b4b4-54c92d0ab53a | 2 | STAT |  | 92 | ONS_STTPS!DATAPUBLISHER!PUB:ST2 |  |  | 8736f6c7-ad41-4b43-b4f6-e684e0d4ad20 |  |  | 30 | [8 empty] | 11 | [5 empty] | STTPS!DATAPUBLISHER!PUB-ST2 | 0.0 | 1.0 | Publisher statistic for Number of clients connected to the command channel of the publisher during last reporting interval. | 0 | 1 | 1 |  | Any | STAT | Statistic | ST |  |  | STAT:92 | 2021-05-12 21:35
|  |  | d63c4817-0c03-47c6-9286-1d056ea67c26 | 2 | STAT |  | 93 | ONS_STTPS!DATAPUBLISHER!PUB:ST3 |  |  | 8736f6c7-ad41-4b43-b4f6-e684e0d4ad20 |  |  | 30 | [8 empty] | 11 | [5 empty] | STTPS!DATAPUBLISHER!PUB-ST3 | 0.0 | 1.0 | Publisher statistic for Number of processed measurements reported by the publisher during last reporting interval. | 0 | 1 | 1 |  | Any | STAT | Statistic | ST |  |  | STAT:93 | 2021-05-12 21:35
|  |  | da2ab4ad-a327-4f08-af42-9a634f3a1187 | 2 | STAT |  | 94 | ONS_STTPS!DATAPUBLISHER!PUB:ST4 |  |  | 8736f6c7-ad41-4b43-b4f6-e684e0d4ad20 |  |  | 30 | [8 empty] | 11 | [5 empty] | STTPS!DATAPUBLISHER!PUB-ST4 | 0.0 | 1.0 | Publisher statistic for Number of bytes sent by the publisher during the last reporting interval. | 0 | 1 | 1 |  | Any | STAT | Statistic | ST |  |  | STAT:94 | 2021-05-12 21:35
|  |  | cadb7dcc-48b8-4892-96e7-fde48b0d10aa | 2 | STAT |  | 95 | ONS_STTPS!DATAPUBLISHER!PUB:ST5 |  |  | 8736f6c7-ad41-4b43-b4f6-e684e0d4ad20 |  |  | 30 | [8 empty] | 11 | [5 empty] | STTPS!DATAPUBLISHER!PUB-ST5 | 0.0 | 1.0 | Publisher statistic for Number of processed measurements reported by the publisher during the lifetime of the publisher. | 0 | 1 | 1 |  | Any | STAT | Statistic | ST |  |  | STAT:95 | 2021-05-12 21:35
|  |  | 75fef427-39fd-42ba-8b76-6ed7336cd013 | 2 | STAT |  | 96 | ONS_STTPS!DATAPUBLISHER!PUB:ST6 |  |  | 8736f6c7-ad41-4b43-b4f6-e684e0d4ad20 |  |  | 30 | [8 empty] | 11 | [5 empty] | STTPS!DATAPUBLISHER!PUB-ST6 | 0.0 | 1.0 | Publisher statistic for Number of bytes sent by the publisher during the lifetime of the publisher. | 0 | 1 | 1 |  | Any | STAT | Statistic | ST |  |  | STAT:96 | 2021-05-12 21:35
|  |  | c65d040c-235e-46ec-a98f-4694e892f821 | 2 | STAT |  | 97 | ONS_STTPS!DATAPUBLISHER!PUB:ST7 |  |  | 8736f6c7-ad41-4b43-b4f6-e684e0d4ad20 |  |  | 30 | [8 empty] | 11 | [5 empty] | STTPS!DATAPUBLISHER!PUB-ST7 | 0.0 | 1.0 | Publisher statistic for The minimum number of measurements sent per second during the last reporting interval. | 0 | 1 | 1 |  | Any | STAT | Statistic | ST |  |  | STAT:97 | 2021-05-12 21:35
|  |  | 2ce2c91a-8f6b-42b2-a44a-8abde6b3e9ba | 2 | STAT |  | 98 | ONS_STTPS!DATAPUBLISHER!PUB:ST8 |  |  | 8736f6c7-ad41-4b43-b4f6-e684e0d4ad20 |  |  | 30 | [8 empty] | 11 | [5 empty] | STTPS!DATAPUBLISHER!PUB-ST8 | 0.0 | 1.0 | Publisher statistic for The maximum number of measurements sent per second during the last reporting interval. | 0 | 1 | 1 |  | Any | STAT | Statistic | ST |  |  | STAT:98 | 2021-05-12 21:35
|  |  | 16285591-6bb7-4ecb-b24c-c8b32d499cbc | 2 | STAT |  | 99 | ONS_STTPS!DATAPUBLISHER!PUB:ST9 |  |  | 8736f6c7-ad41-4b43-b4f6-e684e0d4ad20 |  |  | 30 | [8 empty] | 11 | [5 empty] | STTPS!DATAPUBLISHER!PUB-ST9 | 0.0 | 1.0 | Publisher statistic for The average number of measurements sent per second during the last reporting interval. | 0 | 1 | 1 |  | Any | STAT | Statistic | ST |  |  | STAT:99 | 2021-05-12 21:35
|  |  | 213f111e-ce67-451f-9b2b-49caaeae67ed | 2 | STAT |  | 100 | ONS_STTPS!DATAPUBLISHER!PUB:ST10 |  |  | 8736f6c7-ad41-4b43-b4f6-e684e0d4ad20 |  |  | 30 | [8 empty] | 11 | [5 empty] | STTPS!DATAPUBLISHER!PUB-ST10 | 0.0 | 1.0 | Publisher statistic for Minimum latency from output stream, in milliseconds, during the lifetime of the publisher. | 0 | 1 | 1 |  | Any | STAT | Statistic | ST |  |  | STAT:100 | 2021-05-12 21:35
|  |  | 1533d52a-ca28-4b1a-94e1-db5d8cb3fe17 | 2 | STAT |  | 101 | ONS_STTPS!DATAPUBLISHER!PUB:ST11 |  |  | 8736f6c7-ad41-4b43-b4f6-e684e0d4ad20 |  |  | 30 | [8 empty] | 11 | [5 empty] | STTPS!DATAPUBLISHER!PUB-ST11 | 0.0 | 1.0 | Publisher statistic for Maximum latency from output stream, in milliseconds, during the lifetime of the publisher. | 0 | 1 | 1 |  | Any | STAT | Statistic | ST |  |  | STAT:101 | 2021-05-12 21:35
|  |  | 666f0d59-192a-4824-bd8d-036fa5251e00 | 2 | STAT |  | 102 | ONS_STTPS!DATAPUBLISHER!PUB:ST12 |  |  | 8736f6c7-ad41-4b43-b4f6-e684e0d4ad20 |  |  | 30 | [8 empty] | 11 | [5 empty] | STTPS!DATAPUBLISHER!PUB-ST12 | 0.0 | 1.0 | Publisher statistic for Average latency from output stream, in milliseconds, during the lifetime of the publisher. | 0 | 1 | 1 |  | Any | STAT | Statistic | ST |  |  | STAT:102 | 2021-05-12 21:35
|  |  | 9eaddd43-dfb8-456f-8e15-7ac1b971ada2 | 2 | STAT |  | 103 | ONS_STTPS!DATAPUBLISHER!PUB:ST13 |  |  | 8736f6c7-ad41-4b43-b4f6-e684e0d4ad20 |  |  | 30 | [8 empty] | 11 | [5 empty] | STTPS!DATAPUBLISHER!PUB-ST13 | 0.0 | 1.0 | Publisher statistic for Total number of seconds publisher has been running. | 0 | 1 | 1 |  | Any | STAT | Statistic | ST |  |  | STAT:103 | 2021-05-12 21:35
|  |  | 28d5e26a-3a5e-473f-bcd3-48c33adcbeac | 2 | STAT |  | 104 | ONS_STTP!DATAPUBLISHER!PUB:ST1 |  |  | 8736f6c7-ad41-4b43-b4f6-e684e0d4ad20 |  |  | 30 | [8 empty] | 11 | [5 empty] | STTP!DATAPUBLISHER!PUB-ST1 | 0.0 | 1.0 | Publisher statistic for Boolean value representing if the publisher was continually connected during last reporting interval. | 0 | 1 | 1 |  | Any | STAT | Statistic | ST |  |  | STAT:104 | 2021-05-12 21:35
|  |  | 45961217-ae5a-4493-8e8d-1969e27f44ff | 2 | STAT |  | 105 | ONS_STTP!DATAPUBLISHER!PUB:ST2 |  |  | 8736f6c7-ad41-4b43-b4f6-e684e0d4ad20 |  |  | 30 | [8 empty] | 11 | [5 empty] | STTP!DATAPUBLISHER!PUB-ST2 | 0.0 | 1.0 | Publisher statistic for Number of clients connected to the command channel of the publisher during last reporting interval. | 0 | 1 | 1 |  | Any | STAT | Statistic | ST |  |  | STAT:105 | 2021-05-12 21:35
|  |  | e575c852-14a2-4a9c-b704-9ba92947db99 | 2 | STAT |  | 106 | ONS_STTP!DATAPUBLISHER!PUB:ST3 |  |  | 8736f6c7-ad41-4b43-b4f6-e684e0d4ad20 |  |  | 30 | [8 empty] | 11 | [5 empty] | STTP!DATAPUBLISHER!PUB-ST3 | 0.0 | 1.0 | Publisher statistic for Number of processed measurements reported by the publisher during last reporting interval. | 0 | 1 | 1 |  | Any | STAT | Statistic | ST |  |  | STAT:106 | 2021-05-12 21:35
|  |  | 978a8866-05df-4ffd-9cc3-43e075fb92c9 | 2 | STAT |  | 107 | ONS_STTP!DATAPUBLISHER!PUB:ST4 |  |  | 8736f6c7-ad41-4b43-b4f6-e684e0d4ad20 |  |  | 30 | [8 empty] | 11 | [5 empty] | STTP!DATAPUBLISHER!PUB-ST4 | 0.0 | 1.0 | Publisher statistic for Number of bytes sent by the publisher during the last reporting interval. | 0 | 1 | 1 |  | Any | STAT | Statistic | ST |  |  | STAT:107 | 2021-05-12 21:35
|  |  | 482938a0-01f1-4904-a6c8-d2bc3fcbf7d5 | 2 | STAT |  | 108 | ONS_STTP!DATAPUBLISHER!PUB:ST5 |  |  | 8736f6c7-ad41-4b43-b4f6-e684e0d4ad20 |  |  | 30 | [8 empty] | 11 | [5 empty] | STTP!DATAPUBLISHER!PUB-ST5 | 0.0 | 1.0 | Publisher statistic for Number of processed measurements reported by the publisher during the lifetime of the publisher. | 0 | 1 | 1 |  | Any | STAT | Statistic | ST |  |  | STAT:108 | 2021-05-12 21:35
|  |  | 1009571a-2c26-45f1-a16f-4022648fdda9 | 2 | STAT |  | 109 | ONS_STTP!DATAPUBLISHER!PUB:ST6 |  |  | 8736f6c7-ad41-4b43-b4f6-e684e0d4ad20 |  |  | 30 | [8 empty] | 11 | [5 empty] | STTP!DATAPUBLISHER!PUB-ST6 | 0.0 | 1.0 | Publisher statistic for Number of bytes sent by the publisher during the lifetime of the publisher. | 0 | 1 | 1 |  | Any | STAT | Statistic | ST |  |  | STAT:109 | 2021-05-12 21:35
|  |  | 6f5ab44a-87f0-4846-b456-992d70a4287a | 2 | STAT |  | 110 | ONS_STTP!DATAPUBLISHER!PUB:ST7 |  |  | 8736f6c7-ad41-4b43-b4f6-e684e0d4ad20 |  |  | 30 | [8 empty] | 11 | [5 empty] | STTP!DATAPUBLISHER!PUB-ST7 | 0.0 | 1.0 | Publisher statistic for The minimum number of measurements sent per second during the last reporting interval. | 0 | 1 | 1 |  | Any | STAT | Statistic | ST |  |  | STAT:110 | 2021-05-12 21:35
|  |  | 9b345b95-c941-4a6a-b19e-54ac9b41a93b | 2 | STAT |  | 111 | ONS_STTP!DATAPUBLISHER!PUB:ST8 |  |  | 8736f6c7-ad41-4b43-b4f6-e684e0d4ad20 |  |  | 30 | [8 empty] | 11 | [5 empty] | STTP!DATAPUBLISHER!PUB-ST8 | 0.0 | 1.0 | Publisher statistic for The maximum number of measurements sent per second during the last reporting interval. | 0 | 1 | 1 |  | Any | STAT | Statistic | ST |  |  | STAT:111 | 2021-05-12 21:35
|  |  | aefd65fa-9639-4ba9-8db3-0e813bb63640 | 2 | STAT |  | 112 | ONS_STTP!DATAPUBLISHER!PUB:ST9 |  |  | 8736f6c7-ad41-4b43-b4f6-e684e0d4ad20 |  |  | 30 | [8 empty] | 11 | [5 empty] | STTP!DATAPUBLISHER!PUB-ST9 | 0.0 | 1.0 | Publisher statistic for The average number of measurements sent per second during the last reporting interval. | 0 | 1 | 1 |  | Any | STAT | Statistic | ST |  |  | STAT:112 | 2021-05-12 21:35
|  |  | 5fa9c8f5-8dde-4908-ae8f-207989dbac68 | 2 | STAT |  | 113 | ONS_STTP!DATAPUBLISHER!PUB:ST10 |  |  | 8736f6c7-ad41-4b43-b4f6-e684e0d4ad20 |  |  | 30 | [8 empty] | 11 | [5 empty] | STTP!DATAPUBLISHER!PUB-ST10 | 0.0 | 1.0 | Publisher statistic for Minimum latency from output stream, in milliseconds, during the lifetime of the publisher. | 0 | 1 | 1 |  | Any | STAT | Statistic | ST |  |  | STAT:113 | 2021-05-12 21:35
|  |  | 255389b0-0b10-4f15-9a7a-ebe8ff7f7477 | 2 | STAT |  | 114 | ONS_STTP!DATAPUBLISHER!PUB:ST11 |  |  | 8736f6c7-ad41-4b43-b4f6-e684e0d4ad20 |  |  | 30 | [8 empty] | 11 | [5 empty] | STTP!DATAPUBLISHER!PUB-ST11 | 0.0 | 1.0 | Publisher statistic for Maximum latency from output stream, in milliseconds, during the lifetime of the publisher. | 0 | 1 | 1 |  | Any | STAT | Statistic | ST |  |  | STAT:114 | 2021-05-12 21:35
|  |  | 76a6e320-eb8e-4822-acb7-da5754daf133 | 2 | STAT |  | 115 | ONS_STTP!DATAPUBLISHER!PUB:ST12 |  |  | 8736f6c7-ad41-4b43-b4f6-e684e0d4ad20 |  |  | 30 | [8 empty] | 11 | [5 empty] | STTP!DATAPUBLISHER!PUB-ST12 | 0.0 | 1.0 | Publisher statistic for Average latency from output stream, in milliseconds, during the lifetime of the publisher. | 0 | 1 | 1 |  | Any | STAT | Statistic | ST |  |  | STAT:115 | 2021-05-12 21:35
|  |  | 580b8a98-bc24-4e73-b1a1-ee2c7d29c236 | 2 | STAT |  | 116 | ONS_STTP!DATAPUBLISHER!PUB:ST13 |  |  | 8736f6c7-ad41-4b43-b4f6-e684e0d4ad20 |  |  | 30 | [8 empty] | 11 | [5 empty] | STTP!DATAPUBLISHER!PUB-ST13 | 0.0 | 1.0 | Publisher statistic for Total number of seconds publisher has been running. | 0 | 1 | 1 |  | Any | STAT | Statistic | ST |  |  | STAT:116 | 2021-05-12 21:35
|  |  | 30dc4f2b-6cbb-41be-b66a-adf232f91a99 | 2 | STAT |  | 117 | ONS_INTERNAL!DATAPUBLISHER!PUB:ST1 |  |  | 8736f6c7-ad41-4b43-b4f6-e684e0d4ad20 |  |  | 30 | [8 empty] | 11 | [5 empty] | INTERNAL!DATAPUBLISHER!PUB-ST1 | 0.0 | 1.0 | Publisher statistic for Boolean value representing if the publisher was continually connected during last reporting interval. | 0 | 1 | 1 |  | Any | STAT | Statistic | ST |  |  | STAT:117 | 2021-05-12 21:35
|  |  | dec56266-69f7-44be-a58a-752f34709b3b | 2 | STAT |  | 118 | ONS_INTERNAL!DATAPUBLISHER!PUB:ST2 |  |  | 8736f6c7-ad41-4b43-b4f6-e684e0d4ad20 |  |  | 30 | [8 empty] | 11 | [5 empty] | INTERNAL!DATAPUBLISHER!PUB-ST2 | 0.0 | 1.0 | Publisher statistic for Number of clients connected to the command channel of the publisher during last reporting interval. | 0 | 1 | 1 |  | Any | STAT | Statistic | ST |  |  | STAT:118 | 2021-05-12 21:35
|  |  | eefc1878-31f0-4234-bfb9-90396d229ff6 | 2 | STAT |  | 119 | ONS_INTERNAL!DATAPUBLISHER!PUB:ST3 |  |  | 8736f6c7-ad41-4b43-b4f6-e684e0d4ad20 |  |  | 30 | [8 empty] | 11 | [5 empty] | INTERNAL!DATAPUBLISHER!PUB-ST3 | 0.0 | 1.0 | Publisher statistic for Number of processed measurements reported by the publisher during last reporting interval. | 0 | 1 | 1 |  | Any | STAT | Statistic | ST |  |  | STAT:119 | 2021-05-12 21:35
|  |  | 49e3e7f4-a89e-4a0a-94c0-a404bf70f003 | 2 | STAT |  | 120 | ONS_INTERNAL!DATAPUBLISHER!PUB:ST4 |  |  | 8736f6c7-ad41-4b43-b4f6-e684e0d4ad20 |  |  | 30 | [8 empty] | 11 | [5 empty] | INTERNAL!DATAPUBLISHER!PUB-ST4 | 0.0 | 1.0 | Publisher statistic for Number of bytes sent by the publisher during the last reporting interval. | 0 | 1 | 1 |  | Any | STAT | Statistic | ST |  |  | STAT:120 | 2021-05-12 21:35
|  |  | 68e922f5-3c6a-4862-a860-81146a441d37 | 2 | STAT |  | 121 | ONS_INTERNAL!DATAPUBLISHER!PUB:ST5 |  |  | 8736f6c7-ad41-4b43-b4f6-e684e0d4ad20 |  |  | 30 | [8 empty] | 11 | [5 empty] | INTERNAL!DATAPUBLISHER!PUB-ST5 | 0.0 | 1.0 | Publisher statistic for Number of processed measurements reported by the publisher during the lifetime of the publisher. | 0 | 1 | 1 |  | Any | STAT | Statistic | ST |  |  | STAT:121 | 2021-05-12 21:35
|  |  | a55e6421-344e-4507-8714-42c223ea08bf | 2 | STAT |  | 122 | ONS_INTERNAL!DATAPUBLISHER!PUB:ST6 |  |  | 8736f6c7-ad41-4b43-b4f6-e684e0d4ad20 |  |  | 30 | [8 empty] | 11 | [5 empty] | INTERNAL!DATAPUBLISHER!PUB-ST6 | 0.0 | 1.0 | Publisher statistic for Number of bytes sent by the publisher during the lifetime of the publisher. | 0 | 1 | 1 |  | Any | STAT | Statistic | ST |  |  | STAT:122 | 2021-05-12 21:35
|  |  | 1d8252af-def6-439b-a6df-1276fdca4377 | 2 | STAT |  | 123 | ONS_INTERNAL!DATAPUBLISHER!PUB:ST7 |  |  | 8736f6c7-ad41-4b43-b4f6-e684e0d4ad20 |  |  | 30 | [8 empty] | 11 | [5 empty] | INTERNAL!DATAPUBLISHER!PUB-ST7 | 0.0 | 1.0 | Publisher statistic for The minimum number of measurements sent per second during the last reporting interval. | 0 | 1 | 1 |  | Any | STAT | Statistic | ST |  |  | STAT:123 | 2021-05-12 21:35
|  |  | 14d231cc-9ee9-4017-b480-c5b6ba791e04 | 2 | STAT |  | 124 | ONS_INTERNAL!DATAPUBLISHER!PUB:ST8 |  |  | 8736f6c7-ad41-4b43-b4f6-e684e0d4ad20 |  |  | 30 | [8 empty] | 11 | [5 empty] | INTERNAL!DATAPUBLISHER!PUB-ST8 | 0.0 | 1.0 | Publisher statistic for The maximum number of measurements sent per second during the last reporting interval. | 0 | 1 | 1 |  | Any | STAT | Statistic | ST |  |  | STAT:124 | 2021-05-12 21:35
|  |  | 96dec15e-f4de-4ce3-a051-3b6d5884483e | 2 | STAT |  | 125 | ONS_INTERNAL!DATAPUBLISHER!PUB:ST9 |  |  | 8736f6c7-ad41-4b43-b4f6-e684e0d4ad20 |  |  | 30 | [8 empty] | 11 | [5 empty] | INTERNAL!DATAPUBLISHER!PUB-ST9 | 0.0 | 1.0 | Publisher statistic for The average number of measurements sent per second during the last reporting interval. | 0 | 1 | 1 |  | Any | STAT | Statistic | ST |  |  | STAT:125 | 2021-05-12 21:35
|  |  | 197a8bdd-947d-43e8-9709-4d4d9cc5331b | 2 | STAT |  | 126 | ONS_INTERNAL!DATAPUBLISHER!PUB:ST10 |  |  | 8736f6c7-ad41-4b43-b4f6-e684e0d4ad20 |  |  | 30 | [8 empty] | 11 | [5 empty] | INTERNAL!DATAPUBLISHER!PUB-ST10 | 0.0 | 1.0 | Publisher statistic for Minimum latency from output stream, in milliseconds, during the lifetime of the publisher. | 0 | 1 | 1 |  | Any | STAT | Statistic | ST |  |  | STAT:126 | 2021-05-12 21:35
|  |  | 957f39d1-deb3-47f3-b072-bad2a3ecfd62 | 2 | STAT |  | 127 | ONS_INTERNAL!DATAPUBLISHER!PUB:ST11 |  |  | 8736f6c7-ad41-4b43-b4f6-e684e0d4ad20 |  |  | 30 | [8 empty] | 11 | [5 empty] | INTERNAL!DATAPUBLISHER!PUB-ST11 | 0.0 | 1.0 | Publisher statistic for Maximum latency from output stream, in milliseconds, during the lifetime of the publisher. | 0 | 1 | 1 |  | Any | STAT | Statistic | ST |  |  | STAT:127 | 2021-05-12 21:35
|  |  | 869a2da2-3d0e-466d-980f-adc557458218 | 2 | STAT |  | 128 | ONS_INTERNAL!DATAPUBLISHER!PUB:ST12 |  |  | 8736f6c7-ad41-4b43-b4f6-e684e0d4ad20 |  |  | 30 | [8 empty] | 11 | [5 empty] | INTERNAL!DATAPUBLISHER!PUB-ST12 | 0.0 | 1.0 | Publisher statistic for Average latency from output stream, in milliseconds, during the lifetime of the publisher. | 0 | 1 | 1 |  | Any | STAT | Statistic | ST |  |  | STAT:128 | 2021-05-12 21:35
|  |  | 155811c0-4825-4cb8-9f3e-d4d75a02eeb7 | 2 | STAT |  | 129 | ONS_INTERNAL!DATAPUBLISHER!PUB:ST13 |  |  | 8736f6c7-ad41-4b43-b4f6-e684e0d4ad20 |  |  | 30 | [8 empty] | 11 | [5 empty] | INTERNAL!DATAPUBLISHER!PUB-ST13 | 0.0 | 1.0 | Publisher statistic for Total number of seconds publisher has been running. | 0 | 1 | 1 |  | Any | STAT | Statistic | ST |  |  | STAT:129 | 2021-05-12 21:35
|  |  | 73f84445-53a6-4271-b621-26e3156d2371 | 2 | STAT |  | 130 | ONS_GRAFANA!PROCESS!PROC:ST1 |  |  | 8736f6c7-ad41-4b43-b4f6-e684e0d4ad20 |  |  | 30 | [8 empty] | 11 | [5 empty] | GRAFANA!PROCESS!PROC-ST1 | 0.0 | 1.0 | Process statistic for Percentage of CPU currently used by the launched process. | 0 | 1 | 1 |  | Any | STAT | Statistic | ST |  |  | STAT:130 | 2021-05-12 21:35
|  |  | 51537718-507b-4e7f-a210-3fda43623c7d | 2 | STAT |  | 131 | ONS_GRAFANA!PROCESS!PROC:ST2 |  |  | 8736f6c7-ad41-4b43-b4f6-e684e0d4ad20 |  |  | 30 | [8 empty] | 11 | [5 empty] | GRAFANA!PROCESS!PROC-ST2 | 0.0 | 1.0 | Process statistic for Amount of memory currently used by the launched process in megabytes. | 0 | 1 | 1 |  | Any | STAT | Statistic | ST |  |  | STAT:131 | 2021-05-12 21:35
|  |  | 9b0459bb-0a61-4803-8780-68330d2ff786 | 2 | STAT |  | 132 | ONS_GRAFANA!PROCESS!PROC:ST3 |  |  | 8736f6c7-ad41-4b43-b4f6-e684e0d4ad20 |  |  | 30 | [8 empty] | 11 | [5 empty] | GRAFANA!PROCESS!PROC-ST3 | 0.0 | 1.0 | Process statistic for Total number of seconds the launched process has been running. | 0 | 1 | 1 |  | Any | STAT | Statistic | ST |  |  | STAT:132 | 2021-05-12 21:35
|  |  | a7a27a1a-f179-4b48-a4ba-77ae4f067723 | 2 | STAT |  | 133 | ONS_LOCAL_OPENPDC!SUB:ST1 |  | 2 | 8736f6c7-ad41-4b43-b4f6-e684e0d4ad20 | LOCAL_OPENPDC | Local_openpdc | 60 | 1 |  |  |  |  | 10 | STTP | Streaming Telemetry Transport Protocol | 11 | [5 empty] | LOCAL_OPENPDC!SUB-ST1 | 0.0 | 1.0 | Subscriber statistic for Boolean value representing if the subscriber was continually connected during last reporting interval. | 0 | 1 | 1 |  | Any | STAT | Statistic | ST |  |  | STAT:133 | 2021-05-12 22:31
|  |  | 9810b059-022d-4891-b7d9-70cc4a2c7a0b | 2 | STAT |  | 134 | ONS_LOCAL_OPENPDC!SUB:ST2 |  | 2 | 8736f6c7-ad41-4b43-b4f6-e684e0d4ad20 | LOCAL_OPENPDC | Local_openpdc | 60 | 1 |  |  |  |  | 10 | STTP | Streaming Telemetry Transport Protocol | 11 | [5 empty] | LOCAL_OPENPDC!SUB-ST2 | 0.0 | 1.0 | Subscriber statistic for Boolean value representing if the subscriber was authenticated to the publisher during last reporting interval. | 0 | 1 | 1 |  | Any | STAT | Statistic | ST |  |  | STAT:134 | 2021-05-12 22:31
|  |  | 0b263ea8-57fb-4bbd-b969-e021c769271b | 2 | STAT |  | 135 | ONS_LOCAL_OPENPDC!SUB:ST3 |  | 2 | 8736f6c7-ad41-4b43-b4f6-e684e0d4ad20 | LOCAL_OPENPDC | Local_openpdc | 60 | 1 |  |  |  |  | 10 | STTP | Streaming Telemetry Transport Protocol | 11 | [5 empty] | LOCAL_OPENPDC!SUB-ST3 | 0.0 | 1.0 | Subscriber statistic for Number of processed measurements reported by the subscriber during last reporting interval. | 0 | 1 | 1 |  | Any | STAT | Statistic | ST |  |  | STAT:135 | 2021-05-12 22:31
|  |  | a3d9a283-de9c-40ce-bf7f-2a6c3e4c0b5e | 2 | STAT |  | 136 | ONS_LOCAL_OPENPDC!SUB:ST4 |  | 2 | 8736f6c7-ad41-4b43-b4f6-e684e0d4ad20 | LOCAL_OPENPDC | Local_openpdc | 60 | 1 |  |  |  |  | 10 | STTP | Streaming Telemetry Transport Protocol | 11 | [5 empty] | LOCAL_OPENPDC!SUB-ST4 | 0.0 | 1.0 | Subscriber statistic for Number of bytes received from subscriber during last reporting interval. | 0 | 1 | 1 |  | Any | STAT | Statistic | ST |  |  | STAT:136 | 2021-05-12 22:31
|  |  | d8a09dc4-80f8-49e4-b450-28593df98164 | 2 | STAT |  | 137 | ONS_LOCAL_OPENPDC!SUB:ST5 |  | 2 | 8736f6c7-ad41-4b43-b4f6-e684e0d4ad20 | LOCAL_OPENPDC | Local_openpdc | 60 | 1 |  |  |  |  | 10 | STTP | Streaming Telemetry Transport Protocol | 11 | [5 empty] | LOCAL_OPENPDC!SUB-ST5 | 0.0 | 1.0 | Subscriber statistic for Number of signals authorized to the subscriber by the publisher. | 0 | 1 | 1 |  | Any | STAT | Statistic | ST |  |  | STAT:137 | 2021-05-12 22:31
|  |  | eea16c1b-ad29-4151-b489-780f2d1b8303 | 2 | STAT |  | 138 | ONS_LOCAL_OPENPDC!SUB:ST6 |  | 2 | 8736f6c7-ad41-4b43-b4f6-e684e0d4ad20 | LOCAL_OPENPDC | Local_openpdc | 60 | 1 |  |  |  |  | 10 | STTP | Streaming Telemetry Transport Protocol | 11 | [5 empty] | LOCAL_OPENPDC!SUB-ST6 | 0.0 | 1.0 | Subscriber statistic for Number of signals denied to the subscriber by the publisher. | 0 | 1 | 1 |  | Any | STAT | Statistic | ST |  |  | STAT:138 | 2021-05-12 22:31
|  |  | d6a8339a-52ef-4c4f-a891-f9bdcf28c2bc | 2 | STAT |  | 139 | ONS_LOCAL_OPENPDC!SUB:ST7 |  | 2 | 8736f6c7-ad41-4b43-b4f6-e684e0d4ad20 | LOCAL_OPENPDC | Local_openpdc | 60 | 1 |  |  |  |  | 10 | STTP | Streaming Telemetry Transport Protocol | 11 | [5 empty] | LOCAL_OPENPDC!SUB-ST7 | 0.0 | 1.0 | Subscriber statistic for Number of processed measurements reported by the subscriber during the lifetime of the subscriber. | 0 | 1 | 1 |  | Any | STAT | Statistic | ST |  |  | STAT:139 | 2021-05-12 22:31
|  |  | 5f2f5ea2-f122-4c3c-92fa-fc210fc42de6 | 2 | STAT |  | 140 | ONS_LOCAL_OPENPDC!SUB:ST8 |  | 2 | 8736f6c7-ad41-4b43-b4f6-e684e0d4ad20 | LOCAL_OPENPDC | Local_openpdc | 60 | 1 |  |  |  |  | 10 | STTP | Streaming Telemetry Transport Protocol | 11 | [5 empty] | LOCAL_OPENPDC!SUB-ST8 | 0.0 | 1.0 | Subscriber statistic for Number of bytes received from subscriber during the lifetime of the subscriber. | 0 | 1 | 1 |  | Any | STAT | Statistic | ST |  |  | STAT:140 | 2021-05-12 22:31
|  |  | 48291503-a5a1-427b-8f63-b2188e0263bc | 2 | STAT |  | 141 | ONS_LOCAL_OPENPDC!SUB:ST9 |  | 2 | 8736f6c7-ad41-4b43-b4f6-e684e0d4ad20 | LOCAL_OPENPDC | Local_openpdc | 60 | 1 |  |  |  |  | 10 | STTP | Streaming Telemetry Transport Protocol | 11 | [5 empty] | LOCAL_OPENPDC!SUB-ST9 | 0.0 | 1.0 | Subscriber statistic for The minimum number of measurements received per second during the last reporting interval. | 0 | 1 | 1 |  | Any | STAT | Statistic | ST |  |  | STAT:141 | 2021-05-12 22:31
|  |  | 92282179-21a8-4305-ac8e-e43762860e06 | 2 | STAT |  | 142 | ONS_LOCAL_OPENPDC!SUB:ST10 |  | 2 | 8736f6c7-ad41-4b43-b4f6-e684e0d4ad20 | LOCAL_OPENPDC | Local_openpdc | 60 | 1 |  |  |  |  | 10 | STTP | Streaming Telemetry Transport Protocol | 11 | [5 empty] | LOCAL_OPENPDC!SUB-ST10 | 0.0 | 1.0 | Subscriber statistic for The maximum number of measurements received per second during the last reporting interval. | 0 | 1 | 1 |  | Any | STAT | Statistic | ST |  |  | STAT:142 | 2021-05-12 22:31
|  |  | 9bb67412-db20-4868-ab1c-03bb009c8c7b | 2 | STAT |  | 143 | ONS_LOCAL_OPENPDC!SUB:ST11 |  | 2 | 8736f6c7-ad41-4b43-b4f6-e684e0d4ad20 | LOCAL_OPENPDC | Local_openpdc | 60 | 1 |  |  |  |  | 10 | STTP | Streaming Telemetry Transport Protocol | 11 | [5 empty] | LOCAL_OPENPDC!SUB-ST11 | 0.0 | 1.0 | Subscriber statistic for The average number of measurements received per second during the last reporting interval. | 0 | 1 | 1 |  | Any | STAT | Statistic | ST |  |  | STAT:143 | 2021-05-12 22:31
|  |  | 7561d419-0537-46eb-b248-bb7b6bd4c5d0 | 2 | STAT |  | 144 | ONS_LOCAL_OPENPDC!SUB:ST12 |  | 2 | 8736f6c7-ad41-4b43-b4f6-e684e0d4ad20 | LOCAL_OPENPDC | Local_openpdc | 60 | 1 |  |  |  |  | 10 | STTP | Streaming Telemetry Transport Protocol | 11 | [5 empty] | LOCAL_OPENPDC!SUB-ST12 | 0.0 | 1.0 | Subscriber statistic for Minimum latency from output stream, in milliseconds, during the lifetime of the subscriber. | 0 | 1 | 1 |  | Any | STAT | Statistic | ST |  |  | STAT:144 | 2021-05-12 22:31
|  |  | 9aa6e5f3-4444-4e29-9b2d-fdedc709f34d | 2 | STAT |  | 145 | ONS_LOCAL_OPENPDC!SUB:ST13 |  | 2 | 8736f6c7-ad41-4b43-b4f6-e684e0d4ad20 | LOCAL_OPENPDC | Local_openpdc | 60 | 1 |  |  |  |  | 10 | STTP | Streaming Telemetry Transport Protocol | 11 | [5 empty] | LOCAL_OPENPDC!SUB-ST13 | 0.0 | 1.0 | Subscriber statistic for Maximum latency from output stream, in milliseconds, during the lifetime of the subscriber. | 0 | 1 | 1 |  | Any | STAT | Statistic | ST |  |  | STAT:145 | 2021-05-12 22:31
|  |  | 3cc3c8bd-c2cc-4731-8eb2-d48696563a50 | 2 | STAT |  | 146 | ONS_LOCAL_OPENPDC!SUB:ST14 |  | 2 | 8736f6c7-ad41-4b43-b4f6-e684e0d4ad20 | LOCAL_OPENPDC | Local_openpdc | 60 | 1 |  |  |  |  | 10 | STTP | Streaming Telemetry Transport Protocol | 11 | [5 empty] | LOCAL_OPENPDC!SUB-ST14 | 0.0 | 1.0 | Subscriber statistic for Average latency from output stream, in milliseconds, during the lifetime of the subscriber. | 0 | 1 | 1 |  | Any | STAT | Statistic | ST |  |  | STAT:146 | 2021-05-12 22:31
|  |  | ced6efd2-b7c4-4597-bdf6-5f1aa138f875 | 2 | STAT |  | 147 | ONS_LOCAL_OPENPDC!SUB:ST15 |  | 2 | 8736f6c7-ad41-4b43-b4f6-e684e0d4ad20 | LOCAL_OPENPDC | Local_openpdc | 60 | 1 |  |  |  |  | 10 | STTP | Streaming Telemetry Transport Protocol | 11 | [5 empty] | LOCAL_OPENPDC!SUB-ST15 | 0.0 | 1.0 | Subscriber statistic for Total number of seconds subscriber has been running. | 0 | 1 | 1 |  | Any | STAT | Statistic | ST |  |  | STAT:147 | 2021-05-12 22:31
|  |  | 7aaf0a8f-3a4f-4c43-ab43-ed9d1e64a255 | 1 | PPA | ArchiveDirectories={D:\openHistorian\Archive
|  |  | 93673c68-d59d-4926-b7e9-e7678f9f66b4 | 1 | PPA | ArchiveDirectories={D:\openHistorian\Archive
|  |  | 65ac9cf6-ae33-4ece-91b6-bb79343855d5 | 1 | PPA | ArchiveDirectories={D:\openHistorian\Archive
|  |  | 3647f729-d0ed-4f79-85ad-dae2149cd432 | 1 | PPA | ArchiveDirectories={D:\openHistorian\Archive
|  |  | 069c5e29-f78a-46f6-9dff-c92cb4f69371 | 1 | PPA | ArchiveDirectories={D:\openHistorian\Archive
|  |  | 25355a7b-2a9d-4ef2-99ba-4dd791461379 | 1 | PPA | ArchiveDirectories={D:\openHistorian\Archive
|  |  | ee130f0f-8c94-414f-b081-9551ffb73753 | 1 | PPA | ArchiveDirectories={D:\openHistorian\Archive
|  |  | 96cb33be-f7e4-4dfe-a20a-50976aa507fd | 1 | PPA | ArchiveDirectories={D:\openHistorian\Archive
|  |  | 34172112-0565-4ad7-b314-f0876d978751 | 1 | PPA | ArchiveDirectories={D:\openHistorian\Archive
|  |  | 70e72607-dbbc-458b-9c66-5fd32b447a03 | 1 | PPA | ArchiveDirectories={D:\openHistorian\Archive
|  |  | 28bbb1fc-3434-48d3-87a8-bf5024c089d5 | 1 | PPA | ArchiveDirectories={D:\openHistorian\Archive
|  |  | c635e906-8bfb-486d-901e-46c8e07afdc3 | 1 | PPA | ArchiveDirectories={D:\openHistorian\Archive
|  |  | ed6def67-54c4-4e74-af95-c95fa6915fbc | 1 | PPA | ArchiveDirectories={D:\openHistorian\Archive
|  |  | bcd7aa41-32f1-4d3c-96d5-9e1da2c9469e | 1 | PPA | ArchiveDirectories={D:\openHistorian\Archive
|  |  | 2f1fb55d-39d6-4a36-a4cc-39b5892aa819 | 1 | PPA | ArchiveDirectories={D:\openHistorian\Archive
|  |  | eae3c836-c3f8-4d05-8ecb-6a38491684cc | 1 | PPA | ArchiveDirectories={D:\openHistorian\Archive
|  |  | 081e044d-1406-47a4-852d-1d876baef26d | 1 | PPA | ArchiveDirectories={D:\openHistorian\Archive
|  |  | adce6645-05ee-4783-b980-07be25a125a8 | 1 | PPA | ArchiveDirectories={D:\openHistorian\Archive
|  |  | 6ab5a757-c370-4613-bb4a-61b285497017 | 1 | PPA | ArchiveDirectories={D:\openHistorian\Archive
|  |  | bce715e5-75e3-42e9-b245-4e83f2670ad8 | 1 | PPA | ArchiveDirectories={D:\openHistorian\Archive
|  |  | b0ac562b-a184-4760-b913-481e890ad592 | 1 | PPA | ArchiveDirectories={D:\openHistorian\Archive
|  |  | 54291975-b038-46c5-95ba-378da4618b9a | 1 | PPA | ArchiveDirectories={D:\openHistorian\Archive
|  |  | e1cdac11-1285-448e-98cc-cc4d104bb50b | 1 | PPA | ArchiveDirectories={D:\openHistorian\Archive
|  |  | 8136a966-1ffe-414f-8d86-3de107aa1b3a | 1 | PPA | ArchiveDirectories={D:\openHistorian\Archive
|  |  | 93f88fcb-558e-4c4e-a864-2ba1f4b84b6e | 1 | PPA | ArchiveDirectories={D:\openHistorian\Archive
|  |  | 710adfb0-a265-4f57-bde9-52a502cf06ca | 1 | PPA | ArchiveDirectories={D:\openHistorian\Archive
|  |  | cb3d1f37-62d3-44a2-ab16-186f758e6112 | 1 | PPA | ArchiveDirectories={D:\openHistorian\Archive
|  |  | 6d9e2449-ab1d-4b26-ba2c-1cb649615e33 | 1 | PPA | ArchiveDirectories={D:\openHistorian\Archive
|  |  | 6be555d1-4858-482d-a469-b03917945879 | 1 | PPA | ArchiveDirectories={D:\openHistorian\Archive
|  |  | 83dde3a5-4f3b-4997-be2f-f03be8ba685b | 1 | PPA | ArchiveDirectories={D:\openHistorian\Archive
|  |  | 450e9dbd-d291-45dd-9710-9df5881bb548 | 1 | PPA | ArchiveDirectories={D:\openHistorian\Archive
|  |  | be4f25e3-36a8-4502-b935-fbdf8b432990 | 1 | PPA | ArchiveDirectories={D:\openHistorian\Archive
|  |  | 3ed73e62-5b8d-40a8-b786-8702c71e268a | 1 | PPA | ArchiveDirectories={D:\openHistorian\Archive
|  |  | 7108bb63-8076-4fc5-a93d-ff404346f8c9 | 1 | PPA | ArchiveDirectories={D:\openHistorian\Archive
|  |  | b7186cd4-1306-4796-bffb-f3b8e84f60ff | 1 | PPA | ArchiveDirectories={D:\openHistorian\Archive
|  |  | b025852a-d2a9-4480-a834-e359e150a093 | 1 | PPA | ArchiveDirectories={D:\openHistorian\Archive
|  |  | 849b1763-1c42-4e5c-98d6-42d62fdcdcd6 | 1 | PPA | ArchiveDirectories={D:\openHistorian\Archive
|  |  | caa2416b-b04d-40dc-9be1-5c22f06bba54 | 1 | PPA | ArchiveDirectories={D:\openHistorian\Archive
|  |  | 2c81b2f6-6317-46ae-acc0-6360730eb76b | 1 | PPA | ArchiveDirectories={D:\openHistorian\Archive
|  |  | 4cc81ce1-81fe-4e4d-819c-9857ce95bba8 | 1 | PPA | ArchiveDirectories={D:\openHistorian\Archive
|  |  | 2c8191b9-96f3-40e6-8954-0a6237cf3c3b | 1 | PPA | ArchiveDirectories={D:\openHistorian\Archive
|  |  | d15c03af-170a-4a9d-ae63-fe3b8980ed51 | 1 | PPA | ArchiveDirectories={D:\openHistorian\Archive
|  |  | 2ef688b1-c1af-4f78-84fb-abee7f3bc4da | 1 | PPA | ArchiveDirectories={D:\openHistorian\Archive
|  |  | bea8fca6-a4c4-4e81-8047-8b9a4bccb9c5 | 1 | PPA | ArchiveDirectories={D:\openHistorian\Archive
|  |  | c3868a78-55d4-4c84-8960-a12c612ba2da | 1 | PPA | ArchiveDirectories={D:\openHistorian\Archive
|  |  | ade40551-3413-4670-9d49-9b7409606ecb | 1 | PPA | ArchiveDirectories={D:\openHistorian\Archive
|  |  | fa095e57-894d-4097-84d1-275a96c43a0c | 1 | PPA | ArchiveDirectories={D:\openHistorian\Archive
|  |  | 74c5f43b-0e65-4706-bf7b-ce979da0f849 | 1 | PPA | ArchiveDirectories={D:\openHistorian\Archive
|  |  | dd310f2c-3e6e-4249-9b22-e28be2c4bb28 | 1 | PPA | ArchiveDirectories={D:\openHistorian\Archive
|  |  | 893722f4-a1ea-4beb-90d1-48e1485e4ded | 2 | STAT |  | 197 | ONS_LOCAL$SHELBY!PMU:ST1 |  |  | 8736f6c7-ad41-4b43-b4f6-e684e0d4ad20 |  |  | 30 | [8 empty] | 11 | [5 empty] | LOCAL$SHELBY!PMU-ST1 | 0.0 | 1.0 | Device statistic for Number of data quality errors reported by device during last reporting interval. | 0 | 1 | 1 |  | Any | STAT | Statistic | ST |  |  | STAT:197 | 2021-05-12 22:31
|  |  | d0131100-7840-45a1-bea1-7aedfc08e786 | 2 | STAT |  | 198 | ONS_LOCAL$SHELBY!PMU:ST2 |  |  | 8736f6c7-ad41-4b43-b4f6-e684e0d4ad20 |  |  | 30 | [8 empty] | 11 | [5 empty] | LOCAL$SHELBY!PMU-ST2 | 0.0 | 1.0 | Device statistic for Number of time quality errors reported by device during last reporting interval. | 0 | 1 | 1 |  | Any | STAT | Statistic | ST |  |  | STAT:198 | 2021-05-12 22:31
|  |  | 089e005c-f1bd-4c9b-9d95-40fa7f704095 | 2 | STAT |  | 199 | ONS_LOCAL$SHELBY!PMU:ST3 |  |  | 8736f6c7-ad41-4b43-b4f6-e684e0d4ad20 |  |  | 30 | [8 empty] | 11 | [5 empty] | LOCAL$SHELBY!PMU-ST3 | 0.0 | 1.0 | Device statistic for Number of device errors reported by device during last reporting interval. | 0 | 1 | 1 |  | Any | STAT | Statistic | ST |  |  | STAT:199 | 2021-05-12 22:31
|  |  | 73c5bec4-be80-4a77-a8ce-f6f683ccfe12 | 2 | STAT |  | 200 | ONS_LOCAL$SHELBY!PMU:ST4 |  |  | 8736f6c7-ad41-4b43-b4f6-e684e0d4ad20 |  |  | 30 | [8 empty] | 11 | [5 empty] | LOCAL$SHELBY!PMU-ST4 | 0.0 | 1.0 | Device statistic for Number of measurements received from device during last reporting interval. | 0 | 1 | 1 |  | Any | STAT | Statistic | ST |  |  | STAT:200 | 2021-05-12 22:31
|  |  | dc56f891-bb14-4d9d-8363-d6650549298c | 2 | STAT |  | 201 | ONS_LOCAL$SHELBY!PMU:ST5 |  |  | 8736f6c7-ad41-4b43-b4f6-e684e0d4ad20 |  |  | 30 | [8 empty] | 11 | [5 empty] | LOCAL$SHELBY!PMU-ST5 | 0.0 | 1.0 | Device statistic for Expected number of measurements received from device during last reporting interval. | 0 | 1 | 1 |  | Any | STAT | Statistic | ST |  |  | STAT:201 | 2021-05-12 22:31
|  |  | b5ae7ee0-c015-44c3-8295-a760a770aeb5 | 2 | STAT |  | 202 | ONS_LOCAL$SHELBY!PMU:ST6 |  |  | 8736f6c7-ad41-4b43-b4f6-e684e0d4ad20 |  |  | 30 | [8 empty] | 11 | [5 empty] | LOCAL$SHELBY!PMU-ST6 | 0.0 | 1.0 | Device statistic for Number of measurements received while device was reporting errors during last reporting interval. | 0 | 1 | 1 |  | Any | STAT | Statistic | ST |  |  | STAT:202 | 2021-05-12 22:31
|  |  | 979dc194-09c5-4b25-b3b6-0adbf449d413 | 2 | STAT |  | 203 | ONS_LOCAL$SHELBY!PMU:ST7 |  |  | 8736f6c7-ad41-4b43-b4f6-e684e0d4ad20 |  |  | 30 | [8 empty] | 11 | [5 empty] | LOCAL$SHELBY!PMU-ST7 | 0.0 | 1.0 | Device statistic for Number of defined measurements (per frame) from device during last reporting interval. | 0 | 1 | 1 |  | Any | STAT | Statistic | ST |  |  | STAT:203 | 2021-05-12 22:31
|  |  | 2d7e8d64-31bf-4304-81d3-20f77ef241de | 1 | PPA | ArchiveDirectories={D:\openHistorian\Archive
|  |  | cd640907-3a53-46bf-939b-5e599d8674fc | 1 | PPA | ArchiveDirectories={D:\openHistorian\Archive
|  |  | 6f41ca1d-dd52-4032-b554-930a931fcd53 | 1 | PPA | ArchiveDirectories={D:\openHistorian\Archive
|  |  | b3ae3974-a108-4885-867f-e874748f6137 | 1 | PPA | ArchiveDirectories={D:\openHistorian\Archive
|  |  | 84e1a31e-3675-400b-8277-40acf3a2999d | 1 | PPA | ArchiveDirectories={D:\openHistorian\Archive
|  |  | 401fe76f-98c5-4940-b2c2-3fb716f5cfe3 | 1 | PPA | ArchiveDirectories={D:\openHistorian\Archive
|  |  | d4d3acc0-32eb-4aef-9f3c-41b77822f34e | 1 | PPA | ArchiveDirectories={D:\openHistorian\Archive
|  |  | a6571df1-99cc-4768-babd-a12cf562f2e6 | 1 | PPA | ArchiveDirectories={D:\openHistorian\Archive
|  |  | 5a177911-da22-40cb-9f1f-6b1b52de86e8 | 1 | PPA | ArchiveDirectories={D:\openHistorian\Archive
|  |  | f51cd3f6-1f46-4543-a056-ea9c738bff32 | 1 | PPA | ArchiveDirectories={D:\openHistorian\Archive
|  |  | 2e25e074-13f6-4794-9d90-36c4733b2933 | 1 | PPA | ArchiveDirectories={D:\openHistorian\Archive
|  |  | 484c949d-5191-4053-a106-b6ac75c5be96 | 1 | PPA | ArchiveDirectories={D:\openHistorian\Archive
|  |  | 25c76884-130d-4543-b3b8-dafccfc49f91 | 1 | PPA | ArchiveDirectories={D:\openHistorian\Archive
|  |  | f7f982b3-b8fd-40d6-bf86-8373c2043569 | 1 | PPA | ArchiveDirectories={D:\openHistorian\Archive
|  |  | 27effab5-3601-48fa-b5fd-0223a809cc21 | 1 | PPA | ArchiveDirectories={D:\openHistorian\Archive
|  |  | 69d887ea-dcc6-417e-8c50-b84388965f77 | 1 | PPA | ArchiveDirectories={D:\openHistorian\Archive
|  |  | 846591f4-92b2-4e64-aadd-178dd70acef5 | 1 | PPA | ArchiveDirectories={D:\openHistorian\Archive
|  |  | acf8acda-455a-40ff-83ca-620b9ce867e3 | 1 | PPA | ArchiveDirectories={D:\openHistorian\Archive
|  |  | d4b90a1a-3321-4275-b379-01b58a444dc2 | 1 | PPA | ArchiveDirectories={D:\openHistorian\Archive
|  |  | 39e8068d-f929-49ab-a1b1-4745275e13a7 | 1 | PPA | ArchiveDirectories={D:\openHistorian\Archive
|  |  | c9eb1879-cb93-4901-80ee-e7f8b4b6cb49 | 1 | PPA | ArchiveDirectories={D:\openHistorian\Archive
|  |  | 6cb6f433-1217-4ca4-b720-edd6a49a9af9 | 1 | PPA | ArchiveDirectories={D:\openHistorian\Archive
|  |  | 51efa176-4bf8-4e78-8692-7ba98bcee48f | 1 | PPA | ArchiveDirectories={D:\openHistorian\Archive
|  |  | 01e0076e-c0e3-49fb-8d9d-62e4b080802a | 1 | PPA | ArchiveDirectories={D:\openHistorian\Archive
|  |  | 7d4eafd6-4720-4358-a202-1fd73199aacb | 1 | PPA | ArchiveDirectories={D:\openHistorian\Archive
|  |  | c6fcccbb-aa5b-4a6e-9853-e76fbb3a5439 | 1 | PPA | ArchiveDirectories={D:\openHistorian\Archive
|  |  | 5e1a7e72-c727-48b9-baa5-ae4bc66e3730 | 1 | PPA | ArchiveDirectories={D:\openHistorian\Archive
|  |  | 6fd74d24-8034-4f08-acc2-b2e6395e4941 | 1 | PPA | ArchiveDirectories={D:\openHistorian\Archive
|  |  | bccb8bda-d4e9-4fcd-af11-9857785b84c6 | 1 | PPA | ArchiveDirectories={D:\openHistorian\Archive
|  |  | ed190411-9cde-4260-a10d-32f38dc8e3a2 | 1 | PPA | ArchiveDirectories={D:\openHistorian\Archive
|  |  | a13d7da0-b13c-4688-8887-393065c4e586 | 1 | PPA | ArchiveDirectories={D:\openHistorian\Archive
|  |  | 3d36edfe-68de-440a-8584-226df414dded | 1 | PPA | ArchiveDirectories={D:\openHistorian\Archive
|  |  | 5c3b7f12-c8a8-4791-82ee-360fe8ebb336 | 1 | PPA | ArchiveDirectories={D:\openHistorian\Archive
|  |  | 78b517ef-456d-4945-8207-17d689500e52 | 1 | PPA | ArchiveDirectories={D:\openHistorian\Archive
|  |  | cd690740-8dbc-4768-ac38-fe2b12c687c3 | 1 | PPA | ArchiveDirectories={D:\openHistorian\Archive
|  |  | ffaecc0a-3812-44ad-8023-1dc6a43643f2 | 1 | PPA | ArchiveDirectories={D:\openHistorian\Archive
|  |  | 8e756128-6c84-4f47-94f0-5d63e83899e8 | 1 | PPA | ArchiveDirectories={D:\openHistorian\Archive
|  |  | b5548145-77c7-427e-859b-53f1197dd162 | 1 | PPA | ArchiveDirectories={D:\openHistorian\Archive
|  |  | 9b503592-5fae-4f52-ac15-19e5d259bb5c | 1 | PPA | ArchiveDirectories={D:\openHistorian\Archive
|  |  | 480b059d-57c3-4111-bead-94203e521ee3 | 1 | PPA | ArchiveDirectories={D:\openHistorian\Archive
|  |  | d484694e-a3d0-4427-9194-c8cbebac34ca | 1 | PPA | ArchiveDirectories={D:\openHistorian\Archive
|  |  | 29b0dc92-be88-4c7e-82df-b002680f8d20 | 1 | PPA | ArchiveDirectories={D:\openHistorian\Archive
|  |  | 909b9078-1868-4793-a79a-4d0c120f24a1 | 1 | PPA | ArchiveDirectories={D:\openHistorian\Archive
|  |  | 0067f256-ccae-4ec2-9535-b3d171ae1984 | 1 | PPA | ArchiveDirectories={D:\openHistorian\Archive
|  |  | b0a5a339-00aa-435c-addc-624b41a12045 | 1 | PPA | ArchiveDirectories={D:\openHistorian\Archive
|  |  | c11e0b22-c162-482f-a42a-1de3cb262a78 | 1 | PPA | ArchiveDirectories={D:\openHistorian\Archive
|  |  | f37405fd-265f-40c7-b5ba-b436555bde06 | 1 | PPA | ArchiveDirectories={D:\openHistorian\Archive
|  |  | 4ec5f48f-2aa5-4ec2-9bd0-0239e5642660 | 1 | PPA | ArchiveDirectories={D:\openHistorian\Archive
|  |  | a86d622d-d59b-4af0-9d23-bc883a5bb750 | 1 | PPA | ArchiveDirectories={D:\openHistorian\Archive
|  |  | b190b1fb-994d-4466-9ad6-588180deda03 | 1 | PPA | ArchiveDirectories={D:\openHistorian\Archive
|  |  | 6ab94be5-73b6-4f2f-a3d6-3fae68d4213f | 1 | PPA | ArchiveDirectories={D:\openHistorian\Archive
|  |  | 68ef9195-ef98-455c-844a-5599c49d43d1 | 1 | PPA | ArchiveDirectories={D:\openHistorian\Archive
|  |  | 9687db80-82cf-4202-937d-844e483671dc | 1 | PPA | ArchiveDirectories={D:\openHistorian\Archive
|  |  | b8cc05ff-1ba2-4fdc-91c0-a7b211b83463 | 1 | PPA | ArchiveDirectories={D:\openHistorian\Archive
|  |  | 5aae90d6-bd3f-45aa-883a-3a4716679ca7 | 1 | PPA | ArchiveDirectories={D:\openHistorian\Archive
|  |  | fbfe3ac2-0952-4039-8917-b05ed95dbe4e | 1 | PPA | ArchiveDirectories={D:\openHistorian\Archive
|  |  | a3535f4c-c537-4c69-b662-e65642ec583e | 1 | PPA | ArchiveDirectories={D:\openHistorian\Archive
|  |  | aa2b5801-2522-4596-bcdb-4f4b190154b2 | 1 | PPA | ArchiveDirectories={D:\openHistorian\Archive
|  |  | e1f8312c-6a65-4afc-a949-05e8bd15a086 | 1 | PPA | ArchiveDirectories={D:\openHistorian\Archive
|  |  | 80cbd794-4734-401c-98fc-c86a80ec39b9 | 1 | PPA | ArchiveDirectories={D:\openHistorian\Archive
|  |  | dca5302c-5b10-4122-960c-6df28df223f1 | 1 | PPA | ArchiveDirectories={D:\openHistorian\Archive
|  |  | 4aacff3f-c26f-4270-88be-c946486fb576 | 1 | PPA | ArchiveDirectories={D:\openHistorian\Archive
|  |  | f2fba8c8-e928-4932-8201-7bc66a9d5dd4 | 1 | PPA | ArchiveDirectories={D:\openHistorian\Archive
|  |  | 9311d143-ece9-42d2-994d-3e475d760592 | 1 | PPA | ArchiveDirectories={D:\openHistorian\Archive
|  |  | 3b852a2e-4280-4744-8b31-a78090e13b53 | 1 | PPA | ArchiveDirectories={D:\openHistorian\Archive
|  |  | 14ec4767-a5fa-4e47-a4af-d968e4be8f02 | 1 | PPA | ArchiveDirectories={D:\openHistorian\Archive
|  |  | 074b665b-2eb1-48b9-9351-0846dde60f86 | 1 | PPA | ArchiveDirectories={D:\openHistorian\Archive
|  |  | 4cee4801-c7ea-4415-859c-5524c1f22759 | 1 | PPA | ArchiveDirectories={D:\openHistorian\Archive
|  |  | 71649d91-2554-4e0b-8a82-d7641bac1d4f | 1 | PPA | ArchiveDirectories={D:\openHistorian\Archive
|  |  | 672e2718-e691-4f9b-99dd-30bbb0847c13 | 1 | PPA | ArchiveDirectories={D:\openHistorian\Archive
|  |  | 1972c9fc-ecc7-4772-bbb8-dea49d14bbea | 1 | PPA | ArchiveDirectories={D:\openHistorian\Archive
|  |  | c7050bd7-f522-4a46-b988-246716c5ad41 | 1 | PPA | ArchiveDirectories={D:\openHistorian\Archive
|  |  | 67cd1a13-cc50-4663-9254-e90065ee02e3 | 1 | PPA | ArchiveDirectories={D:\openHistorian\Archive
|  |  | 336d3c35-a770-4038-82c0-832fa86e2241 | 1 | PPA | ArchiveDirectories={D:\openHistorian\Archive
|  |  | c6ba3a30-0b56-4795-bc4c-53c71de06ebd | 1 | PPA | ArchiveDirectories={D:\openHistorian\Archive
|  |  | c274ed94-7b81-4dbd-8745-e11f54b856d0 | 1 | PPA | ArchiveDirectories={D:\openHistorian\Archive
|  |  | 9ce71712-8b8b-428a-a866-6501c8004b96 | 1 | PPA | ArchiveDirectories={D:\openHistorian\Archive
|  |  | f2dd0d73-4343-4b88-a9f4-c675156e2709 | 1 | PPA | ArchiveDirectories={D:\openHistorian\Archive
|  |  | d2bca831-a950-4730-9259-d7fd926f6319 | 1 | PPA | ArchiveDirectories={D:\openHistorian\Archive
|  |  | 591688c0-8a27-4907-8e48-9a15d3520824 | 1 | PPA | ArchiveDirectories={D:\openHistorian\Archive
|  |  | 944cdd7b-3d55-42e0-93f3-25311fda8411 | 1 | PPA | ArchiveDirectories={D:\openHistorian\Archive
|  |  | 13faa0ba-66cd-42db-851c-12d528cacfe0 | 1 | PPA | ArchiveDirectories={D:\openHistorian\Archive
|  |  | f593d0f6-f927-4b99-8cc0-30f6316d2b4e | 1 | PPA | ArchiveDirectories={D:\openHistorian\Archive
|  |  | aedb4ea0-e2af-4e5d-814a-7f93429828e3 | 1 | PPA | ArchiveDirectories={D:\openHistorian\Archive
|  |  | 38d35856-ac8f-4f10-9d00-6bd050afdbef | 1 | PPA | ArchiveDirectories={D:\openHistorian\Archive
|  |  | 4523d1c9-dccd-4fa7-887f-dfa86cc42bcb | 1 | PPA | ArchiveDirectories={D:\openHistorian\Archive
|  |  | 9cbf508e-491e-4a03-b67b-16dbbea55338 | 1 | PPA | ArchiveDirectories={D:\openHistorian\Archive
|  |  | e21fd8b7-cc0c-497f-9b1c-81614f22d5ab | 1 | PPA | ArchiveDirectories={D:\openHistorian\Archive
|  |  | a0ae2d8c-102e-414a-8b69-d58659e7a72b | 1 | PPA | ArchiveDirectories={D:\openHistorian\Archive
|  |  | 90187c6f-d266-4be7-a456-77da5d00f9e8 | 1 | PPA | ArchiveDirectories={D:\openHistorian\Archive
|  |  | e5015f8d-be93-41d7-bc0d-cdb29b13a12e | 1 | PPA | ArchiveDirectories={D:\openHistorian\Archive
|  |  | 4f834faf-d21c-4695-894f-7b28ebc20154 | 1 | PPA | ArchiveDirectories={D:\openHistorian\Archive
|  |  | 360e2263-46fe-43a0-9747-86a24e98d5a9 | 1 | PPA | ArchiveDirectories={D:\openHistorian\Archive
|  |  | a40ac74c-2bdb-4cc5-a37e-8f1cb50939ad | 1 | PPA | ArchiveDirectories={D:\openHistorian\Archive
|  |  | 19ec592b-bd1c-4c0f-b2b5-cbcb2b2e8939 | 1 | PPA | ArchiveDirectories={D:\openHistorian\Archive
|  |  | 2237f13c-02a3-46f0-a15c-1c37d14a65a5 | 1 | PPA | ArchiveDirectories={D:\openHistorian\Archive
|  |  | 2ca9ace4-06c0-4b99-8356-7c0f2e59dde9 | 1 | PPA | ArchiveDirectories={D:\openHistorian\Archive
|  |  | b65c8217-0bad-4734-82d9-3159360939e1 | 1 | PPA | ArchiveDirectories={D:\openHistorian\Archive
|  |  | 50074c34-1185-40d7-a7ae-8010066d5742 | 1 | PPA | ArchiveDirectories={D:\openHistorian\Archive
|  |  | 400987f2-fd35-40ef-8bd9-ac4d215ab547 | 1 | PPA | ArchiveDirectories={D:\openHistorian\Archive
|  |  | 7b9c0187-1b5c-4d63-88a5-157a895bb0d3 | 1 | PPA | ArchiveDirectories={D:\openHistorian\Archive
|  |  | b8c98975-4b1e-4e88-a8d2-a83be2d1935c | 1 | PPA | ArchiveDirectories={D:\openHistorian\Archive
|  |  | dc45a206-3905-43f5-b1ec-736cc7a489c5 | 1 | PPA | ArchiveDirectories={D:\openHistorian\Archive
|  |  | 852e18ee-60f3-412e-895d-20931efe39fb | 1 | PPA | ArchiveDirectories={D:\openHistorian\Archive
|  |  | 5d086a5c-a2f7-4a80-ac15-471e65174886 | 1 | PPA | ArchiveDirectories={D:\openHistorian\Archive
|  |  | 2c2f5e67-e95c-49d0-93ce-e83ef5be7e0a | 1 | PPA | ArchiveDirectories={D:\openHistorian\Archive
|  |  | 4457a644-575f-4202-9a60-e6e1ad472b17 | 1 | PPA | ArchiveDirectories={D:\openHistorian\Archive
|  |  | e0d802bd-1bea-43c8-b584-48838b965838 | 1 | PPA | ArchiveDirectories={D:\openHistorian\Archive
|  |  | b76f7872-b725-486a-b547-2a63578ebc56 | 1 | PPA | ArchiveDirectories={D:\openHistorian\Archive
|  |  | 6b500f6e-905a-4702-aea5-b7e131f4598e | 1 | PPA | ArchiveDirectories={D:\openHistorian\Archive
|  |  | a2d230d0-88e0-4f9c-a523-1e46fc420b29 | 1 | PPA | ArchiveDirectories={D:\openHistorian\Archive
|  |  | df5c6d14-7452-4d56-8f4a-6e534721a256 | 1 | PPA | ArchiveDirectories={D:\openHistorian\Archive
|  |  | 5c3a1683-1fb4-4faf-b59d-0567cad87ed3 | 1 | PPA | ArchiveDirectories={D:\openHistorian\Archive
|  |  | db809c06-e8fc-43a5-b1ee-73c54f599df5 | 1 | PPA | ArchiveDirectories={D:\openHistorian\Archive
|  |  | 4ad815bc-4c44-41f7-98df-1e1a45ad053d | 1 | PPA | ArchiveDirectories={D:\openHistorian\Archive
|  |  | 6d553561-1ad0-4aa0-9ad8-946b3f0af1ab | 1 | PPA | ArchiveDirectories={D:\openHistorian\Archive
|  |  | 0989f109-b1e4-4251-9c68-b31dc0c862bd | 1 | PPA | ArchiveDirectories={D:\openHistorian\Archive
|  |  | 98a5c6df-bc56-4b71-b990-fc45e583d650 | 1 | PPA | ArchiveDirectories={D:\openHistorian\Archive
|  |  | a6f803cd-8c80-42af-8aaa-d1d4091befb9 | 1 | PPA | ArchiveDirectories={D:\openHistorian\Archive
|  |  | 321ae8fb-e456-40f0-8ee8-334f6c914c96 | 1 | PPA | ArchiveDirectories={D:\openHistorian\Archive
|  |  | adb76ad4-b0a7-4e10-88b0-74f37f9c2c06 | 1 | PPA | ArchiveDirectories={D:\openHistorian\Archive
|  |  | 877a7c20-4545-4b54-8d39-7d2ae5171ec4 | 1 | PPA | ArchiveDirectories={D:\openHistorian\Archive
|  |  | d847f90d-b8b5-4727-bb12-4d3ec4f15298 | 1 | PPA | ArchiveDirectories={D:\openHistorian\Archive
|  |  | fee2f37b-9211-4588-ac5a-7a5706b0b547 | 1 | PPA | ArchiveDirectories={D:\openHistorian\Archive
|  |  | 3327dbed-63a4-4826-a934-b9818e494b11 | 1 | PPA | ArchiveDirectories={D:\openHistorian\Archive
|  |  | 3c049d08-4852-47c9-863b-ff762964893d | 1 | PPA | ArchiveDirectories={D:\openHistorian\Archive
|  |  | acc2009c-6f07-4570-9c14-c02d689190ac | 1 | PPA | ArchiveDirectories={D:\openHistorian\Archive
|  |  | 12e4b519-e18a-4289-bc7c-ad4d6a6ce762 | 1 | PPA | ArchiveDirectories={D:\openHistorian\Archive
|  |  | aa22c71d-b029-45d0-bd5e-c59b628bfba2 | 1 | PPA | ArchiveDirectories={D:\openHistorian\Archive
|  |  | 7b9c2105-fc80-4f61-af95-0132ec9d6ee0 | 1 | PPA | ArchiveDirectories={D:\openHistorian\Archive
|  |  | 5b8514ce-30ed-492e-9593-06e9648b9468 | 1 | PPA | ArchiveDirectories={D:\openHistorian\Archive
|  |  | b7dd910e-714e-4ad4-9235-d6acd54f53f3 | 1 | PPA | ArchiveDirectories={D:\openHistorian\Archive
|  |  | 01433c2a-a5f0-41f0-92cd-ef723dc3f5f9 | 1 | PPA | ArchiveDirectories={D:\openHistorian\Archive
|  |  | a1e7771f-44f6-4144-967e-79fa7517125f | 1 | PPA | ArchiveDirectories={D:\openHistorian\Archive
|  |  | f9aa3218-dbe8-4828-aa53-06bbd5e94dae | 1 | PPA | ArchiveDirectories={D:\openHistorian\Archive
|  |  | b3373c1f-c62e-4d27-9747-1dbf985efb96 | 1 | PPA | ArchiveDirectories={D:\openHistorian\Archive
|  |  | 9b0e4159-5d83-4f32-ad5d-180e722bcb42 | 1 | PPA | ArchiveDirectories={D:\openHistorian\Archive
|  |  | 6e3d918a-d355-4030-8ef2-64a244d2c881 | 1 | PPA | ArchiveDirectories={D:\openHistorian\Archive
|  |  | 523388c1-1622-460c-b9f0-3b2a7ee304f9 | 1 | PPA | ArchiveDirectories={D:\openHistorian\Archive
|  |  | 30aa7f93-08df-4d20-9c14-ff85081bfee7 | 1 | PPA | ArchiveDirectories={D:\openHistorian\Archive
|  |  | cd1bba75-83bf-4002-a8a9-eb92f530eff5 | 1 | PPA | ArchiveDirectories={D:\openHistorian\Archive
|  |  | 61eac806-68d4-4485-9fd4-9b0e28dace5e | 1 | PPA | ArchiveDirectories={D:\openHistorian\Archive
|  |  | 4fbab98d-6c67-4fc6-a219-f1e17a62724e | 1 | PPA | ArchiveDirectories={D:\openHistorian\Archive
|  |  | 1739f51a-bfee-4ab0-8794-0023024b1c29 | 1 | PPA | ArchiveDirectories={D:\openHistorian\Archive
|  |  | 7c407440-e6ac-4aa1-a7b6-7c8b71ba72e3 | 1 | PPA | ArchiveDirectories={D:\openHistorian\Archive
|  |  | d3063b85-d29d-4a60-a9b4-6cbac8dad594 | 1 | PPA | ArchiveDirectories={D:\openHistorian\Archive
|  |  | 8ac17c08-f883-4130-8e7a-bdea0e71f06f | 1 | PPA | ArchiveDirectories={D:\openHistorian\Archive
|  |  | 56b7b5c1-809e-4360-937f-03d401543af6 | 1 | PPA | ArchiveDirectories={D:\openHistorian\Archive
|  |  | 547bfd81-f4c8-465f-b1a8-0d7856ed925d | 1 | PPA | ArchiveDirectories={D:\openHistorian\Archive
|  |  | 89c7c6f1-ffae-4706-9046-7da843c073ff | 1 | PPA | ArchiveDirectories={D:\openHistorian\Archive
|  |  | 72c21054-f69b-42c5-9187-41be5a8748e4 | 1 | PPA | ArchiveDirectories={D:\openHistorian\Archive
|  |  | a69e0bc5-44dd-499e-8778-6afd0f7cc95f | 1 | PPA | ArchiveDirectories={D:\openHistorian\Archive
|  |  | 663ec748-59d3-4659-86a2-640da162ab3f | 1 | PPA | ArchiveDirectories={D:\openHistorian\Archive
|  |  | c0418fd0-a980-4f0c-ad7c-7a77a7de671a | 1 | PPA | ArchiveDirectories={D:\openHistorian\Archive
|  |  | e90d4786-379e-4fa9-8e6b-031ee94ca772 | 1 | PPA | ArchiveDirectories={D:\openHistorian\Archive
|  |  | 66d7cd20-a347-4a35-926b-828bc60ea96b | 1 | PPA | ArchiveDirectories={D:\openHistorian\Archive
|  |  | 0c0e4cdb-c014-4988-addf-d633231620e1 | 1 | PPA | ArchiveDirectories={D:\openHistorian\Archive
|  |  | 68df700f-55d5-4160-a9b1-d9d69a8136e6 | 1 | PPA | ArchiveDirectories={D:\openHistorian\Archive
|  |  | 1586bcee-10db-4217-8f22-527a18cab947 | 1 | PPA | ArchiveDirectories={D:\openHistorian\Archive
|  |  | 3df9d3c7-7adc-4f5a-b34a-cdc7bd6e6c5d | 1 | PPA | ArchiveDirectories={D:\openHistorian\Archive
|  |  | a7ef4ca1-5c26-4746-b98e-1e0522b63e42 | 1 | PPA | ArchiveDirectories={D:\openHistorian\Archive
|  |  | 10d2a112-250f-4115-974f-cc80e9cac1e2 | 1 | PPA | ArchiveDirectories={D:\openHistorian\Archive
|  |  | d2ab47a3-8076-48ab-8082-b7e07d1fa9cb | 1 | PPA | ArchiveDirectories={D:\openHistorian\Archive
|  |  | 0ce8f58e-47e7-494c-8e22-8d972017513b | 1 | PPA | ArchiveDirectories={D:\openHistorian\Archive
|  |  | 6298bf15-6416-47d8-9674-a2ad58177e25 | 1 | PPA | ArchiveDirectories={D:\openHistorian\Archive
|  |  | 20af6b65-f3de-45ac-8cb1-5934833181aa | 1 | PPA | ArchiveDirectories={D:\openHistorian\Archive
|  |  | 62f3b583-a7a4-464c-b4f3-379d4af661a1 | 1 | PPA | ArchiveDirectories={D:\openHistorian\Archive
|  |  | 0f52d13a-f704-405e-8c79-64a9d786363d | 1 | PPA | ArchiveDirectories={D:\openHistorian\Archive
|  |  | 52d2bd81-46f3-46fb-b1d3-537b558d41ef | 1 | PPA | ArchiveDirectories={D:\openHistorian\Archive
|  |  | 5826ffe9-ddd4-4414-a3e6-c9a71c0d9c56 | 1 | PPA | ArchiveDirectories={D:\openHistorian\Archive
|  |  | 77b9121d-b6e4-4df4-9f2d-4bff93f610f2 | 1 | PPA | ArchiveDirectories={D:\openHistorian\Archive
|  |  | 463668b0-f753-48ad-9bb3-ccece57bff9b | 1 | PPA | ArchiveDirectories={D:\openHistorian\Archive
|  |  | 395f6b43-add8-4875-b2bb-98920baefdbc | 1 | PPA | ArchiveDirectories={D:\openHistorian\Archive
|  |  | 198b141c-cace-48cb-9458-bc0a7f20c420 | 1 | PPA | ArchiveDirectories={D:\openHistorian\Archive
|  |  | be5c1a58-ba91-4616-8064-5af0e3547a87 | 1 | PPA | ArchiveDirectories={D:\openHistorian\Archive
|  |  | 4a03fc27-cabc-4483-af68-f7b5063ae5aa | 1 | PPA | ArchiveDirectories={D:\openHistorian\Archive
|  |  | 94670159-56ee-4b5f-bda3-908861e257ce | 1 | PPA | ArchiveDirectories={D:\openHistorian\Archive
|  |  | 665479f9-0e04-4178-816d-bc69177216d7 | 1 | PPA | ArchiveDirectories={D:\openHistorian\Archive
|  |  | 01e77d43-4c3e-4a98-ad82-ba29453b68e5 | 1 | PPA | ArchiveDirectories={D:\openHistorian\Archive
|  |  | f2b66e9b-e5e9-403a-9837-1558641cd0bc | 1 | PPA | ArchiveDirectories={D:\openHistorian\Archive
|  |  | e8360a65-d778-4de9-b8b5-fe568476f91b | 1 | PPA | ArchiveDirectories={D:\openHistorian\Archive
|  |  | ee8fc423-bec0-4c7a-a36a-6b941763ca96 | 1 | PPA | ArchiveDirectories={D:\openHistorian\Archive
|  |  | ba3995cf-d54b-4642-bf2a-8f2101aeee42 | 1 | PPA | ArchiveDirectories={D:\openHistorian\Archive
|  |  | 432d48f8-2822-4cc3-b621-1bedc92cd6b6 | 1 | PPA | ArchiveDirectories={D:\openHistorian\Archive
|  |  | 3d6e2335-4ea7-4cfe-8b4d-694745277769 | 1 | PPA | ArchiveDirectories={D:\openHistorian\Archive
|  |  | d27daf0d-d629-4b82-a2cf-dc593672b00f | 1 | PPA | ArchiveDirectories={D:\openHistorian\Archive
|  |  | c535d41e-df69-428f-b894-8cfa8c42af68 | 1 | PPA | ArchiveDirectories={D:\openHistorian\Archive
|  |  | 7874084d-8ad3-48db-b96c-96bccc9022a9 | 1 | PPA | ArchiveDirectories={D:\openHistorian\Archive
|  |  | a8623545-3264-4b4d-b480-fd8062acae60 | 1 | PPA | ArchiveDirectories={D:\openHistorian\Archive
|  |  | 8ce0e2b8-114c-41be-9b9e-ba549235c611 | 1 | PPA | ArchiveDirectories={D:\openHistorian\Archive
|  |  | 39b19e4c-8a39-4fbd-864c-85c46da0aa96 | 1 | PPA | ArchiveDirectories={D:\openHistorian\Archive
|  |  | 4a2043c5-33e4-4fd5-8420-9b0395eb16c7 | 1 | PPA | ArchiveDirectories={D:\openHistorian\Archive
|  |  | 8caf151f-db02-4af3-ad54-afb02d6f3f38 | 1 | PPA | ArchiveDirectories={D:\openHistorian\Archive
|  |  | 691633ea-4741-4074-91f6-bc2496f5aeb3 | 1 | PPA | ArchiveDirectories={D:\openHistorian\Archive
|  |  | 4a00fb51-dd12-400a-8cf1-2c9979f798f6 | 1 | PPA | ArchiveDirectories={D:\openHistorian\Archive
|  |  | de0ec18a-0c8e-40b2-889c-e2f178397b6f | 1 | PPA | ArchiveDirectories={D:\openHistorian\Archive
|  |  | 92bd480e-b96c-4b9f-8bd4-878857213688 | 1 | PPA | ArchiveDirectories={D:\openHistorian\Archive
|  |  | 05dab46d-0522-4b71-8a79-114b9fc3950f | 1 | PPA | ArchiveDirectories={D:\openHistorian\Archive
|  |  | 0e65b7f5-218f-4a46-b13e-64c70899798e | 1 | PPA | ArchiveDirectories={D:\openHistorian\Archive
|  |  | a7ab2b55-4512-47b4-bc5a-d5d0131fe081 | 1 | PPA | ArchiveDirectories={D:\openHistorian\Archive
|  |  | d0039acf-fbbc-4ed5-aafb-31b0b27ccb2e | 1 | PPA | ArchiveDirectories={D:\openHistorian\Archive
|  |  | 8ba1fd9f-de51-4d29-9d85-08ef3c308a20 | 1 | PPA | ArchiveDirectories={D:\openHistorian\Archive
|  |  | dbc1eb2d-8239-442b-a530-021300fa85c8 | 1 | PPA | ArchiveDirectories={D:\openHistorian\Archive
|  |  | 455f2159-6ec3-4465-8e29-45656a88bbd3 | 1 | PPA | ArchiveDirectories={D:\openHistorian\Archive
|  |  | a1575840-13b8-4338-bdff-5e32889fbcde | 1 | PPA | ArchiveDirectories={D:\openHistorian\Archive
|  |  | a5ebdfb1-9525-4a45-965a-4d021cfc4392 | 1 | PPA | ArchiveDirectories={D:\openHistorian\Archive
|  |  | 993d65e9-8a88-411c-b177-92fb795821c7 | 1 | PPA | ArchiveDirectories={D:\openHistorian\Archive
|  |  | f7980703-f0ab-4b83-b204-6bcaac6dfdfb | 1 | PPA | ArchiveDirectories={D:\openHistorian\Archive
|  |  | 3a0ca958-1fa5-473e-acc3-d38b03e37ffe | 1 | PPA | ArchiveDirectories={D:\openHistorian\Archive
|  |  | 36f4b22e-f553-4ecd-a62b-2fd447321360 | 1 | PPA | ArchiveDirectories={D:\openHistorian\Archive
|  |  | 45f11009-fa88-4db9-b3e4-d24646b12dc6 | 1 | PPA | ArchiveDirectories={D:\openHistorian\Archive
|  |  | c663b6b5-2271-4450-9c3f-26fb6f68c07f | 1 | PPA | ArchiveDirectories={D:\openHistorian\Archive
|  |  | c828b7fc-5b50-445f-81f6-37f8a3670574 | 1 | PPA | ArchiveDirectories={D:\openHistorian\Archive
|  |  | e0dbd64e-4328-4b5c-8026-06fea9089109 | 1 | PPA | ArchiveDirectories={D:\openHistorian\Archive
|  |  | bad67686-d68a-41c7-b69f-698311a8507c | 1 | PPA | ArchiveDirectories={D:\openHistorian\Archive
|  |  | d1ff00e0-5775-4ee7-9462-839f910b1c03 | 1 | PPA | ArchiveDirectories={D:\openHistorian\Archive
|  |  | 07a62c65-a36c-4292-8bf0-076b40d07347 | 1 | PPA | ArchiveDirectories={D:\openHistorian\Archive
|  |  | 1aec2770-6fe6-457b-89bb-3e12ecf0bdf0 | 1 | PPA | ArchiveDirectories={D:\openHistorian\Archive
|  |  | c3af329a-bdef-4904-8209-56c60856eb4f | 1 | PPA | ArchiveDirectories={D:\openHistorian\Archive
|  |  | 05172704-07b3-46de-a4c9-d9b2cf8efd9b | 1 | PPA | ArchiveDirectories={D:\openHistorian\Archive
|  |  | 2b41121f-4818-4dba-9d98-20fbe1fda267 | 1 | PPA | ArchiveDirectories={D:\openHistorian\Archive
|  |  | b6d41736-bd1c-42a0-b903-f09e6ca27fea | 1 | PPA | ArchiveDirectories={D:\openHistorian\Archive
|  |  | 8a4350b5-40c6-441a-90eb-43becf180a3c | 1 | PPA | ArchiveDirectories={D:\openHistorian\Archive
|  |  | f4aee9e2-c970-4d12-99f5-f18a0d057ae6 | 1 | PPA | ArchiveDirectories={D:\openHistorian\Archive
|  |  | dd2926e9-3365-4f3f-acd0-f2fa8033ee36 | 1 | PPA | ArchiveDirectories={D:\openHistorian\Archive
|  |  | 5370dd53-91d6-4c1f-84ea-dddd00fb2908 | 1 | PPA | ArchiveDirectories={D:\openHistorian\Archive
|  |  | 2560a1de-81ab-4128-96c9-5cd1267eab64 | 1 | PPA | ArchiveDirectories={D:\openHistorian\Archive
|  |  | 5b165d9b-fe7c-4e63-817b-1a3b4cc63634 | 1 | PPA | ArchiveDirectories={D:\openHistorian\Archive
|  |  | 3e713ee8-2ba9-4680-85c7-75254d34fac7 | 1 | PPA | ArchiveDirectories={D:\openHistorian\Archive
|  |  | 113148ef-a2f9-4372-8989-5d789cdef2b4 | 1 | PPA | ArchiveDirectories={D:\openHistorian\Archive
|  |  | ef6be44b-e928-42da-a92e-51d61a2b56e3 | 1 | PPA | ArchiveDirectories={D:\openHistorian\Archive
|  |  | 3ad37a3b-16a1-437f-9e67-088c915b17eb | 1 | PPA | ArchiveDirectories={D:\openHistorian\Archive
|  |  | 14c31e50-48ca-488a-9a90-a46b9d3584a0 | 1 | PPA | ArchiveDirectories={D:\openHistorian\Archive
|  |  | 09de15cd-e94c-429b-b43a-e529da6b35d4 | 1 | PPA | ArchiveDirectories={D:\openHistorian\Archive
|  |  | d6e85eb7-4da8-4eaa-9ef1-f2da93f803b5 | 1 | PPA | ArchiveDirectories={D:\openHistorian\Archive
|  |  | 70ab9d08-47c1-43da-8b71-c52d018b79df | 1 | PPA | ArchiveDirectories={D:\openHistorian\Archive
|  |  | b56db7f4-b597-43aa-a641-de6043d6c1a6 | 1 | PPA | ArchiveDirectories={D:\openHistorian\Archive
|  |  | a7f364ce-4713-4c40-b292-61f5515b8dc3 | 1 | PPA | ArchiveDirectories={D:\openHistorian\Archive
|  |  | 6f5dc61b-66f3-4f3a-8a84-77e541fd22a9 | 1 | PPA | ArchiveDirectories={D:\openHistorian\Archive
|  |  | 4718107d-237f-4939-bef1-9c1549c87146 | 1 | PPA | ArchiveDirectories={D:\openHistorian\Archive
|  |  | 8ab26595-0721-40f0-a317-31121a286019 | 2 | STAT |  | 444 | ONS_LOCAL$COPPE!PMU:ST1 |  |  | 8736f6c7-ad41-4b43-b4f6-e684e0d4ad20 |  |  | 30 | [8 empty] | 11 | [5 empty] | LOCAL$COPPE!PMU-ST1 | 0.0 | 1.0 | Device statistic for Number of data quality errors reported by device during last reporting interval. | 0 | 1 | 1 |  | Any | STAT | Statistic | ST |  |  | STAT:444 | 2021-05-21 14:02
|  |  | 2fd1e7b9-ee87-4376-bafb-d9d9c39bf7d2 | 2 | STAT |  | 445 | ONS_LOCAL$COPPE!PMU:ST2 |  |  | 8736f6c7-ad41-4b43-b4f6-e684e0d4ad20 |  |  | 30 | [8 empty] | 11 | [5 empty] | LOCAL$COPPE!PMU-ST2 | 0.0 | 1.0 | Device statistic for Number of time quality errors reported by device during last reporting interval. | 0 | 1 | 1 |  | Any | STAT | Statistic | ST |  |  | STAT:445 | 2021-05-21 14:02
|  |  | a00a1b99-925d-46de-b643-cb02c62acb13 | 2 | STAT |  | 446 | ONS_LOCAL$COPPE!PMU:ST3 |  |  | 8736f6c7-ad41-4b43-b4f6-e684e0d4ad20 |  |  | 30 | [8 empty] | 11 | [5 empty] | LOCAL$COPPE!PMU-ST3 | 0.0 | 1.0 | Device statistic for Number of device errors reported by device during last reporting interval. | 0 | 1 | 1 |  | Any | STAT | Statistic | ST |  |  | STAT:446 | 2021-05-21 14:02
|  |  | 6a037da3-6b55-4380-9cfd-414b08a58b25 | 2 | STAT |  | 447 | ONS_LOCAL$COPPE!PMU:ST4 |  |  | 8736f6c7-ad41-4b43-b4f6-e684e0d4ad20 |  |  | 30 | [8 empty] | 11 | [5 empty] | LOCAL$COPPE!PMU-ST4 | 0.0 | 1.0 | Device statistic for Number of measurements received from device during last reporting interval. | 0 | 1 | 1 |  | Any | STAT | Statistic | ST |  |  | STAT:447 | 2021-05-21 14:02
|  |  | f7515c4f-76eb-46f7-b10a-389aa3eaf044 | 2 | STAT |  | 448 | ONS_LOCAL$COPPE!PMU:ST5 |  |  | 8736f6c7-ad41-4b43-b4f6-e684e0d4ad20 |  |  | 30 | [8 empty] | 11 | [5 empty] | LOCAL$COPPE!PMU-ST5 | 0.0 | 1.0 | Device statistic for Expected number of measurements received from device during last reporting interval. | 0 | 1 | 1 |  | Any | STAT | Statistic | ST |  |  | STAT:448 | 2021-05-21 14:02
|  |  | 40ba4205-e47b-4857-8f20-7e2e7eede1c9 | 2 | STAT |  | 449 | ONS_LOCAL$COPPE!PMU:ST6 |  |  | 8736f6c7-ad41-4b43-b4f6-e684e0d4ad20 |  |  | 30 | [8 empty] | 11 | [5 empty] | LOCAL$COPPE!PMU-ST6 | 0.0 | 1.0 | Device statistic for Number of measurements received while device was reporting errors during last reporting interval. | 0 | 1 | 1 |  | Any | STAT | Statistic | ST |  |  | STAT:449 | 2021-05-21 14:02
|  |  | 1a6c5936-d7d4-42da-82ec-b4b052693789 | 2 | STAT |  | 450 | ONS_LOCAL$COPPE!PMU:ST7 |  |  | 8736f6c7-ad41-4b43-b4f6-e684e0d4ad20 |  |  | 30 | [8 empty] | 11 | [5 empty] | LOCAL$COPPE!PMU-ST7 | 0.0 | 1.0 | Device statistic for Number of defined measurements (per frame) from device during last reporting interval. | 0 | 1 | 1 |  | Any | STAT | Statistic | ST |  |  | STAT:450 | 2021-05-21 14:02
|  |  | 2a9325d5-3cd6-4bd0-af66-4d35f812e1e0 | 2 | STAT |  | 451 | ONS_LOCAL$UFAC!PMU:ST1 |  |  | 8736f6c7-ad41-4b43-b4f6-e684e0d4ad20 |  |  | 30 | [8 empty] | 11 | [5 empty] | LOCAL$UFAC!PMU-ST1 | 0.0 | 1.0 | Device statistic for Number of data quality errors reported by device during last reporting interval. | 0 | 1 | 1 |  | Any | STAT | Statistic | ST |  |  | STAT:451 | 2021-05-21 14:02
|  |  | 4936720c-3d1d-46ba-9945-6f6ec4701fa1 | 2 | STAT |  | 452 | ONS_LOCAL$UFAC!PMU:ST2 |  |  | 8736f6c7-ad41-4b43-b4f6-e684e0d4ad20 |  |  | 30 | [8 empty] | 11 | [5 empty] | LOCAL$UFAC!PMU-ST2 | 0.0 | 1.0 | Device statistic for Number of time quality errors reported by device during last reporting interval. | 0 | 1 | 1 |  | Any | STAT | Statistic | ST |  |  | STAT:452 | 2021-05-21 14:02
|  |  | 9b6c489a-4cab-43cb-8199-5d2a64bb3e9b | 2 | STAT |  | 453 | ONS_LOCAL$UFAC!PMU:ST3 |  |  | 8736f6c7-ad41-4b43-b4f6-e684e0d4ad20 |  |  | 30 | [8 empty] | 11 | [5 empty] | LOCAL$UFAC!PMU-ST3 | 0.0 | 1.0 | Device statistic for Number of device errors reported by device during last reporting interval. | 0 | 1 | 1 |  | Any | STAT | Statistic | ST |  |  | STAT:453 | 2021-05-21 14:02
|  |  | 4e1974b6-15df-46be-8b2b-975ccf495336 | 2 | STAT |  | 454 | ONS_LOCAL$UFAC!PMU:ST4 |  |  | 8736f6c7-ad41-4b43-b4f6-e684e0d4ad20 |  |  | 30 | [8 empty] | 11 | [5 empty] | LOCAL$UFAC!PMU-ST4 | 0.0 | 1.0 | Device statistic for Number of measurements received from device during last reporting interval. | 0 | 1 | 1 |  | Any | STAT | Statistic | ST |  |  | STAT:454 | 2021-05-21 14:02
|  |  | e12f3899-dbc2-4139-9b7e-facb10af20e3 | 2 | STAT |  | 455 | ONS_LOCAL$UFAC!PMU:ST5 |  |  | 8736f6c7-ad41-4b43-b4f6-e684e0d4ad20 |  |  | 30 | [8 empty] | 11 | [5 empty] | LOCAL$UFAC!PMU-ST5 | 0.0 | 1.0 | Device statistic for Expected number of measurements received from device during last reporting interval. | 0 | 1 | 1 |  | Any | STAT | Statistic | ST |  |  | STAT:455 | 2021-05-21 14:02
|  |  | 9fb8893b-9f4b-43fc-9bc3-7b01c6a7d94c | 2 | STAT |  | 456 | ONS_LOCAL$UFAC!PMU:ST6 |  |  | 8736f6c7-ad41-4b43-b4f6-e684e0d4ad20 |  |  | 30 | [8 empty] | 11 | [5 empty] | LOCAL$UFAC!PMU-ST6 | 0.0 | 1.0 | Device statistic for Number of measurements received while device was reporting errors during last reporting interval. | 0 | 1 | 1 |  | Any | STAT | Statistic | ST |  |  | STAT:456 | 2021-05-21 14:02
|  |  | 0e6a5b5c-9046-460d-932e-40e82d90d9b8 | 2 | STAT |  | 457 | ONS_LOCAL$UFAC!PMU:ST7 |  |  | 8736f6c7-ad41-4b43-b4f6-e684e0d4ad20 |  |  | 30 | [8 empty] | 11 | [5 empty] | LOCAL$UFAC!PMU-ST7 | 0.0 | 1.0 | Device statistic for Number of defined measurements (per frame) from device during last reporting interval. | 0 | 1 | 1 |  | Any | STAT | Statistic | ST |  |  | STAT:457 | 2021-05-21 14:02
|  |  | fe19db17-fe16-47aa-83d5-ac50c99bc4ca | 2 | STAT |  | 458 | ONS_LOCAL$UFAM!PMU:ST1 |  |  | 8736f6c7-ad41-4b43-b4f6-e684e0d4ad20 |  |  | 30 | [8 empty] | 11 | [5 empty] | LOCAL$UFAM!PMU-ST1 | 0.0 | 1.0 | Device statistic for Number of data quality errors reported by device during last reporting interval. | 0 | 1 | 1 |  | Any | STAT | Statistic | ST |  |  | STAT:458 | 2021-05-21 14:02
|  |  | 8e3f0a4d-fba4-4b72-b16a-491573888a1a | 2 | STAT |  | 459 | ONS_LOCAL$UFAM!PMU:ST2 |  |  | 8736f6c7-ad41-4b43-b4f6-e684e0d4ad20 |  |  | 30 | [8 empty] | 11 | [5 empty] | LOCAL$UFAM!PMU-ST2 | 0.0 | 1.0 | Device statistic for Number of time quality errors reported by device during last reporting interval. | 0 | 1 | 1 |  | Any | STAT | Statistic | ST |  |  | STAT:459 | 2021-05-21 14:02
|  |  | ac9649cf-dd76-4228-867e-e33a780030c4 | 2 | STAT |  | 460 | ONS_LOCAL$UFAM!PMU:ST3 |  |  | 8736f6c7-ad41-4b43-b4f6-e684e0d4ad20 |  |  | 30 | [8 empty] | 11 | [5 empty] | LOCAL$UFAM!PMU-ST3 | 0.0 | 1.0 | Device statistic for Number of device errors reported by device during last reporting interval. | 0 | 1 | 1 |  | Any | STAT | Statistic | ST |  |  | STAT:460 | 2021-05-21 14:02
|  |  | 8d4025b4-1628-45ce-a5a9-f9a22a34734c | 2 | STAT |  | 461 | ONS_LOCAL$UFAM!PMU:ST4 |  |  | 8736f6c7-ad41-4b43-b4f6-e684e0d4ad20 |  |  | 30 | [8 empty] | 11 | [5 empty] | LOCAL$UFAM!PMU-ST4 | 0.0 | 1.0 | Device statistic for Number of measurements received from device during last reporting interval. | 0 | 1 | 1 |  | Any | STAT | Statistic | ST |  |  | STAT:461 | 2021-05-21 14:02
|  |  | 6696f6bf-2ae6-41e8-a6d9-82b1ad5554b1 | 2 | STAT |  | 462 | ONS_LOCAL$UFAM!PMU:ST5 |  |  | 8736f6c7-ad41-4b43-b4f6-e684e0d4ad20 |  |  | 30 | [8 empty] | 11 | [5 empty] | LOCAL$UFAM!PMU-ST5 | 0.0 | 1.0 | Device statistic for Expected number of measurements received from device during last reporting interval. | 0 | 1 | 1 |  | Any | STAT | Statistic | ST |  |  | STAT:462 | 2021-05-21 14:02
|  |  | dec4c142-6806-4680-8ce7-e1ae188167ec | 2 | STAT |  | 463 | ONS_LOCAL$UFAM!PMU:ST6 |  |  | 8736f6c7-ad41-4b43-b4f6-e684e0d4ad20 |  |  | 30 | [8 empty] | 11 | [5 empty] | LOCAL$UFAM!PMU-ST6 | 0.0 | 1.0 | Device statistic for Number of measurements received while device was reporting errors during last reporting interval. | 0 | 1 | 1 |  | Any | STAT | Statistic | ST |  |  | STAT:463 | 2021-05-21 14:02
|  |  | d6513440-9acf-4c2e-b7c5-97e0d14b9ac3 | 2 | STAT |  | 464 | ONS_LOCAL$UFAM!PMU:ST7 |  |  | 8736f6c7-ad41-4b43-b4f6-e684e0d4ad20 |  |  | 30 | [8 empty] | 11 | [5 empty] | LOCAL$UFAM!PMU-ST7 | 0.0 | 1.0 | Device statistic for Number of defined measurements (per frame) from device during last reporting interval. | 0 | 1 | 1 |  | Any | STAT | Statistic | ST |  |  | STAT:464 | 2021-05-21 14:02
|  |  | 6e345d53-1972-480e-9779-9b8f8c39323a | 2 | STAT |  | 465 | ONS_LOCAL$UFBA!PMU:ST1 |  |  | 8736f6c7-ad41-4b43-b4f6-e684e0d4ad20 |  |  | 30 | [8 empty] | 11 | [5 empty] | LOCAL$UFBA!PMU-ST1 | 0.0 | 1.0 | Device statistic for Number of data quality errors reported by device during last reporting interval. | 0 | 1 | 1 |  | Any | STAT | Statistic | ST |  |  | STAT:465 | 2021-05-21 14:02
|  |  | e1f01048-888e-4493-a5e7-9d27867c5b1a | 2 | STAT |  | 466 | ONS_LOCAL$UFBA!PMU:ST2 |  |  | 8736f6c7-ad41-4b43-b4f6-e684e0d4ad20 |  |  | 30 | [8 empty] | 11 | [5 empty] | LOCAL$UFBA!PMU-ST2 | 0.0 | 1.0 | Device statistic for Number of time quality errors reported by device during last reporting interval. | 0 | 1 | 1 |  | Any | STAT | Statistic | ST |  |  | STAT:466 | 2021-05-21 14:02
|  |  | 8158dac8-9aa9-4971-92bf-99dd87048c07 | 2 | STAT |  | 467 | ONS_LOCAL$UFBA!PMU:ST3 |  |  | 8736f6c7-ad41-4b43-b4f6-e684e0d4ad20 |  |  | 30 | [8 empty] | 11 | [5 empty] | LOCAL$UFBA!PMU-ST3 | 0.0 | 1.0 | Device statistic for Number of device errors reported by device during last reporting interval. | 0 | 1 | 1 |  | Any | STAT | Statistic | ST |  |  | STAT:467 | 2021-05-21 14:02
|  |  | 76faf38a-27dd-444f-92b6-e5a36de67785 | 2 | STAT |  | 468 | ONS_LOCAL$UFBA!PMU:ST4 |  |  | 8736f6c7-ad41-4b43-b4f6-e684e0d4ad20 |  |  | 30 | [8 empty] | 11 | [5 empty] | LOCAL$UFBA!PMU-ST4 | 0.0 | 1.0 | Device statistic for Number of measurements received from device during last reporting interval. | 0 | 1 | 1 |  | Any | STAT | Statistic | ST |  |  | STAT:468 | 2021-05-21 14:02
|  |  | 32c1a755-8a92-4821-adc8-fa3a55dd72db | 2 | STAT |  | 469 | ONS_LOCAL$UFBA!PMU:ST5 |  |  | 8736f6c7-ad41-4b43-b4f6-e684e0d4ad20 |  |  | 30 | [8 empty] | 11 | [5 empty] | LOCAL$UFBA!PMU-ST5 | 0.0 | 1.0 | Device statistic for Expected number of measurements received from device during last reporting interval. | 0 | 1 | 1 |  | Any | STAT | Statistic | ST |  |  | STAT:469 | 2021-05-21 14:02
|  |  | 249a5672-ad21-49c7-99fc-bd6a03e94c44 | 2 | STAT |  | 470 | ONS_LOCAL$UFBA!PMU:ST6 |  |  | 8736f6c7-ad41-4b43-b4f6-e684e0d4ad20 |  |  | 30 | [8 empty] | 11 | [5 empty] | LOCAL$UFBA!PMU-ST6 | 0.0 | 1.0 | Device statistic for Number of measurements received while device was reporting errors during last reporting interval. | 0 | 1 | 1 |  | Any | STAT | Statistic | ST |  |  | STAT:470 | 2021-05-21 14:02
|  |  | efbef112-ae22-45fc-8ca3-6d3a511e12f0 | 2 | STAT |  | 471 | ONS_LOCAL$UFBA!PMU:ST7 |  |  | 8736f6c7-ad41-4b43-b4f6-e684e0d4ad20 |  |  | 30 | [8 empty] | 11 | [5 empty] | LOCAL$UFBA!PMU-ST7 | 0.0 | 1.0 | Device statistic for Number of defined measurements (per frame) from device during last reporting interval. | 0 | 1 | 1 |  | Any | STAT | Statistic | ST |  |  | STAT:471 | 2021-05-21 14:02
|  |  | 67244b60-e351-4d2e-be03-031fe66225d2 | 2 | STAT |  | 472 | ONS_LOCAL$UFC!PMU:ST1 |  |  | 8736f6c7-ad41-4b43-b4f6-e684e0d4ad20 |  |  | 30 | [8 empty] | 11 | [5 empty] | LOCAL$UFC!PMU-ST1 | 0.0 | 1.0 | Device statistic for Number of data quality errors reported by device during last reporting interval. | 0 | 1 | 1 |  | Any | STAT | Statistic | ST |  |  | STAT:472 | 2021-05-21 14:02
|  |  | af33faa4-4306-49d6-bfc8-6facb6288cd1 | 2 | STAT |  | 473 | ONS_LOCAL$UFC!PMU:ST2 |  |  | 8736f6c7-ad41-4b43-b4f6-e684e0d4ad20 |  |  | 30 | [8 empty] | 11 | [5 empty] | LOCAL$UFC!PMU-ST2 | 0.0 | 1.0 | Device statistic for Number of time quality errors reported by device during last reporting interval. | 0 | 1 | 1 |  | Any | STAT | Statistic | ST |  |  | STAT:473 | 2021-05-21 14:02
|  |  | a8f46ebc-7e1f-4a39-bbba-538a834a3512 | 2 | STAT |  | 474 | ONS_LOCAL$UFC!PMU:ST3 |  |  | 8736f6c7-ad41-4b43-b4f6-e684e0d4ad20 |  |  | 30 | [8 empty] | 11 | [5 empty] | LOCAL$UFC!PMU-ST3 | 0.0 | 1.0 | Device statistic for Number of device errors reported by device during last reporting interval. | 0 | 1 | 1 |  | Any | STAT | Statistic | ST |  |  | STAT:474 | 2021-05-21 14:02
|  |  | 89e5fe72-33d9-4e1a-b09f-1c04e17189b5 | 2 | STAT |  | 475 | ONS_LOCAL$UFC!PMU:ST4 |  |  | 8736f6c7-ad41-4b43-b4f6-e684e0d4ad20 |  |  | 30 | [8 empty] | 11 | [5 empty] | LOCAL$UFC!PMU-ST4 | 0.0 | 1.0 | Device statistic for Number of measurements received from device during last reporting interval. | 0 | 1 | 1 |  | Any | STAT | Statistic | ST |  |  | STAT:475 | 2021-05-21 14:02
|  |  | e824b8ac-7503-4f40-8654-2344099ca79c | 2 | STAT |  | 476 | ONS_LOCAL$UFC!PMU:ST5 |  |  | 8736f6c7-ad41-4b43-b4f6-e684e0d4ad20 |  |  | 30 | [8 empty] | 11 | [5 empty] | LOCAL$UFC!PMU-ST5 | 0.0 | 1.0 | Device statistic for Expected number of measurements received from device during last reporting interval. | 0 | 1 | 1 |  | Any | STAT | Statistic | ST |  |  | STAT:476 | 2021-05-21 14:02
|  |  | 806cf458-9b54-40bc-ad3a-b5bcbe8168dd | 2 | STAT |  | 477 | ONS_LOCAL$UFC!PMU:ST6 |  |  | 8736f6c7-ad41-4b43-b4f6-e684e0d4ad20 |  |  | 30 | [8 empty] | 11 | [5 empty] | LOCAL$UFC!PMU-ST6 | 0.0 | 1.0 | Device statistic for Number of measurements received while device was reporting errors during last reporting interval. | 0 | 1 | 1 |  | Any | STAT | Statistic | ST |  |  | STAT:477 | 2021-05-21 14:02
|  |  | 141cefab-70ef-4581-99cc-ea4ad74cd277 | 2 | STAT |  | 478 | ONS_LOCAL$UFC!PMU:ST7 |  |  | 8736f6c7-ad41-4b43-b4f6-e684e0d4ad20 |  |  | 30 | [8 empty] | 11 | [5 empty] | LOCAL$UFC!PMU-ST7 | 0.0 | 1.0 | Device statistic for Number of defined measurements (per frame) from device during last reporting interval. | 0 | 1 | 1 |  | Any | STAT | Statistic | ST |  |  | STAT:478 | 2021-05-21 14:02
|  |  | 377f5bd3-fa33-4770-a70c-8e1e23b775df | 2 | STAT |  | 479 | ONS_LOCAL$UFES!PMU:ST1 |  |  | 8736f6c7-ad41-4b43-b4f6-e684e0d4ad20 |  |  | 30 | [8 empty] | 11 | [5 empty] | LOCAL$UFES!PMU-ST1 | 0.0 | 1.0 | Device statistic for Number of data quality errors reported by device during last reporting interval. | 0 | 1 | 1 |  | Any | STAT | Statistic | ST |  |  | STAT:479 | 2021-05-21 14:02
|  |  | 227fdd5c-7544-4afd-a265-261aa62acd8e | 2 | STAT |  | 480 | ONS_LOCAL$UFES!PMU:ST2 |  |  | 8736f6c7-ad41-4b43-b4f6-e684e0d4ad20 |  |  | 30 | [8 empty] | 11 | [5 empty] | LOCAL$UFES!PMU-ST2 | 0.0 | 1.0 | Device statistic for Number of time quality errors reported by device during last reporting interval. | 0 | 1 | 1 |  | Any | STAT | Statistic | ST |  |  | STAT:480 | 2021-05-21 14:02
|  |  | b9c806a1-f583-41ab-b18a-d9a58d500981 | 2 | STAT |  | 481 | ONS_LOCAL$UFES!PMU:ST3 |  |  | 8736f6c7-ad41-4b43-b4f6-e684e0d4ad20 |  |  | 30 | [8 empty] | 11 | [5 empty] | LOCAL$UFES!PMU-ST3 | 0.0 | 1.0 | Device statistic for Number of device errors reported by device during last reporting interval. | 0 | 1 | 1 |  | Any | STAT | Statistic | ST |  |  | STAT:481 | 2021-05-21 14:02
|  |  | 069ea15a-0732-4474-b762-2eaa4869d721 | 2 | STAT |  | 482 | ONS_LOCAL$UFES!PMU:ST4 |  |  | 8736f6c7-ad41-4b43-b4f6-e684e0d4ad20 |  |  | 30 | [8 empty] | 11 | [5 empty] | LOCAL$UFES!PMU-ST4 | 0.0 | 1.0 | Device statistic for Number of measurements received from device during last reporting interval. | 0 | 1 | 1 |  | Any | STAT | Statistic | ST |  |  | STAT:482 | 2021-05-21 14:02
|  |  | 42bb46f5-64b7-4228-80dc-398bdd1e9ab7 | 2 | STAT |  | 483 | ONS_LOCAL$UFES!PMU:ST5 |  |  | 8736f6c7-ad41-4b43-b4f6-e684e0d4ad20 |  |  | 30 | [8 empty] | 11 | [5 empty] | LOCAL$UFES!PMU-ST5 | 0.0 | 1.0 | Device statistic for Expected number of measurements received from device during last reporting interval. | 0 | 1 | 1 |  | Any | STAT | Statistic | ST |  |  | STAT:483 | 2021-05-21 14:02
|  |  | ac9b5999-53be-47cf-8b9a-1d71307f1ffa | 2 | STAT |  | 484 | ONS_LOCAL$UFES!PMU:ST6 |  |  | 8736f6c7-ad41-4b43-b4f6-e684e0d4ad20 |  |  | 30 | [8 empty] | 11 | [5 empty] | LOCAL$UFES!PMU-ST6 | 0.0 | 1.0 | Device statistic for Number of measurements received while device was reporting errors during last reporting interval. | 0 | 1 | 1 |  | Any | STAT | Statistic | ST |  |  | STAT:484 | 2021-05-21 14:02
|  |  | 1df02ce6-2a95-471a-8158-13a1d08aada4 | 2 | STAT |  | 485 | ONS_LOCAL$UFES!PMU:ST7 |  |  | 8736f6c7-ad41-4b43-b4f6-e684e0d4ad20 |  |  | 30 | [8 empty] | 11 | [5 empty] | LOCAL$UFES!PMU-ST7 | 0.0 | 1.0 | Device statistic for Number of defined measurements (per frame) from device during last reporting interval. | 0 | 1 | 1 |  | Any | STAT | Statistic | ST |  |  | STAT:485 | 2021-05-21 14:02
|  |  | ea2bbda7-7fd5-41fd-ab3b-0dbf4faf3af2 | 2 | STAT |  | 486 | ONS_LOCAL$UFJF!PMU:ST1 |  |  | 8736f6c7-ad41-4b43-b4f6-e684e0d4ad20 |  |  | 30 | [8 empty] | 11 | [5 empty] | LOCAL$UFJF!PMU-ST1 | 0.0 | 1.0 | Device statistic for Number of data quality errors reported by device during last reporting interval. | 0 | 1 | 1 |  | Any | STAT | Statistic | ST |  |  | STAT:486 | 2021-05-21 14:02
|  |  | c5897fe5-430e-420c-a1b3-5f433244c5fd | 2 | STAT |  | 487 | ONS_LOCAL$UFJF!PMU:ST2 |  |  | 8736f6c7-ad41-4b43-b4f6-e684e0d4ad20 |  |  | 30 | [8 empty] | 11 | [5 empty] | LOCAL$UFJF!PMU-ST2 | 0.0 | 1.0 | Device statistic for Number of time quality errors reported by device during last reporting interval. | 0 | 1 | 1 |  | Any | STAT | Statistic | ST |  |  | STAT:487 | 2021-05-21 14:02
|  |  | 8d537706-50d1-436a-a5f4-7e4e2b83d9aa | 2 | STAT |  | 488 | ONS_LOCAL$UFJF!PMU:ST3 |  |  | 8736f6c7-ad41-4b43-b4f6-e684e0d4ad20 |  |  | 30 | [8 empty] | 11 | [5 empty] | LOCAL$UFJF!PMU-ST3 | 0.0 | 1.0 | Device statistic for Number of device errors reported by device during last reporting interval. | 0 | 1 | 1 |  | Any | STAT | Statistic | ST |  |  | STAT:488 | 2021-05-21 14:02
|  |  | 37b9ae72-e270-43d8-841d-7f4ad6f7b0f2 | 2 | STAT |  | 489 | ONS_LOCAL$UFJF!PMU:ST4 |  |  | 8736f6c7-ad41-4b43-b4f6-e684e0d4ad20 |  |  | 30 | [8 empty] | 11 | [5 empty] | LOCAL$UFJF!PMU-ST4 | 0.0 | 1.0 | Device statistic for Number of measurements received from device during last reporting interval. | 0 | 1 | 1 |  | Any | STAT | Statistic | ST |  |  | STAT:489 | 2021-05-21 14:02
|  |  | 7a51844b-a6fb-4623-9fad-5d73ba1f0729 | 2 | STAT |  | 490 | ONS_LOCAL$UFJF!PMU:ST5 |  |  | 8736f6c7-ad41-4b43-b4f6-e684e0d4ad20 |  |  | 30 | [8 empty] | 11 | [5 empty] | LOCAL$UFJF!PMU-ST5 | 0.0 | 1.0 | Device statistic for Expected number of measurements received from device during last reporting interval. | 0 | 1 | 1 |  | Any | STAT | Statistic | ST |  |  | STAT:490 | 2021-05-21 14:02
|  |  | cfbe22c7-029b-4baf-b988-95c7af8e9302 | 2 | STAT |  | 491 | ONS_LOCAL$UFJF!PMU:ST6 |  |  | 8736f6c7-ad41-4b43-b4f6-e684e0d4ad20 |  |  | 30 | [8 empty] | 11 | [5 empty] | LOCAL$UFJF!PMU-ST6 | 0.0 | 1.0 | Device statistic for Number of measurements received while device was reporting errors during last reporting interval. | 0 | 1 | 1 |  | Any | STAT | Statistic | ST |  |  | STAT:491 | 2021-05-21 14:02
|  |  | 802a20da-26d9-4ef3-986d-f30674119425 | 2 | STAT |  | 492 | ONS_LOCAL$UFJF!PMU:ST7 |  |  | 8736f6c7-ad41-4b43-b4f6-e684e0d4ad20 |  |  | 30 | [8 empty] | 11 | [5 empty] | LOCAL$UFJF!PMU-ST7 | 0.0 | 1.0 | Device statistic for Number of defined measurements (per frame) from device during last reporting interval. | 0 | 1 | 1 |  | Any | STAT | Statistic | ST |  |  | STAT:492 | 2021-05-21 14:02
|  |  | b1dd226f-4d74-4d34-a4ca-e30733250568 | 2 | STAT |  | 493 | ONS_LOCAL$UFMA!PMU:ST1 |  |  | 8736f6c7-ad41-4b43-b4f6-e684e0d4ad20 |  |  | 30 | [8 empty] | 11 | [5 empty] | LOCAL$UFMA!PMU-ST1 | 0.0 | 1.0 | Device statistic for Number of data quality errors reported by device during last reporting interval. | 0 | 1 | 1 |  | Any | STAT | Statistic | ST |  |  | STAT:493 | 2021-05-21 14:02
|  |  | 1e05933c-af7d-450c-8bbd-140fb65a8cf3 | 2 | STAT |  | 494 | ONS_LOCAL$UFMA!PMU:ST2 |  |  | 8736f6c7-ad41-4b43-b4f6-e684e0d4ad20 |  |  | 30 | [8 empty] | 11 | [5 empty] | LOCAL$UFMA!PMU-ST2 | 0.0 | 1.0 | Device statistic for Number of time quality errors reported by device during last reporting interval. | 0 | 1 | 1 |  | Any | STAT | Statistic | ST |  |  | STAT:494 | 2021-05-21 14:02
|  |  | c27d8205-824a-4758-864a-02477c646751 | 2 | STAT |  | 495 | ONS_LOCAL$UFMA!PMU:ST3 |  |  | 8736f6c7-ad41-4b43-b4f6-e684e0d4ad20 |  |  | 30 | [8 empty] | 11 | [5 empty] | LOCAL$UFMA!PMU-ST3 | 0.0 | 1.0 | Device statistic for Number of device errors reported by device during last reporting interval. | 0 | 1 | 1 |  | Any | STAT | Statistic | ST |  |  | STAT:495 | 2021-05-21 14:02
|  |  | 301d3bad-da8a-4697-9c5d-aefec12a9577 | 2 | STAT |  | 496 | ONS_LOCAL$UFMA!PMU:ST4 |  |  | 8736f6c7-ad41-4b43-b4f6-e684e0d4ad20 |  |  | 30 | [8 empty] | 11 | [5 empty] | LOCAL$UFMA!PMU-ST4 | 0.0 | 1.0 | Device statistic for Number of measurements received from device during last reporting interval. | 0 | 1 | 1 |  | Any | STAT | Statistic | ST |  |  | STAT:496 | 2021-05-21 14:02
|  |  | e8a0865c-712d-414a-9e99-ddc1a850d03a | 2 | STAT |  | 497 | ONS_LOCAL$UFMA!PMU:ST5 |  |  | 8736f6c7-ad41-4b43-b4f6-e684e0d4ad20 |  |  | 30 | [8 empty] | 11 | [5 empty] | LOCAL$UFMA!PMU-ST5 | 0.0 | 1.0 | Device statistic for Expected number of measurements received from device during last reporting interval. | 0 | 1 | 1 |  | Any | STAT | Statistic | ST |  |  | STAT:497 | 2021-05-21 14:02
|  |  | ba9729e8-3fcc-41bb-899a-340c6ebcc680 | 2 | STAT |  | 498 | ONS_LOCAL$UFMA!PMU:ST6 |  |  | 8736f6c7-ad41-4b43-b4f6-e684e0d4ad20 |  |  | 30 | [8 empty] | 11 | [5 empty] | LOCAL$UFMA!PMU-ST6 | 0.0 | 1.0 | Device statistic for Number of measurements received while device was reporting errors during last reporting interval. | 0 | 1 | 1 |  | Any | STAT | Statistic | ST |  |  | STAT:498 | 2021-05-21 14:02
|  |  | ea125334-9369-4660-a7b4-6d30aa58f824 | 2 | STAT |  | 499 | ONS_LOCAL$UFMA!PMU:ST7 |  |  | 8736f6c7-ad41-4b43-b4f6-e684e0d4ad20 |  |  | 30 | [8 empty] | 11 | [5 empty] | LOCAL$UFMA!PMU-ST7 | 0.0 | 1.0 | Device statistic for Number of defined measurements (per frame) from device during last reporting interval. | 0 | 1 | 1 |  | Any | STAT | Statistic | ST |  |  | STAT:499 | 2021-05-21 14:02
|  |  | 6ade3a53-2c89-4770-bf22-d3404aeb1439 | 2 | STAT |  | 500 | ONS_LOCAL$UFMG!PMU:ST1 |  |  | 8736f6c7-ad41-4b43-b4f6-e684e0d4ad20 |  |  | 30 | [8 empty] | 11 | [5 empty] | LOCAL$UFMG!PMU-ST1 | 0.0 | 1.0 | Device statistic for Number of data quality errors reported by device during last reporting interval. | 0 | 1 | 1 |  | Any | STAT | Statistic | ST |  |  | STAT:500 | 2021-05-21 14:02
|  |  | 2b58b6f5-75c3-42c2-b56a-a9182c6ca95a | 2 | STAT |  | 501 | ONS_LOCAL$UFMG!PMU:ST2 |  |  | 8736f6c7-ad41-4b43-b4f6-e684e0d4ad20 |  |  | 30 | [8 empty] | 11 | [5 empty] | LOCAL$UFMG!PMU-ST2 | 0.0 | 1.0 | Device statistic for Number of time quality errors reported by device during last reporting interval. | 0 | 1 | 1 |  | Any | STAT | Statistic | ST |  |  | STAT:501 | 2021-05-21 14:02
|  |  | ff6c3ecd-1413-47ed-8d52-18dc6c9967db | 2 | STAT |  | 502 | ONS_LOCAL$UFMG!PMU:ST3 |  |  | 8736f6c7-ad41-4b43-b4f6-e684e0d4ad20 |  |  | 30 | [8 empty] | 11 | [5 empty] | LOCAL$UFMG!PMU-ST3 | 0.0 | 1.0 | Device statistic for Number of device errors reported by device during last reporting interval. | 0 | 1 | 1 |  | Any | STAT | Statistic | ST |  |  | STAT:502 | 2021-05-21 14:02
|  |  | 6daccf6d-7dde-4987-baa5-663a57c4fac7 | 2 | STAT |  | 503 | ONS_LOCAL$UFMG!PMU:ST4 |  |  | 8736f6c7-ad41-4b43-b4f6-e684e0d4ad20 |  |  | 30 | [8 empty] | 11 | [5 empty] | LOCAL$UFMG!PMU-ST4 | 0.0 | 1.0 | Device statistic for Number of measurements received from device during last reporting interval. | 0 | 1 | 1 |  | Any | STAT | Statistic | ST |  |  | STAT:503 | 2021-05-21 14:02
|  |  | 1b8f1a86-297c-4604-9734-832cd898071d | 2 | STAT |  | 504 | ONS_LOCAL$UFMG!PMU:ST5 |  |  | 8736f6c7-ad41-4b43-b4f6-e684e0d4ad20 |  |  | 30 | [8 empty] | 11 | [5 empty] | LOCAL$UFMG!PMU-ST5 | 0.0 | 1.0 | Device statistic for Expected number of measurements received from device during last reporting interval. | 0 | 1 | 1 |  | Any | STAT | Statistic | ST |  |  | STAT:504 | 2021-05-21 14:02
|  |  | 2a4ba7f1-6f40-49cb-a3a1-b8e4a7ba34b9 | 2 | STAT |  | 505 | ONS_LOCAL$UFMG!PMU:ST6 |  |  | 8736f6c7-ad41-4b43-b4f6-e684e0d4ad20 |  |  | 30 | [8 empty] | 11 | [5 empty] | LOCAL$UFMG!PMU-ST6 | 0.0 | 1.0 | Device statistic for Number of measurements received while device was reporting errors during last reporting interval. | 0 | 1 | 1 |  | Any | STAT | Statistic | ST |  |  | STAT:505 | 2021-05-21 14:02
|  |  | d6ee1d5d-e78e-400c-aeb0-c99b8834a1e2 | 2 | STAT |  | 506 | ONS_LOCAL$UFMG!PMU:ST7 |  |  | 8736f6c7-ad41-4b43-b4f6-e684e0d4ad20 |  |  | 30 | [8 empty] | 11 | [5 empty] | LOCAL$UFMG!PMU-ST7 | 0.0 | 1.0 | Device statistic for Number of defined measurements (per frame) from device during last reporting interval. | 0 | 1 | 1 |  | Any | STAT | Statistic | ST |  |  | STAT:506 | 2021-05-21 14:02
|  |  | b1d5e8bf-8b58-4fa0-a5be-d9d081e48f07 | 2 | STAT |  | 507 | ONS_LOCAL$UFMS!PMU:ST1 |  |  | 8736f6c7-ad41-4b43-b4f6-e684e0d4ad20 |  |  | 30 | [8 empty] | 11 | [5 empty] | LOCAL$UFMS!PMU-ST1 | 0.0 | 1.0 | Device statistic for Number of data quality errors reported by device during last reporting interval. | 0 | 1 | 1 |  | Any | STAT | Statistic | ST |  |  | STAT:507 | 2021-05-21 14:02
|  |  | f94216d8-e828-4ba1-807f-c2013c62b02d | 2 | STAT |  | 508 | ONS_LOCAL$UFMS!PMU:ST2 |  |  | 8736f6c7-ad41-4b43-b4f6-e684e0d4ad20 |  |  | 30 | [8 empty] | 11 | [5 empty] | LOCAL$UFMS!PMU-ST2 | 0.0 | 1.0 | Device statistic for Number of time quality errors reported by device during last reporting interval. | 0 | 1 | 1 |  | Any | STAT | Statistic | ST |  |  | STAT:508 | 2021-05-21 14:02
|  |  | df77bba2-f100-4fb4-8d18-ff31743ffa92 | 2 | STAT |  | 509 | ONS_LOCAL$UFMS!PMU:ST3 |  |  | 8736f6c7-ad41-4b43-b4f6-e684e0d4ad20 |  |  | 30 | [8 empty] | 11 | [5 empty] | LOCAL$UFMS!PMU-ST3 | 0.0 | 1.0 | Device statistic for Number of device errors reported by device during last reporting interval. | 0 | 1 | 1 |  | Any | STAT | Statistic | ST |  |  | STAT:509 | 2021-05-21 14:02
|  |  | d2876694-0880-4d44-8dd5-ff2564e00f67 | 2 | STAT |  | 510 | ONS_LOCAL$UFMS!PMU:ST4 |  |  | 8736f6c7-ad41-4b43-b4f6-e684e0d4ad20 |  |  | 30 | [8 empty] | 11 | [5 empty] | LOCAL$UFMS!PMU-ST4 | 0.0 | 1.0 | Device statistic for Number of measurements received from device during last reporting interval. | 0 | 1 | 1 |  | Any | STAT | Statistic | ST |  |  | STAT:510 | 2021-05-21 14:02
|  |  | daa47b77-2374-494a-92a7-4213da60e92e | 2 | STAT |  | 511 | ONS_LOCAL$UFMS!PMU:ST5 |  |  | 8736f6c7-ad41-4b43-b4f6-e684e0d4ad20 |  |  | 30 | [8 empty] | 11 | [5 empty] | LOCAL$UFMS!PMU-ST5 | 0.0 | 1.0 | Device statistic for Expected number of measurements received from device during last reporting interval. | 0 | 1 | 1 |  | Any | STAT | Statistic | ST |  |  | STAT:511 | 2021-05-21 14:02
|  |  | 7759b9b6-a25f-4aa2-bb73-ba17a7f4fdf2 | 2 | STAT |  | 512 | ONS_LOCAL$UFMS!PMU:ST6 |  |  | 8736f6c7-ad41-4b43-b4f6-e684e0d4ad20 |  |  | 30 | [8 empty] | 11 | [5 empty] | LOCAL$UFMS!PMU-ST6 | 0.0 | 1.0 | Device statistic for Number of measurements received while device was reporting errors during last reporting interval. | 0 | 1 | 1 |  | Any | STAT | Statistic | ST |  |  | STAT:512 | 2021-05-21 14:02
|  |  | a6ec57ae-db09-4498-a1db-3513f93fc344 | 2 | STAT |  | 513 | ONS_LOCAL$UFMS!PMU:ST7 |  |  | 8736f6c7-ad41-4b43-b4f6-e684e0d4ad20 |  |  | 30 | [8 empty] | 11 | [5 empty] | LOCAL$UFMS!PMU-ST7 | 0.0 | 1.0 | Device statistic for Number of defined measurements (per frame) from device during last reporting interval. | 0 | 1 | 1 |  | Any | STAT | Statistic | ST |  |  | STAT:513 | 2021-05-21 14:02
|  |  | 0e585548-e7e0-4102-8496-cee6552a453c | 2 | STAT |  | 514 | ONS_LOCAL$UFMT!PMU:ST1 |  |  | 8736f6c7-ad41-4b43-b4f6-e684e0d4ad20 |  |  | 30 | [8 empty] | 11 | [5 empty] | LOCAL$UFMT!PMU-ST1 | 0.0 | 1.0 | Device statistic for Number of data quality errors reported by device during last reporting interval. | 0 | 1 | 1 |  | Any | STAT | Statistic | ST |  |  | STAT:514 | 2021-05-21 14:02
|  |  | a53f5432-fe1c-4498-819b-ef9c828180e6 | 2 | STAT |  | 515 | ONS_LOCAL$UFMT!PMU:ST2 |  |  | 8736f6c7-ad41-4b43-b4f6-e684e0d4ad20 |  |  | 30 | [8 empty] | 11 | [5 empty] | LOCAL$UFMT!PMU-ST2 | 0.0 | 1.0 | Device statistic for Number of time quality errors reported by device during last reporting interval. | 0 | 1 | 1 |  | Any | STAT | Statistic | ST |  |  | STAT:515 | 2021-05-21 14:02
|  |  | ab52ec84-20f1-4464-aeb8-a6f4b93836d9 | 2 | STAT |  | 516 | ONS_LOCAL$UFMT!PMU:ST3 |  |  | 8736f6c7-ad41-4b43-b4f6-e684e0d4ad20 |  |  | 30 | [8 empty] | 11 | [5 empty] | LOCAL$UFMT!PMU-ST3 | 0.0 | 1.0 | Device statistic for Number of device errors reported by device during last reporting interval. | 0 | 1 | 1 |  | Any | STAT | Statistic | ST |  |  | STAT:516 | 2021-05-21 14:02
|  |  | 6910fe0c-5f49-4c62-bbff-f4015a2edf4d | 2 | STAT |  | 517 | ONS_LOCAL$UFMT!PMU:ST4 |  |  | 8736f6c7-ad41-4b43-b4f6-e684e0d4ad20 |  |  | 30 | [8 empty] | 11 | [5 empty] | LOCAL$UFMT!PMU-ST4 | 0.0 | 1.0 | Device statistic for Number of measurements received from device during last reporting interval. | 0 | 1 | 1 |  | Any | STAT | Statistic | ST |  |  | STAT:517 | 2021-05-21 14:02
|  |  | cd5cb970-698f-4aec-acd8-61c6a1693b9d | 2 | STAT |  | 518 | ONS_LOCAL$UFMT!PMU:ST5 |  |  | 8736f6c7-ad41-4b43-b4f6-e684e0d4ad20 |  |  | 30 | [8 empty] | 11 | [5 empty] | LOCAL$UFMT!PMU-ST5 | 0.0 | 1.0 | Device statistic for Expected number of measurements received from device during last reporting interval. | 0 | 1 | 1 |  | Any | STAT | Statistic | ST |  |  | STAT:518 | 2021-05-21 14:02
|  |  | 98ade03b-e29f-43b3-9761-4eef7d8a6e79 | 2 | STAT |  | 519 | ONS_LOCAL$UFMT!PMU:ST6 |  |  | 8736f6c7-ad41-4b43-b4f6-e684e0d4ad20 |  |  | 30 | [8 empty] | 11 | [5 empty] | LOCAL$UFMT!PMU-ST6 | 0.0 | 1.0 | Device statistic for Number of measurements received while device was reporting errors during last reporting interval. | 0 | 1 | 1 |  | Any | STAT | Statistic | ST |  |  | STAT:519 | 2021-05-21 14:02
|  |  | a79112ba-da80-4c66-b9f4-5658447033c8 | 2 | STAT |  | 520 | ONS_LOCAL$UFMT!PMU:ST7 |  |  | 8736f6c7-ad41-4b43-b4f6-e684e0d4ad20 |  |  | 30 | [8 empty] | 11 | [5 empty] | LOCAL$UFMT!PMU-ST7 | 0.0 | 1.0 | Device statistic for Number of defined measurements (per frame) from device during last reporting interval. | 0 | 1 | 1 |  | Any | STAT | Statistic | ST |  |  | STAT:520 | 2021-05-21 14:02
|  |  | 34856300-3c6c-4704-82a0-2efa8958f341 | 2 | STAT |  | 521 | ONS_LOCAL$UFPA!PMU:ST1 |  |  | 8736f6c7-ad41-4b43-b4f6-e684e0d4ad20 |  |  | 30 | [8 empty] | 11 | [5 empty] | LOCAL$UFPA!PMU-ST1 | 0.0 | 1.0 | Device statistic for Number of data quality errors reported by device during last reporting interval. | 0 | 1 | 1 |  | Any | STAT | Statistic | ST |  |  | STAT:521 | 2021-05-21 14:02
|  |  | e12ddf8c-3481-48e6-8efd-3827f8589aee | 2 | STAT |  | 522 | ONS_LOCAL$UFPA!PMU:ST2 |  |  | 8736f6c7-ad41-4b43-b4f6-e684e0d4ad20 |  |  | 30 | [8 empty] | 11 | [5 empty] | LOCAL$UFPA!PMU-ST2 | 0.0 | 1.0 | Device statistic for Number of time quality errors reported by device during last reporting interval. | 0 | 1 | 1 |  | Any | STAT | Statistic | ST |  |  | STAT:522 | 2021-05-21 14:02
|  |  | 4a572a65-4825-4ec1-a92b-d229d990e786 | 2 | STAT |  | 523 | ONS_LOCAL$UFPA!PMU:ST3 |  |  | 8736f6c7-ad41-4b43-b4f6-e684e0d4ad20 |  |  | 30 | [8 empty] | 11 | [5 empty] | LOCAL$UFPA!PMU-ST3 | 0.0 | 1.0 | Device statistic for Number of device errors reported by device during last reporting interval. | 0 | 1 | 1 |  | Any | STAT | Statistic | ST |  |  | STAT:523 | 2021-05-21 14:02
|  |  | dc61979b-c1e2-49e0-8b62-1c92b48bb5f7 | 2 | STAT |  | 524 | ONS_LOCAL$UFPA!PMU:ST4 |  |  | 8736f6c7-ad41-4b43-b4f6-e684e0d4ad20 |  |  | 30 | [8 empty] | 11 | [5 empty] | LOCAL$UFPA!PMU-ST4 | 0.0 | 1.0 | Device statistic for Number of measurements received from device during last reporting interval. | 0 | 1 | 1 |  | Any | STAT | Statistic | ST |  |  | STAT:524 | 2021-05-21 14:02
|  |  | 59ff484f-7521-4e04-a363-2a800a1f3850 | 2 | STAT |  | 525 | ONS_LOCAL$UFPA!PMU:ST5 |  |  | 8736f6c7-ad41-4b43-b4f6-e684e0d4ad20 |  |  | 30 | [8 empty] | 11 | [5 empty] | LOCAL$UFPA!PMU-ST5 | 0.0 | 1.0 | Device statistic for Expected number of measurements received from device during last reporting interval. | 0 | 1 | 1 |  | Any | STAT | Statistic | ST |  |  | STAT:525 | 2021-05-21 14:02
|  |  | 425c9d03-d3d7-40e2-af2c-6d5479c224ea | 2 | STAT |  | 526 | ONS_LOCAL$UFPA!PMU:ST6 |  |  | 8736f6c7-ad41-4b43-b4f6-e684e0d4ad20 |  |  | 30 | [8 empty] | 11 | [5 empty] | LOCAL$UFPA!PMU-ST6 | 0.0 | 1.0 | Device statistic for Number of measurements received while device was reporting errors during last reporting interval. | 0 | 1 | 1 |  | Any | STAT | Statistic | ST |  |  | STAT:526 | 2021-05-21 14:02
|  |  | fd271b90-99b2-4937-9ca4-5a407e3dc724 | 2 | STAT |  | 527 | ONS_LOCAL$UFPA!PMU:ST7 |  |  | 8736f6c7-ad41-4b43-b4f6-e684e0d4ad20 |  |  | 30 | [8 empty] | 11 | [5 empty] | LOCAL$UFPA!PMU-ST7 | 0.0 | 1.0 | Device statistic for Number of defined measurements (per frame) from device during last reporting interval. | 0 | 1 | 1 |  | Any | STAT | Statistic | ST |  |  | STAT:527 | 2021-05-21 14:02
|  |  | 695f22fb-aed0-4832-bf51-d9187680df5e | 2 | STAT |  | 528 | ONS_LOCAL$UFPE!PMU:ST1 |  |  | 8736f6c7-ad41-4b43-b4f6-e684e0d4ad20 |  |  | 30 | [8 empty] | 11 | [5 empty] | LOCAL$UFPE!PMU-ST1 | 0.0 | 1.0 | Device statistic for Number of data quality errors reported by device during last reporting interval. | 0 | 1 | 1 |  | Any | STAT | Statistic | ST |  |  | STAT:528 | 2021-05-21 14:02
|  |  | 76e4b3ac-7ea2-4775-938f-48de021ae7e4 | 2 | STAT |  | 529 | ONS_LOCAL$UFPE!PMU:ST2 |  |  | 8736f6c7-ad41-4b43-b4f6-e684e0d4ad20 |  |  | 30 | [8 empty] | 11 | [5 empty] | LOCAL$UFPE!PMU-ST2 | 0.0 | 1.0 | Device statistic for Number of time quality errors reported by device during last reporting interval. | 0 | 1 | 1 |  | Any | STAT | Statistic | ST |  |  | STAT:529 | 2021-05-21 14:02
|  |  | a6a8a235-9451-4c6d-8665-df314f5d7522 | 2 | STAT |  | 530 | ONS_LOCAL$UFPE!PMU:ST3 |  |  | 8736f6c7-ad41-4b43-b4f6-e684e0d4ad20 |  |  | 30 | [8 empty] | 11 | [5 empty] | LOCAL$UFPE!PMU-ST3 | 0.0 | 1.0 | Device statistic for Number of device errors reported by device during last reporting interval. | 0 | 1 | 1 |  | Any | STAT | Statistic | ST |  |  | STAT:530 | 2021-05-21 14:02
|  |  | 5c302550-ee79-4cba-9120-1bd89fd35c73 | 2 | STAT |  | 531 | ONS_LOCAL$UFPE!PMU:ST4 |  |  | 8736f6c7-ad41-4b43-b4f6-e684e0d4ad20 |  |  | 30 | [8 empty] | 11 | [5 empty] | LOCAL$UFPE!PMU-ST4 | 0.0 | 1.0 | Device statistic for Number of measurements received from device during last reporting interval. | 0 | 1 | 1 |  | Any | STAT | Statistic | ST |  |  | STAT:531 | 2021-05-21 14:02
|  |  | bf8ceb25-83a9-4db9-b712-05ece191adc2 | 2 | STAT |  | 532 | ONS_LOCAL$UFPE!PMU:ST5 |  |  | 8736f6c7-ad41-4b43-b4f6-e684e0d4ad20 |  |  | 30 | [8 empty] | 11 | [5 empty] | LOCAL$UFPE!PMU-ST5 | 0.0 | 1.0 | Device statistic for Expected number of measurements received from device during last reporting interval. | 0 | 1 | 1 |  | Any | STAT | Statistic | ST |  |  | STAT:532 | 2021-05-21 14:02
|  |  | 22e32cc4-c36e-484c-bb56-ce1b5b63ee71 | 2 | STAT |  | 533 | ONS_LOCAL$UFPE!PMU:ST6 |  |  | 8736f6c7-ad41-4b43-b4f6-e684e0d4ad20 |  |  | 30 | [8 empty] | 11 | [5 empty] | LOCAL$UFPE!PMU-ST6 | 0.0 | 1.0 | Device statistic for Number of measurements received while device was reporting errors during last reporting interval. | 0 | 1 | 1 |  | Any | STAT | Statistic | ST |  |  | STAT:533 | 2021-05-21 14:02
|  |  | ea14ab8f-c62b-4176-9a15-c416f7822f57 | 2 | STAT |  | 534 | ONS_LOCAL$UFPE!PMU:ST7 |  |  | 8736f6c7-ad41-4b43-b4f6-e684e0d4ad20 |  |  | 30 | [8 empty] | 11 | [5 empty] | LOCAL$UFPE!PMU-ST7 | 0.0 | 1.0 | Device statistic for Number of defined measurements (per frame) from device during last reporting interval. | 0 | 1 | 1 |  | Any | STAT | Statistic | ST |  |  | STAT:534 | 2021-05-21 14:02
|  |  | b5206c27-63bd-48fa-b3a9-9db9aa52355b | 2 | STAT |  | 535 | ONS_LOCAL$UFPI!PMU:ST1 |  |  | 8736f6c7-ad41-4b43-b4f6-e684e0d4ad20 |  |  | 30 | [8 empty] | 11 | [5 empty] | LOCAL$UFPI!PMU-ST1 | 0.0 | 1.0 | Device statistic for Number of data quality errors reported by device during last reporting interval. | 0 | 1 | 1 |  | Any | STAT | Statistic | ST |  |  | STAT:535 | 2021-05-21 14:02
|  |  | f1e792b7-c875-402d-853b-14a54facee2c | 2 | STAT |  | 536 | ONS_LOCAL$UFPI!PMU:ST2 |  |  | 8736f6c7-ad41-4b43-b4f6-e684e0d4ad20 |  |  | 30 | [8 empty] | 11 | [5 empty] | LOCAL$UFPI!PMU-ST2 | 0.0 | 1.0 | Device statistic for Number of time quality errors reported by device during last reporting interval. | 0 | 1 | 1 |  | Any | STAT | Statistic | ST |  |  | STAT:536 | 2021-05-21 14:02
|  |  | cf83a856-b683-48d5-ad32-750d9cccba1c | 2 | STAT |  | 537 | ONS_LOCAL$UFPI!PMU:ST3 |  |  | 8736f6c7-ad41-4b43-b4f6-e684e0d4ad20 |  |  | 30 | [8 empty] | 11 | [5 empty] | LOCAL$UFPI!PMU-ST3 | 0.0 | 1.0 | Device statistic for Number of device errors reported by device during last reporting interval. | 0 | 1 | 1 |  | Any | STAT | Statistic | ST |  |  | STAT:537 | 2021-05-21 14:02
|  |  | 595126ef-702e-44de-bcb6-1562f36a47e5 | 2 | STAT |  | 538 | ONS_LOCAL$UFPI!PMU:ST4 |  |  | 8736f6c7-ad41-4b43-b4f6-e684e0d4ad20 |  |  | 30 | [8 empty] | 11 | [5 empty] | LOCAL$UFPI!PMU-ST4 | 0.0 | 1.0 | Device statistic for Number of measurements received from device during last reporting interval. | 0 | 1 | 1 |  | Any | STAT | Statistic | ST |  |  | STAT:538 | 2021-05-21 14:02
|  |  | b487c18b-fd89-43c6-8e58-b43dd26cd138 | 2 | STAT |  | 539 | ONS_LOCAL$UFPI!PMU:ST5 |  |  | 8736f6c7-ad41-4b43-b4f6-e684e0d4ad20 |  |  | 30 | [8 empty] | 11 | [5 empty] | LOCAL$UFPI!PMU-ST5 | 0.0 | 1.0 | Device statistic for Expected number of measurements received from device during last reporting interval. | 0 | 1 | 1 |  | Any | STAT | Statistic | ST |  |  | STAT:539 | 2021-05-21 14:02
|  |  | 29f6f3ea-3a56-4a6d-9a7e-63591ebc3f8c | 2 | STAT |  | 540 | ONS_LOCAL$UFPI!PMU:ST6 |  |  | 8736f6c7-ad41-4b43-b4f6-e684e0d4ad20 |  |  | 30 | [8 empty] | 11 | [5 empty] | LOCAL$UFPI!PMU-ST6 | 0.0 | 1.0 | Device statistic for Number of measurements received while device was reporting errors during last reporting interval. | 0 | 1 | 1 |  | Any | STAT | Statistic | ST |  |  | STAT:540 | 2021-05-21 14:02
|  |  | 4f1e383c-c011-47ae-82a2-c8cb8e57cae1 | 2 | STAT |  | 541 | ONS_LOCAL$UFPI!PMU:ST7 |  |  | 8736f6c7-ad41-4b43-b4f6-e684e0d4ad20 |  |  | 30 | [8 empty] | 11 | [5 empty] | LOCAL$UFPI!PMU-ST7 | 0.0 | 1.0 | Device statistic for Number of defined measurements (per frame) from device during last reporting interval. | 0 | 1 | 1 |  | Any | STAT | Statistic | ST |  |  | STAT:541 | 2021-05-21 14:02
|  |  | 55ecce5d-fd6d-4c59-abdc-2e99d4390af3 | 2 | STAT |  | 542 | ONS_LOCAL$UFRGS!PMU:ST1 |  |  | 8736f6c7-ad41-4b43-b4f6-e684e0d4ad20 |  |  | 30 | [8 empty] | 11 | [5 empty] | LOCAL$UFRGS!PMU-ST1 | 0.0 | 1.0 | Device statistic for Number of data quality errors reported by device during last reporting interval. | 0 | 1 | 1 |  | Any | STAT | Statistic | ST |  |  | STAT:542 | 2021-05-21 14:02
|  |  | 621a7e6d-b637-4714-a2ee-b604d47008ba | 2 | STAT |  | 543 | ONS_LOCAL$UFRGS!PMU:ST2 |  |  | 8736f6c7-ad41-4b43-b4f6-e684e0d4ad20 |  |  | 30 | [8 empty] | 11 | [5 empty] | LOCAL$UFRGS!PMU-ST2 | 0.0 | 1.0 | Device statistic for Number of time quality errors reported by device during last reporting interval. | 0 | 1 | 1 |  | Any | STAT | Statistic | ST |  |  | STAT:543 | 2021-05-21 14:02
|  |  | 63ee175c-b9e1-4c5e-8da6-0591506cf518 | 2 | STAT |  | 544 | ONS_LOCAL$UFRGS!PMU:ST3 |  |  | 8736f6c7-ad41-4b43-b4f6-e684e0d4ad20 |  |  | 30 | [8 empty] | 11 | [5 empty] | LOCAL$UFRGS!PMU-ST3 | 0.0 | 1.0 | Device statistic for Number of device errors reported by device during last reporting interval. | 0 | 1 | 1 |  | Any | STAT | Statistic | ST |  |  | STAT:544 | 2021-05-21 14:02
|  |  | 3ff6b8b8-3b85-47b7-922e-df518bbc5417 | 2 | STAT |  | 545 | ONS_LOCAL$UFRGS!PMU:ST4 |  |  | 8736f6c7-ad41-4b43-b4f6-e684e0d4ad20 |  |  | 30 | [8 empty] | 11 | [5 empty] | LOCAL$UFRGS!PMU-ST4 | 0.0 | 1.0 | Device statistic for Number of measurements received from device during last reporting interval. | 0 | 1 | 1 |  | Any | STAT | Statistic | ST |  |  | STAT:545 | 2021-05-21 14:02
|  |  | c5d943ac-1422-4d1b-bd18-91585a6ee092 | 2 | STAT |  | 546 | ONS_LOCAL$UFRGS!PMU:ST5 |  |  | 8736f6c7-ad41-4b43-b4f6-e684e0d4ad20 |  |  | 30 | [8 empty] | 11 | [5 empty] | LOCAL$UFRGS!PMU-ST5 | 0.0 | 1.0 | Device statistic for Expected number of measurements received from device during last reporting interval. | 0 | 1 | 1 |  | Any | STAT | Statistic | ST |  |  | STAT:546 | 2021-05-21 14:02
|  |  | 0b45e8ed-6265-4386-a896-02acf90af737 | 2 | STAT |  | 547 | ONS_LOCAL$UFRGS!PMU:ST6 |  |  | 8736f6c7-ad41-4b43-b4f6-e684e0d4ad20 |  |  | 30 | [8 empty] | 11 | [5 empty] | LOCAL$UFRGS!PMU-ST6 | 0.0 | 1.0 | Device statistic for Number of measurements received while device was reporting errors during last reporting interval. | 0 | 1 | 1 |  | Any | STAT | Statistic | ST |  |  | STAT:547 | 2021-05-21 14:02
|  |  | 9f5862fe-7611-4574-a580-b25bfbe899ba | 2 | STAT |  | 548 | ONS_LOCAL$UFRGS!PMU:ST7 |  |  | 8736f6c7-ad41-4b43-b4f6-e684e0d4ad20 |  |  | 30 | [8 empty] | 11 | [5 empty] | LOCAL$UFRGS!PMU-ST7 | 0.0 | 1.0 | Device statistic for Number of defined measurements (per frame) from device during last reporting interval. | 0 | 1 | 1 |  | Any | STAT | Statistic | ST |  |  | STAT:548 | 2021-05-21 14:02
|  |  | e458f99a-292f-40b7-a633-48c954cf0010 | 2 | STAT |  | 549 | ONS_LOCAL$UFRR!PMU:ST1 |  |  | 8736f6c7-ad41-4b43-b4f6-e684e0d4ad20 |  |  | 30 | [8 empty] | 11 | [5 empty] | LOCAL$UFRR!PMU-ST1 | 0.0 | 1.0 | Device statistic for Number of data quality errors reported by device during last reporting interval. | 0 | 1 | 1 |  | Any | STAT | Statistic | ST |  |  | STAT:549 | 2021-05-21 14:02
|  |  | 1e89df34-b252-4360-839e-31571fe48c3d | 2 | STAT |  | 550 | ONS_LOCAL$UFRR!PMU:ST2 |  |  | 8736f6c7-ad41-4b43-b4f6-e684e0d4ad20 |  |  | 30 | [8 empty] | 11 | [5 empty] | LOCAL$UFRR!PMU-ST2 | 0.0 | 1.0 | Device statistic for Number of time quality errors reported by device during last reporting interval. | 0 | 1 | 1 |  | Any | STAT | Statistic | ST |  |  | STAT:550 | 2021-05-21 14:02
|  |  | b7cf965b-9594-4889-9498-62d2328fabb1 | 2 | STAT |  | 551 | ONS_LOCAL$UFRR!PMU:ST3 |  |  | 8736f6c7-ad41-4b43-b4f6-e684e0d4ad20 |  |  | 30 | [8 empty] | 11 | [5 empty] | LOCAL$UFRR!PMU-ST3 | 0.0 | 1.0 | Device statistic for Number of device errors reported by device during last reporting interval. | 0 | 1 | 1 |  | Any | STAT | Statistic | ST |  |  | STAT:551 | 2021-05-21 14:02
|  |  | 5aa2a583-30fe-4cf6-8c72-b83b21f849f0 | 2 | STAT |  | 552 | ONS_LOCAL$UFRR!PMU:ST4 |  |  | 8736f6c7-ad41-4b43-b4f6-e684e0d4ad20 |  |  | 30 | [8 empty] | 11 | [5 empty] | LOCAL$UFRR!PMU-ST4 | 0.0 | 1.0 | Device statistic for Number of measurements received from device during last reporting interval. | 0 | 1 | 1 |  | Any | STAT | Statistic | ST |  |  | STAT:552 | 2021-05-21 14:02
|  |  | 95c9f0f9-766b-4671-aab5-7ca0d3c88d9d | 2 | STAT |  | 553 | ONS_LOCAL$UFRR!PMU:ST5 |  |  | 8736f6c7-ad41-4b43-b4f6-e684e0d4ad20 |  |  | 30 | [8 empty] | 11 | [5 empty] | LOCAL$UFRR!PMU-ST5 | 0.0 | 1.0 | Device statistic for Expected number of measurements received from device during last reporting interval. | 0 | 1 | 1 |  | Any | STAT | Statistic | ST |  |  | STAT:553 | 2021-05-21 14:02
|  |  | ea05e421-879d-4044-8c87-2c77246a7289 | 2 | STAT |  | 554 | ONS_LOCAL$UFRR!PMU:ST6 |  |  | 8736f6c7-ad41-4b43-b4f6-e684e0d4ad20 |  |  | 30 | [8 empty] | 11 | [5 empty] | LOCAL$UFRR!PMU-ST6 | 0.0 | 1.0 | Device statistic for Number of measurements received while device was reporting errors during last reporting interval. | 0 | 1 | 1 |  | Any | STAT | Statistic | ST |  |  | STAT:554 | 2021-05-21 14:02
|  |  | 2059155d-a852-4bbd-bd42-f00188528c18 | 2 | STAT |  | 555 | ONS_LOCAL$UFRR!PMU:ST7 |  |  | 8736f6c7-ad41-4b43-b4f6-e684e0d4ad20 |  |  | 30 | [8 empty] | 11 | [5 empty] | LOCAL$UFRR!PMU-ST7 | 0.0 | 1.0 | Device statistic for Number of defined measurements (per frame) from device during last reporting interval. | 0 | 1 | 1 |  | Any | STAT | Statistic | ST |  |  | STAT:555 | 2021-05-21 14:02
|  |  | 52145f10-e286-4014-a74c-71c4f740c23f | 2 | STAT |  | 556 | ONS_LOCAL$UFSC!PMU:ST1 |  |  | 8736f6c7-ad41-4b43-b4f6-e684e0d4ad20 |  |  | 30 | [8 empty] | 11 | [5 empty] | LOCAL$UFSC!PMU-ST1 | 0.0 | 1.0 | Device statistic for Number of data quality errors reported by device during last reporting interval. | 0 | 1 | 1 |  | Any | STAT | Statistic | ST |  |  | STAT:556 | 2021-05-21 14:02
|  |  | 82bc95fa-dff7-42e5-a100-0b5921ff2303 | 2 | STAT |  | 557 | ONS_LOCAL$UFSC!PMU:ST2 |  |  | 8736f6c7-ad41-4b43-b4f6-e684e0d4ad20 |  |  | 30 | [8 empty] | 11 | [5 empty] | LOCAL$UFSC!PMU-ST2 | 0.0 | 1.0 | Device statistic for Number of time quality errors reported by device during last reporting interval. | 0 | 1 | 1 |  | Any | STAT | Statistic | ST |  |  | STAT:557 | 2021-05-21 14:02
|  |  | f0b518cd-8067-41a1-83d4-7bd32b07b3ce | 2 | STAT |  | 558 | ONS_LOCAL$UFSC!PMU:ST3 |  |  | 8736f6c7-ad41-4b43-b4f6-e684e0d4ad20 |  |  | 30 | [8 empty] | 11 | [5 empty] | LOCAL$UFSC!PMU-ST3 | 0.0 | 1.0 | Device statistic for Number of device errors reported by device during last reporting interval. | 0 | 1 | 1 |  | Any | STAT | Statistic | ST |  |  | STAT:558 | 2021-05-21 14:02
|  |  | b24764a4-0858-4f44-9194-10758156a56d | 2 | STAT |  | 559 | ONS_LOCAL$UFSC!PMU:ST4 |  |  | 8736f6c7-ad41-4b43-b4f6-e684e0d4ad20 |  |  | 30 | [8 empty] | 11 | [5 empty] | LOCAL$UFSC!PMU-ST4 | 0.0 | 1.0 | Device statistic for Number of measurements received from device during last reporting interval. | 0 | 1 | 1 |  | Any | STAT | Statistic | ST |  |  | STAT:559 | 2021-05-21 14:02
|  |  | 97dd285c-559f-4cdc-b443-898c3749d590 | 2 | STAT |  | 560 | ONS_LOCAL$UFSC!PMU:ST5 |  |  | 8736f6c7-ad41-4b43-b4f6-e684e0d4ad20 |  |  | 30 | [8 empty] | 11 | [5 empty] | LOCAL$UFSC!PMU-ST5 | 0.0 | 1.0 | Device statistic for Expected number of measurements received from device during last reporting interval. | 0 | 1 | 1 |  | Any | STAT | Statistic | ST |  |  | STAT:560 | 2021-05-21 14:02
|  |  | 5497fc1c-d606-46b0-87ef-923c88c5ebc9 | 2 | STAT |  | 561 | ONS_LOCAL$UFSC!PMU:ST6 |  |  | 8736f6c7-ad41-4b43-b4f6-e684e0d4ad20 |  |  | 30 | [8 empty] | 11 | [5 empty] | LOCAL$UFSC!PMU-ST6 | 0.0 | 1.0 | Device statistic for Number of measurements received while device was reporting errors during last reporting interval. | 0 | 1 | 1 |  | Any | STAT | Statistic | ST |  |  | STAT:561 | 2021-05-21 14:02
|  |  | 473cbc98-f510-455c-8882-cd597d0a2096 | 2 | STAT |  | 562 | ONS_LOCAL$UFSC!PMU:ST7 |  |  | 8736f6c7-ad41-4b43-b4f6-e684e0d4ad20 |  |  | 30 | [8 empty] | 11 | [5 empty] | LOCAL$UFSC!PMU-ST7 | 0.0 | 1.0 | Device statistic for Number of defined measurements (per frame) from device during last reporting interval. | 0 | 1 | 1 |  | Any | STAT | Statistic | ST |  |  | STAT:562 | 2021-05-21 14:02
|  |  | 50c62f85-460f-423a-866e-e7579e88801b | 2 | STAT |  | 563 | ONS_LOCAL$UFT!PMU:ST1 |  |  | 8736f6c7-ad41-4b43-b4f6-e684e0d4ad20 |  |  | 30 | [8 empty] | 11 | [5 empty] | LOCAL$UFT!PMU-ST1 | 0.0 | 1.0 | Device statistic for Number of data quality errors reported by device during last reporting interval. | 0 | 1 | 1 |  | Any | STAT | Statistic | ST |  |  | STAT:563 | 2021-05-21 14:02
|  |  | 49e70303-ce83-4f77-ad84-2ff461fecc4b | 2 | STAT |  | 564 | ONS_LOCAL$UFT!PMU:ST2 |  |  | 8736f6c7-ad41-4b43-b4f6-e684e0d4ad20 |  |  | 30 | [8 empty] | 11 | [5 empty] | LOCAL$UFT!PMU-ST2 | 0.0 | 1.0 | Device statistic for Number of time quality errors reported by device during last reporting interval. | 0 | 1 | 1 |  | Any | STAT | Statistic | ST |  |  | STAT:564 | 2021-05-21 14:02
|  |  | b39a652d-9b3a-42ac-b70b-e28772ab49d2 | 2 | STAT |  | 565 | ONS_LOCAL$UFT!PMU:ST3 |  |  | 8736f6c7-ad41-4b43-b4f6-e684e0d4ad20 |  |  | 30 | [8 empty] | 11 | [5 empty] | LOCAL$UFT!PMU-ST3 | 0.0 | 1.0 | Device statistic for Number of device errors reported by device during last reporting interval. | 0 | 1 | 1 |  | Any | STAT | Statistic | ST |  |  | STAT:565 | 2021-05-21 14:02
|  |  | 28a5a35f-23f7-44c8-abfa-90c12684c66e | 2 | STAT |  | 566 | ONS_LOCAL$UFT!PMU:ST4 |  |  | 8736f6c7-ad41-4b43-b4f6-e684e0d4ad20 |  |  | 30 | [8 empty] | 11 | [5 empty] | LOCAL$UFT!PMU-ST4 | 0.0 | 1.0 | Device statistic for Number of measurements received from device during last reporting interval. | 0 | 1 | 1 |  | Any | STAT | Statistic | ST |  |  | STAT:566 | 2021-05-21 14:02
|  |  | bbe84bcb-f2dd-4e07-b55d-04585b0d7d6d | 2 | STAT |  | 567 | ONS_LOCAL$UFT!PMU:ST5 |  |  | 8736f6c7-ad41-4b43-b4f6-e684e0d4ad20 |  |  | 30 | [8 empty] | 11 | [5 empty] | LOCAL$UFT!PMU-ST5 | 0.0 | 1.0 | Device statistic for Expected number of measurements received from device during last reporting interval. | 0 | 1 | 1 |  | Any | STAT | Statistic | ST |  |  | STAT:567 | 2021-05-21 14:02
|  |  | 18762473-a363-4c73-8462-0215a434abbd | 2 | STAT |  | 568 | ONS_LOCAL$UFT!PMU:ST6 |  |  | 8736f6c7-ad41-4b43-b4f6-e684e0d4ad20 |  |  | 30 | [8 empty] | 11 | [5 empty] | LOCAL$UFT!PMU-ST6 | 0.0 | 1.0 | Device statistic for Number of measurements received while device was reporting errors during last reporting interval. | 0 | 1 | 1 |  | Any | STAT | Statistic | ST |  |  | STAT:568 | 2021-05-21 14:02
|  |  | 5b4367dd-af7d-482d-a2ac-73cd17134f34 | 2 | STAT |  | 569 | ONS_LOCAL$UFT!PMU:ST7 |  |  | 8736f6c7-ad41-4b43-b4f6-e684e0d4ad20 |  |  | 30 | [8 empty] | 11 | [5 empty] | LOCAL$UFT!PMU-ST7 | 0.0 | 1.0 | Device statistic for Number of defined measurements (per frame) from device during last reporting interval. | 0 | 1 | 1 |  | Any | STAT | Statistic | ST |  |  | STAT:569 | 2021-05-21 14:02
|  |  | f1d0b6a1-c5b8-4191-a7e5-6f520e3f8e59 | 2 | STAT |  | 570 | ONS_LOCAL$UNB!PMU:ST1 |  |  | 8736f6c7-ad41-4b43-b4f6-e684e0d4ad20 |  |  | 30 | [8 empty] | 11 | [5 empty] | LOCAL$UNB!PMU-ST1 | 0.0 | 1.0 | Device statistic for Number of data quality errors reported by device during last reporting interval. | 0 | 1 | 1 |  | Any | STAT | Statistic | ST |  |  | STAT:570 | 2021-05-21 14:02
|  |  | b096e395-5bf9-45cc-a410-e95f918ec32d | 2 | STAT |  | 571 | ONS_LOCAL$UNB!PMU:ST2 |  |  | 8736f6c7-ad41-4b43-b4f6-e684e0d4ad20 |  |  | 30 | [8 empty] | 11 | [5 empty] | LOCAL$UNB!PMU-ST2 | 0.0 | 1.0 | Device statistic for Number of time quality errors reported by device during last reporting interval. | 0 | 1 | 1 |  | Any | STAT | Statistic | ST |  |  | STAT:571 | 2021-05-21 14:02
|  |  | d0dd01c7-24b2-4918-9ed0-dfb952a60040 | 2 | STAT |  | 572 | ONS_LOCAL$UNB!PMU:ST3 |  |  | 8736f6c7-ad41-4b43-b4f6-e684e0d4ad20 |  |  | 30 | [8 empty] | 11 | [5 empty] | LOCAL$UNB!PMU-ST3 | 0.0 | 1.0 | Device statistic for Number of device errors reported by device during last reporting interval. | 0 | 1 | 1 |  | Any | STAT | Statistic | ST |  |  | STAT:572 | 2021-05-21 14:02
|  |  | 6a922df2-eb3a-44d7-bff4-0b2d071f0549 | 2 | STAT |  | 573 | ONS_LOCAL$UNB!PMU:ST4 |  |  | 8736f6c7-ad41-4b43-b4f6-e684e0d4ad20 |  |  | 30 | [8 empty] | 11 | [5 empty] | LOCAL$UNB!PMU-ST4 | 0.0 | 1.0 | Device statistic for Number of measurements received from device during last reporting interval. | 0 | 1 | 1 |  | Any | STAT | Statistic | ST |  |  | STAT:573 | 2021-05-21 14:02
|  |  | 5ed45cd3-58e2-4324-8738-e97f6daddf75 | 2 | STAT |  | 574 | ONS_LOCAL$UNB!PMU:ST5 |  |  | 8736f6c7-ad41-4b43-b4f6-e684e0d4ad20 |  |  | 30 | [8 empty] | 11 | [5 empty] | LOCAL$UNB!PMU-ST5 | 0.0 | 1.0 | Device statistic for Expected number of measurements received from device during last reporting interval. | 0 | 1 | 1 |  | Any | STAT | Statistic | ST |  |  | STAT:574 | 2021-05-21 14:02
|  |  | 73d08b0d-4d53-4de9-bb59-7b8514276db3 | 2 | STAT |  | 575 | ONS_LOCAL$UNB!PMU:ST6 |  |  | 8736f6c7-ad41-4b43-b4f6-e684e0d4ad20 |  |  | 30 | [8 empty] | 11 | [5 empty] | LOCAL$UNB!PMU-ST6 | 0.0 | 1.0 | Device statistic for Number of measurements received while device was reporting errors during last reporting interval. | 0 | 1 | 1 |  | Any | STAT | Statistic | ST |  |  | STAT:575 | 2021-05-21 14:02
|  |  | 6b4f011d-c49d-4a1c-acee-2c16d077fd39 | 2 | STAT |  | 576 | ONS_LOCAL$UNB!PMU:ST7 |  |  | 8736f6c7-ad41-4b43-b4f6-e684e0d4ad20 |  |  | 30 | [8 empty] | 11 | [5 empty] | LOCAL$UNB!PMU-ST7 | 0.0 | 1.0 | Device statistic for Number of defined measurements (per frame) from device during last reporting interval. | 0 | 1 | 1 |  | Any | STAT | Statistic | ST |  |  | STAT:576 | 2021-05-21 14:02
|  |  | 80583523-0cd9-424c-9993-22bbd78bc602 | 2 | STAT |  | 577 | ONS_LOCAL$UNICAMP!PMU:ST1 |  |  | 8736f6c7-ad41-4b43-b4f6-e684e0d4ad20 |  |  | 30 | [8 empty] | 11 | [5 empty] | LOCAL$UNICAMP!PMU-ST1 | 0.0 | 1.0 | Device statistic for Number of data quality errors reported by device during last reporting interval. | 0 | 1 | 1 |  | Any | STAT | Statistic | ST |  |  | STAT:577 | 2021-05-21 14:02
|  |  | ae0d015d-a930-4d02-bce9-c473aed39f12 | 2 | STAT |  | 578 | ONS_LOCAL$UNICAMP!PMU:ST2 |  |  | 8736f6c7-ad41-4b43-b4f6-e684e0d4ad20 |  |  | 30 | [8 empty] | 11 | [5 empty] | LOCAL$UNICAMP!PMU-ST2 | 0.0 | 1.0 | Device statistic for Number of time quality errors reported by device during last reporting interval. | 0 | 1 | 1 |  | Any | STAT | Statistic | ST |  |  | STAT:578 | 2021-05-21 14:02
|  |  | 04cdbe7e-8456-4e7c-af53-190f223a4a0b | 2 | STAT |  | 579 | ONS_LOCAL$UNICAMP!PMU:ST3 |  |  | 8736f6c7-ad41-4b43-b4f6-e684e0d4ad20 |  |  | 30 | [8 empty] | 11 | [5 empty] | LOCAL$UNICAMP!PMU-ST3 | 0.0 | 1.0 | Device statistic for Number of device errors reported by device during last reporting interval. | 0 | 1 | 1 |  | Any | STAT | Statistic | ST |  |  | STAT:579 | 2021-05-21 14:02
|  |  | 09986c99-15a7-4eb9-9bd1-57ef0a5a5d8d | 2 | STAT |  | 580 | ONS_LOCAL$UNICAMP!PMU:ST4 |  |  | 8736f6c7-ad41-4b43-b4f6-e684e0d4ad20 |  |  | 30 | [8 empty] | 11 | [5 empty] | LOCAL$UNICAMP!PMU-ST4 | 0.0 | 1.0 | Device statistic for Number of measurements received from device during last reporting interval. | 0 | 1 | 1 |  | Any | STAT | Statistic | ST |  |  | STAT:580 | 2021-05-21 14:02
|  |  | db2cbda6-69ab-4880-ac36-53ff1d5d1099 | 2 | STAT |  | 581 | ONS_LOCAL$UNICAMP!PMU:ST5 |  |  | 8736f6c7-ad41-4b43-b4f6-e684e0d4ad20 |  |  | 30 | [8 empty] | 11 | [5 empty] | LOCAL$UNICAMP!PMU-ST5 | 0.0 | 1.0 | Device statistic for Expected number of measurements received from device during last reporting interval. | 0 | 1 | 1 |  | Any | STAT | Statistic | ST |  |  | STAT:581 | 2021-05-21 14:02
|  |  | 1110ed4b-2262-4b85-8adc-c8d4b86d5c2f | 2 | STAT |  | 582 | ONS_LOCAL$UNICAMP!PMU:ST6 |  |  | 8736f6c7-ad41-4b43-b4f6-e684e0d4ad20 |  |  | 30 | [8 empty] | 11 | [5 empty] | LOCAL$UNICAMP!PMU-ST6 | 0.0 | 1.0 | Device statistic for Number of measurements received while device was reporting errors during last reporting interval. | 0 | 1 | 1 |  | Any | STAT | Statistic | ST |  |  | STAT:582 | 2021-05-21 14:02
|  |  | 19efe54b-2560-4931-8c59-de00c3396246 | 2 | STAT |  | 583 | ONS_LOCAL$UNICAMP!PMU:ST7 |  |  | 8736f6c7-ad41-4b43-b4f6-e684e0d4ad20 |  |  | 30 | [8 empty] | 11 | [5 empty] | LOCAL$UNICAMP!PMU-ST7 | 0.0 | 1.0 | Device statistic for Number of defined measurements (per frame) from device during last reporting interval. | 0 | 1 | 1 |  | Any | STAT | Statistic | ST |  |  | STAT:583 | 2021-05-21 14:02
|  |  | 1791c178-31dd-4f54-a1b1-746063c724c3 | 2 | STAT |  | 584 | ONS_LOCAL$UNIFAP!PMU:ST1 |  |  | 8736f6c7-ad41-4b43-b4f6-e684e0d4ad20 |  |  | 30 | [8 empty] | 11 | [5 empty] | LOCAL$UNIFAP!PMU-ST1 | 0.0 | 1.0 | Device statistic for Number of data quality errors reported by device during last reporting interval. | 0 | 1 | 1 |  | Any | STAT | Statistic | ST |  |  | STAT:584 | 2021-05-21 14:02
|  |  | 760ccf32-54a3-430e-80b1-1d190ef0cbb6 | 2 | STAT |  | 585 | ONS_LOCAL$UNIFAP!PMU:ST2 |  |  | 8736f6c7-ad41-4b43-b4f6-e684e0d4ad20 |  |  | 30 | [8 empty] | 11 | [5 empty] | LOCAL$UNIFAP!PMU-ST2 | 0.0 | 1.0 | Device statistic for Number of time quality errors reported by device during last reporting interval. | 0 | 1 | 1 |  | Any | STAT | Statistic | ST |  |  | STAT:585 | 2021-05-21 14:02
|  |  | 42661437-3c46-42db-b99f-02dc318ea49f | 2 | STAT |  | 586 | ONS_LOCAL$UNIFAP!PMU:ST3 |  |  | 8736f6c7-ad41-4b43-b4f6-e684e0d4ad20 |  |  | 30 | [8 empty] | 11 | [5 empty] | LOCAL$UNIFAP!PMU-ST3 | 0.0 | 1.0 | Device statistic for Number of device errors reported by device during last reporting interval. | 0 | 1 | 1 |  | Any | STAT | Statistic | ST |  |  | STAT:586 | 2021-05-21 14:02
|  |  | 739a056c-bfb4-44d5-b7ba-e567972a9da2 | 2 | STAT |  | 587 | ONS_LOCAL$UNIFAP!PMU:ST4 |  |  | 8736f6c7-ad41-4b43-b4f6-e684e0d4ad20 |  |  | 30 | [8 empty] | 11 | [5 empty] | LOCAL$UNIFAP!PMU-ST4 | 0.0 | 1.0 | Device statistic for Number of measurements received from device during last reporting interval. | 0 | 1 | 1 |  | Any | STAT | Statistic | ST |  |  | STAT:587 | 2021-05-21 14:02
|  |  | b56713be-ecdb-4a58-bb27-a027c63a9e44 | 2 | STAT |  | 588 | ONS_LOCAL$UNIFAP!PMU:ST5 |  |  | 8736f6c7-ad41-4b43-b4f6-e684e0d4ad20 |  |  | 30 | [8 empty] | 11 | [5 empty] | LOCAL$UNIFAP!PMU-ST5 | 0.0 | 1.0 | Device statistic for Expected number of measurements received from device during last reporting interval. | 0 | 1 | 1 |  | Any | STAT | Statistic | ST |  |  | STAT:588 | 2021-05-21 14:02
|  |  | e17403a1-a3e5-4262-988c-1d1bfc9577eb | 2 | STAT |  | 589 | ONS_LOCAL$UNIFAP!PMU:ST6 |  |  | 8736f6c7-ad41-4b43-b4f6-e684e0d4ad20 |  |  | 30 | [8 empty] | 11 | [5 empty] | LOCAL$UNIFAP!PMU-ST6 | 0.0 | 1.0 | Device statistic for Number of measurements received while device was reporting errors during last reporting interval. | 0 | 1 | 1 |  | Any | STAT | Statistic | ST |  |  | STAT:589 | 2021-05-21 14:02
|  |  | 52068e25-bcd9-4bd1-8272-3bc10b588d7a | 2 | STAT |  | 590 | ONS_LOCAL$UNIFAP!PMU:ST7 |  |  | 8736f6c7-ad41-4b43-b4f6-e684e0d4ad20 |  |  | 30 | [8 empty] | 11 | [5 empty] | LOCAL$UNIFAP!PMU-ST7 | 0.0 | 1.0 | Device statistic for Number of defined measurements (per frame) from device during last reporting interval. | 0 | 1 | 1 |  | Any | STAT | Statistic | ST |  |  | STAT:590 | 2021-05-21 14:02
|  |  | d8b55443-3d64-44e9-b92a-353148b94144 | 2 | STAT |  | 591 | ONS_LOCAL$UNIFEI!PMU:ST1 |  |  | 8736f6c7-ad41-4b43-b4f6-e684e0d4ad20 |  |  | 30 | [8 empty] | 11 | [5 empty] | LOCAL$UNIFEI!PMU-ST1 | 0.0 | 1.0 | Device statistic for Number of data quality errors reported by device during last reporting interval. | 0 | 1 | 1 |  | Any | STAT | Statistic | ST |  |  | STAT:591 | 2021-05-21 14:02
|  |  | 4b6fb7af-9a98-467d-bcaa-a5c1d0743148 | 2 | STAT |  | 592 | ONS_LOCAL$UNIFEI!PMU:ST2 |  |  | 8736f6c7-ad41-4b43-b4f6-e684e0d4ad20 |  |  | 30 | [8 empty] | 11 | [5 empty] | LOCAL$UNIFEI!PMU-ST2 | 0.0 | 1.0 | Device statistic for Number of time quality errors reported by device during last reporting interval. | 0 | 1 | 1 |  | Any | STAT | Statistic | ST |  |  | STAT:592 | 2021-05-21 14:02
|  |  | 7450129a-a668-4bad-a06d-f58cea2a2319 | 2 | STAT |  | 593 | ONS_LOCAL$UNIFEI!PMU:ST3 |  |  | 8736f6c7-ad41-4b43-b4f6-e684e0d4ad20 |  |  | 30 | [8 empty] | 11 | [5 empty] | LOCAL$UNIFEI!PMU-ST3 | 0.0 | 1.0 | Device statistic for Number of device errors reported by device during last reporting interval. | 0 | 1 | 1 |  | Any | STAT | Statistic | ST |  |  | STAT:593 | 2021-05-21 14:02
|  |  | 356a0184-2913-4dfb-a6eb-634ce151a663 | 2 | STAT |  | 594 | ONS_LOCAL$UNIFEI!PMU:ST4 |  |  | 8736f6c7-ad41-4b43-b4f6-e684e0d4ad20 |  |  | 30 | [8 empty] | 11 | [5 empty] | LOCAL$UNIFEI!PMU-ST4 | 0.0 | 1.0 | Device statistic for Number of measurements received from device during last reporting interval. | 0 | 1 | 1 |  | Any | STAT | Statistic | ST |  |  | STAT:594 | 2021-05-21 14:02
|  |  | d916faf2-923e-405b-989f-504ffe60330d | 2 | STAT |  | 595 | ONS_LOCAL$UNIFEI!PMU:ST5 |  |  | 8736f6c7-ad41-4b43-b4f6-e684e0d4ad20 |  |  | 30 | [8 empty] | 11 | [5 empty] | LOCAL$UNIFEI!PMU-ST5 | 0.0 | 1.0 | Device statistic for Expected number of measurements received from device during last reporting interval. | 0 | 1 | 1 |  | Any | STAT | Statistic | ST |  |  | STAT:595 | 2021-05-21 14:02
|  |  | 147de9a9-2188-4f0f-a965-a6b5d2d2313d | 2 | STAT |  | 596 | ONS_LOCAL$UNIFEI!PMU:ST6 |  |  | 8736f6c7-ad41-4b43-b4f6-e684e0d4ad20 |  |  | 30 | [8 empty] | 11 | [5 empty] | LOCAL$UNIFEI!PMU-ST6 | 0.0 | 1.0 | Device statistic for Number of measurements received while device was reporting errors during last reporting interval. | 0 | 1 | 1 |  | Any | STAT | Statistic | ST |  |  | STAT:596 | 2021-05-21 14:02
|  |  | c5d8b078-75f3-464e-90bc-2945a25bf938 | 2 | STAT |  | 597 | ONS_LOCAL$UNIFEI!PMU:ST7 |  |  | 8736f6c7-ad41-4b43-b4f6-e684e0d4ad20 |  |  | 30 | [8 empty] | 11 | [5 empty] | LOCAL$UNIFEI!PMU-ST7 | 0.0 | 1.0 | Device statistic for Number of defined measurements (per frame) from device during last reporting interval. | 0 | 1 | 1 |  | Any | STAT | Statistic | ST |  |  | STAT:597 | 2021-05-21 14:02
|  |  | d5b2eea6-a760-4dab-9183-a5a23a55373a | 2 | STAT |  | 598 | ONS_LOCAL$UNIPAMPA!PMU:ST1 |  |  | 8736f6c7-ad41-4b43-b4f6-e684e0d4ad20 |  |  | 30 | [8 empty] | 11 | [5 empty] | LOCAL$UNIPAMPA!PMU-ST1 | 0.0 | 1.0 | Device statistic for Number of data quality errors reported by device during last reporting interval. | 0 | 1 | 1 |  | Any | STAT | Statistic | ST |  |  | STAT:598 | 2021-05-21 14:02
|  |  | b8426f3c-2b29-4ec0-9459-1cfda1d3c3d6 | 2 | STAT |  | 599 | ONS_LOCAL$UNIPAMPA!PMU:ST2 |  |  | 8736f6c7-ad41-4b43-b4f6-e684e0d4ad20 |  |  | 30 | [8 empty] | 11 | [5 empty] | LOCAL$UNIPAMPA!PMU-ST2 | 0.0 | 1.0 | Device statistic for Number of time quality errors reported by device during last reporting interval. | 0 | 1 | 1 |  | Any | STAT | Statistic | ST |  |  | STAT:599 | 2021-05-21 14:02
|  |  | 20d06d05-a8f8-403d-bd00-65c06e28fd4f | 2 | STAT |  | 600 | ONS_LOCAL$UNIPAMPA!PMU:ST3 |  |  | 8736f6c7-ad41-4b43-b4f6-e684e0d4ad20 |  |  | 30 | [8 empty] | 11 | [5 empty] | LOCAL$UNIPAMPA!PMU-ST3 | 0.0 | 1.0 | Device statistic for Number of device errors reported by device during last reporting interval. | 0 | 1 | 1 |  | Any | STAT | Statistic | ST |  |  | STAT:600 | 2021-05-21 14:02
|  |  | 024abd26-c3c5-420b-8736-01cd661fd38b | 2 | STAT |  | 601 | ONS_LOCAL$UNIPAMPA!PMU:ST4 |  |  | 8736f6c7-ad41-4b43-b4f6-e684e0d4ad20 |  |  | 30 | [8 empty] | 11 | [5 empty] | LOCAL$UNIPAMPA!PMU-ST4 | 0.0 | 1.0 | Device statistic for Number of measurements received from device during last reporting interval. | 0 | 1 | 1 |  | Any | STAT | Statistic | ST |  |  | STAT:601 | 2021-05-21 14:02
|  |  | 5ee8e56e-36bb-4031-aacc-05f417d9a73d | 2 | STAT |  | 602 | ONS_LOCAL$UNIPAMPA!PMU:ST5 |  |  | 8736f6c7-ad41-4b43-b4f6-e684e0d4ad20 |  |  | 30 | [8 empty] | 11 | [5 empty] | LOCAL$UNIPAMPA!PMU-ST5 | 0.0 | 1.0 | Device statistic for Expected number of measurements received from device during last reporting interval. | 0 | 1 | 1 |  | Any | STAT | Statistic | ST |  |  | STAT:602 | 2021-05-21 14:02
|  |  | fee5e261-ff07-48ec-ac0f-d00fd5527129 | 2 | STAT |  | 603 | ONS_LOCAL$UNIPAMPA!PMU:ST6 |  |  | 8736f6c7-ad41-4b43-b4f6-e684e0d4ad20 |  |  | 30 | [8 empty] | 11 | [5 empty] | LOCAL$UNIPAMPA!PMU-ST6 | 0.0 | 1.0 | Device statistic for Number of measurements received while device was reporting errors during last reporting interval. | 0 | 1 | 1 |  | Any | STAT | Statistic | ST |  |  | STAT:603 | 2021-05-21 14:02
|  |  | 5178ed24-b58b-49b9-9e25-8fdf40b9205e | 2 | STAT |  | 604 | ONS_LOCAL$UNIPAMPA!PMU:ST7 |  |  | 8736f6c7-ad41-4b43-b4f6-e684e0d4ad20 |  |  | 30 | [8 empty] | 11 | [5 empty] | LOCAL$UNIPAMPA!PMU-ST7 | 0.0 | 1.0 | Device statistic for Number of defined measurements (per frame) from device during last reporting interval. | 0 | 1 | 1 |  | Any | STAT | Statistic | ST |  |  | STAT:604 | 2021-05-21 14:02
|  |  | 90c09e57-009d-4ae7-b30e-299f09210696 | 2 | STAT |  | 605 | ONS_LOCAL$UNIR!PMU:ST1 |  |  | 8736f6c7-ad41-4b43-b4f6-e684e0d4ad20 |  |  | 30 | [8 empty] | 11 | [5 empty] | LOCAL$UNIR!PMU-ST1 | 0.0 | 1.0 | Device statistic for Number of data quality errors reported by device during last reporting interval. | 0 | 1 | 1 |  | Any | STAT | Statistic | ST |  |  | STAT:605 | 2021-05-21 14:02
|  |  | 9cb1736f-150e-480d-8386-ff7a4874ebfb | 2 | STAT |  | 606 | ONS_LOCAL$UNIR!PMU:ST2 |  |  | 8736f6c7-ad41-4b43-b4f6-e684e0d4ad20 |  |  | 30 | [8 empty] | 11 | [5 empty] | LOCAL$UNIR!PMU-ST2 | 0.0 | 1.0 | Device statistic for Number of time quality errors reported by device during last reporting interval. | 0 | 1 | 1 |  | Any | STAT | Statistic | ST |  |  | STAT:606 | 2021-05-21 14:02
|  |  | 1c7c87d2-45bd-4084-a3aa-f447c70467a0 | 2 | STAT |  | 607 | ONS_LOCAL$UNIR!PMU:ST3 |  |  | 8736f6c7-ad41-4b43-b4f6-e684e0d4ad20 |  |  | 30 | [8 empty] | 11 | [5 empty] | LOCAL$UNIR!PMU-ST3 | 0.0 | 1.0 | Device statistic for Number of device errors reported by device during last reporting interval. | 0 | 1 | 1 |  | Any | STAT | Statistic | ST |  |  | STAT:607 | 2021-05-21 14:02
|  |  | 690f367e-ed98-4cf4-a463-d4c82ffb46e6 | 2 | STAT |  | 608 | ONS_LOCAL$UNIR!PMU:ST4 |  |  | 8736f6c7-ad41-4b43-b4f6-e684e0d4ad20 |  |  | 30 | [8 empty] | 11 | [5 empty] | LOCAL$UNIR!PMU-ST4 | 0.0 | 1.0 | Device statistic for Number of measurements received from device during last reporting interval. | 0 | 1 | 1 |  | Any | STAT | Statistic | ST |  |  | STAT:608 | 2021-05-21 14:02
|  |  | 85db6f8d-1791-402b-96b3-b9fd5ee261b4 | 2 | STAT |  | 609 | ONS_LOCAL$UNIR!PMU:ST5 |  |  | 8736f6c7-ad41-4b43-b4f6-e684e0d4ad20 |  |  | 30 | [8 empty] | 11 | [5 empty] | LOCAL$UNIR!PMU-ST5 | 0.0 | 1.0 | Device statistic for Expected number of measurements received from device during last reporting interval. | 0 | 1 | 1 |  | Any | STAT | Statistic | ST |  |  | STAT:609 | 2021-05-21 14:02
|  |  | e9cb500d-e5e7-4f24-acac-aa15f38c0877 | 2 | STAT |  | 610 | ONS_LOCAL$UNIR!PMU:ST6 |  |  | 8736f6c7-ad41-4b43-b4f6-e684e0d4ad20 |  |  | 30 | [8 empty] | 11 | [5 empty] | LOCAL$UNIR!PMU-ST6 | 0.0 | 1.0 | Device statistic for Number of measurements received while device was reporting errors during last reporting interval. | 0 | 1 | 1 |  | Any | STAT | Statistic | ST |  |  | STAT:610 | 2021-05-21 14:02
|  |  | 1c47a5fc-4ebe-4262-a72e-826cc409578b | 2 | STAT |  | 611 | ONS_LOCAL$UNIR!PMU:ST7 |  |  | 8736f6c7-ad41-4b43-b4f6-e684e0d4ad20 |  |  | 30 | [8 empty] | 11 | [5 empty] | LOCAL$UNIR!PMU-ST7 | 0.0 | 1.0 | Device statistic for Number of defined measurements (per frame) from device during last reporting interval. | 0 | 1 | 1 |  | Any | STAT | Statistic | ST |  |  | STAT:611 | 2021-05-21 14:02
|  |  | 8843cddb-9d5e-4836-b85c-a9ba16e63288 | 2 | STAT |  | 612 | ONS_LOCAL$USP_SC!PMU:ST1 |  |  | 8736f6c7-ad41-4b43-b4f6-e684e0d4ad20 |  |  | 30 | [8 empty] | 11 | [5 empty] | LOCAL$USP_SC!PMU-ST1 | 0.0 | 1.0 | Device statistic for Number of data quality errors reported by device during last reporting interval. | 0 | 1 | 1 |  | Any | STAT | Statistic | ST |  |  | STAT:612 | 2021-05-21 14:02
|  |  | 50bf86e6-c0b4-4c6d-a2bf-e9a2e62f29d2 | 2 | STAT |  | 613 | ONS_LOCAL$USP_SC!PMU:ST2 |  |  | 8736f6c7-ad41-4b43-b4f6-e684e0d4ad20 |  |  | 30 | [8 empty] | 11 | [5 empty] | LOCAL$USP_SC!PMU-ST2 | 0.0 | 1.0 | Device statistic for Number of time quality errors reported by device during last reporting interval. | 0 | 1 | 1 |  | Any | STAT | Statistic | ST |  |  | STAT:613 | 2021-05-21 14:02
|  |  | 71334ff2-a527-4289-9372-82dc696cd807 | 2 | STAT |  | 614 | ONS_LOCAL$USP_SC!PMU:ST3 |  |  | 8736f6c7-ad41-4b43-b4f6-e684e0d4ad20 |  |  | 30 | [8 empty] | 11 | [5 empty] | LOCAL$USP_SC!PMU-ST3 | 0.0 | 1.0 | Device statistic for Number of device errors reported by device during last reporting interval. | 0 | 1 | 1 |  | Any | STAT | Statistic | ST |  |  | STAT:614 | 2021-05-21 14:02
|  |  | f2187668-0540-4d11-ac81-d474c1dd5d27 | 2 | STAT |  | 615 | ONS_LOCAL$USP_SC!PMU:ST4 |  |  | 8736f6c7-ad41-4b43-b4f6-e684e0d4ad20 |  |  | 30 | [8 empty] | 11 | [5 empty] | LOCAL$USP_SC!PMU-ST4 | 0.0 | 1.0 | Device statistic for Number of measurements received from device during last reporting interval. | 0 | 1 | 1 |  | Any | STAT | Statistic | ST |  |  | STAT:615 | 2021-05-21 14:02
|  |  | f6c3327b-81e7-4a0f-99a6-8cb16039941b | 2 | STAT |  | 616 | ONS_LOCAL$USP_SC!PMU:ST5 |  |  | 8736f6c7-ad41-4b43-b4f6-e684e0d4ad20 |  |  | 30 | [8 empty] | 11 | [5 empty] | LOCAL$USP_SC!PMU-ST5 | 0.0 | 1.0 | Device statistic for Expected number of measurements received from device during last reporting interval. | 0 | 1 | 1 |  | Any | STAT | Statistic | ST |  |  | STAT:616 | 2021-05-21 14:02
|  |  | 47d54b85-de80-4110-a033-0548cd78b649 | 2 | STAT |  | 617 | ONS_LOCAL$USP_SC!PMU:ST6 |  |  | 8736f6c7-ad41-4b43-b4f6-e684e0d4ad20 |  |  | 30 | [8 empty] | 11 | [5 empty] | LOCAL$USP_SC!PMU-ST6 | 0.0 | 1.0 | Device statistic for Number of measurements received while device was reporting errors during last reporting interval. | 0 | 1 | 1 |  | Any | STAT | Statistic | ST |  |  | STAT:617 | 2021-05-21 14:02
|  |  | 3b5e9014-c8e9-47a0-847f-a76cad1d75bf | 2 | STAT |  | 618 | ONS_LOCAL$USP_SC!PMU:ST7 |  |  | 8736f6c7-ad41-4b43-b4f6-e684e0d4ad20 |  |  | 30 | [8 empty] | 11 | [5 empty] | LOCAL$USP_SC!PMU-ST7 | 0.0 | 1.0 | Device statistic for Number of defined measurements (per frame) from device during last reporting interval. | 0 | 1 | 1 |  | Any | STAT | Statistic | ST |  |  | STAT:618 | 2021-05-21 14:02
|  |  | e2c3e916-6bf5-4ffc-8c53-ad544121c090 | 2 | STAT |  | 619 | ONS_LOCAL$UTFPR!PMU:ST1 |  |  | 8736f6c7-ad41-4b43-b4f6-e684e0d4ad20 |  |  | 30 | [8 empty] | 11 | [5 empty] | LOCAL$UTFPR!PMU-ST1 | 0.0 | 1.0 | Device statistic for Number of data quality errors reported by device during last reporting interval. | 0 | 1 | 1 |  | Any | STAT | Statistic | ST |  |  | STAT:619 | 2021-05-21 14:02
|  |  | a03574b6-1c36-4135-90ff-62dfea10a8c3 | 2 | STAT |  | 620 | ONS_LOCAL$UTFPR!PMU:ST2 |  |  | 8736f6c7-ad41-4b43-b4f6-e684e0d4ad20 |  |  | 30 | [8 empty] | 11 | [5 empty] | LOCAL$UTFPR!PMU-ST2 | 0.0 | 1.0 | Device statistic for Number of time quality errors reported by device during last reporting interval. | 0 | 1 | 1 |  | Any | STAT | Statistic | ST |  |  | STAT:620 | 2021-05-21 14:02
|  |  | aed62b2b-6666-4493-8168-dfee704d51f6 | 2 | STAT |  | 621 | ONS_LOCAL$UTFPR!PMU:ST3 |  |  | 8736f6c7-ad41-4b43-b4f6-e684e0d4ad20 |  |  | 30 | [8 empty] | 11 | [5 empty] | LOCAL$UTFPR!PMU-ST3 | 0.0 | 1.0 | Device statistic for Number of device errors reported by device during last reporting interval. | 0 | 1 | 1 |  | Any | STAT | Statistic | ST |  |  | STAT:621 | 2021-05-21 14:02
|  |  | 861e87ac-92b6-4487-990d-4000d4c2d98a | 2 | STAT |  | 622 | ONS_LOCAL$UTFPR!PMU:ST4 |  |  | 8736f6c7-ad41-4b43-b4f6-e684e0d4ad20 |  |  | 30 | [8 empty] | 11 | [5 empty] | LOCAL$UTFPR!PMU-ST4 | 0.0 | 1.0 | Device statistic for Number of measurements received from device during last reporting interval. | 0 | 1 | 1 |  | Any | STAT | Statistic | ST |  |  | STAT:622 | 2021-05-21 14:02
|  |  | 30f88a87-07b4-46f0-a21e-952b1e07c76b | 2 | STAT |  | 623 | ONS_LOCAL$UTFPR!PMU:ST5 |  |  | 8736f6c7-ad41-4b43-b4f6-e684e0d4ad20 |  |  | 30 | [8 empty] | 11 | [5 empty] | LOCAL$UTFPR!PMU-ST5 | 0.0 | 1.0 | Device statistic for Expected number of measurements received from device during last reporting interval. | 0 | 1 | 1 |  | Any | STAT | Statistic | ST |  |  | STAT:623 | 2021-05-21 14:02
|  |  | f42b487f-b7ba-436e-a838-ecee8a7df4db | 2 | STAT |  | 624 | ONS_LOCAL$UTFPR!PMU:ST6 |  |  | 8736f6c7-ad41-4b43-b4f6-e684e0d4ad20 |  |  | 30 | [8 empty] | 11 | [5 empty] | LOCAL$UTFPR!PMU-ST6 | 0.0 | 1.0 | Device statistic for Number of measurements received while device was reporting errors during last reporting interval. | 0 | 1 | 1 |  | Any | STAT | Statistic | ST |  |  | STAT:624 | 2021-05-21 14:02
|  |  | 91e58847-696c-4544-9682-9b9a18b2e500 | 2 | STAT |  | 625 | ONS_LOCAL$UTFPR!PMU:ST7 |  |  | 8736f6c7-ad41-4b43-b4f6-e684e0d4ad20 |  |  | 30 | [8 empty] | 11 | [5 empty] | LOCAL$UTFPR!PMU-ST7 | 0.0 | 1.0 | Device statistic for Number of defined measurements (per frame) from device during last reporting interval. | 0 | 1 | 1 |  | Any | STAT | Statistic | ST |  |  | STAT:625 | 2021-05-21 14:02
|  |  | 61a977ea-5f98-4024-8531-cc5b25bdb2eb | 1 | PPA | ArchiveDirectories={D:\openHistorian\Archive
|  |  | 1734090d-7e7e-4408-a8ed-0b3fa7828736 | 1 | PPA | ArchiveDirectories={D:\openHistorian\Archive
|  |  | fb1ff943-241e-405e-941d-e000b39de960 | 1 | PPA | ArchiveDirectories={D:\openHistorian\Archive
|  |  | 3cbf1ff2-59e6-42d0-887b-ebacdfd094a1 | 1 | PPA | ArchiveDirectories={D:\openHistorian\Archive
|  |  | f6293222-7e68-4daa-89e9-22f54e59dc96 | 1 | PPA | ArchiveDirectories={D:\openHistorian\Archive
|  |  | b3c17b28-e9d0-4887-816f-db07f18dd94f | 1 | PPA | ArchiveDirectories={D:\openHistorian\Archive
|  |  | 1dd8eec3-c7f8-450a-9529-0e97c9e167b5 | 1 | PPA | ArchiveDirectories={D:\openHistorian\Archive
|  |  | f1235d0b-0638-4463-a976-eae7efc848fd | 1 | PPA | ArchiveDirectories={D:\openHistorian\Archive
|  |  | 35462db5-5e6d-4291-b71b-09826737d0de | 1 | PPA | ArchiveDirectories={D:\openHistorian\Archive
|  |  | c350df42-5b74-4cbb-b7f8-b4f84f544a73 | 1 | PPA | ArchiveDirectories={D:\openHistorian\Archive
|  |  | 531965e4-1679-4918-bf81-9c667d934e0b | 1 | PPA | ArchiveDirectories={D:\openHistorian\Archive
|  |  | 4ec2fcac-22e4-4b07-a9ae-4c4b4a3a6537 | 1 | PPA | ArchiveDirectories={D:\openHistorian\Archive
|  |  | f6d07701-7db3-4804-b6f5-5dd44cec6dcb | 1 | PPA | ArchiveDirectories={D:\openHistorian\Archive
|  |  | ca758c9f-3846-479d-889e-871d8f74fe1d | 1 | PPA | ArchiveDirectories={D:\openHistorian\Archive
|  |  | bbbddc8d-83e6-424b-8cac-636791d84bd4 | 1 | PPA | ArchiveDirectories={D:\openHistorian\Archive
|  |  | 81a15ed7-fca3-4ba2-96ec-21383c267f91 | 1 | PPA | ArchiveDirectories={D:\openHistorian\Archive
|  |  | 74f6e7d8-fef0-4f76-bf63-291b19c814f8 | 1 | PPA | ArchiveDirectories={D:\openHistorian\Archive
|  |  | b601d778-2169-46d4-890e-c95ad97f35b5 | 1 | PPA | ArchiveDirectories={D:\openHistorian\Archive
|  |  | 3f8b831b-f34f-4657-bb49-8e70f5cbb169 | 1 | PPA | ArchiveDirectories={D:\openHistorian\Archive
|  |  | 82fb7b31-d0e2-44a8-a3e4-08e405ff3639 | 1 | PPA | ArchiveDirectories={D:\openHistorian\Archive
|  |  | c3146e71-5f91-4a48-8d96-ca7f498bda8d | 1 | PPA | ArchiveDirectories={D:\openHistorian\Archive
|  |  | 2990fa51-6e87-4f1b-80c8-7416554e8c9f | 1 | PPA | ArchiveDirectories={D:\openHistorian\Archive
|  |  | 792d3a67-26d7-4ee0-a08b-74ea6dbfd594 | 1 | PPA | ArchiveDirectories={D:\openHistorian\Archive
|  |  | 0483e780-3a08-4c8e-bc38-bb9f24ea79be | 1 | PPA | ArchiveDirectories={D:\openHistorian\Archive
|  |  | 46a84b62-c2e4-4ec3-b2e0-234101d0b004 | 1 | PPA | ArchiveDirectories={D:\openHistorian\Archive
|  |  | e4e23210-02c8-42bb-bd57-0f02e1ac7b85 | 1 | PPA | ArchiveDirectories={D:\openHistorian\Archive
|  |  | 3f2808a7-eaf7-4b36-aff0-e238d8bdec1c | 1 | PPA | ArchiveDirectories={D:\openHistorian\Archive
|  |  | 20d23bbe-ac4b-455d-bf75-dbb756016bec | 1 | PPA | ArchiveDirectories={D:\openHistorian\Archive
|  |  | 2b023315-05fc-45f0-94c5-e57fce8daf41 | 1 | PPA | ArchiveDirectories={D:\openHistorian\Archive
|  |  | c11fe8cb-46be-4e72-867a-1e5e18724268 | 1 | PPA | ArchiveDirectories={D:\openHistorian\Archive
|  |  | 31cd8a04-95d7-4bab-ab0a-f05e10d90e9f | 1 | PPA | ArchiveDirectories={D:\openHistorian\Archive
|  |  | e669ad3f-a0bd-47b3-9052-4a97a93e9512 | 1 | PPA | ArchiveDirectories={D:\openHistorian\Archive
|  |  | 76d89eee-7a0c-44a2-b375-f0da549a92cf | 1 | PPA | ArchiveDirectories={D:\openHistorian\Archive
|  |  | 26c941dc-710f-4db0-88ae-6b411eb8ab78 | 1 | PPA | ArchiveDirectories={D:\openHistorian\Archive
|  |  | e266c5ae-b2b3-48cc-9c17-31fb1826dce6 | 1 | PPA | ArchiveDirectories={D:\openHistorian\Archive
|  |  | 880ad4e7-c9b7-4ebe-af9d-8ddbbddca6ac | 1 | PPA | ArchiveDirectories={D:\openHistorian\Archive
|  |  | d7e7949d-525a-44aa-b0f6-092298bce164 | 1 | PPA | ArchiveDirectories={D:\openHistorian\Archive
|  |  | 63623784-a6d8-4a55-8533-5040468c98b7 | 1 | PPA | ArchiveDirectories={D:\openHistorian\Archive
|  |  | 3e806231-9b13-42f5-97aa-7787f5617599 | 1 | PPA | ArchiveDirectories={D:\openHistorian\Archive
|  |  | ae54f359-624b-4ba6-b2b2-e97326b14868 | 1 | PPA | ArchiveDirectories={D:\openHistorian\Archive
|  |  | de808344-3c94-4eda-ab9a-021e2a287448 | 1 | PPA | ArchiveDirectories={D:\openHistorian\Archive
|  |  | 0288d10d-8687-4642-ab27-4d23a88c725f | 1 | PPA | ArchiveDirectories={D:\openHistorian\Archive
|  |  | a8590b0d-1876-4e36-b826-ed2bc4159e9a | 1 | PPA | ArchiveDirectories={D:\openHistorian\Archive
|  |  | 4f2f6927-d541-4e79-9ba9-67f7aace9910 | 1 | PPA | ArchiveDirectories={D:\openHistorian\Archive
|  |  | cd4b40d2-dba2-46b8-b500-7f5de4a72557 | 1 | PPA | ArchiveDirectories={D:\openHistorian\Archive
|  |  | aa661e3c-6764-4102-b52f-ee4605602af0 | 1 | PPA | ArchiveDirectories={D:\openHistorian\Archive
|  |  | 178e14b3-6c36-44b5-b257-82f29556b3fc | 1 | PPA | ArchiveDirectories={D:\openHistorian\Archive
|  |  | f0af072a-9332-4c7b-ac68-74374bdea83a | 1 | PPA | ArchiveDirectories={D:\openHistorian\Archive
|  |  | 96fe7311-8462-4e55-ad00-275fbc4acac5 | 1 | PPA | ArchiveDirectories={D:\openHistorian\Archive
|  |  | 8320fff1-a2bc-44cf-a949-d0b58a753b81 | 1 | PPA | ArchiveDirectories={D:\openHistorian\Archive
|  |  | c7d2fbba-634f-4e58-b5cd-10763db9e65a | 1 | PPA | ArchiveDirectories={D:\openHistorian\Archive
|  |  | e4850600-b34d-4754-a92c-20206b76e996 | 1 | PPA | ArchiveDirectories={D:\openHistorian\Archive
|  |  | 77ce7fce-014e-463a-af71-02a91275bfe4 | 1 | PPA | ArchiveDirectories={D:\openHistorian\Archive
|  |  | 0c405b20-18a0-4ea2-99aa-ce8fa94c7197 | 1 | PPA | ArchiveDirectories={D:\openHistorian\Archive
|  |  | 3e3d10cd-778c-4927-8c4e-a4627f7c24a3 | 1 | PPA | ArchiveDirectories={D:\openHistorian\Archive
|  |  | 8dd4f3c0-7359-463b-87a6-a9f1b1eb26f5 | 1 | PPA | ArchiveDirectories={D:\openHistorian\Archive
|  |  | f078263b-5536-4d29-b39e-3fde684f3f92 | 1 | PPA | ArchiveDirectories={D:\openHistorian\Archive
|  |  | e95829f4-1ac5-42ee-99c9-541816145cce | 1 | PPA | ArchiveDirectories={D:\openHistorian\Archive
|  |  | f358e746-ce89-484f-b19f-e92984698892 | 1 | PPA | ArchiveDirectories={D:\openHistorian\Archive
|  |  | 53bb9934-40b0-43a6-8056-19351a578124 | 1 | PPA | ArchiveDirectories={D:\openHistorian\Archive
|  |  | acbb7d2c-192d-4833-98cc-47f02eccea43 | 1 | PPA | ArchiveDirectories={D:\openHistorian\Archive
|  |  | e1a2b699-6aaa-46a9-b818-cb67116f98bb | 1 | PPA | ArchiveDirectories={D:\openHistorian\Archive
|  |  | e33ba4ac-73a4-4728-bdcd-f61ccd0efd32 | 1 | PPA | ArchiveDirectories={D:\openHistorian\Archive
|  |  | dda99a14-9a7f-4fa0-b86e-9ef6be3ca4e7 | 1 | PPA | ArchiveDirectories={D:\openHistorian\Archive
|  |  | 4255340e-1a06-4d59-ac29-75e130bafe7a | 1 | PPA | ArchiveDirectories={D:\openHistorian\Archive
|  |  | 43f302ee-5dbe-4dc0-af91-9522f6ec7d71 | 1 | PPA | ArchiveDirectories={D:\openHistorian\Archive
|  |  | fcb6b355-de45-4769-84ba-5ca3667ef11b | 1 | PPA | ArchiveDirectories={D:\openHistorian\Archive
|  |  | ffee01f2-3008-4851-beb0-dbfc378977a0 | 1 | PPA | ArchiveDirectories={D:\openHistorian\Archive
|  |  | be204acd-76bd-4d94-a99f-60c6edc5ef9c | 1 | PPA | ArchiveDirectories={D:\openHistorian\Archive
|  |  | 063f28fb-cc46-4ed6-9f48-6250ba6fe859 | 1 | PPA | ArchiveDirectories={D:\openHistorian\Archive
|  |  | 6333a804-01bf-4fac-9958-0c89e5ca834a | 1 | PPA | ArchiveDirectories={D:\openHistorian\Archive
|  |  | 07eee19a-1002-4e53-95d8-e9f81c4c5067 | 1 | PPA | ArchiveDirectories={D:\openHistorian\Archive
|  |  | 9e8c9298-0fee-497c-824e-f61918325a1c | 1 | PPA | ArchiveDirectories={D:\openHistorian\Archive
|  |  | 184744a6-3b13-416c-8ec8-548a78d65137 | 1 | PPA | ArchiveDirectories={D:\openHistorian\Archive
|  |  | 18b32d6d-3ae6-49c8-ae8d-855420af24d4 | 1 | PPA | ArchiveDirectories={D:\openHistorian\Archive
|  |  | bb1130aa-6c29-4db0-8b33-d4dcd492d008 | 1 | PPA | ArchiveDirectories={D:\openHistorian\Archive
|  |  | 1c6bf323-e61f-4abc-9a7e-de45fab8b18e | 1 | PPA | ArchiveDirectories={D:\openHistorian\Archive
|  |  | 38459f4a-235d-4d86-90e2-785860cb0e0b | 1 | PPA | ArchiveDirectories={D:\openHistorian\Archive
|  |  | fee260d7-5dd7-4344-a060-4365872c9375 | 1 | PPA | ArchiveDirectories={D:\openHistorian\Archive
|  |  | 158f0ec2-3de7-40b6-81ed-c75dec617784 | 1 | PPA | ArchiveDirectories={D:\openHistorian\Archive
|  |  | 5b297400-b657-4c6f-b5c2-6db5f66d0212 | 1 | PPA | ArchiveDirectories={D:\openHistorian\Archive
|  |  | c792644d-0b25-4223-be18-d97c8e668234 | 1 | PPA | ArchiveDirectories={D:\openHistorian\Archive
|  |  | 4e8576cb-d294-458f-ac12-aaf159be7e37 | 1 | PPA | ArchiveDirectories={D:\openHistorian\Archive
|  |  | 3491f070-1efd-4c72-b851-5ebd1d02190b | 1 | PPA | ArchiveDirectories={D:\openHistorian\Archive
|  |  | b9044e07-5f64-4152-8ad2-2c84786b1822 | 1 | PPA | ArchiveDirectories={D:\openHistorian\Archive
|  |  | f10e3b6d-260b-4411-84ef-4797d0783bf4 | 1 | PPA | ArchiveDirectories={D:\openHistorian\Archive
|  |  | f574de0b-cd24-4998-9fde-71a80a3ec467 | 1 | PPA | ArchiveDirectories={D:\openHistorian\Archive
|  |  | 5e5579db-d9f0-4644-8a18-3f122e4878d7 | 1 | PPA | ArchiveDirectories={D:\openHistorian\Archive
|  |  | 99134e27-016f-4eda-ac42-4bfc68fe7d28 | 1 | PPA | ArchiveDirectories={D:\openHistorian\Archive
|  |  | 5983ad34-f94c-45fe-853a-14fe1d49a4e0 | 1 | PPA | ArchiveDirectories={D:\openHistorian\Archive
|  |  | 481bbe10-a032-4472-a974-3563713c7943 | 1 | PPA | ArchiveDirectories={D:\openHistorian\Archive
|  |  | 45c28fef-208e-4fbc-818e-343b398a564c | 1 | PPA | ArchiveDirectories={D:\openHistorian\Archive
|  |  | a2800fee-93bb-498b-990a-ddeb2ad63f03 | 1 | PPA | ArchiveDirectories={D:\openHistorian\Archive
|  |  | 0da7612f-4e19-4e14-b77e-0490975cd7af | 1 | PPA | ArchiveDirectories={D:\openHistorian\Archive
|  |  | c7900860-54cb-4bd5-a555-2e7ee63b3fce | 1 | PPA | ArchiveDirectories={D:\openHistorian\Archive
|  |  | 209a1737-79b8-4e5d-a1b4-1ee9ef8505bd | 1 | PPA | ArchiveDirectories={D:\openHistorian\Archive
|  |  | a19a24c0-1d81-4316-9889-f874364b682d | 1 | PPA | ArchiveDirectories={D:\openHistorian\Archive
|  |  | 265b45ab-ea03-4cb0-8a27-d0141144011b | 1 | PPA | ArchiveDirectories={D:\openHistorian\Archive
|  |  | 0aa3a458-07cb-49ff-9e28-93007dc38205 | 1 | PPA | ArchiveDirectories={D:\openHistorian\Archive
|  |  | e4046bfd-a604-44c2-b61a-b89a3e7c440e | 1 | PPA | ArchiveDirectories={D:\openHistorian\Archive
|  |  | 99ff23ed-09a8-42e2-ac81-7f98607cdf16 | 1 | PPA | ArchiveDirectories={D:\openHistorian\Archive
|  |  | 60fac303-828e-4575-a2b6-1f7031d619c4 | 1 | PPA | ArchiveDirectories={D:\openHistorian\Archive
|  |  | b9becdb6-dfba-4135-ad1e-02d62d7e83f7 | 1 | PPA | ArchiveDirectories={D:\openHistorian\Archive
|  |  | 3c38a5a1-0e24-41b8-82d1-6b254a3a80ff | 1 | PPA | ArchiveDirectories={D:\openHistorian\Archive
|  |  | b491343c-d885-4fb6-81ba-87a3c5558250 | 1 | PPA | ArchiveDirectories={D:\openHistorian\Archive
|  |  | 3096c012-1bdf-4bbf-a584-b87582e0a6ea | 1 | PPA | ArchiveDirectories={D:\openHistorian\Archive
|  |  | 998eb6ce-1396-43e0-930a-d7669dde0052 | 1 | PPA | ArchiveDirectories={D:\openHistorian\Archive
|  |  | a7bbc068-2c84-478c-a8a8-fbe8cfa3289c | 1 | PPA | ArchiveDirectories={D:\openHistorian\Archive
|  |  | ea3f24a7-e383-43e0-bd29-8bf416e9ec0e | 1 | PPA | ArchiveDirectories={D:\openHistorian\Archive
|  |  | 960b6e3a-95df-450d-8678-d07323e65ae6 | 1 | PPA | ArchiveDirectories={D:\openHistorian\Archive
|  |  | b442d77c-ffc7-4f86-8bea-4044f2e829d7 | 1 | PPA | ArchiveDirectories={D:\openHistorian\Archive
|  |  | b19fb34c-a385-4545-b5f7-f8c195669bbd | 1 | PPA | ArchiveDirectories={D:\openHistorian\Archive
|  |  | fae805a4-45fd-4679-abbb-559d959883fb | 1 | PPA | ArchiveDirectories={D:\openHistorian\Archive
|  |  | 5df8ef5e-554c-43be-8ca2-075560a7cfe0 | 1 | PPA | ArchiveDirectories={D:\openHistorian\Archive
|  |  | 583dabeb-924c-4e1d-93dc-7c9900463983 | 1 | PPA | ArchiveDirectories={D:\openHistorian\Archive
|  |  | cb6f6395-fda6-433b-a036-73a90f619847 | 1 | PPA | ArchiveDirectories={D:\openHistorian\Archive
|  |  | 223024a5-9edb-479a-a47e-55a880a61179 | 1 | PPA | ArchiveDirectories={D:\openHistorian\Archive
|  |  | 12ad5669-4676-4da9-95dc-8f06e081473b | 1 | PPA | ArchiveDirectories={D:\openHistorian\Archive
|  |  | cef415b5-4fc9-442d-9c02-3836208591c7 | 1 | PPA | ArchiveDirectories={D:\openHistorian\Archive
|  |  | 2f011217-31be-40cb-aeff-5f52c6bb87da | 1 | PPA | ArchiveDirectories={D:\openHistorian\Archive
|  |  | fd7ee18d-06f2-4c93-8ed0-ccc980707ab7 | 1 | PPA | ArchiveDirectories={D:\openHistorian\Archive
|  |  | 5e8f5dae-2b22-49ad-8f35-873865c5a648 | 1 | PPA | ArchiveDirectories={D:\openHistorian\Archive
|  |  | 247bf988-0063-41f2-9f68-2703ee25d3b3 | 1 | PPA | ArchiveDirectories={D:\openHistorian\Archive
|  |  | e22488d9-2042-46bf-ad27-53deb025ce9d | 1 | PPA | ArchiveDirectories={D:\openHistorian\Archive
|  |  | dc9658e8-6dc1-4233-af12-e86148f3a3c6 | 1 | PPA | ArchiveDirectories={D:\openHistorian\Archive
|  |  | 4e57876b-9f9c-4eb0-a669-5f731df1da6c | 1 | PPA | ArchiveDirectories={D:\openHistorian\Archive
|  |  | 4a4f94ac-68f2-4ff4-bc65-451e7242a615 | 1 | PPA | ArchiveDirectories={D:\openHistorian\Archive
|  |  | d1ee4a28-7a49-437d-b9ca-0fb4558dd0c7 | 1 | PPA | ArchiveDirectories={D:\openHistorian\Archive
|  |  | 6aeae677-0027-420b-bab2-eaced35f3fc5 | 1 | PPA | ArchiveDirectories={D:\openHistorian\Archive
|  |  | 9eeca84c-9b20-4cbe-aba0-c4d0ca2ec2fd | 1 | PPA | ArchiveDirectories={D:\openHistorian\Archive
|  |  | c9ca9ade-0bb2-4f5d-b2f1-b6197952a4f9 | 1 | PPA | ArchiveDirectories={D:\openHistorian\Archive
|  |  | 773aa592-7644-4a64-8017-0c8042ae1eed | 1 | PPA | ArchiveDirectories={D:\openHistorian\Archive
|  |  | c0a8e4cd-a3cd-46ff-8ee2-4abd12cea1f3 | 1 | PPA | ArchiveDirectories={D:\openHistorian\Archive
|  |  | edd61e49-2c1d-4455-b835-096648024ebb | 1 | PPA | ArchiveDirectories={D:\openHistorian\Archive
|  |  | a440bd4f-b2d8-492a-9c44-c7c6745ad628 | 1 | PPA | ArchiveDirectories={D:\openHistorian\Archive
|  |  | c2178436-e666-4ce8-9002-f21b072608f8 | 1 | PPA | ArchiveDirectories={D:\openHistorian\Archive
|  |  | 2c825b67-9c01-4980-acec-523b77018060 | 1 | PPA | ArchiveDirectories={D:\openHistorian\Archive
|  |  | 85580a76-cf0f-438c-a6ec-8e4cc959d6cf | 1 | PPA | ArchiveDirectories={D:\openHistorian\Archive
|  |  | bd04fe8c-366d-4f3c-888d-47e154a9986c | 1 | PPA | ArchiveDirectories={D:\openHistorian\Archive
|  |  | 39419779-3e38-4b6c-a1ab-4849e277197a | 1 | PPA | ArchiveDirectories={D:\openHistorian\Archive
|  |  | 88a7c250-0b0c-4472-bb22-37c27fa9a30b | 1 | PPA | ArchiveDirectories={D:\openHistorian\Archive
|  |  | 9d594baa-2aa4-4898-85f2-e958bc015a86 | 1 | PPA | ArchiveDirectories={D:\openHistorian\Archive
|  |  | f2cebb93-0efd-49e5-8f63-085a9b4b4cb5 | 1 | PPA | ArchiveDirectories={D:\openHistorian\Archive
|  |  | c0db0a40-073b-4228-a14e-74bb79394833 | 1 | PPA | ArchiveDirectories={D:\openHistorian\Archive
|  |  | de93ec00-7a63-4ecc-822a-89e81114cf1f | 1 | PPA | ArchiveDirectories={D:\openHistorian\Archive
|  |  | 1b58fdd0-f016-4457-b4cd-8f4fab0c4b83 | 1 | PPA | ArchiveDirectories={D:\openHistorian\Archive
|  |  | 52b197de-75ab-4dfc-ab40-4dadebb62476 | 1 | PPA | ArchiveDirectories={D:\openHistorian\Archive
|  |  | dda0559d-f99b-4913-9e69-da74fecb3c92 | 1 | PPA | ArchiveDirectories={D:\openHistorian\Archive
|  |  | 107a9219-3012-4b78-b8cd-e7ec7dea412a | 1 | PPA | ArchiveDirectories={D:\openHistorian\Archive
|  |  | c38aebd9-8dd8-47a2-848f-07963e55a7b0 | 1 | PPA | ArchiveDirectories={D:\openHistorian\Archive
|  |  | 68ca79f1-c640-4166-82b8-5d909c13487e | 1 | PPA | ArchiveDirectories={D:\openHistorian\Archive
|  |  | 2e621bf2-9e3e-4754-85df-4b2609f6df54 | 1 | PPA | ArchiveDirectories={D:\openHistorian\Archive
|  |  | bcdba845-d17b-44f8-a08c-a2f88ae6da63 | 1 | PPA | ArchiveDirectories={D:\openHistorian\Archive
|  |  | 23b609f1-ce31-4eb0-93f3-5e421eb38dab | 1 | PPA | ArchiveDirectories={D:\openHistorian\Archive
|  |  | 9966312d-074a-4da8-97a4-e036cc6c79b7 | 1 | PPA | ArchiveDirectories={D:\openHistorian\Archive
|  |  | 08bbe29a-2d0d-4052-9795-8925a3e36fcb | 1 | PPA | ArchiveDirectories={D:\openHistorian\Archive
|  |  | 297875c2-6074-4896-9e87-2abcf4e5d0b6 | 1 | PPA | ArchiveDirectories={D:\openHistorian\Archive
|  |  | f4975975-249c-4cda-866e-41b82c9ab315 | 1 | PPA | ArchiveDirectories={D:\openHistorian\Archive
|  |  | 381ab1ce-798b-43c8-ae5a-dc148dd368ce | 1 | PPA | ArchiveDirectories={D:\openHistorian\Archive
|  |  | 393fc127-00ca-4437-8b97-a1c618d32d6c | 1 | PPA | ArchiveDirectories={D:\openHistorian\Archive
|  |  | 1941ae2a-8926-47b7-982c-4a3960bb9980 | 1 | PPA | ArchiveDirectories={D:\openHistorian\Archive
|  |  | ea8eceda-7066-488b-ab1b-6869b84601e6 | 1 | PPA | ArchiveDirectories={D:\openHistorian\Archive
|  |  | 18da0c81-8897-417a-abd1-2b27990cb958 | 1 | PPA | ArchiveDirectories={D:\openHistorian\Archive
|  |  | 7b59b483-7762-42d7-8e03-faf24aa9b4df | 1 | PPA | ArchiveDirectories={D:\openHistorian\Archive
|  |  | aa596a06-5034-4b57-bcbc-59ed0be3c911 | 1 | PPA | ArchiveDirectories={D:\openHistorian\Archive
|  |  | 3bcaf1f9-a620-4ea7-835f-be4e547b929a | 1 | PPA | ArchiveDirectories={D:\openHistorian\Archive
|  |  | dfd404a6-76ed-4b72-ac33-32d5d0257990 | 1 | PPA | ArchiveDirectories={D:\openHistorian\Archive
|  |  | 0b43e45d-2884-46df-9ce3-7d110b999d29 | 1 | PPA | ArchiveDirectories={D:\openHistorian\Archive
|  |  | 613634ab-790a-4e7a-a748-e1f259fb90bd | 1 | PPA | ArchiveDirectories={D:\openHistorian\Archive
|  |  | 9069d844-3ab9-47ce-b920-294fd83e86ab | 1 | PPA | ArchiveDirectories={D:\openHistorian\Archive
|  |  | 8302a828-3183-4a07-8080-9d494cc473d1 | 1 | PPA | ArchiveDirectories={D:\openHistorian\Archive
|  |  | 1947ad75-a0d8-4fe4-bde1-4c591543c25a | 1 | PPA | ArchiveDirectories={D:\openHistorian\Archive
|  |  | 938bc482-6637-454b-b2bd-bccb8a32331c | 1 | PPA | ArchiveDirectories={D:\openHistorian\Archive
|  |  | 1d250c96-4c17-4c31-ae83-ea74a7fe2ce1 | 1 | PPA | ArchiveDirectories={D:\openHistorian\Archive
|  |  | 7664a8b4-4601-4e44-ae0e-5b3e27140866 | 1 | PPA | ArchiveDirectories={D:\openHistorian\Archive
|  |  | 27e1551d-813d-4a4b-851c-4b066d292277 | 1 | PPA | ArchiveDirectories={D:\openHistorian\Archive
|  |  | aea222d7-030f-4706-8488-5353fe3c966b | 1 | PPA | ArchiveDirectories={D:\openHistorian\Archive
|  |  | 9ea7124f-508e-4c24-9c57-1a161694cbe4 | 1 | PPA | ArchiveDirectories={D:\openHistorian\Archive
|  |  | f2bd199e-350a-4ffc-bb9a-6b05503a0c75 | 1 | PPA | ArchiveDirectories={D:\openHistorian\Archive
|  |  | 4d62db63-9e49-487f-ba45-fccc54d5664b | 1 | PPA | ArchiveDirectories={D:\openHistorian\Archive
|  |  | fcdc7582-8067-4669-895e-82c14bc11fad | 1 | PPA | ArchiveDirectories={D:\openHistorian\Archive
|  |  | dedba338-8071-48dd-a9b5-9d9b8f0b78c7 | 1 | PPA | ArchiveDirectories={D:\openHistorian\Archive
|  |  | 2e70a328-5e91-4dd9-9581-28a8bac4baac | 1 | PPA | ArchiveDirectories={D:\openHistorian\Archive
|  |  | e53d2fe9-6c26-4684-a742-96ea0797da96 | 1 | PPA | ArchiveDirectories={D:\openHistorian\Archive
|  |  | 797b6803-bbee-42ef-a933-b4e8665d65de | 1 | PPA | ArchiveDirectories={D:\openHistorian\Archive
|  |  | 541f5fcb-c1c3-4cc4-a712-b0cd47a069e0 | 1 | PPA | ArchiveDirectories={D:\openHistorian\Archive
|  |  | bd2fe8c5-c649-4536-b77f-477cc4d23404 | 1 | PPA | ArchiveDirectories={D:\openHistorian\Archive
|  |  | 02d9da08-ea73-484b-af2b-b676bf000d14 | 1 | PPA | ArchiveDirectories={D:\openHistorian\Archive
|  |  | 398310e3-61fe-40d2-956c-423b6503fc06 | 1 | PPA | ArchiveDirectories={D:\openHistorian\Archive
|  |  | f735bbda-501b-46d4-9ca0-311bc2689f91 | 1 | PPA | ArchiveDirectories={D:\openHistorian\Archive
|  |  | e76ea7f6-0efb-459f-bbe8-e4c130292cfd | 1 | PPA | ArchiveDirectories={D:\openHistorian\Archive
|  |  | a17878d6-1dee-4a94-98ef-73a49a899158 | 1 | PPA | ArchiveDirectories={D:\openHistorian\Archive
|  |  | c87368fc-1011-468d-9c8a-96dee521d449 | 1 | PPA | ArchiveDirectories={D:\openHistorian\Archive
|  |  | 55e0f164-2de3-4bb1-80e9-7445ba885720 | 1 | PPA | ArchiveDirectories={D:\openHistorian\Archive
|  |  | c2dcabe4-6741-48e7-9c82-dfa72612cc49 | 1 | PPA | ArchiveDirectories={D:\openHistorian\Archive
|  |  | 10cc6b9d-d5bb-4bc3-8123-dd375bb4ce16 | 1 | PPA | ArchiveDirectories={D:\openHistorian\Archive
|  |  | 0427de8d-cb39-4419-a1e7-66a6a59bbac8 | 1 | PPA | ArchiveDirectories={D:\openHistorian\Archive
|  |  | 7dd866a5-2e9f-47e9-be38-1d9b2419cba2 | 1 | PPA | ArchiveDirectories={D:\openHistorian\Archive
|  |  | d8f7847a-b427-4c21-81c0-4f09ca5abeb2 | 1 | PPA | ArchiveDirectories={D:\openHistorian\Archive
|  |  | 405d38a7-d1af-4d3c-a9aa-f673cd0783b1 | 1 | PPA | ArchiveDirectories={D:\openHistorian\Archive
|  |  | 068338d0-48cf-459e-a3e3-b140f55c5134 | 1 | PPA | ArchiveDirectories={D:\openHistorian\Archive
|  |  | afaa4ca9-7ab0-402c-872d-080680ef50aa | 1 | PPA | ArchiveDirectories={D:\openHistorian\Archive
|  |  | b4ec3cf7-a625-45a4-8963-e2eee051542d | 1 | PPA | ArchiveDirectories={D:\openHistorian\Archive
|  |  | 5bef4308-548e-44a5-ad93-eee540d727a7 | 1 | PPA | ArchiveDirectories={D:\openHistorian\Archive
|  |  | d290cae8-7f93-4c0f-b9e2-ef407386a34b | 1 | PPA | ArchiveDirectories={D:\openHistorian\Archive
|  |  | 8e9d7230-e2bf-4bc8-b362-dc75fc5df628 | 1 | PPA | ArchiveDirectories={D:\openHistorian\Archive
|  |  | 9c25d6c6-c38a-4ed8-93ed-95164655936e | 1 | PPA | ArchiveDirectories={D:\openHistorian\Archive
|  |  | 6162ee18-f7a4-4970-8710-49a2785be291 | 1 | PPA | ArchiveDirectories={D:\openHistorian\Archive
|  |  | 21799823-9dc0-4264-b0a0-8ead4f3c2de6 | 1 | PPA | ArchiveDirectories={D:\openHistorian\Archive
|  |  | ba452ad1-e075-4b49-bdff-6313b9f6a425 | 1 | PPA | ArchiveDirectories={D:\openHistorian\Archive
|  |  | 3cade5f2-a2e6-4f23-aea5-fe7f77149d32 | 1 | PPA | ArchiveDirectories={D:\openHistorian\Archive
|  |  | bb056702-e9bf-42c2-8584-7d00fced7099 | 1 | PPA | ArchiveDirectories={D:\openHistorian\Archive
|  |  | 3ef8eb0d-43b9-417f-b5ca-a065098fe1a7 | 1 | PPA | ArchiveDirectories={D:\openHistorian\Archive
|  |  | 9754c95d-e9cb-427d-bd45-9798937c3d2d | 1 | PPA | ArchiveDirectories={D:\openHistorian\Archive
|  |  | 05e0187a-8bbe-4d1f-8ef4-02e9d3fc2414 | 1 | PPA | ArchiveDirectories={D:\openHistorian\Archive
|  |  | 98e4fa5c-da3f-4116-8973-1fa74c7fbd32 | 1 | PPA | ArchiveDirectories={D:\openHistorian\Archive
|  |  | 7e9bd499-8fc9-4562-99eb-f996730fa06e | 1 | PPA | ArchiveDirectories={D:\openHistorian\Archive
|  |  | 86795148-2095-4f4b-9671-cc93c99779b4 | 1 | PPA | ArchiveDirectories={D:\openHistorian\Archive
|  |  | c9ab325c-816e-411f-8178-20bf4197d592 | 1 | PPA | ArchiveDirectories={D:\openHistorian\Archive
|  |  | be9b963a-2a33-4349-b6c9-e41242e6e05c | 1 | PPA | ArchiveDirectories={D:\openHistorian\Archive
|  |  | 6fca6f0b-ddf0-48cf-9509-63b800001581 | 1 | PPA | ArchiveDirectories={D:\openHistorian\Archive
|  |  | a1f2bd54-b9a9-4ec2-8aa8-4b286ffec7fd | 1 | PPA | ArchiveDirectories={D:\openHistorian\Archive
|  |  | 0d3111ae-d424-49f0-9d29-211eb4ef0540 | 1 | PPA | ArchiveDirectories={D:\openHistorian\Archive
|  |  | c0f0b0ba-7086-48e4-a22a-bddacac66b7f | 1 | PPA | ArchiveDirectories={D:\openHistorian\Archive
|  |  | 2d6fccfd-9f4c-48b4-8c02-039dfe562eae | 1 | PPA | ArchiveDirectories={D:\openHistorian\Archive
|  |  | 54bafc3e-4c3a-4052-bf1a-3b80ffbcc627 | 1 | PPA | ArchiveDirectories={D:\openHistorian\Archive
|  |  | 936e4163-4af2-4019-be91-3dee28235b3d | 1 | PPA | ArchiveDirectories={D:\openHistorian\Archive
|  |  | 1f111413-8097-4824-966a-ef1aa9a53644 | 1 | PPA | ArchiveDirectories={D:\openHistorian\Archive
|  |  | 7e0dac77-38de-4393-9862-fd7fd0aa5b63 | 1 | PPA | ArchiveDirectories={D:\openHistorian\Archive
|  |  | 3cea71b0-91af-4a1b-ba10-246a407dc422 | 1 | PPA | ArchiveDirectories={D:\openHistorian\Archive
|  |  | ba3c0c87-0887-4316-ad64-6e5163c12b55 | 1 | PPA | ArchiveDirectories={D:\openHistorian\Archive
|  |  | afab58f0-3f20-434a-90a1-7255fa6b1cab | 1 | PPA | ArchiveDirectories={D:\openHistorian\Archive
|  |  | 881e3666-e0e5-4c4c-a9a9-f6f72f116f58 | 1 | PPA | ArchiveDirectories={D:\openHistorian\Archive
|  |  | 2779a150-1d27-4e93-aaad-378b86668c22 | 1 | PPA | ArchiveDirectories={D:\openHistorian\Archive
|  |  | ee86f5d4-b086-4796-963d-ae9c7d5f7a9d | 1 | PPA | ArchiveDirectories={D:\openHistorian\Archive
|  |  | a89880c2-1318-4338-b25b-b01761bb8634 | 1 | PPA | ArchiveDirectories={D:\openHistorian\Archive
|  |  | 28ee34e6-63b4-4f13-9935-3e4b2d78ecba | 1 | PPA | ArchiveDirectories={D:\openHistorian\Archive
|  |  | aa4d7598-8ffa-493c-ad2f-7777873a7c37 | 1 | PPA | ArchiveDirectories={D:\openHistorian\Archive
|  |  | f05eece6-37cf-4bd2-9ad3-e46dbe93fbec | 1 | PPA | ArchiveDirectories={D:\openHistorian\Archive
|  |  | c2fefa5e-4291-4c16-91af-3eaf8e7906c2 | 1 | PPA | ArchiveDirectories={D:\openHistorian\Archive
|  |  | 3a9c61cc-3fe2-4716-b524-b14f566e23db | 1 | PPA | ArchiveDirectories={D:\openHistorian\Archive
|  |  | a6183474-aaf1-4ac0-8aa8-0010d5087dbc | 1 | PPA | ArchiveDirectories={D:\openHistorian\Archive
|  |  | 45be89ba-284e-449e-9fed-3d5c2df8d84b | 1 | PPA | ArchiveDirectories={D:\openHistorian\Archive
|  |  | ad2ce308-43c5-4dcc-92de-382eef905aa2 | 1 | PPA | ArchiveDirectories={D:\openHistorian\Archive
|  |  | f27865b5-5b79-427f-a530-89e2d19f382b | 1 | PPA | ArchiveDirectories={D:\openHistorian\Archive
|  |  | cf5dea13-db04-4a6b-a4fd-45121a737fbb | 1 | PPA | ArchiveDirectories={D:\openHistorian\Archive
|  |  | 58f34c01-832e-47e4-b80e-e5e1bc633d9a | 1 | PPA | ArchiveDirectories={D:\openHistorian\Archive
|  |  | d5027970-70fb-41e4-91ea-97aa7aca721a | 1 | PPA | ArchiveDirectories={D:\openHistorian\Archive
|  |  | 16bf1988-678f-46c2-a055-f96fe6aa5800 | 1 | PPA | ArchiveDirectories={D:\openHistorian\Archive
|  |  | d7aa89a1-c8e4-47b0-bbf7-54564bd02542 | 2 | STAT |  | 875 | ONS_LOCAL$AMLEC_500_PM_01!PMU:ST1 |  |  | 8736f6c7-ad41-4b43-b4f6-e684e0d4ad20 |  |  | 30 | [8 empty] | 11 | [5 empty] | LOCAL$AMLEC_500_PM_01!PMU-ST1 | 0.0 | 1.0 | Device statistic for Number of data quality errors reported by device during last reporting interval. | 0 | 1 | 1 |  | Any | STAT | Statistic | ST |  |  | STAT:875 | 2021-07-09 14:29
|  |  | 3a3e72a1-26d2-4e61-99e3-1b8309632fa1 | 2 | STAT |  | 876 | ONS_LOCAL$AMLEC_500_PM_01!PMU:ST2 |  |  | 8736f6c7-ad41-4b43-b4f6-e684e0d4ad20 |  |  | 30 | [8 empty] | 11 | [5 empty] | LOCAL$AMLEC_500_PM_01!PMU-ST2 | 0.0 | 1.0 | Device statistic for Number of time quality errors reported by device during last reporting interval. | 0 | 1 | 1 |  | Any | STAT | Statistic | ST |  |  | STAT:876 | 2021-07-09 14:29
|  |  | 956e0a53-43f5-4f19-939f-ea0b53bffd85 | 2 | STAT |  | 877 | ONS_LOCAL$AMLEC_500_PM_01!PMU:ST3 |  |  | 8736f6c7-ad41-4b43-b4f6-e684e0d4ad20 |  |  | 30 | [8 empty] | 11 | [5 empty] | LOCAL$AMLEC_500_PM_01!PMU-ST3 | 0.0 | 1.0 | Device statistic for Number of device errors reported by device during last reporting interval. | 0 | 1 | 1 |  | Any | STAT | Statistic | ST |  |  | STAT:877 | 2021-07-09 14:29
|  |  | 64fb19ae-8e93-495e-9ffe-4d9db6dfbde8 | 2 | STAT |  | 878 | ONS_LOCAL$AMLEC_500_PM_01!PMU:ST4 |  |  | 8736f6c7-ad41-4b43-b4f6-e684e0d4ad20 |  |  | 30 | [8 empty] | 11 | [5 empty] | LOCAL$AMLEC_500_PM_01!PMU-ST4 | 0.0 | 1.0 | Device statistic for Number of measurements received from device during last reporting interval. | 0 | 1 | 1 |  | Any | STAT | Statistic | ST |  |  | STAT:878 | 2021-07-09 14:29
|  |  | 8eb3ca30-4be9-4fea-ade3-a8f3ebe47148 | 2 | STAT |  | 879 | ONS_LOCAL$AMLEC_500_PM_01!PMU:ST5 |  |  | 8736f6c7-ad41-4b43-b4f6-e684e0d4ad20 |  |  | 30 | [8 empty] | 11 | [5 empty] | LOCAL$AMLEC_500_PM_01!PMU-ST5 | 0.0 | 1.0 | Device statistic for Expected number of measurements received from device during last reporting interval. | 0 | 1 | 1 |  | Any | STAT | Statistic | ST |  |  | STAT:879 | 2021-07-09 14:29
|  |  | 1c574b7c-c715-4dbb-862a-19e2d864bdbc | 2 | STAT |  | 880 | ONS_LOCAL$AMLEC_500_PM_01!PMU:ST6 |  |  | 8736f6c7-ad41-4b43-b4f6-e684e0d4ad20 |  |  | 30 | [8 empty] | 11 | [5 empty] | LOCAL$AMLEC_500_PM_01!PMU-ST6 | 0.0 | 1.0 | Device statistic for Number of measurements received while device was reporting errors during last reporting interval. | 0 | 1 | 1 |  | Any | STAT | Statistic | ST |  |  | STAT:880 | 2021-07-09 14:29
|  |  | d88f4472-21fe-4154-9259-793c440b3c51 | 2 | STAT |  | 881 | ONS_LOCAL$AMLEC_500_PM_01!PMU:ST7 |  |  | 8736f6c7-ad41-4b43-b4f6-e684e0d4ad20 |  |  | 30 | [8 empty] | 11 | [5 empty] | LOCAL$AMLEC_500_PM_01!PMU-ST7 | 0.0 | 1.0 | Device statistic for Number of defined measurements (per frame) from device during last reporting interval. | 0 | 1 | 1 |  | Any | STAT | Statistic | ST |  |  | STAT:881 | 2021-07-09 14:29
|  |  | 3bfc5bb2-6b07-4ed2-815a-e5f4e30b77f8 | 2 | STAT |  | 882 | ONS_LOCAL$AMLEC_500_PM_02!PMU:ST1 |  |  | 8736f6c7-ad41-4b43-b4f6-e684e0d4ad20 |  |  | 30 | [8 empty] | 11 | [5 empty] | LOCAL$AMLEC_500_PM_02!PMU-ST1 | 0.0 | 1.0 | Device statistic for Number of data quality errors reported by device during last reporting interval. | 0 | 1 | 1 |  | Any | STAT | Statistic | ST |  |  | STAT:882 | 2021-07-09 14:29
|  |  | bd2b994c-b819-4361-8235-99dd71fda9e1 | 2 | STAT |  | 883 | ONS_LOCAL$AMLEC_500_PM_02!PMU:ST2 |  |  | 8736f6c7-ad41-4b43-b4f6-e684e0d4ad20 |  |  | 30 | [8 empty] | 11 | [5 empty] | LOCAL$AMLEC_500_PM_02!PMU-ST2 | 0.0 | 1.0 | Device statistic for Number of time quality errors reported by device during last reporting interval. | 0 | 1 | 1 |  | Any | STAT | Statistic | ST |  |  | STAT:883 | 2021-07-09 14:29
|  |  | 0cb77529-b907-497e-92a0-01f5ece08ff1 | 2 | STAT |  | 884 | ONS_LOCAL$AMLEC_500_PM_02!PMU:ST3 |  |  | 8736f6c7-ad41-4b43-b4f6-e684e0d4ad20 |  |  | 30 | [8 empty] | 11 | [5 empty] | LOCAL$AMLEC_500_PM_02!PMU-ST3 | 0.0 | 1.0 | Device statistic for Number of device errors reported by device during last reporting interval. | 0 | 1 | 1 |  | Any | STAT | Statistic | ST |  |  | STAT:884 | 2021-07-09 14:29
|  |  | 840a0d38-ca9d-4e99-be4e-4c75fd8372ef | 2 | STAT |  | 885 | ONS_LOCAL$AMLEC_500_PM_02!PMU:ST4 |  |  | 8736f6c7-ad41-4b43-b4f6-e684e0d4ad20 |  |  | 30 | [8 empty] | 11 | [5 empty] | LOCAL$AMLEC_500_PM_02!PMU-ST4 | 0.0 | 1.0 | Device statistic for Number of measurements received from device during last reporting interval. | 0 | 1 | 1 |  | Any | STAT | Statistic | ST |  |  | STAT:885 | 2021-07-09 14:29
|  |  | ba0aa573-b332-447b-91b0-142d845fe8b1 | 2 | STAT |  | 886 | ONS_LOCAL$AMLEC_500_PM_02!PMU:ST5 |  |  | 8736f6c7-ad41-4b43-b4f6-e684e0d4ad20 |  |  | 30 | [8 empty] | 11 | [5 empty] | LOCAL$AMLEC_500_PM_02!PMU-ST5 | 0.0 | 1.0 | Device statistic for Expected number of measurements received from device during last reporting interval. | 0 | 1 | 1 |  | Any | STAT | Statistic | ST |  |  | STAT:886 | 2021-07-09 14:29
|  |  | 86f35fe2-8cb2-4c99-8e47-7942ebcbc600 | 2 | STAT |  | 887 | ONS_LOCAL$AMLEC_500_PM_02!PMU:ST6 |  |  | 8736f6c7-ad41-4b43-b4f6-e684e0d4ad20 |  |  | 30 | [8 empty] | 11 | [5 empty] | LOCAL$AMLEC_500_PM_02!PMU-ST6 | 0.0 | 1.0 | Device statistic for Number of measurements received while device was reporting errors during last reporting interval. | 0 | 1 | 1 |  | Any | STAT | Statistic | ST |  |  | STAT:887 | 2021-07-09 14:29
|  |  | b86139d5-f57c-4fa2-8946-91dfa443e3cd | 2 | STAT |  | 888 | ONS_LOCAL$AMLEC_500_PM_02!PMU:ST7 |  |  | 8736f6c7-ad41-4b43-b4f6-e684e0d4ad20 |  |  | 30 | [8 empty] | 11 | [5 empty] | LOCAL$AMLEC_500_PM_02!PMU-ST7 | 0.0 | 1.0 | Device statistic for Number of defined measurements (per frame) from device during last reporting interval. | 0 | 1 | 1 |  | Any | STAT | Statistic | ST |  |  | STAT:888 | 2021-07-09 14:29
|  |  | 91ba71ce-fc5a-46e9-8c61-619476b76b2b | 2 | STAT |  | 889 | ONS_LOCAL$AMLEC_500_PM_03!PMU:ST1 |  |  | 8736f6c7-ad41-4b43-b4f6-e684e0d4ad20 |  |  | 30 | [8 empty] | 11 | [5 empty] | LOCAL$AMLEC_500_PM_03!PMU-ST1 | 0.0 | 1.0 | Device statistic for Number of data quality errors reported by device during last reporting interval. | 0 | 1 | 1 |  | Any | STAT | Statistic | ST |  |  | STAT:889 | 2021-07-09 14:29
|  |  | 3da3bf28-f30f-4f2c-abe5-a2cc70019149 | 2 | STAT |  | 890 | ONS_LOCAL$AMLEC_500_PM_03!PMU:ST2 |  |  | 8736f6c7-ad41-4b43-b4f6-e684e0d4ad20 |  |  | 30 | [8 empty] | 11 | [5 empty] | LOCAL$AMLEC_500_PM_03!PMU-ST2 | 0.0 | 1.0 | Device statistic for Number of time quality errors reported by device during last reporting interval. | 0 | 1 | 1 |  | Any | STAT | Statistic | ST |  |  | STAT:890 | 2021-07-09 14:29
|  |  | 9b299dc7-6dc9-4240-a8e2-78a63d3de1c5 | 2 | STAT |  | 891 | ONS_LOCAL$AMLEC_500_PM_03!PMU:ST3 |  |  | 8736f6c7-ad41-4b43-b4f6-e684e0d4ad20 |  |  | 30 | [8 empty] | 11 | [5 empty] | LOCAL$AMLEC_500_PM_03!PMU-ST3 | 0.0 | 1.0 | Device statistic for Number of device errors reported by device during last reporting interval. | 0 | 1 | 1 |  | Any | STAT | Statistic | ST |  |  | STAT:891 | 2021-07-09 14:29
|  |  | ec2149c9-2c8d-4c7d-8b95-a2394db195aa | 2 | STAT |  | 892 | ONS_LOCAL$AMLEC_500_PM_03!PMU:ST4 |  |  | 8736f6c7-ad41-4b43-b4f6-e684e0d4ad20 |  |  | 30 | [8 empty] | 11 | [5 empty] | LOCAL$AMLEC_500_PM_03!PMU-ST4 | 0.0 | 1.0 | Device statistic for Number of measurements received from device during last reporting interval. | 0 | 1 | 1 |  | Any | STAT | Statistic | ST |  |  | STAT:892 | 2021-07-09 14:29
|  |  | 3908bef8-bc55-4036-bf5c-cc657397d4b6 | 2 | STAT |  | 893 | ONS_LOCAL$AMLEC_500_PM_03!PMU:ST5 |  |  | 8736f6c7-ad41-4b43-b4f6-e684e0d4ad20 |  |  | 30 | [8 empty] | 11 | [5 empty] | LOCAL$AMLEC_500_PM_03!PMU-ST5 | 0.0 | 1.0 | Device statistic for Expected number of measurements received from device during last reporting interval. | 0 | 1 | 1 |  | Any | STAT | Statistic | ST |  |  | STAT:893 | 2021-07-09 14:29
|  |  | 59e9e769-caaa-4e29-8d0e-ed7f8f71f1b4 | 2 | STAT |  | 894 | ONS_LOCAL$AMLEC_500_PM_03!PMU:ST6 |  |  | 8736f6c7-ad41-4b43-b4f6-e684e0d4ad20 |  |  | 30 | [8 empty] | 11 | [5 empty] | LOCAL$AMLEC_500_PM_03!PMU-ST6 | 0.0 | 1.0 | Device statistic for Number of measurements received while device was reporting errors during last reporting interval. | 0 | 1 | 1 |  | Any | STAT | Statistic | ST |  |  | STAT:894 | 2021-07-09 14:29
|  |  | a0d82742-554c-4bbc-b35f-dc1bcab58fa1 | 2 | STAT |  | 895 | ONS_LOCAL$AMLEC_500_PM_03!PMU:ST7 |  |  | 8736f6c7-ad41-4b43-b4f6-e684e0d4ad20 |  |  | 30 | [8 empty] | 11 | [5 empty] | LOCAL$AMLEC_500_PM_03!PMU-ST7 | 0.0 | 1.0 | Device statistic for Number of defined measurements (per frame) from device during last reporting interval. | 0 | 1 | 1 |  | Any | STAT | Statistic | ST |  |  | STAT:895 | 2021-07-09 14:29
|  |  | a4388b2e-9ddf-4bba-bba1-d9a4988e3878 | 2 | STAT |  | 896 | ONS_LOCAL$AMLEC_500_PM_04!PMU:ST1 |  |  | 8736f6c7-ad41-4b43-b4f6-e684e0d4ad20 |  |  | 30 | [8 empty] | 11 | [5 empty] | LOCAL$AMLEC_500_PM_04!PMU-ST1 | 0.0 | 1.0 | Device statistic for Number of data quality errors reported by device during last reporting interval. | 0 | 1 | 1 |  | Any | STAT | Statistic | ST |  |  | STAT:896 | 2021-07-09 14:29
|  |  | 1e26bdd8-9ff3-4052-b8b1-05be555f7c06 | 2 | STAT |  | 897 | ONS_LOCAL$AMLEC_500_PM_04!PMU:ST2 |  |  | 8736f6c7-ad41-4b43-b4f6-e684e0d4ad20 |  |  | 30 | [8 empty] | 11 | [5 empty] | LOCAL$AMLEC_500_PM_04!PMU-ST2 | 0.0 | 1.0 | Device statistic for Number of time quality errors reported by device during last reporting interval. | 0 | 1 | 1 |  | Any | STAT | Statistic | ST |  |  | STAT:897 | 2021-07-09 14:29
|  |  | 910bf97d-a303-444b-877b-a2198525f84d | 2 | STAT |  | 898 | ONS_LOCAL$AMLEC_500_PM_04!PMU:ST3 |  |  | 8736f6c7-ad41-4b43-b4f6-e684e0d4ad20 |  |  | 30 | [8 empty] | 11 | [5 empty] | LOCAL$AMLEC_500_PM_04!PMU-ST3 | 0.0 | 1.0 | Device statistic for Number of device errors reported by device during last reporting interval. | 0 | 1 | 1 |  | Any | STAT | Statistic | ST |  |  | STAT:898 | 2021-07-09 14:29
|  |  | 400d2d13-4952-4a32-a761-16de22666924 | 2 | STAT |  | 899 | ONS_LOCAL$AMLEC_500_PM_04!PMU:ST4 |  |  | 8736f6c7-ad41-4b43-b4f6-e684e0d4ad20 |  |  | 30 | [8 empty] | 11 | [5 empty] | LOCAL$AMLEC_500_PM_04!PMU-ST4 | 0.0 | 1.0 | Device statistic for Number of measurements received from device during last reporting interval. | 0 | 1 | 1 |  | Any | STAT | Statistic | ST |  |  | STAT:899 | 2021-07-09 14:29
|  |  | 3bcc93ef-a6f7-4957-960e-ab4165fa8c0b | 2 | STAT |  | 900 | ONS_LOCAL$AMLEC_500_PM_04!PMU:ST5 |  |  | 8736f6c7-ad41-4b43-b4f6-e684e0d4ad20 |  |  | 30 | [8 empty] | 11 | [5 empty] | LOCAL$AMLEC_500_PM_04!PMU-ST5 | 0.0 | 1.0 | Device statistic for Expected number of measurements received from device during last reporting interval. | 0 | 1 | 1 |  | Any | STAT | Statistic | ST |  |  | STAT:900 | 2021-07-09 14:29
|  |  | f7a78bce-1c91-41fc-a9e8-70f69bf1ccc7 | 2 | STAT |  | 901 | ONS_LOCAL$AMLEC_500_PM_04!PMU:ST6 |  |  | 8736f6c7-ad41-4b43-b4f6-e684e0d4ad20 |  |  | 30 | [8 empty] | 11 | [5 empty] | LOCAL$AMLEC_500_PM_04!PMU-ST6 | 0.0 | 1.0 | Device statistic for Number of measurements received while device was reporting errors during last reporting interval. | 0 | 1 | 1 |  | Any | STAT | Statistic | ST |  |  | STAT:901 | 2021-07-09 14:29
|  |  | 6c5b9f76-a7b9-4dcc-bf3d-7079dcc844f7 | 2 | STAT |  | 902 | ONS_LOCAL$AMLEC_500_PM_04!PMU:ST7 |  |  | 8736f6c7-ad41-4b43-b4f6-e684e0d4ad20 |  |  | 30 | [8 empty] | 11 | [5 empty] | LOCAL$AMLEC_500_PM_04!PMU-ST7 | 0.0 | 1.0 | Device statistic for Number of defined measurements (per frame) from device during last reporting interval. | 0 | 1 | 1 |  | Any | STAT | Statistic | ST |  |  | STAT:902 | 2021-07-09 14:29
|  |  | 9a3c5cbb-5b77-4eb6-bc1c-192a22599c93 | 2 | STAT |  | 903 | ONS_LOCAL$PRBTA_500_PM_06!PMU:ST1 |  |  | 8736f6c7-ad41-4b43-b4f6-e684e0d4ad20 |  |  | 30 | [8 empty] | 11 | [5 empty] | LOCAL$PRBTA_500_PM_06!PMU-ST1 | 0.0 | 1.0 | Device statistic for Number of data quality errors reported by device during last reporting interval. | 0 | 1 | 1 |  | Any | STAT | Statistic | ST |  |  | STAT:903 | 2021-07-09 14:29
|  |  | 811901ee-3680-403e-bc10-10f56795d805 | 2 | STAT |  | 904 | ONS_LOCAL$PRBTA_500_PM_06!PMU:ST2 |  |  | 8736f6c7-ad41-4b43-b4f6-e684e0d4ad20 |  |  | 30 | [8 empty] | 11 | [5 empty] | LOCAL$PRBTA_500_PM_06!PMU-ST2 | 0.0 | 1.0 | Device statistic for Number of time quality errors reported by device during last reporting interval. | 0 | 1 | 1 |  | Any | STAT | Statistic | ST |  |  | STAT:904 | 2021-07-09 14:29
|  |  | 9c8fc842-79db-4e21-94f3-3069d5f08a38 | 2 | STAT |  | 905 | ONS_LOCAL$PRBTA_500_PM_06!PMU:ST3 |  |  | 8736f6c7-ad41-4b43-b4f6-e684e0d4ad20 |  |  | 30 | [8 empty] | 11 | [5 empty] | LOCAL$PRBTA_500_PM_06!PMU-ST3 | 0.0 | 1.0 | Device statistic for Number of device errors reported by device during last reporting interval. | 0 | 1 | 1 |  | Any | STAT | Statistic | ST |  |  | STAT:905 | 2021-07-09 14:29
|  |  | bdd76683-9ec6-4e8d-accf-68231a006dde | 2 | STAT |  | 906 | ONS_LOCAL$PRBTA_500_PM_06!PMU:ST4 |  |  | 8736f6c7-ad41-4b43-b4f6-e684e0d4ad20 |  |  | 30 | [8 empty] | 11 | [5 empty] | LOCAL$PRBTA_500_PM_06!PMU-ST4 | 0.0 | 1.0 | Device statistic for Number of measurements received from device during last reporting interval. | 0 | 1 | 1 |  | Any | STAT | Statistic | ST |  |  | STAT:906 | 2021-07-09 14:29
|  |  | eb484765-2907-4242-a34a-025819621d85 | 2 | STAT |  | 907 | ONS_LOCAL$PRBTA_500_PM_06!PMU:ST5 |  |  | 8736f6c7-ad41-4b43-b4f6-e684e0d4ad20 |  |  | 30 | [8 empty] | 11 | [5 empty] | LOCAL$PRBTA_500_PM_06!PMU-ST5 | 0.0 | 1.0 | Device statistic for Expected number of measurements received from device during last reporting interval. | 0 | 1 | 1 |  | Any | STAT | Statistic | ST |  |  | STAT:907 | 2021-07-09 14:29
|  |  | b900113e-e785-4320-8de6-7e61b8213f30 | 2 | STAT |  | 908 | ONS_LOCAL$PRBTA_500_PM_06!PMU:ST6 |  |  | 8736f6c7-ad41-4b43-b4f6-e684e0d4ad20 |  |  | 30 | [8 empty] | 11 | [5 empty] | LOCAL$PRBTA_500_PM_06!PMU-ST6 | 0.0 | 1.0 | Device statistic for Number of measurements received while device was reporting errors during last reporting interval. | 0 | 1 | 1 |  | Any | STAT | Statistic | ST |  |  | STAT:908 | 2021-07-09 14:29
|  |  | f3b4ee17-33f5-4643-91fc-363ee3a013f1 | 2 | STAT |  | 909 | ONS_LOCAL$PRBTA_500_PM_06!PMU:ST7 |  |  | 8736f6c7-ad41-4b43-b4f6-e684e0d4ad20 |  |  | 30 | [8 empty] | 11 | [5 empty] | LOCAL$PRBTA_500_PM_06!PMU-ST7 | 0.0 | 1.0 | Device statistic for Number of defined measurements (per frame) from device during last reporting interval. | 0 | 1 | 1 |  | Any | STAT | Statistic | ST |  |  | STAT:909 | 2021-07-09 14:29
|  |  | c24e2ae6-6088-46c1-88bb-c637d6280842 | 1 | PPA | ArchiveDirectories={D:\openHistorian\Archive
|  |  | 0fe337ff-bac2-4183-9b4a-5ad08940f990 | 1 | PPA | ArchiveDirectories={D:\openHistorian\Archive
|  |  | 68797ea7-1ebf-422c-8972-97bf9aa99f5f | 1 | PPA | ArchiveDirectories={D:\openHistorian\Archive
|  |  | 9bb45ad9-911a-41c0-82a8-1cb66d02a904 | 1 | PPA | ArchiveDirectories={D:\openHistorian\Archive
|  |  | 8f5c0b33-d857-48b9-a003-105e669c2fc7 | 1 | PPA | ArchiveDirectories={D:\openHistorian\Archive
|  |  | 5a0f2dca-cfa1-4307-9c36-8f90b6a699ce | 1 | PPA | ArchiveDirectories={D:\openHistorian\Archive
|  |  | d084edeb-1712-4dd7-881b-a33f5f4dd26c | 1 | PPA | ArchiveDirectories={D:\openHistorian\Archive
|  |  | 72110ab9-f400-4318-b9b7-10e1075cfc25 | 1 | PPA | ArchiveDirectories={D:\openHistorian\Archive
|  |  | 7dd4b484-45e0-4036-a14b-0dce1e4ed6d3 | 1 | PPA | ArchiveDirectories={D:\openHistorian\Archive
|  |  | e2bc6aff-11de-419f-9dcf-d1c2c463f5d9 | 1 | PPA | ArchiveDirectories={D:\openHistorian\Archive
|  |  | f9a17688-91ee-4ad3-94db-bd397434d819 | 1 | PPA | ArchiveDirectories={D:\openHistorian\Archive
|  |  | 2218b1a4-e2bd-4a2c-abc9-6f26fbf74880 | 1 | PPA | ArchiveDirectories={D:\openHistorian\Archive
|  |  | afb0cd74-5377-49d3-a7a2-f5b99488f2ac | 1 | PPA | ArchiveDirectories={D:\openHistorian\Archive
|  |  | a5939443-3e1d-4de5-867d-42a6e0d46c1b | 1 | PPA | ArchiveDirectories={D:\openHistorian\Archive
|  |  | 74764e3b-8dd9-4ed2-aec7-72ae4136fa4e | 1 | PPA | ArchiveDirectories={D:\openHistorian\Archive
|  |  | f991e8e2-b2a6-4a88-94a6-ab14476f6d32 | 1 | PPA | ArchiveDirectories={D:\openHistorian\Archive
|  |  | d0e5af15-88a6-4595-bf10-d5158d7954b6 | 1 | PPA | ArchiveDirectories={D:\openHistorian\Archive
|  |  | 1e6bf389-17ce-41ae-ac43-83afab807821 | 1 | PPA | ArchiveDirectories={D:\openHistorian\Archive
|  |  | 5a37b4d1-a070-47ab-b0a9-fea27e283252 | 1 | PPA | ArchiveDirectories={D:\openHistorian\Archive
|  |  | c17a1254-6269-4e77-9841-9f3f517d2cda | 1 | PPA | ArchiveDirectories={D:\openHistorian\Archive
|  |  | 7676144d-1fe1-4772-8218-85bbbd82e984 | 1 | PPA | ArchiveDirectories={D:\openHistorian\Archive
|  |  | 22950d65-6d9d-4a1a-b85c-5ab4ee5d9169 | 1 | PPA | ArchiveDirectories={D:\openHistorian\Archive
|  |  | a2a42f2b-aed6-4e5b-b4bd-780bfbe7a666 | 1 | PPA | ArchiveDirectories={D:\openHistorian\Archive
|  |  | 913e4a83-82fa-4dd3-b8a8-46287c7a21f9 | 1 | PPA | ArchiveDirectories={D:\openHistorian\Archive
|  |  | 90ebf58d-4d77-472a-a6d8-d328bd502eeb | 1 | PPA | ArchiveDirectories={D:\openHistorian\Archive
|  |  | cf06faf9-5a80-4505-80f1-759a4e615930 | 1 | PPA | ArchiveDirectories={D:\openHistorian\Archive
|  |  | a1911099-c767-4e6f-9d18-5b5897e8024a | 1 | PPA | ArchiveDirectories={D:\openHistorian\Archive
|  |  | 3233c094-7b0d-41d9-8ff7-c77a6e12c947 | 1 | PPA | ArchiveDirectories={D:\openHistorian\Archive
|  |  | 26478c9c-581a-4f27-be78-870d04d24121 | 1 | PPA | ArchiveDirectories={D:\openHistorian\Archive
|  |  | 44df209b-dd8c-4a93-8e7b-4db3c1c84adf | 1 | PPA | ArchiveDirectories={D:\openHistorian\Archive
|  |  | 05298cfb-7e54-42ea-9111-48c9e2a74a3d | 1 | PPA | ArchiveDirectories={D:\openHistorian\Archive
|  |  | 1d148c9a-429f-4cc5-aa26-b9766deb11cd | 1 | PPA | ArchiveDirectories={D:\openHistorian\Archive
|  |  | cdbe62e4-fad7-4dfe-94a8-2dfa26bc93c0 | 1 | PPA | ArchiveDirectories={D:\openHistorian\Archive
|  |  | a8238862-872f-47a3-bee8-f7f068facdcb | 1 | PPA | ArchiveDirectories={D:\openHistorian\Archive
|  |  | 4c6f37eb-2cc5-4cdb-92da-89a6e9499da0 | 1 | PPA | ArchiveDirectories={D:\openHistorian\Archive
|  |  | 24b02c22-1032-4207-93ed-626a063fe55e | 1 | PPA | ArchiveDirectories={D:\openHistorian\Archive
|  |  | 616e93c5-993e-4a2b-8248-ec71b4c2eacc | 1 | PPA | ArchiveDirectories={D:\openHistorian\Archive
|  |  | b829ea0f-f727-4cf6-8b5a-b11dc72f7f6e | 1 | PPA | ArchiveDirectories={D:\openHistorian\Archive
|  |  | 49f36152-1315-4d03-87ed-5f0a3eb75db3 | 1 | PPA | ArchiveDirectories={D:\openHistorian\Archive
|  |  | f35533ec-a6d6-481e-94f4-84cd1d89002c | 1 | PPA | ArchiveDirectories={D:\openHistorian\Archive
|  |  | 4dd11d78-e566-423b-9db4-636fd8479e3b | 1 | PPA | ArchiveDirectories={D:\openHistorian\Archive
|  |  | ecfdef0b-98a2-486f-b5be-b8221cfab193 | 1 | PPA | ArchiveDirectories={D:\openHistorian\Archive
|  |  | 9b3cf7b4-8150-4749-8c46-b226129a5d84 | 1 | PPA | ArchiveDirectories={D:\openHistorian\Archive
|  |  | bcdfe246-9cb4-439b-bccb-dc2852d206ec | 1 | PPA | ArchiveDirectories={D:\openHistorian\Archive
|  |  | e571188a-d6b2-4cb8-ada5-aea0ea084d11 | 1 | PPA | ArchiveDirectories={D:\openHistorian\Archive
|  |  | 44bfbb7c-42b4-4ebe-8f3c-067fef19dd5e | 1 | PPA | ArchiveDirectories={D:\openHistorian\Archive
|  |  | 4467722f-f41c-47e2-90ca-c0c08ad77760 | 1 | PPA | ArchiveDirectories={D:\openHistorian\Archive
|  |  | aa40d268-c2f6-40fa-99e9-f9be16be459e | 1 | PPA | ArchiveDirectories={D:\openHistorian\Archive
|  |  | a969d560-c2b8-4a8f-9d8a-ed97a380ffc0 | 1 | PPA | ArchiveDirectories={D:\openHistorian\Archive
|  |  | 60070d06-2ef4-4324-9d87-ea8e249ff7c5 | 1 | PPA | ArchiveDirectories={D:\openHistorian\Archive
|  |  | 03461cf7-fc08-49c2-bbbd-34704f3febf3 | 1 | PPA | ArchiveDirectories={D:\openHistorian\Archive
|  |  | dfd285cd-e513-4e2c-9a36-196460df9dc9 | 1 | PPA | ArchiveDirectories={D:\openHistorian\Archive
|  |  | d444d46c-c295-4b03-ab89-2a7868464ff8 | 1 | PPA | ArchiveDirectories={D:\openHistorian\Archive
|  |  | a383fd90-0409-4415-ae9c-8340657e9dfa | 1 | PPA | ArchiveDirectories={D:\openHistorian\Archive
|  |  | 00bc5ad9-45d3-4e93-9a4a-7b96c711ba9d | 1 | PPA | ArchiveDirectories={D:\openHistorian\Archive
|  |  | ebcefb96-7bd1-4404-aed0-305a4d618d3c | 1 | PPA | ArchiveDirectories={D:\openHistorian\Archive
|  |  | 45a9bcf0-19e7-4714-98e9-72f17b02b1c1 | 1 | PPA | ArchiveDirectories={D:\openHistorian\Archive
|  |  | ee326cf6-4fb3-4286-ac8b-da41dafbc4b9 | 1 | PPA | ArchiveDirectories={D:\openHistorian\Archive
|  |  | 579291d3-5add-42b6-96ef-e244685d97c4 | 1 | PPA | ArchiveDirectories={D:\openHistorian\Archive
|  |  | e62c320b-b34d-4b8c-ba63-525a5e4170e0 | 1 | PPA | ArchiveDirectories={D:\openHistorian\Archive
|  |  | 88e5c21b-70da-420e-a6f3-ad3d58cb28ba | 1 | PPA | ArchiveDirectories={D:\openHistorian\Archive
|  |  | 76dba6a5-2fec-49b1-a2d3-bc4420a83017 | 1 | PPA | ArchiveDirectories={D:\openHistorian\Archive
|  |  | 96af0ee0-970c-45db-8353-2b11bab021b5 | 1 | PPA | ArchiveDirectories={D:\openHistorian\Archive
|  |  | 13f32bd8-6707-4881-8b79-fe7ef4e868cb | 1 | PPA | ArchiveDirectories={D:\openHistorian\Archive
|  |  | 8edf41d1-e3cf-4f6b-b2bd-ad744a5ad1de | 1 | PPA | ArchiveDirectories={D:\openHistorian\Archive
|  |  | 5e37a4f7-6dff-4d89-a60b-4121e2487abc | 1 | PPA | ArchiveDirectories={D:\openHistorian\Archive
|  |  | 0b2baad8-3f5c-41d9-b9ae-c6002fb59e63 | 1 | PPA | ArchiveDirectories={D:\openHistorian\Archive
|  |  | 525ffcea-18ce-49cd-b6e8-1aa16c7962a5 | 1 | PPA | ArchiveDirectories={D:\openHistorian\Archive
|  |  | 85cfe850-2603-43ef-ad52-8cb7d4476286 | 1 | PPA | ArchiveDirectories={D:\openHistorian\Archive
|  |  | 8daac0a1-6996-418e-9ba6-16d114590589 | 1 | PPA | ArchiveDirectories={D:\openHistorian\Archive
|  |  | 2dff4f7f-0b9e-40ce-8f59-cda71ec26e47 | 1 | PPA | ArchiveDirectories={D:\openHistorian\Archive
|  |  | ae75aa58-8a3b-42e6-ba72-7070ca05fb19 | 1 | PPA | ArchiveDirectories={D:\openHistorian\Archive
|  |  | c183315b-73eb-40ac-89f7-2c0612da7681 | 1 | PPA | ArchiveDirectories={D:\openHistorian\Archive
|  |  | 668394f3-a2cf-4d15-92c0-cbf7201ff15c | 1 | PPA | ArchiveDirectories={D:\openHistorian\Archive
|  |  | 4aabfeb0-9873-4872-be5a-69e2dc0cc1f5 | 1 | PPA | ArchiveDirectories={D:\openHistorian\Archive
|  |  | 06ee3530-9039-4e36-95a7-6bf085698880 | 1 | PPA | ArchiveDirectories={D:\openHistorian\Archive
|  |  | 802498c8-3b5f-4d01-89df-8e919cd5ed57 | 1 | PPA | ArchiveDirectories={D:\openHistorian\Archive
|  |  | de42e31b-4fc0-4f43-96fe-8c91b15ece12 | 1 | PPA | ArchiveDirectories={D:\openHistorian\Archive
|  |  | 8e7598a1-c111-4e6e-9ce4-d9ccfcfd8cb5 | 1 | PPA | ArchiveDirectories={D:\openHistorian\Archive
|  |  | 60106bc8-8cd2-41d3-aa09-4228579ee319 | 1 | PPA | ArchiveDirectories={D:\openHistorian\Archive
|  |  | 20a9ede8-079d-40b8-8613-f9f2a34b7889 | 1 | PPA | ArchiveDirectories={D:\openHistorian\Archive
|  |  | 64499b41-03c6-4d12-9909-c5033f6e1238 | 1 | PPA | ArchiveDirectories={D:\openHistorian\Archive
|  |  | 872285dc-b763-4099-927c-4a50561c683b | 1 | PPA | ArchiveDirectories={D:\openHistorian\Archive
|  |  | 5974289b-3b3f-4cdd-bf73-63a0d422fdd5 | 1 | PPA | ArchiveDirectories={D:\openHistorian\Archive
|  |  | b3b60f87-3716-42a7-b3da-93cce37b3456 | 1 | PPA | ArchiveDirectories={D:\openHistorian\Archive
|  |  | 37b366ec-a330-491c-9399-e1eff369ae77 | 1 | PPA | ArchiveDirectories={D:\openHistorian\Archive
|  |  | 90e0daea-4cf5-4d80-af4d-3af103472cb8 | 1 | PPA | ArchiveDirectories={D:\openHistorian\Archive
|  |  | 333b3df9-615c-4e19-9ee8-c931ce306c6a | 1 | PPA | ArchiveDirectories={D:\openHistorian\Archive
|  |  | 31750ef2-bdb0-43cd-9bab-e6b3671c4ab2 | 1 | PPA | ArchiveDirectories={D:\openHistorian\Archive
|  |  | 102ef094-6e74-47c6-b6e8-6d08661ed88e | 1 | PPA | ArchiveDirectories={D:\openHistorian\Archive
|  |  | ecb375fc-79d6-44e8-a0a9-f3d50ce9bc50 | 1 | PPA | ArchiveDirectories={D:\openHistorian\Archive
|  |  | 04999a3e-8073-490d-af6f-17055d77dbab | 1 | PPA | ArchiveDirectories={D:\openHistorian\Archive
|  |  | d66767ea-e663-4314-8171-b7708a142260 | 1 | PPA | ArchiveDirectories={D:\openHistorian\Archive
|  |  | 6f57f275-02c5-4549-b7d8-d83a0071fa80 | 1 | PPA | ArchiveDirectories={D:\openHistorian\Archive
|  |  | 22b0377b-cd30-4f5d-903a-5e5a0ac1b713 | 1 | PPA | ArchiveDirectories={D:\openHistorian\Archive
|  |  | d7e77923-ce41-4b68-81f4-a55df4b26463 | 1 | PPA | ArchiveDirectories={D:\openHistorian\Archive
|  |  | fbe51497-b99b-460b-b3d8-d2989331c5a0 | 1 | PPA | ArchiveDirectories={D:\openHistorian\Archive
|  |  | 023e9175-e7c1-4339-a924-6d4fb512df4d | 1 | PPA | ArchiveDirectories={D:\openHistorian\Archive
|  |  | 5b6f39cb-de91-4366-bb5e-614f9cc897c2 | 1 | PPA | ArchiveDirectories={D:\openHistorian\Archive
|  |  | b5b87574-e1fc-417b-af0b-4c2ab01a232c | 1 | PPA | ArchiveDirectories={D:\openHistorian\Archive
|  |  | f59b467a-23b5-4642-b62b-8e0f3ee5c52d | 1 | PPA | ArchiveDirectories={D:\openHistorian\Archive
|  |  | ab1c7290-e4b5-4bdf-8dec-cc79560d5fd8 | 1 | PPA | ArchiveDirectories={D:\openHistorian\Archive
|  |  | 6d524a43-8666-4cc1-82a0-4f6690edef4b | 1 | PPA | ArchiveDirectories={D:\openHistorian\Archive
|  |  | 0efa53ea-0d29-44aa-a393-94c656789ec9 | 1 | PPA | ArchiveDirectories={D:\openHistorian\Archive
|  |  | ea86589c-5d6f-4496-9c34-6eb69fc7ce72 | 1 | PPA | ArchiveDirectories={D:\openHistorian\Archive
|  |  | 72bea2ea-2738-416c-8b1a-4bdf0b111948 | 1 | PPA | ArchiveDirectories={D:\openHistorian\Archive
|  |  | 9ba4a59c-69e5-46ab-8f4d-4d002f02a8ab | 1 | PPA | ArchiveDirectories={D:\openHistorian\Archive
|  |  | 68a971a5-80a6-4665-b169-ed8d241c849c | 1 | PPA | ArchiveDirectories={D:\openHistorian\Archive
|  |  | 653ecce0-e2bd-42ff-a2b1-fd7993088e63 | 1 | PPA | ArchiveDirectories={D:\openHistorian\Archive
|  |  | 71302c13-f49c-4347-9bc6-507330e69589 | 1 | PPA | ArchiveDirectories={D:\openHistorian\Archive
|  |  | c1baec71-6112-4409-b816-81fcc642b5f3 | 1 | PPA | ArchiveDirectories={D:\openHistorian\Archive
|  |  | e5e35068-da41-4486-b094-626e3c07ef93 | 1 | PPA | ArchiveDirectories={D:\openHistorian\Archive
|  |  | 83e1f9db-1ae8-4c8c-a00c-9de40d744567 | 1 | PPA | ArchiveDirectories={D:\openHistorian\Archive
|  |  | 31d498a3-5234-42f5-b64c-1b03c9dd36ea | 1 | PPA | ArchiveDirectories={D:\openHistorian\Archive
|  |  | ee033ca1-e158-4f83-b8e2-83132870425b | 1 | PPA | ArchiveDirectories={D:\openHistorian\Archive
|  |  | bf19aafd-3ae6-4db7-99d9-5d9312d45a40 | 1 | PPA | ArchiveDirectories={D:\openHistorian\Archive
|  |  | f2c7bacc-a82b-4dde-9daf-92fff4e5d13f | 1 | PPA | ArchiveDirectories={D:\openHistorian\Archive
|  |  | b762292d-778c-4cac-a7e9-9a631f68c0ae | 1 | PPA | ArchiveDirectories={D:\openHistorian\Archive
|  |  | ffe27444-aed4-4c6a-99d2-3bcd7c916fc8 | 1 | PPA | ArchiveDirectories={D:\openHistorian\Archive
|  |  | 0bad1a4b-7179-409f-b686-df9b0c70ae77 | 1 | PPA | ArchiveDirectories={D:\openHistorian\Archive
|  |  | a896d825-bba4-4dfd-a1fc-27611d6eb082 | 1 | PPA | ArchiveDirectories={D:\openHistorian\Archive
|  |  | 2b861cda-af23-4521-af76-6475d42cfbc6 | 1 | PPA | ArchiveDirectories={D:\openHistorian\Archive
|  |  | 0a09efa3-329f-4499-b1c0-1504023a8561 | 1 | PPA | ArchiveDirectories={D:\openHistorian\Archive
|  |  | 9bfe2eae-ac2a-4d6c-9dec-aaab25f827a3 | 1 | PPA | ArchiveDirectories={D:\openHistorian\Archive
|  |  | ea035026-45a5-4c20-928b-fa1ffba84918 | 1 | PPA | ArchiveDirectories={D:\openHistorian\Archive
|  |  | a5721fc1-4291-431f-989d-d981d3aa95c3 | 1 | PPA | ArchiveDirectories={D:\openHistorian\Archive
|  |  | 5398d8f9-72cb-4084-afb5-a2bfab6f6380 | 1 | PPA | ArchiveDirectories={D:\openHistorian\Archive
|  |  | c43b953c-310e-4350-841f-85ba0cb33f77 | 1 | PPA | ArchiveDirectories={D:\openHistorian\Archive
|  |  | c3021e8a-5ef2-466c-ae37-b0821218bf6a | 1 | PPA | ArchiveDirectories={D:\openHistorian\Archive
|  |  | 066f32ff-4d86-469b-84a6-be23bf6ee755 | 1 | PPA | ArchiveDirectories={D:\openHistorian\Archive
|  |  | e47827ab-5043-45d3-a669-875af53c4b93 | 1 | PPA | ArchiveDirectories={D:\openHistorian\Archive
|  |  | 3562ce87-271a-48a6-b45a-0fa0feab8525 | 1 | PPA | ArchiveDirectories={D:\openHistorian\Archive
|  |  | 6538cac4-11d6-4937-b28e-f402a72abfc0 | 1 | PPA | ArchiveDirectories={D:\openHistorian\Archive
|  |  | b5db2afd-8ff1-4273-b67f-4d802a7460be | 1 | PPA | ArchiveDirectories={D:\openHistorian\Archive
|  |  | 479a130c-48f1-40de-b67a-32d55e4e03df | 1 | PPA | ArchiveDirectories={D:\openHistorian\Archive
|  |  | 4a2da52a-7142-4675-93ab-30528e8aa72e | 1 | PPA | ArchiveDirectories={D:\openHistorian\Archive
|  |  | 24ae097e-26c8-4e5b-a5f5-ef3b9c1e8297 | 1 | PPA | ArchiveDirectories={D:\openHistorian\Archive
|  |  | e8cfa57a-b218-4a32-afc2-4269c4cf162c | 1 | PPA | ArchiveDirectories={D:\openHistorian\Archive
|  |  | b4569757-76d4-409f-8936-c07b61865dcb | 1 | PPA | ArchiveDirectories={D:\openHistorian\Archive
|  |  | bd6c7d05-a75b-44f5-893f-2777161d8944 | 1 | PPA | ArchiveDirectories={D:\openHistorian\Archive
|  |  | c0ed7d9b-72c0-40d4-8b23-f36c4c4fdda9 | 1 | PPA | ArchiveDirectories={D:\openHistorian\Archive
|  |  | c453473f-6239-4bfc-9a33-e9fe388bb9e1 | 1 | PPA | ArchiveDirectories={D:\openHistorian\Archive
|  |  | 76e0a68e-7d4b-4362-850c-14f1e679f2cb | 1 | PPA | ArchiveDirectories={D:\openHistorian\Archive
|  |  | 92afb925-30f2-4fd9-afbf-187942066368 | 1 | PPA | ArchiveDirectories={D:\openHistorian\Archive
|  |  | a6b7eac1-ae4e-4e36-846d-1aaf17dfd885 | 1 | PPA | ArchiveDirectories={D:\openHistorian\Archive
|  |  | eb3b300c-b1a3-4976-ba4e-1d1c7d1dcfc3 | 1 | PPA | ArchiveDirectories={D:\openHistorian\Archive
|  |  | 6f5c75d9-18c6-40dd-a57c-274179b0031f | 1 | PPA | ArchiveDirectories={D:\openHistorian\Archive
|  |  | 158f08f3-8af5-46bf-b21e-d4b4f1dea80e | 1 | PPA | ArchiveDirectories={D:\openHistorian\Archive
|  |  | 75cf2d7b-6340-4b4d-accc-13156a826845 | 1 | PPA | ArchiveDirectories={D:\openHistorian\Archive
|  |  | 50755e0c-1c73-424c-9996-28c9decb64bf | 1 | PPA | ArchiveDirectories={D:\openHistorian\Archive
|  |  | 01707f12-384e-4674-bf46-e99d6c75f5b5 | 1 | PPA | ArchiveDirectories={D:\openHistorian\Archive
|  |  | b4fe9d95-1241-40c9-9757-fcfef45ad9b3 | 1 | PPA | ArchiveDirectories={D:\openHistorian\Archive
|  |  | d6790468-d19a-43c1-a470-b9e327db5936 | 1 | PPA | ArchiveDirectories={D:\openHistorian\Archive
|  |  | 2adf5e33-5895-4f0a-8c1a-20d91434a7da | 1 | PPA | ArchiveDirectories={D:\openHistorian\Archive
|  |  | 5586a621-937d-4749-81df-355ba7fbf736 | 1 | PPA | ArchiveDirectories={D:\openHistorian\Archive
|  |  | c954fa1b-66cb-425b-879f-bcfbb4900e5f | 1 | PPA | ArchiveDirectories={D:\openHistorian\Archive
|  |  | adc84273-a62b-4384-9997-295cb600aca0 | 1 | PPA | ArchiveDirectories={D:\openHistorian\Archive
|  |  | a500ccb5-43e2-4eaf-84d5-4163879bc750 | 1 | PPA | ArchiveDirectories={D:\openHistorian\Archive
|  |  | b28304bf-8283-4d37-8225-93004ba78d4d | 1 | PPA | ArchiveDirectories={D:\openHistorian\Archive
|  |  | 7364e9d0-2eb2-40ef-9687-1205f25d721c | 1 | PPA | ArchiveDirectories={D:\openHistorian\Archive
|  |  | 55e309a0-1d29-4e5a-abae-08b2b56dc9f9 | 1 | PPA | ArchiveDirectories={D:\openHistorian\Archive
|  |  | 1446d019-7da6-4788-b124-ddd7aa5fbe01 | 1 | PPA | ArchiveDirectories={D:\openHistorian\Archive
|  |  | 7dca48ae-dc3e-4197-80c7-dd1f0905bebd | 1 | PPA | ArchiveDirectories={D:\openHistorian\Archive
|  |  | 9e8a9bdd-d103-495a-80dd-4de64eb779e9 | 1 | PPA | ArchiveDirectories={D:\openHistorian\Archive
|  |  | f312a539-0b96-42b9-a885-534b0beff608 | 1 | PPA | ArchiveDirectories={D:\openHistorian\Archive
|  |  | db05aa89-9801-48bd-ba22-14f9e45ddbc8 | 1 | PPA | ArchiveDirectories={D:\openHistorian\Archive
|  |  | c2ed5b2c-b723-4622-81b4-76909a3bfcf6 | 1 | PPA | ArchiveDirectories={D:\openHistorian\Archive
|  |  | f306117c-249e-468b-84e2-fd8b415a5f32 | 1 | PPA | ArchiveDirectories={D:\openHistorian\Archive
|  |  | f5be212f-f991-4993-848e-e06ea25ff939 | 1 | PPA | ArchiveDirectories={D:\openHistorian\Archive
|  |  | 811647ff-b1f5-4419-b903-dd87bc331d7e | 1 | PPA | ArchiveDirectories={D:\openHistorian\Archive
|  |  | 22573386-5fba-4d97-ada1-9fc9ca83c3a2 | 1 | PPA | ArchiveDirectories={D:\openHistorian\Archive
|  |  | 872572f3-9269-4285-9b64-2ca71ac87930 | 1 | PPA | ArchiveDirectories={D:\openHistorian\Archive
|  |  | 84230346-c861-4c07-9ac3-47f020ef3432 | 1 | PPA | ArchiveDirectories={D:\openHistorian\Archive
|  |  | 402a1454-e929-45a4-985f-602552419a7f | 1 | PPA | ArchiveDirectories={D:\openHistorian\Archive
|  |  | 32517ef3-c3dc-4783-838e-0e308d0c4732 | 1 | PPA | ArchiveDirectories={D:\openHistorian\Archive
|  |  | 4ee4bf8e-5466-4345-bdb9-5a009499739d | 1 | PPA | ArchiveDirectories={D:\openHistorian\Archive
|  |  | 1106cbc7-55f2-4ad2-bfea-1f296d46e01b | 1 | PPA | ArchiveDirectories={D:\openHistorian\Archive
|  |  | dc6cd8b8-ac8a-4a96-b6a6-3961b644ce6c | 1 | PPA | ArchiveDirectories={D:\openHistorian\Archive
|  |  | a0bb6d81-8af7-40ee-9b2d-c555d3f71690 | 1 | PPA | ArchiveDirectories={D:\openHistorian\Archive
|  |  | b8e64208-c018-4dd6-8b84-4797d3fdc7c6 | 1 | PPA | ArchiveDirectories={D:\openHistorian\Archive
|  |  | 9c1a6dd7-0b90-4d64-9c17-e3587ed27e9e | 1 | PPA | ArchiveDirectories={D:\openHistorian\Archive
|  |  | 72a850f5-a474-4516-ac2f-361d5c7456fc | 1 | PPA | ArchiveDirectories={D:\openHistorian\Archive
|  |  | 978dac6c-ac6b-40cb-ba44-b5ad6236a7db | 1 | PPA | ArchiveDirectories={D:\openHistorian\Archive
|  |  | cd42fdc9-8855-4ea2-b20f-8dd849a3f678 | 1 | PPA | ArchiveDirectories={D:\openHistorian\Archive
|  |  | 121f7516-8b76-4769-9f79-990e960da0bb | 1 | PPA | ArchiveDirectories={D:\openHistorian\Archive
|  |  | 2c3ad64e-4d8c-40e8-93be-230ad5ca1aa7 | 1 | PPA | ArchiveDirectories={D:\openHistorian\Archive
|  |  | e5e45a09-7abf-4715-9956-2582269d3261 | 1 | PPA | ArchiveDirectories={D:\openHistorian\Archive
|  |  | 5a2d9d43-4e3e-4b7a-ada1-d69814241dff | 1 | PPA | ArchiveDirectories={D:\openHistorian\Archive
|  |  | 790419e0-9128-4925-8dfa-cb60fd9c6484 | 1 | PPA | ArchiveDirectories={D:\openHistorian\Archive
|  |  | 8da4c14e-2bf4-4e56-a9fb-9601a4f9220a | 1 | PPA | ArchiveDirectories={D:\openHistorian\Archive
|  |  | f910a2d6-95ed-4180-990d-1d22006b6fce | 1 | PPA | ArchiveDirectories={D:\openHistorian\Archive
|  |  | 8a424b77-efd6-4fdf-9843-441b5259f149 | 1 | PPA | ArchiveDirectories={D:\openHistorian\Archive
|  |  | 8159bc2d-ebf7-493a-abc3-88dce3d4b49a | 1 | PPA | ArchiveDirectories={D:\openHistorian\Archive
|  |  | 75e43950-fbf0-4e56-a026-395da78defef | 1 | PPA | ArchiveDirectories={D:\openHistorian\Archive
|  |  | 3747bcfd-9bfc-42e0-a4af-6c46fd547b7c | 1 | PPA | ArchiveDirectories={D:\openHistorian\Archive
|  |  | 33b0f6f6-2138-420b-8b86-758723c14c24 | 1 | PPA | ArchiveDirectories={D:\openHistorian\Archive
|  |  | 73947a6e-bd5e-43d3-8a98-0ebc4938a4ba | 1 | PPA | ArchiveDirectories={D:\openHistorian\Archive
|  |  | da9ad5d3-6101-494d-be01-3b5206ad2d41 | 1 | PPA | ArchiveDirectories={D:\openHistorian\Archive
|  |  | 46f2e183-d5d9-42fa-bb55-eb9bc7e7cc8e | 1 | PPA | ArchiveDirectories={D:\openHistorian\Archive
|  |  | 6dd46f2d-84de-4639-8908-53b8ebbf2ee7 | 1 | PPA | ArchiveDirectories={D:\openHistorian\Archive
|  |  | 4d4e6016-c9e1-4c29-9802-a66ab1d1bd5c | 1 | PPA | ArchiveDirectories={D:\openHistorian\Archive
|  |  | d2378f20-16eb-4321-b738-915aa97524f6 | 1 | PPA | ArchiveDirectories={D:\openHistorian\Archive
|  |  | 639cce9d-da45-457f-a940-b9d59189609c | 1 | PPA | ArchiveDirectories={D:\openHistorian\Archive
|  |  | 496495cd-9aba-47b2-9e79-2f4a397015b2 | 1 | PPA | ArchiveDirectories={D:\openHistorian\Archive
|  |  | 26ebb389-5cb7-4f1e-99bb-545ce70f1d59 | 1 | PPA | ArchiveDirectories={D:\openHistorian\Archive
|  |  | be83bc75-e7ec-4cfa-b089-f9ecac845b67 | 1 | PPA | ArchiveDirectories={D:\openHistorian\Archive
|  |  | 10c43ce1-964e-4e35-a70f-752f54b6af28 | 1 | PPA | ArchiveDirectories={D:\openHistorian\Archive
|  |  | 88a0d8e7-17e7-4629-b5a9-c7af58fc4c13 | 1 | PPA | ArchiveDirectories={D:\openHistorian\Archive
|  |  | d604a1a6-69e5-4efc-8249-be15fce34a06 | 1 | PPA | ArchiveDirectories={D:\openHistorian\Archive
|  |  | 4b0a4d4b-76d4-4164-b628-eaa80a4377bb | 1 | PPA | ArchiveDirectories={D:\openHistorian\Archive
|  |  | adfae8ce-3174-4386-a63b-46dda0e5907a | 1 | PPA | ArchiveDirectories={D:\openHistorian\Archive
|  |  | cf13d444-3df3-427c-88b1-a1e625a5869c | 1 | PPA | ArchiveDirectories={D:\openHistorian\Archive
|  |  | d29a63e7-838d-4439-b843-bd9a8acc8acb | 1 | PPA | ArchiveDirectories={D:\openHistorian\Archive
|  |  | 90b1f8ae-8cd5-47ef-bf67-9d046ba504fe | 1 | PPA | ArchiveDirectories={D:\openHistorian\Archive
|  |  | 241dedac-b3bc-4e48-af74-8a177e89eb03 | 1 | PPA | ArchiveDirectories={D:\openHistorian\Archive
|  |  | 544b5be2-18b7-466b-83ac-a366ce8e0f93 | 1 | PPA | ArchiveDirectories={D:\openHistorian\Archive
|  |  | c1d6917c-be02-44f0-bd0e-e22294473404 | 1 | PPA | ArchiveDirectories={D:\openHistorian\Archive
|  |  | 3a5ca654-d53e-4ba2-a0ee-c5475dacfc98 | 1 | PPA | ArchiveDirectories={D:\openHistorian\Archive
|  |  | 95e876cb-3e67-435a-9022-15f7b832a546 | 1 | PPA | ArchiveDirectories={D:\openHistorian\Archive
|  |  | ed0b457c-2125-40bb-9196-43f6fea524d4 | 1 | PPA | ArchiveDirectories={D:\openHistorian\Archive
|  |  | dc49859d-99e1-4fc6-997c-54adb2934b75 | 1 | PPA | ArchiveDirectories={D:\openHistorian\Archive
|  |  | 1d01915e-5381-4839-a474-f02a671186ff | 1 | PPA | ArchiveDirectories={D:\openHistorian\Archive
|  |  | fb02bac0-ece9-4887-8f3a-a1bd4f842b95 | 1 | PPA | ArchiveDirectories={D:\openHistorian\Archive
|  |  | 8946cffb-6fd2-4346-98a3-618df4b5f7b0 | 1 | PPA | ArchiveDirectories={D:\openHistorian\Archive
|  |  | bd91c0cf-d428-48af-8b84-f05f61512a1c | 1 | PPA | ArchiveDirectories={D:\openHistorian\Archive
|  |  | 30b325eb-aea1-43f3-bca4-6afbd8c765ec | 1 | PPA | ArchiveDirectories={D:\openHistorian\Archive
|  |  | e556cde2-d5c0-4ac0-8360-c2ad9d015918 | 1 | PPA | ArchiveDirectories={D:\openHistorian\Archive
|  |  | 7c4dae57-d8e4-4f85-ab06-e598c18d7f03 | 1 | PPA | ArchiveDirectories={D:\openHistorian\Archive
|  |  | 344d87d3-1f89-4a0c-9b33-302269c7402f | 1 | PPA | ArchiveDirectories={D:\openHistorian\Archive
|  |  | 5675de53-d7a3-4722-82ea-4a1a6396b896 | 1 | PPA | ArchiveDirectories={D:\openHistorian\Archive
|  |  | 5b24700a-aa8e-4639-95c1-0ffe0a9c4203 | 1 | PPA | ArchiveDirectories={D:\openHistorian\Archive
|  |  | c0d7548b-f75a-46e1-b53a-916b54623741 | 1 | PPA | ArchiveDirectories={D:\openHistorian\Archive
|  |  | e2a6b2d7-4311-493a-9840-a7b8b21a134a | 1 | PPA | ArchiveDirectories={D:\openHistorian\Archive
|  |  | 8f950857-79d1-4600-81c0-67f969a77c5b | 1 | PPA | ArchiveDirectories={D:\openHistorian\Archive
|  |  | 96081089-19e3-47d6-81c3-f5b3318b8730 | 1 | PPA | ArchiveDirectories={D:\openHistorian\Archive
|  |  | e55001ec-fb88-42c1-a89b-7c32b78c8098 | 1 | PPA | ArchiveDirectories={D:\openHistorian\Archive
|  |  | 0fc8dd80-366e-4843-8fd9-eebdc3ec2bc9 | 1 | PPA | ArchiveDirectories={D:\openHistorian\Archive
|  |  | bb0a77eb-2e90-46ce-857c-ff69ea484983 | 1 | PPA | ArchiveDirectories={D:\openHistorian\Archive
|  |  | 62093cbb-21c6-491a-95ff-b121e3a8c3ed | 1 | PPA | ArchiveDirectories={D:\openHistorian\Archive
|  |  | 967b7b07-bd5b-40de-86a6-b063fc1c84f4 | 1 | PPA | ArchiveDirectories={D:\openHistorian\Archive
|  |  | 58e0aa5b-0712-45c0-a4da-9560ab524fd0 | 1 | PPA | ArchiveDirectories={D:\openHistorian\Archive
|  |  | af5d42c3-a9e1-4aaa-8587-d01d8d3bff0a | 1 | PPA | ArchiveDirectories={D:\openHistorian\Archive
|  |  | ac0f6b78-e1d7-46ce-bdb4-fd84d89fc666 | 1 | PPA | ArchiveDirectories={D:\openHistorian\Archive
|  |  | da9eaf0c-f48d-4bb4-892b-5dc1e965def0 | 1 | PPA | ArchiveDirectories={D:\openHistorian\Archive
|  |  | 0a8799ca-8d80-4770-98e0-a1ab9b117b46 | 1 | PPA | ArchiveDirectories={D:\openHistorian\Archive
|  |  | 0f51afb2-5334-471b-a058-897d6c59e5ca | 1 | PPA | ArchiveDirectories={D:\openHistorian\Archive
|  |  | 05a3dd76-fdfb-4ba5-966a-639de5f867aa | 1 | PPA | ArchiveDirectories={D:\openHistorian\Archive
|  |  | 48110561-d691-4b60-8916-c238ec7b833e | 1 | PPA | ArchiveDirectories={D:\openHistorian\Archive
|  |  | 8dc25e46-d564-42c9-87c5-341cae40b2e2 | 1 | PPA | ArchiveDirectories={D:\openHistorian\Archive
|  |  | 94f33fd2-5dc5-4660-b040-bdf6aa484f76 | 1 | PPA | ArchiveDirectories={D:\openHistorian\Archive
|  |  | 2474db56-90f5-4a5e-95ff-cbf6ca8c9a02 | 1 | PPA | ArchiveDirectories={D:\openHistorian\Archive
|  |  | 7b74a538-5b1a-4487-99f5-23b88ec7cba7 | 1 | PPA | ArchiveDirectories={D:\openHistorian\Archive
|  |  | 847255b7-c434-4323-9819-f297d8b02d48 | 1 | PPA | ArchiveDirectories={D:\openHistorian\Archive
|  |  | 11d4958d-461c-4cda-9d2e-a9391834a49c | 1 | PPA | ArchiveDirectories={D:\openHistorian\Archive
|  |  | 7706d26c-bea3-459e-9e8b-c827f583ec03 | 1 | PPA | ArchiveDirectories={D:\openHistorian\Archive
|  |  | 73349e66-77eb-4b51-9629-57757a3568fc | 1 | PPA | ArchiveDirectories={D:\openHistorian\Archive
|  |  | c7fc56aa-aa72-4254-92c3-a35a6de2cb5c | 1 | PPA | ArchiveDirectories={D:\openHistorian\Archive
|  |  | e8958c7c-ccb3-4276-aa57-d0503391f959 | 1 | PPA | ArchiveDirectories={D:\openHistorian\Archive
|  |  | 550ee3ce-5e19-473c-974e-bcd9cb826bfb | 1 | PPA | ArchiveDirectories={D:\openHistorian\Archive
|  |  | ba9f68e8-2b9c-42c6-8549-307c81e19239 | 1 | PPA | ArchiveDirectories={D:\openHistorian\Archive
|  |  | f093a955-d89a-4456-94c3-0fa462864caf | 1 | PPA | ArchiveDirectories={D:\openHistorian\Archive
|  |  | f97d85cf-f4a9-48e2-929e-fcaa797c5ed1 | 1 | PPA | ArchiveDirectories={D:\openHistorian\Archive
|  |  | 2d89b0f3-05ef-4a68-9151-f1d705c6935d | 1 | PPA | ArchiveDirectories={D:\openHistorian\Archive
|  |  | 75c8127c-5f63-41b8-9b38-979961bdb800 | 1 | PPA | ArchiveDirectories={D:\openHistorian\Archive
|  |  | cd742e54-c610-465c-adc5-f6276fa84dca | 1 | PPA | ArchiveDirectories={D:\openHistorian\Archive
|  |  | dbf0b8ec-9217-4608-983a-69e0ce003e39 | 1 | PPA | ArchiveDirectories={D:\openHistorian\Archive
|  |  | e3ba11b1-06bb-4c67-8df3-b7b7f8a37158 | 1 | PPA | ArchiveDirectories={D:\openHistorian\Archive
|  |  | f45c1c8f-e9de-49e2-a261-750061e014bf | 1 | PPA | ArchiveDirectories={D:\openHistorian\Archive
|  |  | ef956efe-98d8-4399-ae50-92f48cb78d42 | 1 | PPA | ArchiveDirectories={D:\openHistorian\Archive
|  |  | 1b00d061-5dcc-40c7-aa44-b5df0d61d3d4 | 1 | PPA | ArchiveDirectories={D:\openHistorian\Archive
|  |  | a84fc3ad-7f6b-45c1-9830-c1f8c1c3b1e6 | 1 | PPA | ArchiveDirectories={D:\openHistorian\Archive
|  |  | 526ea0dc-9400-4555-8a18-aa394e153919 | 1 | PPA | ArchiveDirectories={D:\openHistorian\Archive
|  |  | 950b3392-b922-4371-a272-8e8ad1fe0bfc | 1 | PPA | ArchiveDirectories={D:\openHistorian\Archive
|  |  | 623df289-f446-40e5-8ebc-b7f4cfc52db2 | 1 | PPA | ArchiveDirectories={D:\openHistorian\Archive
|  |  | ca19fc81-c270-4341-b8ea-f2030af7193f | 1 | PPA | ArchiveDirectories={D:\openHistorian\Archive
|  |  | 92394582-2e90-4edb-829c-a223da83d828 | 1 | PPA | ArchiveDirectories={D:\openHistorian\Archive
|  |  | a157ed2b-b38c-4b1a-89b0-5eac9d290a28 | 1 | PPA | ArchiveDirectories={D:\openHistorian\Archive
|  |  | 1425eb94-7c32-4648-b86e-a804ca20af59 | 1 | PPA | ArchiveDirectories={D:\openHistorian\Archive
|  |  | f092e254-4b46-425e-99ab-d7fd770dd0b9 | 1 | PPA | ArchiveDirectories={D:\openHistorian\Archive
|  |  | f6d06882-0306-4ead-a230-00e2ba7845b3 | 1 | PPA | ArchiveDirectories={D:\openHistorian\Archive
|  |  | c78f2805-eb21-4307-b09c-fcdcde527ec9 | 1 | PPA | ArchiveDirectories={D:\openHistorian\Archive
|  |  | 1c5cbf3a-0edb-41e3-acd7-103068e0bb8b | 1 | PPA | ArchiveDirectories={D:\openHistorian\Archive
|  |  | 7a500094-0f3a-46cb-b493-e6cf7c640729 | 1 | PPA | ArchiveDirectories={D:\openHistorian\Archive
|  |  | ff52ced5-aa4d-46f7-b99a-381d1d670719 | 1 | PPA | ArchiveDirectories={D:\openHistorian\Archive
|  |  | 2114d503-26ee-4b41-ae3d-0b7f8c09df9b | 1 | PPA | ArchiveDirectories={D:\openHistorian\Archive
|  |  | b068db0a-63dc-4a7c-8b68-d2a17eb1aeb0 | 1 | PPA | ArchiveDirectories={D:\openHistorian\Archive
|  |  | ec977769-212d-4e4e-a814-d9431607e982 | 1 | PPA | ArchiveDirectories={D:\openHistorian\Archive
|  |  | 5360f98f-4e69-4997-a800-260ae0a0bf50 | 1 | PPA | ArchiveDirectories={D:\openHistorian\Archive
|  |  | 3d8a9a2c-a8b8-480d-a5fc-50366e20f848 | 1 | PPA | ArchiveDirectories={D:\openHistorian\Archive
|  |  | 4db95d1a-c71a-4610-b76c-c1b1ebd58688 | 1 | PPA | ArchiveDirectories={D:\openHistorian\Archive
|  |  | 7b342663-9217-4fdf-90fb-9f1d214bec8d | 1 | PPA | ArchiveDirectories={D:\openHistorian\Archive
|  |  | 73de7a8f-037d-4e71-beb7-6bf5b5a6c9d7 | 1 | PPA | ArchiveDirectories={D:\openHistorian\Archive
|  |  | 79d0b6ca-3dd5-47b1-8d56-9308bfbba0e7 | 1 | PPA | ArchiveDirectories={D:\openHistorian\Archive
|  |  | 6da85817-9a05-41e1-a10e-20297fbcb908 | 1 | PPA | ArchiveDirectories={D:\openHistorian\Archive
|  |  | 0de732e8-d82c-48ba-be18-1bd23f2b4e42 | 1 | PPA | ArchiveDirectories={D:\openHistorian\Archive
|  |  | bbd7f773-4d39-42e2-ae87-dce2f7a7e65d | 1 | PPA | ArchiveDirectories={D:\openHistorian\Archive
|  |  | f016b1c4-02c5-4191-be7b-fb3f344496ed | 1 | PPA | ArchiveDirectories={D:\openHistorian\Archive
|  |  | 6e6f0275-c6bb-474c-8f93-b8fd3a07c5de | 1 | PPA | ArchiveDirectories={D:\openHistorian\Archive
|  |  | 13ed5a58-c6d9-489b-bd75-6a2a96cdad0b | 1 | PPA | ArchiveDirectories={D:\openHistorian\Archive
|  |  | b13ebb8a-2c51-41e3-a6e6-d823db7a853e | 1 | PPA | ArchiveDirectories={D:\openHistorian\Archive
|  |  | 0249f6e5-0ab0-4eeb-9151-472b3a60fcc1 | 1 | PPA | ArchiveDirectories={D:\openHistorian\Archive
|  |  | ff1259ba-a3eb-4e05-bb48-f36ee3d6a63c | 1 | PPA | ArchiveDirectories={D:\openHistorian\Archive
|  |  | 42bcc6d9-5d1b-41ef-9549-c994177cab46 | 1 | PPA | ArchiveDirectories={D:\openHistorian\Archive
|  |  | dc061fc4-4e6a-48ff-9818-ed81f7a04c9f | 1 | PPA | ArchiveDirectories={D:\openHistorian\Archive
|  |  | 7cc7ab10-e06d-4e57-b62d-6967e20938b6 | 1 | PPA | ArchiveDirectories={D:\openHistorian\Archive
|  |  | 0f559257-a2b1-4dee-a8e0-1d5c02be7903 | 1 | PPA | ArchiveDirectories={D:\openHistorian\Archive
|  |  | cde7b453-1bc7-414f-8c08-1f014a2c933e | 1 | PPA | ArchiveDirectories={D:\openHistorian\Archive
|  |  | c6b9fe25-2c06-4708-9a53-fd695046d627 | 1 | PPA | ArchiveDirectories={D:\openHistorian\Archive
|  |  | d17097b4-9b7b-46bb-82e9-9c7dcc410338 | 1 | PPA | ArchiveDirectories={D:\openHistorian\Archive
|  |  | acbcb81b-66f5-4d54-93d4-04a9b89d0514 | 1 | PPA | ArchiveDirectories={D:\openHistorian\Archive
|  |  | 336aaaf7-8193-4c79-8610-9621f7ba4d19 | 1 | PPA | ArchiveDirectories={D:\openHistorian\Archive
|  |  | 9ff5d34c-f96c-42b4-ab7f-65d883d78254 | 1 | PPA | ArchiveDirectories={D:\openHistorian\Archive
|  |  | 2c9677ad-3f7e-4d32-b069-99a2be1d95b0 | 1 | PPA | ArchiveDirectories={D:\openHistorian\Archive
|  |  | fd3c9797-c737-4f36-aafd-f324c06eb9fd | 1 | PPA | ArchiveDirectories={D:\openHistorian\Archive
|  |  | e935b5e7-36ce-4a7d-8cdb-fc4b79f56ced | 1 | PPA | ArchiveDirectories={D:\openHistorian\Archive
|  |  | 8c5ae484-768d-4946-b310-e14848dbb604 | 1 | PPA | ArchiveDirectories={D:\openHistorian\Archive
|  |  | 34e3ae79-1027-4f21-87f5-c95d152c5d59 | 1 | PPA | ArchiveDirectories={D:\openHistorian\Archive
|  |  | 6ec7690b-1013-4976-acea-1001d1910c1b | 1 | PPA | ArchiveDirectories={D:\openHistorian\Archive
|  |  | 5c106260-2271-4804-9f21-d9d4a17e03df | 1 | PPA | ArchiveDirectories={D:\openHistorian\Archive
|  |  | ae1bb061-2da9-4957-869a-0bf5274bba79 | 1 | PPA | ArchiveDirectories={D:\openHistorian\Archive
|  |  | 0eb739d3-5478-4616-b7a8-2a3c6631d8cc | 1 | PPA | ArchiveDirectories={D:\openHistorian\Archive
|  |  | 542e218f-7ac8-4084-9bf9-785ae269b667 | 1 | PPA | ArchiveDirectories={D:\openHistorian\Archive
|  |  | 805304e4-03f6-42c9-9d12-7b63b102a3b6 | 1 | PPA | ArchiveDirectories={D:\openHistorian\Archive
|  |  | 3a9687b0-a3eb-4543-9749-17197146fcda | 1 | PPA | ArchiveDirectories={D:\openHistorian\Archive
|  |  | dc9948b1-7e0c-4adb-b2ff-89749f9ffd5a | 1 | PPA | ArchiveDirectories={D:\openHistorian\Archive
|  |  | 94543a0b-23da-41f7-9290-e89f711f12bf | 1 | PPA | ArchiveDirectories={D:\openHistorian\Archive
|  |  | 53e52e05-8ab0-4b95-b746-fa2b53f0b114 | 1 | PPA | ArchiveDirectories={D:\openHistorian\Archive
|  |  | 26af81e5-747f-4fb8-81b9-32e43e5bd363 | 1 | PPA | ArchiveDirectories={D:\openHistorian\Archive
|  |  | 8ac4befa-94e6-44d8-aa6b-252d9176dc82 | 1 | PPA | ArchiveDirectories={D:\openHistorian\Archive
|  |  | 0d795050-6610-40df-88be-5c3663a51891 | 1 | PPA | ArchiveDirectories={D:\openHistorian\Archive
|  |  | 731d7809-9a77-4dce-a466-c45a0740b9bb | 1 | PPA | ArchiveDirectories={D:\openHistorian\Archive
|  |  | 543ce30e-6adc-4c89-9913-63626f0fb2d8 | 1 | PPA | ArchiveDirectories={D:\openHistorian\Archive
|  |  | 2ff3e421-f429-4853-b4a0-632a59e16df5 | 1 | PPA | ArchiveDirectories={D:\openHistorian\Archive
|  |  | 94c9b6f3-747a-4307-b142-dd8e6a818494 | 1 | PPA | ArchiveDirectories={D:\openHistorian\Archive
|  |  | 476e72b9-e465-4338-80d1-5335b3b1c733 | 1 | PPA | ArchiveDirectories={D:\openHistorian\Archive
|  |  | 0e916ad0-176a-436c-9fbd-b2313e7cb510 | 1 | PPA | ArchiveDirectories={D:\openHistorian\Archive
|  |  | 5439a6a5-074a-46d0-a1d5-ac6b6f611245 | 1 | PPA | ArchiveDirectories={D:\openHistorian\Archive
|  |  | d7e57841-98bb-4154-9e98-cd25ef8b07cb | 1 | PPA | ArchiveDirectories={D:\openHistorian\Archive
|  |  | 018ebbd7-079f-498e-b043-e9c716ce901b | 1 | PPA | ArchiveDirectories={D:\openHistorian\Archive
|  |  | 3765cc2c-e3fa-4b03-8226-5054b52657c8 | 1 | PPA | ArchiveDirectories={D:\openHistorian\Archive
|  |  | 789cfaeb-5d4b-4e17-819a-117eae024b2b | 1 | PPA | ArchiveDirectories={D:\openHistorian\Archive
|  |  | 78c9b1d4-ae58-447d-b961-6b578766a4ad | 1 | PPA | ArchiveDirectories={D:\openHistorian\Archive
|  |  | ba21c926-5681-4fb8-baed-809937a171b3 | 1 | PPA | ArchiveDirectories={D:\openHistorian\Archive
|  |  | 076ec5bb-53eb-4185-bffb-7a733aa62f83 | 1 | PPA | ArchiveDirectories={D:\openHistorian\Archive
|  |  | ce1ab70c-7e25-493d-bed3-915f30cbada4 | 1 | PPA | ArchiveDirectories={D:\openHistorian\Archive
|  |  | afa3af32-07be-419c-8734-27c6974640a8 | 1 | PPA | ArchiveDirectories={D:\openHistorian\Archive
|  |  | 2ac9e0cf-8d4f-45cd-9b3f-58492d666042 | 1 | PPA | ArchiveDirectories={D:\openHistorian\Archive
|  |  | 1c4fd8e1-0671-4501-876c-1a5e1ac73f4a | 1 | PPA | ArchiveDirectories={D:\openHistorian\Archive
|  |  | 20fc5ab2-b12a-470b-bb5d-5da781bdd6dd | 1 | PPA | ArchiveDirectories={D:\openHistorian\Archive
|  |  | d1579d5d-5167-4c99-90a7-5a80395381af | 1 | PPA | ArchiveDirectories={D:\openHistorian\Archive
|  |  | a75111c5-f807-495f-87f7-9315fe0f8e56 | 1 | PPA | ArchiveDirectories={D:\openHistorian\Archive
|  |  | 8e1e498d-d9cd-4a7b-960d-85cc8a7eb869 | 1 | PPA | ArchiveDirectories={D:\openHistorian\Archive
|  |  | e8abdf1a-8473-4ec9-81be-d331e3b95e16 | 1 | PPA | ArchiveDirectories={D:\openHistorian\Archive
|  |  | ec9092cc-508e-44b5-9c04-1fd0b4cbf355 | 1 | PPA | ArchiveDirectories={D:\openHistorian\Archive
|  |  | 4edfa8b5-adc8-4675-aece-71f2c483f8db | 1 | PPA | ArchiveDirectories={D:\openHistorian\Archive
|  |  | c44d6436-0304-4f28-b4ea-cadaef162bc5 | 1 | PPA | ArchiveDirectories={D:\openHistorian\Archive
|  |  | ac35cf59-1af3-4cfb-acef-2d262281d14d | 1 | PPA | ArchiveDirectories={D:\openHistorian\Archive
|  |  | 890ae1b0-0066-4012-a936-fca337c7b027 | 1 | PPA | ArchiveDirectories={D:\openHistorian\Archive
|  |  | b84c9a71-3033-4901-8f11-b000f5374ab3 | 1 | PPA | ArchiveDirectories={D:\openHistorian\Archive
|  |  | e3e3fb9b-f573-4452-b051-7b8940fa5b18 | 1 | PPA | ArchiveDirectories={D:\openHistorian\Archive
|  |  | 8325f399-4935-4303-8d15-12e344d4cad1 | 1 | PPA | ArchiveDirectories={D:\openHistorian\Archive
|  |  | 1647cd11-1595-4e61-8cb8-fdaaf9a273b2 | 1 | PPA | ArchiveDirectories={D:\openHistorian\Archive
|  |  | a40c4b7a-cf49-4e03-81a6-22076f8e76d1 | 1 | PPA | ArchiveDirectories={D:\openHistorian\Archive
|  |  | 0fe791cd-d535-4a23-8819-44aade411c16 | 1 | PPA | ArchiveDirectories={D:\openHistorian\Archive
|  |  | c96b6cb8-7821-49af-a50d-225fef09910b | 1 | PPA | ArchiveDirectories={D:\openHistorian\Archive
|  |  | 546e05b8-8841-4659-a38a-52d3b4576522 | 1 | PPA | ArchiveDirectories={D:\openHistorian\Archive
|  |  | 33eaaca9-bd41-4d38-b0da-c6e8472de5a7 | 1 | PPA | ArchiveDirectories={D:\openHistorian\Archive
|  |  | ba3f9ae3-7543-4595-b822-73c01786f051 | 1 | PPA | ArchiveDirectories={D:\openHistorian\Archive
|  |  | c29a8fef-e309-48d2-a2d7-962d7ac22b9f | 1 | PPA | ArchiveDirectories={D:\openHistorian\Archive
|  |  | e821aabc-68ac-414d-9387-981b61e129f5 | 1 | PPA | ArchiveDirectories={D:\openHistorian\Archive
|  |  | 810f0850-ab7f-49c4-b0d8-7b7c7e08e9af | 1 | PPA | ArchiveDirectories={D:\openHistorian\Archive
|  |  | 33da8c34-fc09-4788-909d-660f56d9c055 | 1 | PPA | ArchiveDirectories={D:\openHistorian\Archive
|  |  | 99a656d2-b4bb-452e-ad76-de68b1355bff | 1 | PPA | ArchiveDirectories={D:\openHistorian\Archive
|  |  | 8643aa41-2481-4636-bec5-30a46f5f65f7 | 1 | PPA | ArchiveDirectories={D:\openHistorian\Archive
|  |  | 9005ed72-f816-46a1-9fbf-3b719cac27bb | 1 | PPA | ArchiveDirectories={D:\openHistorian\Archive
|  |  | 8755b418-8262-44d6-a4ba-7bdae3a57dcb | 1 | PPA | ArchiveDirectories={D:\openHistorian\Archive
|  |  | aebdb355-0b6c-418a-bdea-b2692c1cdfe9 | 1 | PPA | ArchiveDirectories={D:\openHistorian\Archive
|  |  | af3388b0-c603-4e67-bdf9-1045723e0cb9 | 1 | PPA | ArchiveDirectories={D:\openHistorian\Archive
|  |  | 5ff3e798-7504-4004-8e17-f9df0a661a5c | 1 | PPA | ArchiveDirectories={D:\openHistorian\Archive
|  |  | edfe087f-894e-4582-86f1-9898e63b1483 | 1 | PPA | ArchiveDirectories={D:\openHistorian\Archive
|  |  | 1eb463fd-a735-4205-839d-9f3ccff88350 | 1 | PPA | ArchiveDirectories={D:\openHistorian\Archive
|  |  | 552379ea-bdd4-4c16-8363-d2df38f4eb5c | 1 | PPA | ArchiveDirectories={D:\openHistorian\Archive
|  |  | 2bc5fbbc-6d25-49df-81cd-7b2305f6abd3 | 1 | PPA | ArchiveDirectories={D:\openHistorian\Archive
|  |  | cdd2d3e5-1305-4ac0-ad83-55d0caa3a065 | 1 | PPA | ArchiveDirectories={D:\openHistorian\Archive
|  |  | cadcfe14-bbb4-4c41-9286-ce96c8940613 | 1 | PPA | ArchiveDirectories={D:\openHistorian\Archive
|  |  | 92ceb80f-8d3e-47ab-9618-dbbf76273239 | 1 | PPA | ArchiveDirectories={D:\openHistorian\Archive
|  |  | c56983e3-760a-41c7-a290-c424613e8f04 | 1 | PPA | ArchiveDirectories={D:\openHistorian\Archive
|  |  | 3b271fbd-2d5f-48a7-bd93-de3327d83832 | 1 | PPA | ArchiveDirectories={D:\openHistorian\Archive
|  |  | 3fb88016-4e59-4fc7-b941-7ecbc10f38d7 | 1 | PPA | ArchiveDirectories={D:\openHistorian\Archive
|  |  | 2d737e8e-4f2a-4da4-8a26-12db5139afae | 1 | PPA | ArchiveDirectories={D:\openHistorian\Archive
|  |  | 90d47047-de92-4e38-8667-e0df0400c27b | 1 | PPA | ArchiveDirectories={D:\openHistorian\Archive
|  |  | 2a8785df-ed86-4c61-afdf-5a86f162220a | 1 | PPA | ArchiveDirectories={D:\openHistorian\Archive
|  |  | 628fef56-8f13-4c51-8df5-f4d802364a0e | 1 | PPA | ArchiveDirectories={D:\openHistorian\Archive
|  |  | 491c663f-3e2a-4f2d-8877-91041ab9618a | 1 | PPA | ArchiveDirectories={D:\openHistorian\Archive
|  |  | 31032c61-fd22-4bba-b5be-6c331f1e6b8e | 1 | PPA | ArchiveDirectories={D:\openHistorian\Archive
|  |  | a5ae5709-2d30-42c5-8d45-4c2c14656050 | 1 | PPA | ArchiveDirectories={D:\openHistorian\Archive
|  |  | d5f00d1e-8f61-4c91-82be-773b98933f64 | 1 | PPA | ArchiveDirectories={D:\openHistorian\Archive
|  |  | 84fd4566-1b71-49bc-9c1b-47a7600495ee | 1 | PPA | ArchiveDirectories={D:\openHistorian\Archive
|  |  | b4d01d9d-1736-4dea-8944-71831106d864 | 1 | PPA | ArchiveDirectories={D:\openHistorian\Archive
|  |  | 5b8003e4-2e54-4051-a7db-9a18b2c391e3 | 1 | PPA | ArchiveDirectories={D:\openHistorian\Archive
|  |  | a4062319-3020-4a55-9b05-646bca86ddb1 | 1 | PPA | ArchiveDirectories={D:\openHistorian\Archive
|  |  | 827e2d44-19e3-44e2-b4c9-41e65a50f9be | 1 | PPA | ArchiveDirectories={D:\openHistorian\Archive
|  |  | 49b14f01-fcd9-48ba-8434-fa07aadb73e7 | 1 | PPA | ArchiveDirectories={D:\openHistorian\Archive
|  |  | efcfba34-98e5-4935-9ea0-be8280318dde | 1 | PPA | ArchiveDirectories={D:\openHistorian\Archive
|  |  | 7b615875-1a0a-45c4-98ab-fa97ffaba1c3 | 1 | PPA | ArchiveDirectories={D:\openHistorian\Archive
|  |  | a0f056d3-bddf-4d0f-80bc-3d202a31354c | 1 | PPA | ArchiveDirectories={D:\openHistorian\Archive
|  |  | 8820961e-c108-4f9a-9b0f-118e6afd5b83 | 1 | PPA | ArchiveDirectories={D:\openHistorian\Archive
|  |  | 3ce434b9-083d-48e5-9c65-f0faded77a19 | 1 | PPA | ArchiveDirectories={D:\openHistorian\Archive
|  |  | 51eb3499-82a1-47da-a930-1c9a1db8b129 | 1 | PPA | ArchiveDirectories={D:\openHistorian\Archive
|  |  | 7a2b5e66-d8f6-4445-a8fd-9cc8210a2419 | 1 | PPA | ArchiveDirectories={D:\openHistorian\Archive
|  |  | 04d223ec-21ad-461e-aeef-4b9f805aca26 | 1 | PPA | ArchiveDirectories={D:\openHistorian\Archive
|  |  | 00a10ae5-7a06-498f-9ea1-51d8a202e515 | 1 | PPA | ArchiveDirectories={D:\openHistorian\Archive
|  |  | 8ede59bd-2fd7-4561-965f-3fa01c158612 | 1 | PPA | ArchiveDirectories={D:\openHistorian\Archive
|  |  | 5843756b-02a4-4754-9f00-45b1d9bd6257 | 1 | PPA | ArchiveDirectories={D:\openHistorian\Archive
|  |  | abd678a7-d5dc-43b8-9c87-b7f8c59e2a99 | 1 | PPA | ArchiveDirectories={D:\openHistorian\Archive
|  |  | fd9ed40d-f631-432a-8043-f8b434b0c127 | 1 | PPA | ArchiveDirectories={D:\openHistorian\Archive
|  |  | c6b90e7a-afd8-4457-aafd-a240bab441ea | 1 | PPA | ArchiveDirectories={D:\openHistorian\Archive
|  |  | 99fb9895-14a2-465c-8b9f-228a3f5090e0 | 1 | PPA | ArchiveDirectories={D:\openHistorian\Archive
|  |  | 2d606fa0-5fc1-4e22-8394-fa01da48181d | 1 | PPA | ArchiveDirectories={D:\openHistorian\Archive
|  |  | c9bf2f93-7ca2-42d2-87dd-d443843996e9 | 1 | PPA | ArchiveDirectories={D:\openHistorian\Archive
|  |  | beb63bdd-81e6-45da-88a0-5e6b9cea066f | 1 | PPA | ArchiveDirectories={D:\openHistorian\Archive
|  |  | bd49bc32-fafd-4494-b5be-ffe962960ba4 | 1 | PPA | ArchiveDirectories={D:\openHistorian\Archive
|  |  | 28517c37-43d2-4dc4-9529-62b58ff6f1da | 1 | PPA | ArchiveDirectories={D:\openHistorian\Archive
|  |  | 58c9a855-ccb2-44c8-a7f3-8c02a8875a0e | 1 | PPA | ArchiveDirectories={D:\openHistorian\Archive
|  |  | 8c8ed086-782a-45c2-b40b-4e54e8e18fbf | 1 | PPA | ArchiveDirectories={D:\openHistorian\Archive
|  |  | eb108b16-62e9-4d22-a006-c0b5a3282f32 | 1 | PPA | ArchiveDirectories={D:\openHistorian\Archive
|  |  | de6871e9-c8f9-4019-a522-a48f86e95cea | 1 | PPA | ArchiveDirectories={D:\openHistorian\Archive
|  |  | 6b30687d-59da-4d9e-81f0-9eca668e28ff | 1 | PPA | ArchiveDirectories={D:\openHistorian\Archive
|  |  | fd11fb76-b95d-4e1b-9c66-e1be6843fe3e | 1 | PPA | ArchiveDirectories={D:\openHistorian\Archive
|  |  | 291eabfb-5350-4e71-aac7-407873550e5e | 1 | PPA | ArchiveDirectories={D:\openHistorian\Archive
|  |  | 4bdf91b5-84de-4f92-abf1-eecca315aae5 | 1 | PPA | ArchiveDirectories={D:\openHistorian\Archive
|  |  | 88a1cce0-4715-4c5f-b32a-a2539a2201f5 | 1 | PPA | ArchiveDirectories={D:\openHistorian\Archive
|  |  | b73d7a45-2e9d-48a7-80ef-cc63059f93c8 | 1 | PPA | ArchiveDirectories={D:\openHistorian\Archive
|  |  | 0e6c62fb-ea35-4466-b3a1-92ac6ced7ed8 | 2 | STAT |  | 1343 | ONS_LOCAL$PRBTA_500_PM_07!PMU:ST1 |  |  | 8736f6c7-ad41-4b43-b4f6-e684e0d4ad20 |  |  | 30 | [8 empty] | 11 | [5 empty] | LOCAL$PRBTA_500_PM_07!PMU-ST1 | 0.0 | 1.0 | Device statistic for Number of data quality errors reported by device during last reporting interval. | 0 | 1 | 1 |  | Any | STAT | Statistic | ST |  |  | STAT:1343 | 2021-07-20 20:01
|  |  | 5ab647ae-dc84-4991-9b15-ffb41b59a18e | 2 | STAT |  | 1344 | ONS_LOCAL$PRBTA_500_PM_07!PMU:ST2 |  |  | 8736f6c7-ad41-4b43-b4f6-e684e0d4ad20 |  |  | 30 | [8 empty] | 11 | [5 empty] | LOCAL$PRBTA_500_PM_07!PMU-ST2 | 0.0 | 1.0 | Device statistic for Number of time quality errors reported by device during last reporting interval. | 0 | 1 | 1 |  | Any | STAT | Statistic | ST |  |  | STAT:1344 | 2021-07-20 20:01
|  |  | 570bdc79-6c30-48eb-9a1b-2fc82b7b9ebd | 2 | STAT |  | 1345 | ONS_LOCAL$PRBTA_500_PM_07!PMU:ST3 |  |  | 8736f6c7-ad41-4b43-b4f6-e684e0d4ad20 |  |  | 30 | [8 empty] | 11 | [5 empty] | LOCAL$PRBTA_500_PM_07!PMU-ST3 | 0.0 | 1.0 | Device statistic for Number of device errors reported by device during last reporting interval. | 0 | 1 | 1 |  | Any | STAT | Statistic | ST |  |  | STAT:1345 | 2021-07-20 20:01
|  |  | da09bed3-e387-4b59-8096-9602f55329ca | 2 | STAT |  | 1346 | ONS_LOCAL$PRBTA_500_PM_07!PMU:ST4 |  |  | 8736f6c7-ad41-4b43-b4f6-e684e0d4ad20 |  |  | 30 | [8 empty] | 11 | [5 empty] | LOCAL$PRBTA_500_PM_07!PMU-ST4 | 0.0 | 1.0 | Device statistic for Number of measurements received from device during last reporting interval. | 0 | 1 | 1 |  | Any | STAT | Statistic | ST |  |  | STAT:1346 | 2021-07-20 20:01
|  |  | 7095b279-2c88-40bc-afb6-ed28ae3e7a96 | 2 | STAT |  | 1347 | ONS_LOCAL$PRBTA_500_PM_07!PMU:ST5 |  |  | 8736f6c7-ad41-4b43-b4f6-e684e0d4ad20 |  |  | 30 | [8 empty] | 11 | [5 empty] | LOCAL$PRBTA_500_PM_07!PMU-ST5 | 0.0 | 1.0 | Device statistic for Expected number of measurements received from device during last reporting interval. | 0 | 1 | 1 |  | Any | STAT | Statistic | ST |  |  | STAT:1347 | 2021-07-20 20:01
|  |  | b9776c75-492e-4c61-850a-3ecfc24fee02 | 2 | STAT |  | 1348 | ONS_LOCAL$PRBTA_500_PM_07!PMU:ST6 |  |  | 8736f6c7-ad41-4b43-b4f6-e684e0d4ad20 |  |  | 30 | [8 empty] | 11 | [5 empty] | LOCAL$PRBTA_500_PM_07!PMU-ST6 | 0.0 | 1.0 | Device statistic for Number of measurements received while device was reporting errors during last reporting interval. | 0 | 1 | 1 |  | Any | STAT | Statistic | ST |  |  | STAT:1348 | 2021-07-20 20:01
|  |  | 0f7fbf8c-cd52-4133-8d94-3c8809bb3479 | 2 | STAT |  | 1349 | ONS_LOCAL$PRBTA_500_PM_07!PMU:ST7 |  |  | 8736f6c7-ad41-4b43-b4f6-e684e0d4ad20 |  |  | 30 | [8 empty] | 11 | [5 empty] | LOCAL$PRBTA_500_PM_07!PMU-ST7 | 0.0 | 1.0 | Device statistic for Number of defined measurements (per frame) from device during last reporting interval. | 0 | 1 | 1 |  | Any | STAT | Statistic | ST |  |  | STAT:1349 | 2021-07-20 20:01
|  |  | dbb40970-364e-4389-882a-0338a8322e6b | 2 | STAT |  | 1350 | ONS_LOCAL$PRBTA_525_PM_01!PMU:ST1 |  |  | 8736f6c7-ad41-4b43-b4f6-e684e0d4ad20 |  |  | 30 | [8 empty] | 11 | [5 empty] | LOCAL$PRBTA_525_PM_01!PMU-ST1 | 0.0 | 1.0 | Device statistic for Number of data quality errors reported by device during last reporting interval. | 0 | 1 | 1 |  | Any | STAT | Statistic | ST |  |  | STAT:1350 | 2021-07-20 20:01
|  |  | 7c1cae49-cc15-4a52-a922-ae205160f249 | 2 | STAT |  | 1351 | ONS_LOCAL$PRBTA_525_PM_01!PMU:ST2 |  |  | 8736f6c7-ad41-4b43-b4f6-e684e0d4ad20 |  |  | 30 | [8 empty] | 11 | [5 empty] | LOCAL$PRBTA_525_PM_01!PMU-ST2 | 0.0 | 1.0 | Device statistic for Number of time quality errors reported by device during last reporting interval. | 0 | 1 | 1 |  | Any | STAT | Statistic | ST |  |  | STAT:1351 | 2021-07-20 20:01
|  |  | 282b7624-dc56-46cc-b33b-1cd400f9ec5d | 2 | STAT |  | 1352 | ONS_LOCAL$PRBTA_525_PM_01!PMU:ST3 |  |  | 8736f6c7-ad41-4b43-b4f6-e684e0d4ad20 |  |  | 30 | [8 empty] | 11 | [5 empty] | LOCAL$PRBTA_525_PM_01!PMU-ST3 | 0.0 | 1.0 | Device statistic for Number of device errors reported by device during last reporting interval. | 0 | 1 | 1 |  | Any | STAT | Statistic | ST |  |  | STAT:1352 | 2021-07-20 20:01
|  |  | b42ad3a6-864c-4817-be96-d9e600f46991 | 2 | STAT |  | 1353 | ONS_LOCAL$PRBTA_525_PM_01!PMU:ST4 |  |  | 8736f6c7-ad41-4b43-b4f6-e684e0d4ad20 |  |  | 30 | [8 empty] | 11 | [5 empty] | LOCAL$PRBTA_525_PM_01!PMU-ST4 | 0.0 | 1.0 | Device statistic for Number of measurements received from device during last reporting interval. | 0 | 1 | 1 |  | Any | STAT | Statistic | ST |  |  | STAT:1353 | 2021-07-20 20:01
|  |  | a6a89e26-8315-4d42-9598-8455de184b69 | 2 | STAT |  | 1354 | ONS_LOCAL$PRBTA_525_PM_01!PMU:ST5 |  |  | 8736f6c7-ad41-4b43-b4f6-e684e0d4ad20 |  |  | 30 | [8 empty] | 11 | [5 empty] | LOCAL$PRBTA_525_PM_01!PMU-ST5 | 0.0 | 1.0 | Device statistic for Expected number of measurements received from device during last reporting interval. | 0 | 1 | 1 |  | Any | STAT | Statistic | ST |  |  | STAT:1354 | 2021-07-20 20:01
|  |  | 84718f94-9d77-4ce6-a2e8-2302dbf95e69 | 2 | STAT |  | 1355 | ONS_LOCAL$PRBTA_525_PM_01!PMU:ST6 |  |  | 8736f6c7-ad41-4b43-b4f6-e684e0d4ad20 |  |  | 30 | [8 empty] | 11 | [5 empty] | LOCAL$PRBTA_525_PM_01!PMU-ST6 | 0.0 | 1.0 | Device statistic for Number of measurements received while device was reporting errors during last reporting interval. | 0 | 1 | 1 |  | Any | STAT | Statistic | ST |  |  | STAT:1355 | 2021-07-20 20:01
|  |  | 2fa641b2-31ad-42fb-a2fd-b50a3d0e5cd3 | 2 | STAT |  | 1356 | ONS_LOCAL$PRBTA_525_PM_01!PMU:ST7 |  |  | 8736f6c7-ad41-4b43-b4f6-e684e0d4ad20 |  |  | 30 | [8 empty] | 11 | [5 empty] | LOCAL$PRBTA_525_PM_01!PMU-ST7 | 0.0 | 1.0 | Device statistic for Number of defined measurements (per frame) from device during last reporting interval. | 0 | 1 | 1 |  | Any | STAT | Statistic | ST |  |  | STAT:1356 | 2021-07-20 20:01
|  |  | 2d6115d9-a962-4cdb-8372-6fa8ea33ea2a | 2 | STAT |  | 1357 | ONS_LOCAL$PRCTL_525_PM_01!PMU:ST1 |  |  | 8736f6c7-ad41-4b43-b4f6-e684e0d4ad20 |  |  | 30 | [8 empty] | 11 | [5 empty] | LOCAL$PRCTL_525_PM_01!PMU-ST1 | 0.0 | 1.0 | Device statistic for Number of data quality errors reported by device during last reporting interval. | 0 | 1 | 1 |  | Any | STAT | Statistic | ST |  |  | STAT:1357 | 2021-07-20 20:01
|  |  | f90275c8-474c-4eb1-a0f4-401cd49aa6cb | 2 | STAT |  | 1358 | ONS_LOCAL$PRCTL_525_PM_01!PMU:ST2 |  |  | 8736f6c7-ad41-4b43-b4f6-e684e0d4ad20 |  |  | 30 | [8 empty] | 11 | [5 empty] | LOCAL$PRCTL_525_PM_01!PMU-ST2 | 0.0 | 1.0 | Device statistic for Number of time quality errors reported by device during last reporting interval. | 0 | 1 | 1 |  | Any | STAT | Statistic | ST |  |  | STAT:1358 | 2021-07-20 20:01
|  |  | 454ea611-41f5-419f-814c-db913ca6c2d0 | 2 | STAT |  | 1359 | ONS_LOCAL$PRCTL_525_PM_01!PMU:ST3 |  |  | 8736f6c7-ad41-4b43-b4f6-e684e0d4ad20 |  |  | 30 | [8 empty] | 11 | [5 empty] | LOCAL$PRCTL_525_PM_01!PMU-ST3 | 0.0 | 1.0 | Device statistic for Number of device errors reported by device during last reporting interval. | 0 | 1 | 1 |  | Any | STAT | Statistic | ST |  |  | STAT:1359 | 2021-07-20 20:01
|  |  | e0878763-e05b-4db1-9f74-76e21ff75b4e | 2 | STAT |  | 1360 | ONS_LOCAL$PRCTL_525_PM_01!PMU:ST4 |  |  | 8736f6c7-ad41-4b43-b4f6-e684e0d4ad20 |  |  | 30 | [8 empty] | 11 | [5 empty] | LOCAL$PRCTL_525_PM_01!PMU-ST4 | 0.0 | 1.0 | Device statistic for Number of measurements received from device during last reporting interval. | 0 | 1 | 1 |  | Any | STAT | Statistic | ST |  |  | STAT:1360 | 2021-07-20 20:01
|  |  | fae53f3f-0ec2-49fc-9981-18dd42751fa8 | 2 | STAT |  | 1361 | ONS_LOCAL$PRCTL_525_PM_01!PMU:ST5 |  |  | 8736f6c7-ad41-4b43-b4f6-e684e0d4ad20 |  |  | 30 | [8 empty] | 11 | [5 empty] | LOCAL$PRCTL_525_PM_01!PMU-ST5 | 0.0 | 1.0 | Device statistic for Expected number of measurements received from device during last reporting interval. | 0 | 1 | 1 |  | Any | STAT | Statistic | ST |  |  | STAT:1361 | 2021-07-20 20:01
|  |  | b7f20a55-401c-4df9-bdee-dadb4d58fe04 | 2 | STAT |  | 1362 | ONS_LOCAL$PRCTL_525_PM_01!PMU:ST6 |  |  | 8736f6c7-ad41-4b43-b4f6-e684e0d4ad20 |  |  | 30 | [8 empty] | 11 | [5 empty] | LOCAL$PRCTL_525_PM_01!PMU-ST6 | 0.0 | 1.0 | Device statistic for Number of measurements received while device was reporting errors during last reporting interval. | 0 | 1 | 1 |  | Any | STAT | Statistic | ST |  |  | STAT:1362 | 2021-07-20 20:01
|  |  | 9c085315-b6c6-4c71-b17b-993f46af1e0f | 2 | STAT |  | 1363 | ONS_LOCAL$PRCTL_525_PM_01!PMU:ST7 |  |  | 8736f6c7-ad41-4b43-b4f6-e684e0d4ad20 |  |  | 30 | [8 empty] | 11 | [5 empty] | LOCAL$PRCTL_525_PM_01!PMU-ST7 | 0.0 | 1.0 | Device statistic for Number of defined measurements (per frame) from device during last reporting interval. | 0 | 1 | 1 |  | Any | STAT | Statistic | ST |  |  | STAT:1363 | 2021-07-20 20:01
|  |  | 04567fe2-114d-4365-9380-bbad59a2dddc | 2 | STAT |  | 1364 | ONS_LOCAL$PRCVO_525_PM_01!PMU:ST1 |  |  | 8736f6c7-ad41-4b43-b4f6-e684e0d4ad20 |  |  | 30 | [8 empty] | 11 | [5 empty] | LOCAL$PRCVO_525_PM_01!PMU-ST1 | 0.0 | 1.0 | Device statistic for Number of data quality errors reported by device during last reporting interval. | 0 | 1 | 1 |  | Any | STAT | Statistic | ST |  |  | STAT:1364 | 2021-07-20 20:01
|  |  | 26cb0e8e-26ae-477b-9cca-ef7f264222d5 | 2 | STAT |  | 1365 | ONS_LOCAL$PRCVO_525_PM_01!PMU:ST2 |  |  | 8736f6c7-ad41-4b43-b4f6-e684e0d4ad20 |  |  | 30 | [8 empty] | 11 | [5 empty] | LOCAL$PRCVO_525_PM_01!PMU-ST2 | 0.0 | 1.0 | Device statistic for Number of time quality errors reported by device during last reporting interval. | 0 | 1 | 1 |  | Any | STAT | Statistic | ST |  |  | STAT:1365 | 2021-07-20 20:01
|  |  | e8455d3f-d635-40fe-b627-a082b2a291e9 | 2 | STAT |  | 1366 | ONS_LOCAL$PRCVO_525_PM_01!PMU:ST3 |  |  | 8736f6c7-ad41-4b43-b4f6-e684e0d4ad20 |  |  | 30 | [8 empty] | 11 | [5 empty] | LOCAL$PRCVO_525_PM_01!PMU-ST3 | 0.0 | 1.0 | Device statistic for Number of device errors reported by device during last reporting interval. | 0 | 1 | 1 |  | Any | STAT | Statistic | ST |  |  | STAT:1366 | 2021-07-20 20:01
|  |  | 11db3de5-557d-41fe-a111-24e4ad353a4e | 2 | STAT |  | 1367 | ONS_LOCAL$PRCVO_525_PM_01!PMU:ST4 |  |  | 8736f6c7-ad41-4b43-b4f6-e684e0d4ad20 |  |  | 30 | [8 empty] | 11 | [5 empty] | LOCAL$PRCVO_525_PM_01!PMU-ST4 | 0.0 | 1.0 | Device statistic for Number of measurements received from device during last reporting interval. | 0 | 1 | 1 |  | Any | STAT | Statistic | ST |  |  | STAT:1367 | 2021-07-20 20:01
|  |  | 5b03fdbb-f58d-43cd-a4d0-a7fc723ae0af | 2 | STAT |  | 1368 | ONS_LOCAL$PRCVO_525_PM_01!PMU:ST5 |  |  | 8736f6c7-ad41-4b43-b4f6-e684e0d4ad20 |  |  | 30 | [8 empty] | 11 | [5 empty] | LOCAL$PRCVO_525_PM_01!PMU-ST5 | 0.0 | 1.0 | Device statistic for Expected number of measurements received from device during last reporting interval. | 0 | 1 | 1 |  | Any | STAT | Statistic | ST |  |  | STAT:1368 | 2021-07-20 20:01
|  |  | a3c72649-2796-44bb-aa5d-cb3fb3748ffd | 2 | STAT |  | 1369 | ONS_LOCAL$PRCVO_525_PM_01!PMU:ST6 |  |  | 8736f6c7-ad41-4b43-b4f6-e684e0d4ad20 |  |  | 30 | [8 empty] | 11 | [5 empty] | LOCAL$PRCVO_525_PM_01!PMU-ST6 | 0.0 | 1.0 | Device statistic for Number of measurements received while device was reporting errors during last reporting interval. | 0 | 1 | 1 |  | Any | STAT | Statistic | ST |  |  | STAT:1369 | 2021-07-20 20:01
|  |  | 1d5888fc-aefe-41b9-a194-aad5dd4c793b | 2 | STAT |  | 1370 | ONS_LOCAL$PRCVO_525_PM_01!PMU:ST7 |  |  | 8736f6c7-ad41-4b43-b4f6-e684e0d4ad20 |  |  | 30 | [8 empty] | 11 | [5 empty] | LOCAL$PRCVO_525_PM_01!PMU-ST7 | 0.0 | 1.0 | Device statistic for Number of defined measurements (per frame) from device during last reporting interval. | 0 | 1 | 1 |  | Any | STAT | Statistic | ST |  |  | STAT:1370 | 2021-07-20 20:01
|  |  | 61366e17-78da-41dd-97ce-44350de1adb8 | 2 | STAT |  | 1371 | ONS_LOCAL$PRIVP_525_PM_11!PMU:ST1 |  |  | 8736f6c7-ad41-4b43-b4f6-e684e0d4ad20 |  |  | 30 | [8 empty] | 11 | [5 empty] | LOCAL$PRIVP_525_PM_11!PMU-ST1 | 0.0 | 1.0 | Device statistic for Number of data quality errors reported by device during last reporting interval. | 0 | 1 | 1 |  | Any | STAT | Statistic | ST |  |  | STAT:1371 | 2021-07-20 20:01
|  |  | c6d935a0-2db9-4097-84e1-4f560bb5d20a | 2 | STAT |  | 1372 | ONS_LOCAL$PRIVP_525_PM_11!PMU:ST2 |  |  | 8736f6c7-ad41-4b43-b4f6-e684e0d4ad20 |  |  | 30 | [8 empty] | 11 | [5 empty] | LOCAL$PRIVP_525_PM_11!PMU-ST2 | 0.0 | 1.0 | Device statistic for Number of time quality errors reported by device during last reporting interval. | 0 | 1 | 1 |  | Any | STAT | Statistic | ST |  |  | STAT:1372 | 2021-07-20 20:01
|  |  | 550ac012-eba7-4132-b3e1-5bba400157f2 | 2 | STAT |  | 1373 | ONS_LOCAL$PRIVP_525_PM_11!PMU:ST3 |  |  | 8736f6c7-ad41-4b43-b4f6-e684e0d4ad20 |  |  | 30 | [8 empty] | 11 | [5 empty] | LOCAL$PRIVP_525_PM_11!PMU-ST3 | 0.0 | 1.0 | Device statistic for Number of device errors reported by device during last reporting interval. | 0 | 1 | 1 |  | Any | STAT | Statistic | ST |  |  | STAT:1373 | 2021-07-20 20:01
|  |  | a8cb905b-70e9-4b7e-bc8a-1d27f39f6b89 | 2 | STAT |  | 1374 | ONS_LOCAL$PRIVP_525_PM_11!PMU:ST4 |  |  | 8736f6c7-ad41-4b43-b4f6-e684e0d4ad20 |  |  | 30 | [8 empty] | 11 | [5 empty] | LOCAL$PRIVP_525_PM_11!PMU-ST4 | 0.0 | 1.0 | Device statistic for Number of measurements received from device during last reporting interval. | 0 | 1 | 1 |  | Any | STAT | Statistic | ST |  |  | STAT:1374 | 2021-07-20 20:01
|  |  | 82f43ca6-59c0-429d-9f23-cb4999ea3f84 | 2 | STAT |  | 1375 | ONS_LOCAL$PRIVP_525_PM_11!PMU:ST5 |  |  | 8736f6c7-ad41-4b43-b4f6-e684e0d4ad20 |  |  | 30 | [8 empty] | 11 | [5 empty] | LOCAL$PRIVP_525_PM_11!PMU-ST5 | 0.0 | 1.0 | Device statistic for Expected number of measurements received from device during last reporting interval. | 0 | 1 | 1 |  | Any | STAT | Statistic | ST |  |  | STAT:1375 | 2021-07-20 20:01
|  |  | 54b4aed4-d473-4cdf-9367-f3df68c4168e | 2 | STAT |  | 1376 | ONS_LOCAL$PRIVP_525_PM_11!PMU:ST6 |  |  | 8736f6c7-ad41-4b43-b4f6-e684e0d4ad20 |  |  | 30 | [8 empty] | 11 | [5 empty] | LOCAL$PRIVP_525_PM_11!PMU-ST6 | 0.0 | 1.0 | Device statistic for Number of measurements received while device was reporting errors during last reporting interval. | 0 | 1 | 1 |  | Any | STAT | Statistic | ST |  |  | STAT:1376 | 2021-07-20 20:01
|  |  | 429005d9-8908-449e-bc50-980b2fe8de31 | 2 | STAT |  | 1377 | ONS_LOCAL$PRIVP_525_PM_11!PMU:ST7 |  |  | 8736f6c7-ad41-4b43-b4f6-e684e0d4ad20 |  |  | 30 | [8 empty] | 11 | [5 empty] | LOCAL$PRIVP_525_PM_11!PMU-ST7 | 0.0 | 1.0 | Device statistic for Number of defined measurements (per frame) from device during last reporting interval. | 0 | 1 | 1 |  | Any | STAT | Statistic | ST |  |  | STAT:1377 | 2021-07-20 20:01
|  |  | a06b1536-cf6d-42e3-a782-1b659e297c63 | 2 | STAT |  | 1378 | ONS_LOCAL$PRLON_525_PM_01!PMU:ST1 |  |  | 8736f6c7-ad41-4b43-b4f6-e684e0d4ad20 |  |  | 30 | [8 empty] | 11 | [5 empty] | LOCAL$PRLON_525_PM_01!PMU-ST1 | 0.0 | 1.0 | Device statistic for Number of data quality errors reported by device during last reporting interval. | 0 | 1 | 1 |  | Any | STAT | Statistic | ST |  |  | STAT:1378 | 2021-07-20 20:01
|  |  | ad8773e7-6212-4fcd-8e72-0226e46c6b6e | 2 | STAT |  | 1379 | ONS_LOCAL$PRLON_525_PM_01!PMU:ST2 |  |  | 8736f6c7-ad41-4b43-b4f6-e684e0d4ad20 |  |  | 30 | [8 empty] | 11 | [5 empty] | LOCAL$PRLON_525_PM_01!PMU-ST2 | 0.0 | 1.0 | Device statistic for Number of time quality errors reported by device during last reporting interval. | 0 | 1 | 1 |  | Any | STAT | Statistic | ST |  |  | STAT:1379 | 2021-07-20 20:01
|  |  | e10feae3-33b3-49c5-a36f-b1ee1774df7e | 2 | STAT |  | 1380 | ONS_LOCAL$PRLON_525_PM_01!PMU:ST3 |  |  | 8736f6c7-ad41-4b43-b4f6-e684e0d4ad20 |  |  | 30 | [8 empty] | 11 | [5 empty] | LOCAL$PRLON_525_PM_01!PMU-ST3 | 0.0 | 1.0 | Device statistic for Number of device errors reported by device during last reporting interval. | 0 | 1 | 1 |  | Any | STAT | Statistic | ST |  |  | STAT:1380 | 2021-07-20 20:01
|  |  | 42c6f603-1295-4aaa-b6c6-309ba66596f2 | 2 | STAT |  | 1381 | ONS_LOCAL$PRLON_525_PM_01!PMU:ST4 |  |  | 8736f6c7-ad41-4b43-b4f6-e684e0d4ad20 |  |  | 30 | [8 empty] | 11 | [5 empty] | LOCAL$PRLON_525_PM_01!PMU-ST4 | 0.0 | 1.0 | Device statistic for Number of measurements received from device during last reporting interval. | 0 | 1 | 1 |  | Any | STAT | Statistic | ST |  |  | STAT:1381 | 2021-07-20 20:01
|  |  | 3a4eecd9-12ca-4a4f-b305-43171f37363b | 2 | STAT |  | 1382 | ONS_LOCAL$PRLON_525_PM_01!PMU:ST5 |  |  | 8736f6c7-ad41-4b43-b4f6-e684e0d4ad20 |  |  | 30 | [8 empty] | 11 | [5 empty] | LOCAL$PRLON_525_PM_01!PMU-ST5 | 0.0 | 1.0 | Device statistic for Expected number of measurements received from device during last reporting interval. | 0 | 1 | 1 |  | Any | STAT | Statistic | ST |  |  | STAT:1382 | 2021-07-20 20:01
|  |  | 71db43b4-c8d4-492c-b08a-f48cee322da9 | 2 | STAT |  | 1383 | ONS_LOCAL$PRLON_525_PM_01!PMU:ST6 |  |  | 8736f6c7-ad41-4b43-b4f6-e684e0d4ad20 |  |  | 30 | [8 empty] | 11 | [5 empty] | LOCAL$PRLON_525_PM_01!PMU-ST6 | 0.0 | 1.0 | Device statistic for Number of measurements received while device was reporting errors during last reporting interval. | 0 | 1 | 1 |  | Any | STAT | Statistic | ST |  |  | STAT:1383 | 2021-07-20 20:01
|  |  | bc144e0c-6112-4736-adb7-56cd12490276 | 2 | STAT |  | 1384 | ONS_LOCAL$PRLON_525_PM_01!PMU:ST7 |  |  | 8736f6c7-ad41-4b43-b4f6-e684e0d4ad20 |  |  | 30 | [8 empty] | 11 | [5 empty] | LOCAL$PRLON_525_PM_01!PMU-ST7 | 0.0 | 1.0 | Device statistic for Number of defined measurements (per frame) from device during last reporting interval. | 0 | 1 | 1 |  | Any | STAT | Statistic | ST |  |  | STAT:1384 | 2021-07-20 20:01
|  |  | 278a7a7e-8b58-47d4-900a-d014a3a82adb | 2 | STAT |  | 1385 | ONS_LOCAL$PRSCX_525_PM_01!PMU:ST1 |  |  | 8736f6c7-ad41-4b43-b4f6-e684e0d4ad20 |  |  | 30 | [8 empty] | 11 | [5 empty] | LOCAL$PRSCX_525_PM_01!PMU-ST1 | 0.0 | 1.0 | Device statistic for Number of data quality errors reported by device during last reporting interval. | 0 | 1 | 1 |  | Any | STAT | Statistic | ST |  |  | STAT:1385 | 2021-07-20 20:01
|  |  | c45002cc-fd51-4d9a-b97d-2cf6f0165df9 | 2 | STAT |  | 1386 | ONS_LOCAL$PRSCX_525_PM_01!PMU:ST2 |  |  | 8736f6c7-ad41-4b43-b4f6-e684e0d4ad20 |  |  | 30 | [8 empty] | 11 | [5 empty] | LOCAL$PRSCX_525_PM_01!PMU-ST2 | 0.0 | 1.0 | Device statistic for Number of time quality errors reported by device during last reporting interval. | 0 | 1 | 1 |  | Any | STAT | Statistic | ST |  |  | STAT:1386 | 2021-07-20 20:01
|  |  | c1e43afc-d2cb-4997-844f-aef6b00f777a | 2 | STAT |  | 1387 | ONS_LOCAL$PRSCX_525_PM_01!PMU:ST3 |  |  | 8736f6c7-ad41-4b43-b4f6-e684e0d4ad20 |  |  | 30 | [8 empty] | 11 | [5 empty] | LOCAL$PRSCX_525_PM_01!PMU-ST3 | 0.0 | 1.0 | Device statistic for Number of device errors reported by device during last reporting interval. | 0 | 1 | 1 |  | Any | STAT | Statistic | ST |  |  | STAT:1387 | 2021-07-20 20:01
|  |  | 48d8602d-fdb5-4569-812a-0394ef6acb84 | 2 | STAT |  | 1388 | ONS_LOCAL$PRSCX_525_PM_01!PMU:ST4 |  |  | 8736f6c7-ad41-4b43-b4f6-e684e0d4ad20 |  |  | 30 | [8 empty] | 11 | [5 empty] | LOCAL$PRSCX_525_PM_01!PMU-ST4 | 0.0 | 1.0 | Device statistic for Number of measurements received from device during last reporting interval. | 0 | 1 | 1 |  | Any | STAT | Statistic | ST |  |  | STAT:1388 | 2021-07-20 20:01
|  |  | bc66bab5-a53a-440f-91ae-f79a3cac9e79 | 2 | STAT |  | 1389 | ONS_LOCAL$PRSCX_525_PM_01!PMU:ST5 |  |  | 8736f6c7-ad41-4b43-b4f6-e684e0d4ad20 |  |  | 30 | [8 empty] | 11 | [5 empty] | LOCAL$PRSCX_525_PM_01!PMU-ST5 | 0.0 | 1.0 | Device statistic for Expected number of measurements received from device during last reporting interval. | 0 | 1 | 1 |  | Any | STAT | Statistic | ST |  |  | STAT:1389 | 2021-07-20 20:01
|  |  | 7616d573-995d-4760-a56a-fd10e28f449b | 2 | STAT |  | 1390 | ONS_LOCAL$PRSCX_525_PM_01!PMU:ST6 |  |  | 8736f6c7-ad41-4b43-b4f6-e684e0d4ad20 |  |  | 30 | [8 empty] | 11 | [5 empty] | LOCAL$PRSCX_525_PM_01!PMU-ST6 | 0.0 | 1.0 | Device statistic for Number of measurements received while device was reporting errors during last reporting interval. | 0 | 1 | 1 |  | Any | STAT | Statistic | ST |  |  | STAT:1390 | 2021-07-20 20:01
|  |  | aa98ed70-a093-4a68-bee6-fba7a96389b6 | 2 | STAT |  | 1391 | ONS_LOCAL$PRSCX_525_PM_01!PMU:ST7 |  |  | 8736f6c7-ad41-4b43-b4f6-e684e0d4ad20 |  |  | 30 | [8 empty] | 11 | [5 empty] | LOCAL$PRSCX_525_PM_01!PMU-ST7 | 0.0 | 1.0 | Device statistic for Number of defined measurements (per frame) from device during last reporting interval. | 0 | 1 | 1 |  | Any | STAT | Statistic | ST |  |  | STAT:1391 | 2021-07-20 20:01
|  |  | df08907d-45b5-43bf-a843-f918f1395cf7 | 2 | STAT |  | 1392 | ONS_LOCAL$PRSCX_525_PM_02!PMU:ST1 |  |  | 8736f6c7-ad41-4b43-b4f6-e684e0d4ad20 |  |  | 30 | [8 empty] | 11 | [5 empty] | LOCAL$PRSCX_525_PM_02!PMU-ST1 | 0.0 | 1.0 | Device statistic for Number of data quality errors reported by device during last reporting interval. | 0 | 1 | 1 |  | Any | STAT | Statistic | ST |  |  | STAT:1392 | 2021-07-20 20:01
|  |  | bc556ddc-c59f-482c-bb0d-3efc1ff0fd18 | 2 | STAT |  | 1393 | ONS_LOCAL$PRSCX_525_PM_02!PMU:ST2 |  |  | 8736f6c7-ad41-4b43-b4f6-e684e0d4ad20 |  |  | 30 | [8 empty] | 11 | [5 empty] | LOCAL$PRSCX_525_PM_02!PMU-ST2 | 0.0 | 1.0 | Device statistic for Number of time quality errors reported by device during last reporting interval. | 0 | 1 | 1 |  | Any | STAT | Statistic | ST |  |  | STAT:1393 | 2021-07-20 20:01
|  |  | 34ccde4f-e7cb-477e-8e1e-eee813eb4347 | 2 | STAT |  | 1394 | ONS_LOCAL$PRSCX_525_PM_02!PMU:ST3 |  |  | 8736f6c7-ad41-4b43-b4f6-e684e0d4ad20 |  |  | 30 | [8 empty] | 11 | [5 empty] | LOCAL$PRSCX_525_PM_02!PMU-ST3 | 0.0 | 1.0 | Device statistic for Number of device errors reported by device during last reporting interval. | 0 | 1 | 1 |  | Any | STAT | Statistic | ST |  |  | STAT:1394 | 2021-07-20 20:01
|  |  | 7f8bece4-cf4e-41ae-b21f-a809287fe7a4 | 2 | STAT |  | 1395 | ONS_LOCAL$PRSCX_525_PM_02!PMU:ST4 |  |  | 8736f6c7-ad41-4b43-b4f6-e684e0d4ad20 |  |  | 30 | [8 empty] | 11 | [5 empty] | LOCAL$PRSCX_525_PM_02!PMU-ST4 | 0.0 | 1.0 | Device statistic for Number of measurements received from device during last reporting interval. | 0 | 1 | 1 |  | Any | STAT | Statistic | ST |  |  | STAT:1395 | 2021-07-20 20:01
|  |  | 518a7a27-0251-4296-96ce-eeb9380d252e | 2 | STAT |  | 1396 | ONS_LOCAL$PRSCX_525_PM_02!PMU:ST5 |  |  | 8736f6c7-ad41-4b43-b4f6-e684e0d4ad20 |  |  | 30 | [8 empty] | 11 | [5 empty] | LOCAL$PRSCX_525_PM_02!PMU-ST5 | 0.0 | 1.0 | Device statistic for Expected number of measurements received from device during last reporting interval. | 0 | 1 | 1 |  | Any | STAT | Statistic | ST |  |  | STAT:1396 | 2021-07-20 20:01
|  |  | 266666e5-1bf1-44aa-860a-9d5dd89a8ad0 | 2 | STAT |  | 1397 | ONS_LOCAL$PRSCX_525_PM_02!PMU:ST6 |  |  | 8736f6c7-ad41-4b43-b4f6-e684e0d4ad20 |  |  | 30 | [8 empty] | 11 | [5 empty] | LOCAL$PRSCX_525_PM_02!PMU-ST6 | 0.0 | 1.0 | Device statistic for Number of measurements received while device was reporting errors during last reporting interval. | 0 | 1 | 1 |  | Any | STAT | Statistic | ST |  |  | STAT:1397 | 2021-07-20 20:01
|  |  | cf63d428-f20a-4044-be0e-da74f4f3b915 | 2 | STAT |  | 1398 | ONS_LOCAL$PRSCX_525_PM_02!PMU:ST7 |  |  | 8736f6c7-ad41-4b43-b4f6-e684e0d4ad20 |  |  | 30 | [8 empty] | 11 | [5 empty] | LOCAL$PRSCX_525_PM_02!PMU-ST7 | 0.0 | 1.0 | Device statistic for Number of defined measurements (per frame) from device during last reporting interval. | 0 | 1 | 1 |  | Any | STAT | Statistic | ST |  |  | STAT:1398 | 2021-07-20 20:01
|  |  | e297d96e-d1d4-4736-b208-9a9e6c5ccd7a | 2 | STAT |  | 1399 | ONS_LOCAL$PRSGD_525_PM_01!PMU:ST1 |  |  | 8736f6c7-ad41-4b43-b4f6-e684e0d4ad20 |  |  | 30 | [8 empty] | 11 | [5 empty] | LOCAL$PRSGD_525_PM_01!PMU-ST1 | 0.0 | 1.0 | Device statistic for Number of data quality errors reported by device during last reporting interval. | 0 | 1 | 1 |  | Any | STAT | Statistic | ST |  |  | STAT:1399 | 2021-07-20 20:01
|  |  | a59c41b8-d8aa-43cd-b103-24c88a4dfecf | 2 | STAT |  | 1400 | ONS_LOCAL$PRSGD_525_PM_01!PMU:ST2 |  |  | 8736f6c7-ad41-4b43-b4f6-e684e0d4ad20 |  |  | 30 | [8 empty] | 11 | [5 empty] | LOCAL$PRSGD_525_PM_01!PMU-ST2 | 0.0 | 1.0 | Device statistic for Number of time quality errors reported by device during last reporting interval. | 0 | 1 | 1 |  | Any | STAT | Statistic | ST |  |  | STAT:1400 | 2021-07-20 20:01
|  |  | 18d22c08-fd8b-4faa-bb85-601394256925 | 2 | STAT |  | 1401 | ONS_LOCAL$PRSGD_525_PM_01!PMU:ST3 |  |  | 8736f6c7-ad41-4b43-b4f6-e684e0d4ad20 |  |  | 30 | [8 empty] | 11 | [5 empty] | LOCAL$PRSGD_525_PM_01!PMU-ST3 | 0.0 | 1.0 | Device statistic for Number of device errors reported by device during last reporting interval. | 0 | 1 | 1 |  | Any | STAT | Statistic | ST |  |  | STAT:1401 | 2021-07-20 20:01
|  |  | 086a27ee-4b96-414b-89cd-2f53ff82c04f | 2 | STAT |  | 1402 | ONS_LOCAL$PRSGD_525_PM_01!PMU:ST4 |  |  | 8736f6c7-ad41-4b43-b4f6-e684e0d4ad20 |  |  | 30 | [8 empty] | 11 | [5 empty] | LOCAL$PRSGD_525_PM_01!PMU-ST4 | 0.0 | 1.0 | Device statistic for Number of measurements received from device during last reporting interval. | 0 | 1 | 1 |  | Any | STAT | Statistic | ST |  |  | STAT:1402 | 2021-07-20 20:01
|  |  | a77279af-927e-41c6-80a5-3d7603c633b9 | 2 | STAT |  | 1403 | ONS_LOCAL$PRSGD_525_PM_01!PMU:ST5 |  |  | 8736f6c7-ad41-4b43-b4f6-e684e0d4ad20 |  |  | 30 | [8 empty] | 11 | [5 empty] | LOCAL$PRSGD_525_PM_01!PMU-ST5 | 0.0 | 1.0 | Device statistic for Expected number of measurements received from device during last reporting interval. | 0 | 1 | 1 |  | Any | STAT | Statistic | ST |  |  | STAT:1403 | 2021-07-20 20:01
|  |  | d77b24a5-c4db-4d01-a91f-677242723380 | 2 | STAT |  | 1404 | ONS_LOCAL$PRSGD_525_PM_01!PMU:ST6 |  |  | 8736f6c7-ad41-4b43-b4f6-e684e0d4ad20 |  |  | 30 | [8 empty] | 11 | [5 empty] | LOCAL$PRSGD_525_PM_01!PMU-ST6 | 0.0 | 1.0 | Device statistic for Number of measurements received while device was reporting errors during last reporting interval. | 0 | 1 | 1 |  | Any | STAT | Statistic | ST |  |  | STAT:1404 | 2021-07-20 20:01
|  |  | 5bdee09c-fe36-4dad-88dd-21ce141480ce | 2 | STAT |  | 1405 | ONS_LOCAL$PRSGD_525_PM_01!PMU:ST7 |  |  | 8736f6c7-ad41-4b43-b4f6-e684e0d4ad20 |  |  | 30 | [8 empty] | 11 | [5 empty] | LOCAL$PRSGD_525_PM_01!PMU-ST7 | 0.0 | 1.0 | Device statistic for Number of defined measurements (per frame) from device during last reporting interval. | 0 | 1 | 1 |  | Any | STAT | Statistic | ST |  |  | STAT:1405 | 2021-07-20 20:01
|  |  | 4c139389-dcb6-4dbc-ad7d-4aad8756b4c9 | 2 | STAT |  | 1406 | ONS_LOCAL$PRSSA_525_PM_01!PMU:ST1 |  |  | 8736f6c7-ad41-4b43-b4f6-e684e0d4ad20 |  |  | 30 | [8 empty] | 11 | [5 empty] | LOCAL$PRSSA_525_PM_01!PMU-ST1 | 0.0 | 1.0 | Device statistic for Number of data quality errors reported by device during last reporting interval. | 0 | 1 | 1 |  | Any | STAT | Statistic | ST |  |  | STAT:1406 | 2021-07-20 20:01
|  |  | 3cea209c-9e69-4ed2-95d4-4f401fe892cd | 2 | STAT |  | 1407 | ONS_LOCAL$PRSSA_525_PM_01!PMU:ST2 |  |  | 8736f6c7-ad41-4b43-b4f6-e684e0d4ad20 |  |  | 30 | [8 empty] | 11 | [5 empty] | LOCAL$PRSSA_525_PM_01!PMU-ST2 | 0.0 | 1.0 | Device statistic for Number of time quality errors reported by device during last reporting interval. | 0 | 1 | 1 |  | Any | STAT | Statistic | ST |  |  | STAT:1407 | 2021-07-20 20:01
|  |  | c867d79d-b33d-433a-84ce-b3e691e929a0 | 2 | STAT |  | 1408 | ONS_LOCAL$PRSSA_525_PM_01!PMU:ST3 |  |  | 8736f6c7-ad41-4b43-b4f6-e684e0d4ad20 |  |  | 30 | [8 empty] | 11 | [5 empty] | LOCAL$PRSSA_525_PM_01!PMU-ST3 | 0.0 | 1.0 | Device statistic for Number of device errors reported by device during last reporting interval. | 0 | 1 | 1 |  | Any | STAT | Statistic | ST |  |  | STAT:1408 | 2021-07-20 20:01
|  |  | 0f32a263-b5ec-40f9-8022-224dac6d6c09 | 2 | STAT |  | 1409 | ONS_LOCAL$PRSSA_525_PM_01!PMU:ST4 |  |  | 8736f6c7-ad41-4b43-b4f6-e684e0d4ad20 |  |  | 30 | [8 empty] | 11 | [5 empty] | LOCAL$PRSSA_525_PM_01!PMU-ST4 | 0.0 | 1.0 | Device statistic for Number of measurements received from device during last reporting interval. | 0 | 1 | 1 |  | Any | STAT | Statistic | ST |  |  | STAT:1409 | 2021-07-20 20:01
|  |  | b0d1e94c-748b-4799-ae1e-c452184dcb86 | 2 | STAT |  | 1410 | ONS_LOCAL$PRSSA_525_PM_01!PMU:ST5 |  |  | 8736f6c7-ad41-4b43-b4f6-e684e0d4ad20 |  |  | 30 | [8 empty] | 11 | [5 empty] | LOCAL$PRSSA_525_PM_01!PMU-ST5 | 0.0 | 1.0 | Device statistic for Expected number of measurements received from device during last reporting interval. | 0 | 1 | 1 |  | Any | STAT | Statistic | ST |  |  | STAT:1410 | 2021-07-20 20:01
|  |  | 4300fd52-210e-4299-8e82-486a2836a92d | 2 | STAT |  | 1411 | ONS_LOCAL$PRSSA_525_PM_01!PMU:ST6 |  |  | 8736f6c7-ad41-4b43-b4f6-e684e0d4ad20 |  |  | 30 | [8 empty] | 11 | [5 empty] | LOCAL$PRSSA_525_PM_01!PMU-ST6 | 0.0 | 1.0 | Device statistic for Number of measurements received while device was reporting errors during last reporting interval. | 0 | 1 | 1 |  | Any | STAT | Statistic | ST |  |  | STAT:1411 | 2021-07-20 20:01
|  |  | bff12f28-32d8-4289-a93a-c4f514b09a18 | 2 | STAT |  | 1412 | ONS_LOCAL$PRSSA_525_PM_01!PMU:ST7 |  |  | 8736f6c7-ad41-4b43-b4f6-e684e0d4ad20 |  |  | 30 | [8 empty] | 11 | [5 empty] | LOCAL$PRSSA_525_PM_01!PMU-ST7 | 0.0 | 1.0 | Device statistic for Number of defined measurements (per frame) from device during last reporting interval. | 0 | 1 | 1 |  | Any | STAT | Statistic | ST |  |  | STAT:1412 | 2021-07-20 20:01
|  |  | 9f68af0d-a815-4c6a-b117-f5dcfbe2fe06 | 2 | STAT |  | 1413 | ONS_LOCAL$PRSTF6_525_PM_01!PMU:ST1 |  |  | 8736f6c7-ad41-4b43-b4f6-e684e0d4ad20 |  |  | 30 | [8 empty] | 11 | [5 empty] | LOCAL$PRSTF6_525_PM_01!PMU-ST1 | 0.0 | 1.0 | Device statistic for Number of data quality errors reported by device during last reporting interval. | 0 | 1 | 1 |  | Any | STAT | Statistic | ST |  |  | STAT:1413 | 2021-07-20 20:01
|  |  | d18a28d9-cf40-49bf-b9fc-ef5bac374307 | 2 | STAT |  | 1414 | ONS_LOCAL$PRSTF6_525_PM_01!PMU:ST2 |  |  | 8736f6c7-ad41-4b43-b4f6-e684e0d4ad20 |  |  | 30 | [8 empty] | 11 | [5 empty] | LOCAL$PRSTF6_525_PM_01!PMU-ST2 | 0.0 | 1.0 | Device statistic for Number of time quality errors reported by device during last reporting interval. | 0 | 1 | 1 |  | Any | STAT | Statistic | ST |  |  | STAT:1414 | 2021-07-20 20:01
|  |  | 35e99b8f-4bf3-4f2c-abed-fd8b055ce2fe | 2 | STAT |  | 1415 | ONS_LOCAL$PRSTF6_525_PM_01!PMU:ST3 |  |  | 8736f6c7-ad41-4b43-b4f6-e684e0d4ad20 |  |  | 30 | [8 empty] | 11 | [5 empty] | LOCAL$PRSTF6_525_PM_01!PMU-ST3 | 0.0 | 1.0 | Device statistic for Number of device errors reported by device during last reporting interval. | 0 | 1 | 1 |  | Any | STAT | Statistic | ST |  |  | STAT:1415 | 2021-07-20 20:01
|  |  | 4485d7f4-e341-4694-aeaf-4f84626fe084 | 2 | STAT |  | 1416 | ONS_LOCAL$PRSTF6_525_PM_01!PMU:ST4 |  |  | 8736f6c7-ad41-4b43-b4f6-e684e0d4ad20 |  |  | 30 | [8 empty] | 11 | [5 empty] | LOCAL$PRSTF6_525_PM_01!PMU-ST4 | 0.0 | 1.0 | Device statistic for Number of measurements received from device during last reporting interval. | 0 | 1 | 1 |  | Any | STAT | Statistic | ST |  |  | STAT:1416 | 2021-07-20 20:01
|  |  | b31dfc84-86f8-4935-89be-1ed2acf3f258 | 2 | STAT |  | 1417 | ONS_LOCAL$PRSTF6_525_PM_01!PMU:ST5 |  |  | 8736f6c7-ad41-4b43-b4f6-e684e0d4ad20 |  |  | 30 | [8 empty] | 11 | [5 empty] | LOCAL$PRSTF6_525_PM_01!PMU-ST5 | 0.0 | 1.0 | Device statistic for Expected number of measurements received from device during last reporting interval. | 0 | 1 | 1 |  | Any | STAT | Statistic | ST |  |  | STAT:1417 | 2021-07-20 20:01
|  |  | ae75b293-4843-4069-aff6-e553b049a655 | 2 | STAT |  | 1418 | ONS_LOCAL$PRSTF6_525_PM_01!PMU:ST6 |  |  | 8736f6c7-ad41-4b43-b4f6-e684e0d4ad20 |  |  | 30 | [8 empty] | 11 | [5 empty] | LOCAL$PRSTF6_525_PM_01!PMU-ST6 | 0.0 | 1.0 | Device statistic for Number of measurements received while device was reporting errors during last reporting interval. | 0 | 1 | 1 |  | Any | STAT | Statistic | ST |  |  | STAT:1418 | 2021-07-20 20:01
|  |  | 3f70fca8-458b-4b51-88ed-bc809ea82a6b | 2 | STAT |  | 1419 | ONS_LOCAL$PRSTF6_525_PM_01!PMU:ST7 |  |  | 8736f6c7-ad41-4b43-b4f6-e684e0d4ad20 |  |  | 30 | [8 empty] | 11 | [5 empty] | LOCAL$PRSTF6_525_PM_01!PMU-ST7 | 0.0 | 1.0 | Device statistic for Number of defined measurements (per frame) from device during last reporting interval. | 0 | 1 | 1 |  | Any | STAT | Statistic | ST |  |  | STAT:1419 | 2021-07-20 20:01
|  |  | 71c21586-0152-4568-bc99-6ce54e7dc1c1 | 2 | STAT |  | 1420 | ONS_LOCAL$SCBLU_525_PM_01!PMU:ST1 |  |  | 8736f6c7-ad41-4b43-b4f6-e684e0d4ad20 |  |  | 30 | [8 empty] | 11 | [5 empty] | LOCAL$SCBLU_525_PM_01!PMU-ST1 | 0.0 | 1.0 | Device statistic for Number of data quality errors reported by device during last reporting interval. | 0 | 1 | 1 |  | Any | STAT | Statistic | ST |  |  | STAT:1420 | 2021-07-20 20:01
|  |  | 2eefea85-2c50-43a5-8c68-35c9e24a75d6 | 2 | STAT |  | 1421 | ONS_LOCAL$SCBLU_525_PM_01!PMU:ST2 |  |  | 8736f6c7-ad41-4b43-b4f6-e684e0d4ad20 |  |  | 30 | [8 empty] | 11 | [5 empty] | LOCAL$SCBLU_525_PM_01!PMU-ST2 | 0.0 | 1.0 | Device statistic for Number of time quality errors reported by device during last reporting interval. | 0 | 1 | 1 |  | Any | STAT | Statistic | ST |  |  | STAT:1421 | 2021-07-20 20:01
|  |  | 54c702e9-4383-4454-be4a-b89190854f64 | 2 | STAT |  | 1422 | ONS_LOCAL$SCBLU_525_PM_01!PMU:ST3 |  |  | 8736f6c7-ad41-4b43-b4f6-e684e0d4ad20 |  |  | 30 | [8 empty] | 11 | [5 empty] | LOCAL$SCBLU_525_PM_01!PMU-ST3 | 0.0 | 1.0 | Device statistic for Number of device errors reported by device during last reporting interval. | 0 | 1 | 1 |  | Any | STAT | Statistic | ST |  |  | STAT:1422 | 2021-07-20 20:01
|  |  | d0b997b4-b363-4e8e-b034-80ae47f6f750 | 2 | STAT |  | 1423 | ONS_LOCAL$SCBLU_525_PM_01!PMU:ST4 |  |  | 8736f6c7-ad41-4b43-b4f6-e684e0d4ad20 |  |  | 30 | [8 empty] | 11 | [5 empty] | LOCAL$SCBLU_525_PM_01!PMU-ST4 | 0.0 | 1.0 | Device statistic for Number of measurements received from device during last reporting interval. | 0 | 1 | 1 |  | Any | STAT | Statistic | ST |  |  | STAT:1423 | 2021-07-20 20:01
|  |  | 531c9abd-a34f-45fb-b3a1-4b63ac32b5c7 | 2 | STAT |  | 1424 | ONS_LOCAL$SCBLU_525_PM_01!PMU:ST5 |  |  | 8736f6c7-ad41-4b43-b4f6-e684e0d4ad20 |  |  | 30 | [8 empty] | 11 | [5 empty] | LOCAL$SCBLU_525_PM_01!PMU-ST5 | 0.0 | 1.0 | Device statistic for Expected number of measurements received from device during last reporting interval. | 0 | 1 | 1 |  | Any | STAT | Statistic | ST |  |  | STAT:1424 | 2021-07-20 20:01
|  |  | 501f46be-9aa2-43a0-bf89-a97b4310ebbd | 2 | STAT |  | 1425 | ONS_LOCAL$SCBLU_525_PM_01!PMU:ST6 |  |  | 8736f6c7-ad41-4b43-b4f6-e684e0d4ad20 |  |  | 30 | [8 empty] | 11 | [5 empty] | LOCAL$SCBLU_525_PM_01!PMU-ST6 | 0.0 | 1.0 | Device statistic for Number of measurements received while device was reporting errors during last reporting interval. | 0 | 1 | 1 |  | Any | STAT | Statistic | ST |  |  | STAT:1425 | 2021-07-20 20:01
|  |  | d3311880-d3a0-4214-ad90-5b0507b06cd0 | 2 | STAT |  | 1426 | ONS_LOCAL$SCBLU_525_PM_01!PMU:ST7 |  |  | 8736f6c7-ad41-4b43-b4f6-e684e0d4ad20 |  |  | 30 | [8 empty] | 11 | [5 empty] | LOCAL$SCBLU_525_PM_01!PMU-ST7 | 0.0 | 1.0 | Device statistic for Number of defined measurements (per frame) from device during last reporting interval. | 0 | 1 | 1 |  | Any | STAT | Statistic | ST |  |  | STAT:1426 | 2021-07-20 20:01
|  |  | ebe1f226-aad4-4a01-82b4-5872c103547b | 2 | STAT |  | 1427 | ONS_LOCAL$SPASS_525_PM_01!PMU:ST1 |  |  | 8736f6c7-ad41-4b43-b4f6-e684e0d4ad20 |  |  | 30 | [8 empty] | 11 | [5 empty] | LOCAL$SPASS_525_PM_01!PMU-ST1 | 0.0 | 1.0 | Device statistic for Number of data quality errors reported by device during last reporting interval. | 0 | 1 | 1 |  | Any | STAT | Statistic | ST |  |  | STAT:1427 | 2021-07-20 20:01
|  |  | d64f5998-962c-4c43-978a-cf5e8cd9279a | 2 | STAT |  | 1428 | ONS_LOCAL$SPASS_525_PM_01!PMU:ST2 |  |  | 8736f6c7-ad41-4b43-b4f6-e684e0d4ad20 |  |  | 30 | [8 empty] | 11 | [5 empty] | LOCAL$SPASS_525_PM_01!PMU-ST2 | 0.0 | 1.0 | Device statistic for Number of time quality errors reported by device during last reporting interval. | 0 | 1 | 1 |  | Any | STAT | Statistic | ST |  |  | STAT:1428 | 2021-07-20 20:01
|  |  | 1bc240b9-fb00-44f5-8ee9-b7353b40b545 | 2 | STAT |  | 1429 | ONS_LOCAL$SPASS_525_PM_01!PMU:ST3 |  |  | 8736f6c7-ad41-4b43-b4f6-e684e0d4ad20 |  |  | 30 | [8 empty] | 11 | [5 empty] | LOCAL$SPASS_525_PM_01!PMU-ST3 | 0.0 | 1.0 | Device statistic for Number of device errors reported by device during last reporting interval. | 0 | 1 | 1 |  | Any | STAT | Statistic | ST |  |  | STAT:1429 | 2021-07-20 20:01
|  |  | d57ad23d-c44e-4a6f-b8d5-f80ec5611b77 | 2 | STAT |  | 1430 | ONS_LOCAL$SPASS_525_PM_01!PMU:ST4 |  |  | 8736f6c7-ad41-4b43-b4f6-e684e0d4ad20 |  |  | 30 | [8 empty] | 11 | [5 empty] | LOCAL$SPASS_525_PM_01!PMU-ST4 | 0.0 | 1.0 | Device statistic for Number of measurements received from device during last reporting interval. | 0 | 1 | 1 |  | Any | STAT | Statistic | ST |  |  | STAT:1430 | 2021-07-20 20:01
|  |  | e65b07d9-2022-4984-9dc7-4b35b88de096 | 2 | STAT |  | 1431 | ONS_LOCAL$SPASS_525_PM_01!PMU:ST5 |  |  | 8736f6c7-ad41-4b43-b4f6-e684e0d4ad20 |  |  | 30 | [8 empty] | 11 | [5 empty] | LOCAL$SPASS_525_PM_01!PMU-ST5 | 0.0 | 1.0 | Device statistic for Expected number of measurements received from device during last reporting interval. | 0 | 1 | 1 |  | Any | STAT | Statistic | ST |  |  | STAT:1431 | 2021-07-20 20:01
|  |  | f6854858-09bf-4be1-ba0c-50bd38f2dbdd | 2 | STAT |  | 1432 | ONS_LOCAL$SPASS_525_PM_01!PMU:ST6 |  |  | 8736f6c7-ad41-4b43-b4f6-e684e0d4ad20 |  |  | 30 | [8 empty] | 11 | [5 empty] | LOCAL$SPASS_525_PM_01!PMU-ST6 | 0.0 | 1.0 | Device statistic for Number of measurements received while device was reporting errors during last reporting interval. | 0 | 1 | 1 |  | Any | STAT | Statistic | ST |  |  | STAT:1432 | 2021-07-20 20:01
|  |  | 12650c40-0ca4-4a74-8870-f54a31ecbb06 | 2 | STAT |  | 1433 | ONS_LOCAL$SPASS_525_PM_01!PMU:ST7 |  |  | 8736f6c7-ad41-4b43-b4f6-e684e0d4ad20 |  |  | 30 | [8 empty] | 11 | [5 empty] | LOCAL$SPASS_525_PM_01!PMU-ST7 | 0.0 | 1.0 | Device statistic for Number of defined measurements (per frame) from device during last reporting interval. | 0 | 1 | 1 |  | Any | STAT | Statistic | ST |  |  | STAT:1433 | 2021-07-20 20:01
|  |  | 4e92f999-a589-4b4d-818f-2a093b140a92 | 1 | PPA | ArchiveDirectories={D:\openHistorian\Archive
|  |  | c7196b09-742d-4e5d-b09b-d3485b97a6f6 | 1 | PPA | ArchiveDirectories={D:\openHistorian\Archive
|  |  | 6f2da1c8-4260-4adb-90db-3f211e8afcf0 | 1 | PPA | ArchiveDirectories={D:\openHistorian\Archive
|  |  | d1e522e1-a9aa-4934-8737-b4157607f8b9 | 1 | PPA | ArchiveDirectories={D:\openHistorian\Archive
|  |  | c0ca4e6f-1fab-4f14-be33-8f873c64eaa1 | 1 | PPA | ArchiveDirectories={D:\openHistorian\Archive
|  |  | 0e4a72b8-06fd-4334-8cd4-e7b3216094c3 | 1 | PPA | ArchiveDirectories={D:\openHistorian\Archive
|  |  | 0dab3fbb-7609-4f4f-990e-0cb31a1b854b | 1 | PPA | ArchiveDirectories={D:\openHistorian\Archive
|  |  | a7480b19-9bf2-4c73-9a22-a04265c589b6 | 1 | PPA | ArchiveDirectories={D:\openHistorian\Archive
|  |  | ee2392ce-4849-432f-b3d1-416b858597e5 | 1 | PPA | ArchiveDirectories={D:\openHistorian\Archive
|  |  | 74e46ddb-92c4-4fae-9fae-615bc0eac4c0 | 1 | PPA | ArchiveDirectories={D:\openHistorian\Archive
|  |  | e07302e6-7972-48d7-a4ec-d8c3df494765 | 1 | PPA | ArchiveDirectories={D:\openHistorian\Archive
|  |  | c5b201a3-e6a3-4879-aee6-026bc68b0373 | 1 | PPA | ArchiveDirectories={D:\openHistorian\Archive
|  |  | 49e9d45d-9749-475d-b7ad-996b2d47cf46 | 1 | PPA | ArchiveDirectories={D:\openHistorian\Archive
|  |  | 29e42bf8-4205-400f-bbd7-66b632143a33 | 1 | PPA | ArchiveDirectories={D:\openHistorian\Archive
|  |  | 63ff824f-0014-46f5-8049-70dfe7890677 | 1 | PPA | ArchiveDirectories={D:\openHistorian\Archive
|  |  | 6ecf0474-7001-46d9-9d83-813071e45a46 | 1 | PPA | ArchiveDirectories={D:\openHistorian\Archive
|  |  | 2144d826-080d-4eff-a4ce-cc8ff8372b60 | 1 | PPA | ArchiveDirectories={D:\openHistorian\Archive
|  |  | 9b71a662-9af4-4eb8-aff5-c1477f3874fc | 1 | PPA | ArchiveDirectories={D:\openHistorian\Archive
|  |  | 7b1ed11b-46c6-4c56-bda9-fb95270364fe | 1 | PPA | ArchiveDirectories={D:\openHistorian\Archive
|  |  | 3b4743a3-c1f7-4fc0-8338-889ea57a19c8 | 1 | PPA | ArchiveDirectories={D:\openHistorian\Archive
|  |  | 2c12438e-1199-4942-97ca-0d0dd74352a7 | 1 | PPA | ArchiveDirectories={D:\openHistorian\Archive
|  |  | 45418ff8-6fa2-4767-837c-a599d2917800 | 1 | PPA | ArchiveDirectories={D:\openHistorian\Archive
|  |  | 6b5d0008-a733-422a-8091-b1fda5974ea7 | 1 | PPA | ArchiveDirectories={D:\openHistorian\Archive
|  |  | 35561e83-bf63-4cd1-a122-bf392418bdc5 | 1 | PPA | ArchiveDirectories={D:\openHistorian\Archive
|  |  | 7bf35c1a-0465-4018-a11f-228fa6698981 | 1 | PPA | ArchiveDirectories={D:\openHistorian\Archive
|  |  | 1037b026-51f4-42a1-8698-7d74b87b1451 | 1 | PPA | ArchiveDirectories={D:\openHistorian\Archive
|  |  | 5a26c76a-7746-4738-823a-f617875465bc | 1 | PPA | ArchiveDirectories={D:\openHistorian\Archive
|  |  | f9e799d6-2002-468b-89c3-ad4da2101806 | 1 | PPA | ArchiveDirectories={D:\openHistorian\Archive
|  |  | 97ca4f4f-7582-456e-8341-647579be09b1 | 1 | PPA | ArchiveDirectories={D:\openHistorian\Archive
|  |  | 7ddf3e5f-7db3-438f-b4c6-ace062e3d692 | 1 | PPA | ArchiveDirectories={D:\openHistorian\Archive
|  |  | cf8cc921-d506-48f0-93e6-403ee32206e8 | 1 | PPA | ArchiveDirectories={D:\openHistorian\Archive
|  |  | 333a8595-09f3-4e4a-824e-cde115008255 | 1 | PPA | ArchiveDirectories={D:\openHistorian\Archive
|  |  | 13c32475-e2a6-4395-bfb7-746397420d9c | 1 | PPA | ArchiveDirectories={D:\openHistorian\Archive
|  |  | 69d825f4-dc0f-490a-9e8b-df90d2c13e9a | 1 | PPA | ArchiveDirectories={D:\openHistorian\Archive
|  |  | 0d262952-8aae-4620-a91e-a3490c7c3ec1 | 1 | PPA | ArchiveDirectories={D:\openHistorian\Archive
|  |  | bdcc104b-e56d-4d39-862c-508126f5f15b | 1 | PPA | ArchiveDirectories={D:\openHistorian\Archive
|  |  | 3c435542-c8ba-401d-b064-f2f0d892ad1c | 1 | PPA | ArchiveDirectories={D:\openHistorian\Archive
|  |  | 161fd115-2066-40e5-88a7-8d04cc291c56 | 1 | PPA | ArchiveDirectories={D:\openHistorian\Archive
|  |  | 628b1ae9-6f64-4688-af08-e652e2c38d28 | 1 | PPA | ArchiveDirectories={D:\openHistorian\Archive
|  |  | c74a3733-f237-4579-805e-d016dfa3a922 | 1 | PPA | ArchiveDirectories={D:\openHistorian\Archive
|  |  | ef8e1f6a-cd1b-446a-b9f1-fa58ee3dda1d | 1 | PPA | ArchiveDirectories={D:\openHistorian\Archive
|  |  | 81c8ed3a-bc42-42b8-afa8-7257e320c973 | 1 | PPA | ArchiveDirectories={D:\openHistorian\Archive
|  |  | 33aac826-6a97-406d-a123-76ead000b99f | 1 | PPA | ArchiveDirectories={D:\openHistorian\Archive
|  |  | 2032dbe5-de42-4e82-a59b-a1cd1474256f | 1 | PPA | ArchiveDirectories={D:\openHistorian\Archive
|  |  | 039c59e6-1db4-4b07-a501-03dcd800f22b | 1 | PPA | ArchiveDirectories={D:\openHistorian\Archive
|  |  | 70cb7caa-9548-4af5-b163-0c265003c63d | 1 | PPA | ArchiveDirectories={D:\openHistorian\Archive
|  |  | d6355492-7725-4273-a66a-0e0bdbd82329 | 1 | PPA | ArchiveDirectories={D:\openHistorian\Archive
|  |  | 3fb282c2-4a3d-4ac4-8b18-e75e8c9e1a92 | 1 | PPA | ArchiveDirectories={D:\openHistorian\Archive
|  |  | b567377c-7941-485e-9f9e-7e803bd55ac4 | 1 | PPA | ArchiveDirectories={D:\openHistorian\Archive
|  |  | df821d64-0478-46b0-9183-f7eadcdebaff | 1 | PPA | ArchiveDirectories={D:\openHistorian\Archive
|  |  | 6eb2b9c0-7fb3-47f5-8000-59ff527a0307 | 1 | PPA | ArchiveDirectories={D:\openHistorian\Archive
|  |  | 704ec1f8-4858-477d-a461-72781c9eaf2e | 1 | PPA | ArchiveDirectories={D:\openHistorian\Archive
|  |  | 99e24088-5c9e-4df8-869e-300451c2fb49 | 1 | PPA | ArchiveDirectories={D:\openHistorian\Archive
|  |  | feb24811-5bba-4bd5-a783-302562760bf8 | 1 | PPA | ArchiveDirectories={D:\openHistorian\Archive
|  |  | ea0453cd-37b3-43d8-ba8c-66acb37f78d7 | 1 | PPA | ArchiveDirectories={D:\openHistorian\Archive
|  |  | 262462ed-b002-4c28-8212-8546a01be961 | 1 | PPA | ArchiveDirectories={D:\openHistorian\Archive
|  |  | 2adba39c-c951-4475-a36f-cc28802a1b15 | 1 | PPA | ArchiveDirectories={D:\openHistorian\Archive
|  |  | ebd068ec-ca08-42ff-9954-b2d931409902 | 1 | PPA | ArchiveDirectories={D:\openHistorian\Archive
|  |  | 7b97ccc0-9562-4be2-96ed-c0299188e879 | 1 | PPA | ArchiveDirectories={D:\openHistorian\Archive
|  |  | d9c460b9-dd94-4b82-ac16-89ba288ccd8e | 1 | PPA | ArchiveDirectories={D:\openHistorian\Archive
|  |  | 4f9f17bb-ccff-4499-bbd0-c3426ec7c5a4 | 1 | PPA | ArchiveDirectories={D:\openHistorian\Archive
|  |  | 0f8c5835-fbf1-4928-938a-82cbc33c7c13 | 1 | PPA | ArchiveDirectories={D:\openHistorian\Archive
|  |  | 6a7705ca-62a2-453d-83ea-397362677fc5 | 1 | PPA | ArchiveDirectories={D:\openHistorian\Archive
|  |  | 01d457fd-3e70-4c10-814e-9a0565d02ca9 | 1 | PPA | ArchiveDirectories={D:\openHistorian\Archive
|  |  | afdf24da-09ff-48f4-8294-3593abd02a87 | 1 | PPA | ArchiveDirectories={D:\openHistorian\Archive
|  |  | 8f800a35-5367-4b74-900b-237f25cc2eab | 1 | PPA | ArchiveDirectories={D:\openHistorian\Archive
|  |  | 30d610af-bb74-4592-8ee6-74c66fac3372 | 1 | PPA | ArchiveDirectories={D:\openHistorian\Archive
|  |  | 25e8c1eb-7c0c-4f71-91d2-8a3d20527223 | 1 | PPA | ArchiveDirectories={D:\openHistorian\Archive
|  |  | 5217194e-2d46-4410-a9bc-05a6e12c75d9 | 1 | PPA | ArchiveDirectories={D:\openHistorian\Archive
|  |  | d14234e9-0eb6-43bd-8a90-80e32e20dd63 | 1 | PPA | ArchiveDirectories={D:\openHistorian\Archive
|  |  | 66fc71a6-72c0-458b-b6d4-8c3319fffb25 | 1 | PPA | ArchiveDirectories={D:\openHistorian\Archive
|  |  | fc34334e-18bd-43c1-aa80-8d065de74e67 | 1 | PPA | ArchiveDirectories={D:\openHistorian\Archive
|  |  | 2e5ed3d9-b9e2-4af8-acdb-5bcc3ca7fca3 | 1 | PPA | ArchiveDirectories={D:\openHistorian\Archive
|  |  | c73d965f-0232-4943-9b42-63735675c9c9 | 1 | PPA | ArchiveDirectories={D:\openHistorian\Archive
|  |  | e6b3d84b-d4a4-4a40-9567-5700edf02c05 | 1 | PPA | ArchiveDirectories={D:\openHistorian\Archive
|  |  | be0aa16a-5b70-42bf-8182-9a3246c8a454 | 1 | PPA | ArchiveDirectories={D:\openHistorian\Archive
|  |  | 31d55efb-a3f0-4138-b9fa-410a797566cd | 1 | PPA | ArchiveDirectories={D:\openHistorian\Archive
|  |  | c203e02a-3acf-4eb2-b54b-ac76929b330e | 1 | PPA | ArchiveDirectories={D:\openHistorian\Archive
|  |  | fc02ae35-cf99-4524-bf27-6d4f5c6228d2 | 1 | PPA | ArchiveDirectories={D:\openHistorian\Archive
|  |  | ce83156c-5e56-46a4-8f6d-baa80d425584 | 1 | PPA | ArchiveDirectories={D:\openHistorian\Archive
|  |  | c31989f9-c941-401f-8473-0e4bdceca91d | 1 | PPA | ArchiveDirectories={D:\openHistorian\Archive
|  |  | 8a0bae79-02a3-4886-b755-53adfc290b81 | 1 | PPA | ArchiveDirectories={D:\openHistorian\Archive
|  |  | 9c0ab68d-b74d-42ec-ab66-3f78c3bc4d31 | 1 | PPA | ArchiveDirectories={D:\openHistorian\Archive
|  |  | c597a931-c964-4f15-b1f5-c74518a79fce | 1 | PPA | ArchiveDirectories={D:\openHistorian\Archive
|  |  | 1eb76b6e-8473-469f-ba48-fd5ee031675f | 1 | PPA | ArchiveDirectories={D:\openHistorian\Archive
|  |  | 4544c693-00e6-45fe-9014-a995f9a459a0 | 1 | PPA | ArchiveDirectories={D:\openHistorian\Archive
|  |  | 017e5c2b-07ec-4f64-bbfe-80d1c98672c5 | 1 | PPA | ArchiveDirectories={D:\openHistorian\Archive
|  |  | 475114b2-1047-4045-8999-9e0cf5cb36f2 | 1 | PPA | ArchiveDirectories={D:\openHistorian\Archive
|  |  | 41f5ae2f-e933-4871-864e-bc694e0a2752 | 1 | PPA | ArchiveDirectories={D:\openHistorian\Archive
|  |  | 49970e84-6ab5-42c7-b282-758e1483f066 | 1 | PPA | ArchiveDirectories={D:\openHistorian\Archive
|  |  | b1333c6e-ce29-49d9-b1b0-c667edc315b3 | 1 | PPA | ArchiveDirectories={D:\openHistorian\Archive
|  |  | 6b4fb198-61f0-47e5-9c56-cb6374c8b001 | 1 | PPA | ArchiveDirectories={D:\openHistorian\Archive
|  |  | a2455a6b-bd26-46a8-a82e-9bf58e7a8b7c | 1 | PPA | ArchiveDirectories={D:\openHistorian\Archive
|  |  | 699f2ef7-8adf-4359-9260-8ae28c4f991d | 1 | PPA | ArchiveDirectories={D:\openHistorian\Archive
|  |  | 85eb6aaa-0f1e-471f-8bcf-54e0b8bdf0e1 | 1 | PPA | ArchiveDirectories={D:\openHistorian\Archive
|  |  | 0deae071-fcaa-4c32-b4e4-e4001344f400 | 1 | PPA | ArchiveDirectories={D:\openHistorian\Archive
|  |  | 35937795-d423-47e1-9aeb-597462a754a4 | 1 | PPA | ArchiveDirectories={D:\openHistorian\Archive
|  |  | ac611dd5-ce83-492a-8bdf-153a0d2d1764 | 1 | PPA | ArchiveDirectories={D:\openHistorian\Archive
|  |  | f2cc14a0-1300-4b7f-a209-dde01925542f | 1 | PPA | ArchiveDirectories={D:\openHistorian\Archive
|  |  | 5d8a49e5-3e4e-4621-a7ec-cb4c5ce62648 | 1 | PPA | ArchiveDirectories={D:\openHistorian\Archive
|  |  | 5f606e01-c0d4-467b-b1a2-0227b6715180 | 1 | PPA | ArchiveDirectories={D:\openHistorian\Archive
|  |  | 8e5f6709-815d-43c3-ae9a-220db7e8435b | 1 | PPA | ArchiveDirectories={D:\openHistorian\Archive
|  |  | c235ac0c-0dc3-43f0-84ba-e22e35aa4d2f | 1 | PPA | ArchiveDirectories={D:\openHistorian\Archive
|  |  | d50092ed-e104-4b27-932e-e030bec2f0cc | 1 | PPA | ArchiveDirectories={D:\openHistorian\Archive
|  |  | 05587fb2-734a-485a-b451-e458f898bb63 | 1 | PPA | ArchiveDirectories={D:\openHistorian\Archive
|  |  | 7b6a218f-4e19-4dca-941c-c998bc7c985e | 1 | PPA | ArchiveDirectories={D:\openHistorian\Archive
|  |  | 7ad3c7a5-7213-477e-be5d-cd908b9f0b51 | 1 | PPA | ArchiveDirectories={D:\openHistorian\Archive
|  |  | f859e530-73e3-41ed-981d-60ed69ddac9b | 1 | PPA | ArchiveDirectories={D:\openHistorian\Archive
|  |  | 97bff9eb-e2a7-4db2-8d6f-54d0bf32ae0c | 1 | PPA | ArchiveDirectories={D:\openHistorian\Archive
|  |  | 3830750b-769b-4996-adba-d2a2fb6f9d71 | 1 | PPA | ArchiveDirectories={D:\openHistorian\Archive
|  |  | 053df741-c5b3-464b-9f3d-9a051ad183e3 | 1 | PPA | ArchiveDirectories={D:\openHistorian\Archive
|  |  | 1b2a908f-ff06-4691-99af-6561db47ca1c | 1 | PPA | ArchiveDirectories={D:\openHistorian\Archive
|  |  | 6cc20407-1c0b-4325-bd44-299dd2531013 | 1 | PPA | ArchiveDirectories={D:\openHistorian\Archive
|  |  | 530a38a7-0c13-4826-8be3-87c2e589f4af | 1 | PPA | ArchiveDirectories={D:\openHistorian\Archive
|  |  | 2949e598-c696-481a-9023-1a2f8a638fcc | 1 | PPA | ArchiveDirectories={D:\openHistorian\Archive
|  |  | e0fcb195-a151-478a-a7c8-daefe2217929 | 1 | PPA | ArchiveDirectories={D:\openHistorian\Archive
|  |  | 81a9cc08-038b-4dd2-ac47-589b2b18f557 | 1 | PPA | ArchiveDirectories={D:\openHistorian\Archive
|  |  | b0839800-ff07-41b0-b047-89979521f94e | 1 | PPA | ArchiveDirectories={D:\openHistorian\Archive
|  |  | df1df223-e160-4214-a62e-e6b68be21362 | 1 | PPA | ArchiveDirectories={D:\openHistorian\Archive
|  |  | 8abb2269-2563-4940-a988-fda3654017ff | 1 | PPA | ArchiveDirectories={D:\openHistorian\Archive
|  |  | 4552151b-a3bb-49f2-87b2-ef41354e7cbf | 1 | PPA | ArchiveDirectories={D:\openHistorian\Archive
|  |  | 7fef6f1f-5898-48ee-8084-b0fc9a90d013 | 1 | PPA | ArchiveDirectories={D:\openHistorian\Archive
|  |  | 45e26381-b09e-4df5-9c40-e2f62746bc0b | 1 | PPA | ArchiveDirectories={D:\openHistorian\Archive
|  |  | 05c6593e-66c6-4d62-babb-f53a3bb14ce3 | 1 | PPA | ArchiveDirectories={D:\openHistorian\Archive
|  |  | d08bf8a0-2b75-4371-a8b5-05f3aa41f144 | 1 | PPA | ArchiveDirectories={D:\openHistorian\Archive
|  |  | 533e2b78-16d9-4386-8725-c1b57a20fc68 | 1 | PPA | ArchiveDirectories={D:\openHistorian\Archive
|  |  | eb7735f7-51ed-49e0-9ad1-bec36ddcb16a | 1 | PPA | ArchiveDirectories={D:\openHistorian\Archive
|  |  | 9220e965-ba1e-45ca-bb95-2c8e057e6b39 | 1 | PPA | ArchiveDirectories={D:\openHistorian\Archive
|  |  | 547d6296-f2e9-4f02-87dc-35d2617564b7 | 1 | PPA | ArchiveDirectories={D:\openHistorian\Archive
|  |  | 8fb7b0b0-2069-4220-acbf-f3d8e8f3fbe8 | 1 | PPA | ArchiveDirectories={D:\openHistorian\Archive
|  |  | 8a44d927-f749-4740-afe7-521dbeae1227 | 1 | PPA | ArchiveDirectories={D:\openHistorian\Archive
|  |  | b8ff25fe-3227-4b03-92f7-adfb7caaded4 | 1 | PPA | ArchiveDirectories={D:\openHistorian\Archive
|  |  | b7372589-4620-41c4-ac07-adff7ab4b29d | 1 | PPA | ArchiveDirectories={D:\openHistorian\Archive
|  |  | 5b0b8f30-45ad-4c63-a728-b00509ec910a | 1 | PPA | ArchiveDirectories={D:\openHistorian\Archive
|  |  | e753421a-a36c-48de-a443-05d8b47ae502 | 1 | PPA | ArchiveDirectories={D:\openHistorian\Archive
|  |  | fe21d482-29de-41cd-9e1d-c557faef996e | 1 | PPA | ArchiveDirectories={D:\openHistorian\Archive
|  |  | a9eabf05-4ed3-44e2-b1d2-d4c42c832a3d | 1 | PPA | ArchiveDirectories={D:\openHistorian\Archive
|  |  | 85da9b76-8909-40fd-8c84-fc78f86dbd84 | 1 | PPA | ArchiveDirectories={D:\openHistorian\Archive
|  |  | 56ed8d8f-a315-4bef-9499-fe05b2ebff86 | 1 | PPA | ArchiveDirectories={D:\openHistorian\Archive
|  |  | 53d1a1c7-98e2-4c1e-b32f-60a3ddb40f00 | 1 | PPA | ArchiveDirectories={D:\openHistorian\Archive
|  |  | c94816cc-b0fc-4d48-aa1c-8c7140db9321 | 1 | PPA | ArchiveDirectories={D:\openHistorian\Archive
|  |  | 3ea831ce-6c64-46c3-ad29-82a6a847ad2d | 1 | PPA | ArchiveDirectories={D:\openHistorian\Archive
|  |  | 0939b71c-84dd-44c0-aef3-686f88b7aca0 | 1 | PPA | ArchiveDirectories={D:\openHistorian\Archive
|  |  | aaa97f75-060a-4d16-9028-c376e0abb291 | 1 | PPA | ArchiveDirectories={D:\openHistorian\Archive
|  |  | b7edd06e-f047-4273-9928-a7436d6c433e | 1 | PPA | ArchiveDirectories={D:\openHistorian\Archive
|  |  | 3a2101f2-a8f2-4abe-8666-5cd95ddc8209 | 1 | PPA | ArchiveDirectories={D:\openHistorian\Archive
|  |  | 359ae7b0-9bab-433f-97ab-5058a2c1774f | 1 | PPA | ArchiveDirectories={D:\openHistorian\Archive
|  |  | 850089f6-2b69-4708-bb15-515950da788d | 1 | PPA | ArchiveDirectories={D:\openHistorian\Archive
|  |  | deafb03a-9331-4004-a5ae-055072c14eec | 1 | PPA | ArchiveDirectories={D:\openHistorian\Archive
|  |  | 0f33015c-18db-48ae-8dbf-ac993d4e79a6 | 1 | PPA | ArchiveDirectories={D:\openHistorian\Archive
|  |  | 35878724-b4fc-48b3-add8-be799cc4e9db | 1 | PPA | ArchiveDirectories={D:\openHistorian\Archive
|  |  | 68d26513-f4f5-4b15-a3fc-b72ce0f4aea6 | 1 | PPA | ArchiveDirectories={D:\openHistorian\Archive
|  |  | 4ea1b4ee-0c57-4744-bbc6-99109f3bca93 | 1 | PPA | ArchiveDirectories={D:\openHistorian\Archive
|  |  | a83397ec-94cd-445b-9bd1-7aa8931e3e67 | 1 | PPA | ArchiveDirectories={D:\openHistorian\Archive
|  |  | 6a5460fb-8e0d-4029-ac96-261ce4f4c7bd | 1 | PPA | ArchiveDirectories={D:\openHistorian\Archive
|  |  | 09537a49-842d-4ca1-a076-2fd9c69b0e5b | 1 | PPA | ArchiveDirectories={D:\openHistorian\Archive
|  |  | f8d8bce0-64da-4a7b-ad45-78093ed04e48 | 1 | PPA | ArchiveDirectories={D:\openHistorian\Archive
|  |  | b00624fa-9763-4772-b525-6bcb525a92a0 | 1 | PPA | ArchiveDirectories={D:\openHistorian\Archive
|  |  | 1e865adb-add2-4572-808c-cb8a4adb0d49 | 1 | PPA | ArchiveDirectories={D:\openHistorian\Archive
|  |  | 9539bbf1-e0fd-4d43-8f8c-49c39fe14b27 | 1 | PPA | ArchiveDirectories={D:\openHistorian\Archive
|  |  | dce7afd3-ff41-4523-b68d-b7de35e81a4a | 1 | PPA | ArchiveDirectories={D:\openHistorian\Archive
|  |  | 534e6439-4ba4-4e4f-83ef-97ef206ec403 | 1 | PPA | ArchiveDirectories={D:\openHistorian\Archive
|  |  | ffa63a35-868d-4cbd-8a95-5d694311d59f | 1 | PPA | ArchiveDirectories={D:\openHistorian\Archive
|  |  | b63e3274-8512-4fd9-bc89-488e862c1aa0 | 1 | PPA | ArchiveDirectories={D:\openHistorian\Archive
|  |  | df14430e-896b-441e-a365-d3b97258beb2 | 1 | PPA | ArchiveDirectories={D:\openHistorian\Archive
|  |  | 39f82056-2a3c-4d07-9ebd-b99ae36810ec | 1 | PPA | ArchiveDirectories={D:\openHistorian\Archive
|  |  | ffff5ada-d16a-4526-ba51-6d07c47b06b1 | 1 | PPA | ArchiveDirectories={D:\openHistorian\Archive
|  |  | 8734f3a0-44de-4ef9-b0de-7cef8455e482 | 1 | PPA | ArchiveDirectories={D:\openHistorian\Archive
|  |  | 8ff60d49-6868-4f3a-903a-fea8cc8ee3a9 | 1 | PPA | ArchiveDirectories={D:\openHistorian\Archive
|  |  | 861bfc54-0d4f-44ba-a514-a6936704a783 | 1 | PPA | ArchiveDirectories={D:\openHistorian\Archive
|  |  | 4d1c1085-a3a2-4d13-95da-17239f0653f2 | 1 | PPA | ArchiveDirectories={D:\openHistorian\Archive
|  |  | 59d22a9b-546e-4670-87ca-f3fe231d0793 | 1 | PPA | ArchiveDirectories={D:\openHistorian\Archive
|  |  | 12d82df4-29cf-4ac2-bcae-4f09be74916c | 1 | PPA | ArchiveDirectories={D:\openHistorian\Archive
|  |  | 3efcbb22-d745-49ad-ad46-3d81301aa012 | 1 | PPA | ArchiveDirectories={D:\openHistorian\Archive
|  |  | ab2db604-571c-4ea8-8996-d6b1c002cc03 | 1 | PPA | ArchiveDirectories={D:\openHistorian\Archive
|  |  | 0fd23f10-6b72-45a3-8732-b06d46696fdf | 1 | PPA | ArchiveDirectories={D:\openHistorian\Archive
|  |  | 0405f20f-c5ab-45aa-bd7f-fae4b36f8b06 | 1 | PPA | ArchiveDirectories={D:\openHistorian\Archive
|  |  | 9c1689ff-e8c0-4c88-8543-50134246feee | 1 | PPA | ArchiveDirectories={D:\openHistorian\Archive
|  |  | f0bc8427-3cc4-49b1-abc7-e338d7a53d98 | 1 | PPA | ArchiveDirectories={D:\openHistorian\Archive
|  |  | a5452c6c-4772-4a18-a187-e4c215918fe5 | 1 | PPA | ArchiveDirectories={D:\openHistorian\Archive
|  |  | 19cc2020-34ba-47d6-9bd2-f53e6ec36260 | 1 | PPA | ArchiveDirectories={D:\openHistorian\Archive
|  |  | 88435c0a-773a-4b11-834a-a8127df06e74 | 1 | PPA | ArchiveDirectories={D:\openHistorian\Archive
|  |  | ef5a00f5-afbd-431a-a6aa-aa238d780808 | 1 | PPA | ArchiveDirectories={D:\openHistorian\Archive
|  |  | 58f8d936-3864-488b-ba60-7b12fd026887 | 1 | PPA | ArchiveDirectories={D:\openHistorian\Archive
|  |  | ace386ff-0473-41b6-befe-b44009092512 | 1 | PPA | ArchiveDirectories={D:\openHistorian\Archive
|  |  | 623c6ab2-43b8-4696-bac0-54aec6a7f2c8 | 1 | PPA | ArchiveDirectories={D:\openHistorian\Archive
|  |  | 8bbf832f-82f3-4b2d-bea7-2336ad1620d3 | 1 | PPA | ArchiveDirectories={D:\openHistorian\Archive
|  |  | 985ee205-fd18-4410-a887-bc046d9798b1 | 1 | PPA | ArchiveDirectories={D:\openHistorian\Archive
|  |  | 102a3e0b-ce62-45be-9da9-3e7be7be08ab | 1 | PPA | ArchiveDirectories={D:\openHistorian\Archive
|  |  | cbfc2037-53dd-410d-8b38-0d6eae8e54b5 | 1 | PPA | ArchiveDirectories={D:\openHistorian\Archive
|  |  | a8a2d90d-f774-4476-9419-3f0895e8f571 | 1 | PPA | ArchiveDirectories={D:\openHistorian\Archive
|  |  | 92c47afa-dde9-4d06-8836-c86ca3b11945 | 1 | PPA | ArchiveDirectories={D:\openHistorian\Archive
|  |  | 20d4911e-9c4c-4395-b0cb-0ecb52ee5084 | 1 | PPA | ArchiveDirectories={D:\openHistorian\Archive
|  |  | c96632bf-ffe0-48e4-90e7-fcb0b5d80840 | 1 | PPA | ArchiveDirectories={D:\openHistorian\Archive
|  |  | e5af811a-dfa5-42dc-a631-488dfc844e92 | 1 | PPA | ArchiveDirectories={D:\openHistorian\Archive
|  |  | 403dd9f2-12f5-4f69-9b0f-bf64a81dbf0a | 1 | PPA | ArchiveDirectories={D:\openHistorian\Archive
|  |  | 2d027825-da99-4ae4-810f-605bc58ad2cc | 1 | PPA | ArchiveDirectories={D:\openHistorian\Archive
|  |  | df9b8374-0e90-49c1-a009-e66730089aae | 1 | PPA | ArchiveDirectories={D:\openHistorian\Archive
|  |  | 15ac68f3-e19f-464a-b6d9-5b11f5038600 | 1 | PPA | ArchiveDirectories={D:\openHistorian\Archive
|  |  | ab155de2-51e8-4f1c-8da0-00438534d90b | 1 | PPA | ArchiveDirectories={D:\openHistorian\Archive
|  |  | 172c52f4-f633-489f-9d3c-ec05b997c691 | 1 | PPA | ArchiveDirectories={D:\openHistorian\Archive
|  |  | e03d9ebf-3f22-4617-af26-a2070e5a8477 | 1 | PPA | ArchiveDirectories={D:\openHistorian\Archive
|  |  | 9ded6f1e-df6b-4c3e-b0e1-828cefab3ea4 | 1 | PPA | ArchiveDirectories={D:\openHistorian\Archive
|  |  | c816c2f3-297f-461f-b18d-ac636133a548 | 1 | PPA | ArchiveDirectories={D:\openHistorian\Archive
|  |  | ed61d814-6587-4517-bf6a-f84ccf732b9e | 1 | PPA | ArchiveDirectories={D:\openHistorian\Archive
|  |  | 6ba50a2a-4e73-4eb9-a158-074c5babb1fe | 1 | PPA | ArchiveDirectories={D:\openHistorian\Archive
|  |  | 1f4dc4a5-890d-4129-86c1-779e5ad34766 | 1 | PPA | ArchiveDirectories={D:\openHistorian\Archive
|  |  | 0646f8fa-c7d0-4031-badc-17c0cecec361 | 1 | PPA | ArchiveDirectories={D:\openHistorian\Archive
|  |  | adca5377-7ffb-4507-8f2c-5bfa926c6495 | 1 | PPA | ArchiveDirectories={D:\openHistorian\Archive
|  |  | d95eb6a4-9fad-48d7-b21b-aa2d4652f203 | 1 | PPA | ArchiveDirectories={D:\openHistorian\Archive
|  |  | be25d3d4-c23a-458d-a555-b205315bb316 | 1 | PPA | ArchiveDirectories={D:\openHistorian\Archive
|  |  | c8d89b73-c1e3-4288-9dc8-6015536d291a | 1 | PPA | ArchiveDirectories={D:\openHistorian\Archive
|  |  | 47ab507e-d886-44a3-a21e-15fa6ab72d48 | 1 | PPA | ArchiveDirectories={D:\openHistorian\Archive
|  |  | f13fe3d1-3464-4091-ad8e-35ab2a6fe342 | 1 | PPA | ArchiveDirectories={D:\openHistorian\Archive
|  |  | 7112ada3-f594-44f6-aa33-25cf74f7ad12 | 1 | PPA | ArchiveDirectories={D:\openHistorian\Archive
|  |  | c2a2dfc4-151c-4697-9ebd-d9acb2995b84 | 1 | PPA | ArchiveDirectories={D:\openHistorian\Archive
|  |  | e505282c-8b44-4c57-97e3-0a29dcbb658b | 1 | PPA | ArchiveDirectories={D:\openHistorian\Archive
|  |  | ca38a582-4c54-4802-ada9-aedee6ae5cc6 | 1 | PPA | ArchiveDirectories={D:\openHistorian\Archive
|  |  | f9cf5b09-5e70-4f63-9f71-4c9b894fcd81 | 1 | PPA | ArchiveDirectories={D:\openHistorian\Archive
|  |  | 1ef8c741-317a-4a8e-b409-808a160512f4 | 1 | PPA | ArchiveDirectories={D:\openHistorian\Archive
|  |  | 9fc702e9-39c8-43e1-a137-1b93adc0d056 | 1 | PPA | ArchiveDirectories={D:\openHistorian\Archive
|  |  | ff334457-3d89-4885-aa58-b7a50c3ea147 | 1 | PPA | ArchiveDirectories={D:\openHistorian\Archive
|  |  | 1d580188-e4be-4251-b89d-df081bc4259b | 1 | PPA | ArchiveDirectories={D:\openHistorian\Archive
|  |  | 5fa0be82-13a4-476a-9b15-a90932a6ed07 | 1 | PPA | ArchiveDirectories={D:\openHistorian\Archive
|  |  | 05c6a06b-8941-4e7d-b37c-3979fa8eab66 | 1 | PPA | ArchiveDirectories={D:\openHistorian\Archive
|  |  | 36fe6bfc-8037-4927-94ad-693d38e4a4e6 | 1 | PPA | ArchiveDirectories={D:\openHistorian\Archive
|  |  | 1f570d36-35da-42ff-989e-45e9e8a91e98 | 1 | PPA | ArchiveDirectories={D:\openHistorian\Archive
|  |  | d5c8353f-42ff-42dc-9f72-83964df91a44 | 1 | PPA | ArchiveDirectories={D:\openHistorian\Archive
|  |  | dcfa86d1-729c-4b33-91d0-106858bf45ab | 1 | PPA | ArchiveDirectories={D:\openHistorian\Archive
|  |  | ba0b718c-72b4-40e3-b7e8-d1bdf0da3ee0 | 1 | PPA | ArchiveDirectories={D:\openHistorian\Archive
|  |  | a3290142-d635-4828-b376-dcad9f9a2111 | 1 | PPA | ArchiveDirectories={D:\openHistorian\Archive
|  |  | b88bdcde-6d92-41fb-b605-68db8a0091ff | 1 | PPA | ArchiveDirectories={D:\openHistorian\Archive
|  |  | ef23a7ac-44b3-43cb-a750-3ac6d623eb57 | 1 | PPA | ArchiveDirectories={D:\openHistorian\Archive
|  |  | df657ab3-f088-4b07-ad3c-81456fd4b529 | 1 | PPA | ArchiveDirectories={D:\openHistorian\Archive
|  |  | 0d9d2ac2-569f-49be-b125-8d4b4549a5e7 | 1 | PPA | ArchiveDirectories={D:\openHistorian\Archive
|  |  | 85ad348b-c1c1-4bdb-8301-5daf22a5b0c0 | 1 | PPA | ArchiveDirectories={D:\openHistorian\Archive
|  |  | 90b9adac-bde5-4f91-9969-1fb45c7e2c8c | 1 | PPA | ArchiveDirectories={D:\openHistorian\Archive
|  |  | 0057b2eb-74aa-4ab5-bc69-c6dbab0cc35a | 1 | PPA | ArchiveDirectories={D:\openHistorian\Archive
|  |  | c360f933-7b7d-4b90-a244-f2f3df27c8db | 1 | PPA | ArchiveDirectories={D:\openHistorian\Archive
|  |  | 9f0224c9-3ddc-45d1-b19e-d1809e146a42 | 1 | PPA | ArchiveDirectories={D:\openHistorian\Archive
|  |  | 0eae1d39-fcb6-42b6-ae3d-0775c7ed3e2d | 1 | PPA | ArchiveDirectories={D:\openHistorian\Archive
|  |  | 40a6c8b1-3c0d-4e7e-874b-187a090d06c8 | 1 | PPA | ArchiveDirectories={D:\openHistorian\Archive
|  |  | e6686066-5f60-47b8-a350-a7f359a1bfd0 | 1 | PPA | ArchiveDirectories={D:\openHistorian\Archive
|  |  | ae9bc0ce-33db-4849-b7af-2cda45ae2a6d | 1 | PPA | ArchiveDirectories={D:\openHistorian\Archive
|  |  | a6de17cc-2a4d-4eed-9b67-9d52bbbc4bfa | 1 | PPA | ArchiveDirectories={D:\openHistorian\Archive
|  |  | fd66d8ef-30f8-458c-aa60-a1bcd7d9b8a2 | 1 | PPA | ArchiveDirectories={D:\openHistorian\Archive
|  |  | ff2c4a10-da9c-475d-9ca2-f720160b1d00 | 1 | PPA | ArchiveDirectories={D:\openHistorian\Archive
|  |  | 1e4a1d44-d972-4b7b-893d-c8336291cb43 | 1 | PPA | ArchiveDirectories={D:\openHistorian\Archive
|  |  | 44d50585-9771-4e79-936e-6294668dd17e | 1 | PPA | ArchiveDirectories={D:\openHistorian\Archive
|  |  | 1c434b35-c028-4dbc-8478-f93ef9ed81d5 | 1 | PPA | ArchiveDirectories={D:\openHistorian\Archive
|  |  | a365c459-e0a0-4eb8-929d-cd140aef139e | 1 | PPA | ArchiveDirectories={D:\openHistorian\Archive
|  |  | a9ea26c3-7f59-4025-9163-3a5207bf484a | 1 | PPA | ArchiveDirectories={D:\openHistorian\Archive
|  |  | 947f5984-fada-46d4-b875-0d34da7e12d4 | 1 | PPA | ArchiveDirectories={D:\openHistorian\Archive
|  |  | 7e2b2a8b-2400-48ab-b386-d93719954399 | 1 | PPA | ArchiveDirectories={D:\openHistorian\Archive
|  |  | aa1e2242-d355-4fa1-946d-cb0af3d6ba66 | 1 | PPA | ArchiveDirectories={D:\openHistorian\Archive
|  |  | 06782ed6-c805-4184-9817-8e6d40a63638 | 1 | PPA | ArchiveDirectories={D:\openHistorian\Archive
|  |  | 3faaafac-cab7-470a-b6a6-8e171751c5f2 | 1 | PPA | ArchiveDirectories={D:\openHistorian\Archive
|  |  | ff99aa7a-0a49-4b18-ac10-0b08c7d32f91 | 1 | PPA | ArchiveDirectories={D:\openHistorian\Archive
|  |  | 89a367f8-3092-492e-914c-f7cd05f95fea | 1 | PPA | ArchiveDirectories={D:\openHistorian\Archive
|  |  | e6e367a5-7412-4425-82d7-bbf2a125abd8 | 1 | PPA | ArchiveDirectories={D:\openHistorian\Archive
|  |  | 992c51fa-eed4-47e2-98c9-eb397b08e8a2 | 1 | PPA | ArchiveDirectories={D:\openHistorian\Archive
|  |  | b0bee71f-6291-46bb-a357-12f2cd807f67 | 1 | PPA | ArchiveDirectories={D:\openHistorian\Archive
|  |  | e19a9637-0af3-46ee-88bb-372964ebfeb7 | 1 | PPA | ArchiveDirectories={D:\openHistorian\Archive
|  |  | 90322e54-4c8d-48a9-984a-1e760b54288a | 1 | PPA | ArchiveDirectories={D:\openHistorian\Archive
|  |  | b2bbde4b-a607-4335-8a64-f5b212593458 | 1 | PPA | ArchiveDirectories={D:\openHistorian\Archive
|  |  | 1f6d177a-1f17-4884-ac85-8778116fc481 | 1 | PPA | ArchiveDirectories={D:\openHistorian\Archive
|  |  | c5029646-93bb-464b-b3b8-b7700b4f3ec8 | 1 | PPA | ArchiveDirectories={D:\openHistorian\Archive
|  |  | b93f7bc7-f7b8-4836-bf1d-2829d75e6b99 | 1 | PPA | ArchiveDirectories={D:\openHistorian\Archive
|  |  | c7957309-5189-4fd6-8289-671b48e9a665 | 1 | PPA | ArchiveDirectories={D:\openHistorian\Archive
|  |  | 988f9e85-21e8-4120-91ec-1dc11656a1f5 | 1 | PPA | ArchiveDirectories={D:\openHistorian\Archive
|  |  | 91f503d0-640a-462a-8e78-1107c3172d3b | 1 | PPA | ArchiveDirectories={D:\openHistorian\Archive
|  |  | 27259655-517e-47ef-93e0-be50deeb924d | 1 | PPA | ArchiveDirectories={D:\openHistorian\Archive
|  |  | 442c5f06-4191-4fc8-a58a-e64814514eb3 | 1 | PPA | ArchiveDirectories={D:\openHistorian\Archive
|  |  | c148e3b6-95df-4dee-8108-a70d890b471d | 1 | PPA | ArchiveDirectories={D:\openHistorian\Archive
|  |  | 78193a1c-b1c0-45c3-81a9-98445677d162 | 1 | PPA | ArchiveDirectories={D:\openHistorian\Archive
|  |  | 4f57bf7f-2d50-4034-af6b-e84ee2956de8 | 1 | PPA | ArchiveDirectories={D:\openHistorian\Archive
|  |  | 44925ca9-e99f-4071-94df-c2bee2b2d4e4 | 1 | PPA | ArchiveDirectories={D:\openHistorian\Archive
|  |  | e66f0fcd-5f4e-4508-84a4-1f8949c7a710 | 1 | PPA | ArchiveDirectories={D:\openHistorian\Archive
|  |  | 5396f100-31f1-423a-a76b-670861439ae0 | 1 | PPA | ArchiveDirectories={D:\openHistorian\Archive
|  |  | 59df98ab-d664-4081-8940-c37af335c659 | 1 | PPA | ArchiveDirectories={D:\openHistorian\Archive
|  |  | 78fcfafc-f1e1-47f2-87bc-39c5bdb89f53 | 1 | PPA | ArchiveDirectories={D:\openHistorian\Archive
|  |  | 11abd8fb-322a-416f-bc2e-80e4aa10a288 | 1 | PPA | ArchiveDirectories={D:\openHistorian\Archive
|  |  | 6270b8a5-abeb-4730-8293-553c16c8d7e9 | 1 | PPA | ArchiveDirectories={D:\openHistorian\Archive
|  |  | 09645748-74f8-4db2-b97f-dc81f24ba158 | 1 | PPA | ArchiveDirectories={D:\openHistorian\Archive
|  |  | b26b604b-6478-4b95-a166-2cebd2d29e93 | 1 | PPA | ArchiveDirectories={D:\openHistorian\Archive
|  |  | a2be8152-6b2b-4c09-a100-d6bb829c3ad6 | 1 | PPA | ArchiveDirectories={D:\openHistorian\Archive
|  |  | 0071de7c-02f3-4e3f-99a3-fd6bb6afa031 | 1 | PPA | ArchiveDirectories={D:\openHistorian\Archive
|  |  | 8b179ddc-2876-485a-9b6e-f7a84f9b54a8 | 1 | PPA | ArchiveDirectories={D:\openHistorian\Archive
|  |  | dac4622b-49ed-481a-a0b9-d84863ae4db3 | 1 | PPA | ArchiveDirectories={D:\openHistorian\Archive
|  |  | 0146a415-5d79-45e0-9cb7-c87c16cf00ce | 1 | PPA | ArchiveDirectories={D:\openHistorian\Archive
|  |  | 15d1424b-17d2-4ba0-8cec-f1e9ed43b28d | 1 | PPA | ArchiveDirectories={D:\openHistorian\Archive
|  |  | 5b186b9c-1487-4944-8863-fda700214c64 | 1 | PPA | ArchiveDirectories={D:\openHistorian\Archive
|  |  | 6a8c3d2c-9f1c-4406-a782-974f6ad7f1f0 | 1 | PPA | ArchiveDirectories={D:\openHistorian\Archive
|  |  | dced4be1-6970-4e00-a81b-2ef3363b0e51 | 1 | PPA | ArchiveDirectories={D:\openHistorian\Archive
|  |  | d2fb8a06-f3b0-486f-8f58-a4b9bb86c6ca | 1 | PPA | ArchiveDirectories={D:\openHistorian\Archive
|  |  | fc528cec-bf60-4d2c-8a06-646792564350 | 1 | PPA | ArchiveDirectories={D:\openHistorian\Archive
|  |  | 6acedd29-6a9a-467e-85ea-305294b7ebcf | 1 | PPA | ArchiveDirectories={D:\openHistorian\Archive
|  |  | 8d3b9c2d-e0f8-4580-bf58-561322ffa229 | 1 | PPA | ArchiveDirectories={D:\openHistorian\Archive
|  |  | 5124f7a7-14d2-40ca-9bff-5497c70a1a93 | 1 | PPA | ArchiveDirectories={D:\openHistorian\Archive
|  |  | 674098a7-5214-4338-afd4-ad1bcf1e5929 | 1 | PPA | ArchiveDirectories={D:\openHistorian\Archive
|  |  | a2731636-1d02-4ea4-b51c-18a9a762ca57 | 1 | PPA | ArchiveDirectories={D:\openHistorian\Archive
|  |  | d90f2018-5856-476f-98f5-28a71c04c464 | 1 | PPA | ArchiveDirectories={D:\openHistorian\Archive
|  |  | c2151c3a-4793-4e6c-97b7-20f658b6f6a2 | 1 | PPA | ArchiveDirectories={D:\openHistorian\Archive
|  |  | b7396bd1-d342-46ec-84ef-a13580c5d4de | 1 | PPA | ArchiveDirectories={D:\openHistorian\Archive
|  |  | cb8a24a3-9a24-4e5e-a813-87f1ec8a9cfb | 1 | PPA | ArchiveDirectories={D:\openHistorian\Archive
|  |  | 56e43a0e-33af-496d-b566-0ed7a7d03000 | 1 | PPA | ArchiveDirectories={D:\openHistorian\Archive
|  |  | f1f8549b-550e-46b9-99c9-c5c16f80f6c5 | 1 | PPA | ArchiveDirectories={D:\openHistorian\Archive
|  |  | 9270332f-858b-4a06-a055-8a913af99568 | 1 | PPA | ArchiveDirectories={D:\openHistorian\Archive
|  |  | 5d262ac1-1347-42e1-869b-f20a57d503aa | 1 | PPA | ArchiveDirectories={D:\openHistorian\Archive
|  |  | 3543501a-0b32-4013-97a8-c2735a5d52c5 | 1 | PPA | ArchiveDirectories={D:\openHistorian\Archive
|  |  | d452fdec-1dde-40de-80e9-7510a20eda5b | 1 | PPA | ArchiveDirectories={D:\openHistorian\Archive
|  |  | 13da2091-8ed6-4694-a845-231ec901d0a6 | 1 | PPA | ArchiveDirectories={D:\openHistorian\Archive
|  |  | 2a9e0de9-a521-4ec3-9b53-8e38ac95431d | 1 | PPA | ArchiveDirectories={D:\openHistorian\Archive
|  |  | 917b31ad-ea3b-46e0-97ef-6be2cebeffc4 | 1 | PPA | ArchiveDirectories={D:\openHistorian\Archive
|  |  | 45df3202-a16b-40a4-a0b4-f84afc5731ea | 1 | PPA | ArchiveDirectories={D:\openHistorian\Archive
|  |  | a0d142a6-f6d8-468a-a38b-e17abf6f92a0 | 1 | PPA | ArchiveDirectories={D:\openHistorian\Archive
|  |  | ab328a21-29c2-4d98-8174-3ef823be370e | 1 | PPA | ArchiveDirectories={D:\openHistorian\Archive
|  |  | d7946f5d-18b2-4c27-bc7f-e27097289e32 | 1 | PPA | ArchiveDirectories={D:\openHistorian\Archive
|  |  | dc44caaa-f80a-42d3-b5c2-c9b661b05cb1 | 1 | PPA | ArchiveDirectories={D:\openHistorian\Archive
|  |  | e1e50e5d-7adc-4956-8842-da9658d91204 | 1 | PPA | ArchiveDirectories={D:\openHistorian\Archive
|  |  | e0cfcffa-7fb5-4dd6-88a4-b01457f187f6 | 1 | PPA | ArchiveDirectories={D:\openHistorian\Archive
|  |  | 67c6a4d7-a6f6-4132-af68-d009468d4d52 | 1 | PPA | ArchiveDirectories={D:\openHistorian\Archive
|  |  | f339b433-5e7b-4c85-bfa3-f19ecc06f7e9 | 1 | PPA | ArchiveDirectories={D:\openHistorian\Archive
|  |  | 9a67b639-e8cb-44c5-88fb-1015301f04dc | 1 | PPA | ArchiveDirectories={D:\openHistorian\Archive
|  |  | a6bf3595-861f-43ab-b69f-99c9bea05fb9 | 1 | PPA | ArchiveDirectories={D:\openHistorian\Archive
|  |  | 45ffbfa1-44bf-4ee2-a95b-df3e10a9f554 | 1 | PPA | ArchiveDirectories={D:\openHistorian\Archive
|  |  | 2dcf889b-7589-4dbd-ba1d-54cf0afc32f0 | 1 | PPA | ArchiveDirectories={D:\openHistorian\Archive
|  |  | 828d2770-4d0b-4591-b063-d99bf111155b | 1 | PPA | ArchiveDirectories={D:\openHistorian\Archive
|  |  | 5d0157df-d137-41ee-b40f-fdc2b514cffc | 1 | PPA | ArchiveDirectories={D:\openHistorian\Archive
|  |  | 751b92e2-7957-44ab-a26d-a0cd9228eeaf | 1 | PPA | ArchiveDirectories={D:\openHistorian\Archive
|  |  | ff45dc25-5c3b-4a9c-b244-0aa1539acf53 | 1 | PPA | ArchiveDirectories={D:\openHistorian\Archive
|  |  | c5b9259b-76c4-448e-902b-ac16f5cc5768 | 1 | PPA | ArchiveDirectories={D:\openHistorian\Archive
|  |  | 6e48884d-9194-48b1-9ed1-f4902c1a7198 | 1 | PPA | ArchiveDirectories={D:\openHistorian\Archive
|  |  | fdcc11f0-ba7d-42e3-be3e-4b9787feb8b5 | 1 | PPA | ArchiveDirectories={D:\openHistorian\Archive
|  |  | 657344eb-41fa-42a4-aeba-f5150158ab16 | 1 | PPA | ArchiveDirectories={D:\openHistorian\Archive
|  |  | 89c618b4-c5b3-45b0-90ab-59c78b0afeaa | 1 | PPA | ArchiveDirectories={D:\openHistorian\Archive
|  |  | 80cf071c-6e01-4e82-8586-e46b74881abb | 1 | PPA | ArchiveDirectories={D:\openHistorian\Archive
|  |  | 3268f56e-3de7-4bdc-8389-333863cdffc0 | 1 | PPA | ArchiveDirectories={D:\openHistorian\Archive
|  |  | e6a6c31f-71b2-4b5c-b4d2-2ca54cb2eebc | 1 | PPA | ArchiveDirectories={D:\openHistorian\Archive
|  |  | e95c9448-b67d-4729-a9ce-f9688d264825 | 1 | PPA | ArchiveDirectories={D:\openHistorian\Archive
|  |  | e72428b7-7caf-459f-a649-89adc92499e0 | 1 | PPA | ArchiveDirectories={D:\openHistorian\Archive
|  |  | 868dee21-4000-4217-b3e6-f47e1c2f1a9d | 1 | PPA | ArchiveDirectories={D:\openHistorian\Archive
|  |  | e96c5958-deb2-4dfa-b375-72decf29ca59 | 1 | PPA | ArchiveDirectories={D:\openHistorian\Archive
|  |  | 11e7c6cc-a870-49df-892f-01d48563b2ab | 1 | PPA | ArchiveDirectories={D:\openHistorian\Archive
|  |  | 09f5c830-d13c-4760-b854-59ada514df7d | 1 | PPA | ArchiveDirectories={D:\openHistorian\Archive
|  |  | bef2bc69-d21d-4062-ab31-37494f7dbfa8 | 1 | PPA | ArchiveDirectories={D:\openHistorian\Archive
|  |  | 8dd5fa79-91be-44a9-97f1-205f06666908 | 1 | PPA | ArchiveDirectories={D:\openHistorian\Archive
|  |  | 8655e8cd-6f3e-4839-8712-a4e66f81ad04 | 1 | PPA | ArchiveDirectories={D:\openHistorian\Archive
|  |  | 55bf1359-5aaf-4cad-9396-0d92e07a8126 | 1 | PPA | ArchiveDirectories={D:\openHistorian\Archive
|  |  | 616ee29a-ecfa-4baa-8941-e6c79cf8bdac | 1 | PPA | ArchiveDirectories={D:\openHistorian\Archive
|  |  | 6696a5aa-90ba-442f-b1ab-a24dadc68d95 | 1 | PPA | ArchiveDirectories={D:\openHistorian\Archive
|  |  | a6d3438d-f19e-4ec0-9bbf-64b7e6fabc1c | 1 | PPA | ArchiveDirectories={D:\openHistorian\Archive
|  |  | 03570aa7-9ba3-4d6f-9fc3-1d704ba11d14 | 1 | PPA | ArchiveDirectories={D:\openHistorian\Archive
|  |  | 294ffb74-00c6-478c-87fc-0afda5ca6728 | 1 | PPA | ArchiveDirectories={D:\openHistorian\Archive
|  |  | 4be899a5-f511-4e9e-975d-f9901afdaf49 | 1 | PPA | ArchiveDirectories={D:\openHistorian\Archive
|  |  | a69f7588-1f9b-44b1-9ae5-c6e0143d1fda | 1 | PPA | ArchiveDirectories={D:\openHistorian\Archive
|  |  | 3d3e3ee0-57b2-42f7-856d-443a6732fa5b | 1 | PPA | ArchiveDirectories={D:\openHistorian\Archive
|  |  | 839d59f9-7b21-4e52-b228-f967f576ae37 | 1 | PPA | ArchiveDirectories={D:\openHistorian\Archive
|  |  | 47ef5975-8f18-466c-a78e-88b543b63241 | 1 | PPA | ArchiveDirectories={D:\openHistorian\Archive
|  |  | 7c481b38-f049-4201-818c-efbfe5f14f60 | 1 | PPA | ArchiveDirectories={D:\openHistorian\Archive
|  |  | 30e4393a-a820-4589-8377-118e88b73739 | 1 | PPA | ArchiveDirectories={D:\openHistorian\Archive
|  |  | 4bf37b16-65ea-4c9d-a56e-e1b2a174b7c6 | 1 | PPA | ArchiveDirectories={D:\openHistorian\Archive
|  |  | ac707822-9f0d-458b-a50d-2a52c5a7f667 | 1 | PPA | ArchiveDirectories={D:\openHistorian\Archive
|  |  | 3bd0c673-0563-4d3f-9efa-535443c9df51 | 1 | PPA | ArchiveDirectories={D:\openHistorian\Archive
|  |  | 4c5b614a-738b-40b7-8ab7-0ef48562353a | 1 | PPA | ArchiveDirectories={D:\openHistorian\Archive
|  |  | 2e7e1b0d-0e8c-42d6-8392-36c5fa8482c4 | 1 | PPA | ArchiveDirectories={D:\openHistorian\Archive
|  |  | c6fce8b0-07bb-46af-80f2-ff4aafdffed1 | 1 | PPA | ArchiveDirectories={D:\openHistorian\Archive
|  |  | 6c973584-3f1b-480a-9c22-cf8f96ff3fb2 | 1 | PPA | ArchiveDirectories={D:\openHistorian\Archive
|  |  | 7cbd6bc5-0589-4866-80a1-5024806d9325 | 1 | PPA | ArchiveDirectories={D:\openHistorian\Archive
|  |  | 280d4097-92a6-4921-ac1b-cbb522389b5a | 1 | PPA | ArchiveDirectories={D:\openHistorian\Archive
|  |  | b9dba4c2-c58e-416d-9a53-0785721204c8 | 1 | PPA | ArchiveDirectories={D:\openHistorian\Archive
|  |  | 4e96b688-33ef-463d-9f55-ea121c637475 | 1 | PPA | ArchiveDirectories={D:\openHistorian\Archive
|  |  | 7b433f35-afa8-49cf-82b4-a722b996284e | 1 | PPA | ArchiveDirectories={D:\openHistorian\Archive
|  |  | e991d45c-a4a6-48bf-ba96-9f815b3146f5 | 1 | PPA | ArchiveDirectories={D:\openHistorian\Archive
|  |  | b46245c8-d591-4274-9998-f792cab9c210 | 1 | PPA | ArchiveDirectories={D:\openHistorian\Archive
|  |  | 7bcb0066-a584-4e49-94da-4dcaefb8749d | 1 | PPA | ArchiveDirectories={D:\openHistorian\Archive
|  |  | bb7b8317-8b00-43cc-aac6-352709bd807c | 1 | PPA | ArchiveDirectories={D:\openHistorian\Archive
|  |  | 1bae0333-61a7-4277-ac6b-9abbc8122651 | 1 | PPA | ArchiveDirectories={D:\openHistorian\Archive
|  |  | 38ea986b-fa74-4805-883d-115e55cbfb17 | 1 | PPA | ArchiveDirectories={D:\openHistorian\Archive
|  |  | 7c639cf4-20a0-4cde-adcd-215ceef637d7 | 1 | PPA | ArchiveDirectories={D:\openHistorian\Archive
|  |  | f219a253-81ce-404a-9bc3-07e8a7b04645 | 1 | PPA | ArchiveDirectories={D:\openHistorian\Archive
|  |  | fc1acbb6-12d9-401a-be7a-20533c0d392b | 1 | PPA | ArchiveDirectories={D:\openHistorian\Archive
|  |  | 133ad231-1e3e-4acd-83b9-6d3f2776b649 | 1 | PPA | ArchiveDirectories={D:\openHistorian\Archive
|  |  | 6da757b0-bcb5-4aaa-a68a-291b5007e7d0 | 1 | PPA | ArchiveDirectories={D:\openHistorian\Archive
|  |  | 469f3f2a-501c-45a0-a582-d710211a5c8c | 1 | PPA | ArchiveDirectories={D:\openHistorian\Archive
|  |  | 28deac2d-0a9a-456b-ac4c-d0e4d7997651 | 1 | PPA | ArchiveDirectories={D:\openHistorian\Archive
|  |  | 6378fc35-4f16-468e-a27e-13d28b8ebc83 | 1 | PPA | ArchiveDirectories={D:\openHistorian\Archive
|  |  | aaf83a4f-13d6-4f01-83bd-55ae4d951cde | 1 | PPA | ArchiveDirectories={D:\openHistorian\Archive
|  |  | 3a7f328c-b494-44cb-ba61-82396777db1a | 1 | PPA | ArchiveDirectories={D:\openHistorian\Archive
|  |  | bf4ee83a-65b8-475d-8977-aa5cf2dd50b4 | 1 | PPA | ArchiveDirectories={D:\openHistorian\Archive
|  |  | b6da3369-36a7-4d4d-9d2b-8e1b06933996 | 1 | PPA | ArchiveDirectories={D:\openHistorian\Archive
|  |  | 7eb2ed69-9df7-4624-bbae-f3430c902e1e | 1 | PPA | ArchiveDirectories={D:\openHistorian\Archive
|  |  | a8f9afa3-37e1-4eb2-8f97-a5c48cf242a6 | 1 | PPA | ArchiveDirectories={D:\openHistorian\Archive
|  |  | 1d581b16-7845-483b-aabb-a07cb4ac2b6c | 1 | PPA | ArchiveDirectories={D:\openHistorian\Archive
|  |  | e1f5edb7-bced-4d41-998e-6eee19005838 | 1 | PPA | ArchiveDirectories={D:\openHistorian\Archive
|  |  | 2ad7b248-8b08-4a62-8385-f40a6e5225ae | 1 | PPA | ArchiveDirectories={D:\openHistorian\Archive
|  |  | fc78b0b9-8f50-4a34-897e-9bf3b3eecec3 | 1 | PPA | ArchiveDirectories={D:\openHistorian\Archive
|  |  | 1eb4f70a-27c1-4644-aa15-943207ae6672 | 1 | PPA | ArchiveDirectories={D:\openHistorian\Archive
|  |  | fa372ed3-f67d-495a-8843-a70be50b985d | 1 | PPA | ArchiveDirectories={D:\openHistorian\Archive
|  |  | 6fe73f16-a813-42b1-9553-e8521736d224 | 1 | PPA | ArchiveDirectories={D:\openHistorian\Archive
|  |  | 3758ac9f-ccb1-4561-a638-f28c0a94dd3e | 1 | PPA | ArchiveDirectories={D:\openHistorian\Archive
|  |  | 90afdcca-500d-4134-af15-a3e99f7e30fd | 1 | PPA | ArchiveDirectories={D:\openHistorian\Archive
|  |  | 274ec6b3-f2c9-44be-a7ec-b20e32d29378 | 1 | PPA | ArchiveDirectories={D:\openHistorian\Archive
|  |  | 705e6af7-dbc8-4c04-9986-d74a59e5534f | 1 | PPA | ArchiveDirectories={D:\openHistorian\Archive
|  |  | 1a7720de-1839-4f8d-9b04-ae6dc263ac8d | 1 | PPA | ArchiveDirectories={D:\openHistorian\Archive
|  |  | 8d417ee1-af64-4780-af10-b6717a9ed680 | 1 | PPA | ArchiveDirectories={D:\openHistorian\Archive
|  |  | 101da44f-0ced-4cc1-8269-0ae29b0a142a | 1 | PPA | ArchiveDirectories={D:\openHistorian\Archive
|  |  | 2c49552e-2ef5-43d1-baa6-2b8934be0b06 | 1 | PPA | ArchiveDirectories={D:\openHistorian\Archive
|  |  | 6046717f-2a27-48e7-aa7b-f4ef272e72b3 | 1 | PPA | ArchiveDirectories={D:\openHistorian\Archive
|  |  | 4d51793e-38df-4d6f-b57b-02371eaf1cbe | 1 | PPA | ArchiveDirectories={D:\openHistorian\Archive
|  |  | 9f0128d8-6f77-4d8d-a91d-2246b3aaf1e1 | 1 | PPA | ArchiveDirectories={D:\openHistorian\Archive
|  |  | bc9696ce-785e-4bd0-92d2-c6b22dec77fb | 1 | PPA | ArchiveDirectories={D:\openHistorian\Archive
|  |  | 14280b99-f7d8-4b02-b9fc-7a8e8300155b | 1 | PPA | ArchiveDirectories={D:\openHistorian\Archive
|  |  | 0024d2ff-fc92-45c9-9635-aa15362437df | 1 | PPA | ArchiveDirectories={D:\openHistorian\Archive
|  |  | 05bc37ad-9e17-4113-bba6-f7d0fdc08d5e | 1 | PPA | ArchiveDirectories={D:\openHistorian\Archive
|  |  | 0f3d1d78-82f2-4367-8da1-d6cc2cc2d71e | 1 | PPA | ArchiveDirectories={D:\openHistorian\Archive
|  |  | a39e98a7-8df2-4656-b8d2-3c6f18e2fdd5 | 1 | PPA | ArchiveDirectories={D:\openHistorian\Archive
|  |  | c0ea0947-4c89-4bdb-9999-38f2295f0833 | 1 | PPA | ArchiveDirectories={D:\openHistorian\Archive
|  |  | a0762d81-0167-4ce6-973b-a7d07a270f43 | 1 | PPA | ArchiveDirectories={D:\openHistorian\Archive
|  |  | 1d5bcd2d-1b92-47e3-890e-c4b075abc3a8 | 1 | PPA | ArchiveDirectories={D:\openHistorian\Archive
|  |  | 08b27c9d-8170-44ed-8f1d-428adaaebe61 | 1 | PPA | ArchiveDirectories={D:\openHistorian\Archive
|  |  | c2c7e1a6-e418-4ed7-88be-2e0d13c33db5 | 1 | PPA | ArchiveDirectories={D:\openHistorian\Archive
|  |  | 400b11b7-cbb9-4290-bbed-c649b33587ec | 1 | PPA | ArchiveDirectories={D:\openHistorian\Archive
|  |  | 07f4b01d-b2a0-4bdd-b99d-beb114a8b026 | 1 | PPA | ArchiveDirectories={D:\openHistorian\Archive
|  |  | 1627efeb-7ae5-408a-8391-9e6f3c0b6978 | 1 | PPA | ArchiveDirectories={D:\openHistorian\Archive
|  |  | 47c4bb25-d068-42ee-b1b0-6176538b685d | 1 | PPA | ArchiveDirectories={D:\openHistorian\Archive
|  |  | 0d922d99-b2b9-4402-b815-c0df69bf5283 | 1 | PPA | ArchiveDirectories={D:\openHistorian\Archive
|  |  | e5061e11-ca0c-4f6f-a3f5-9fda5b2a70ee | 1 | PPA | ArchiveDirectories={D:\openHistorian\Archive
|  |  | 8e2e9769-333d-49f1-8a94-27fa387fd0af | 1 | PPA | ArchiveDirectories={D:\openHistorian\Archive
|  |  | 46e35e6d-908a-4269-afef-4068466f7257 | 1 | PPA | ArchiveDirectories={D:\openHistorian\Archive
|  |  | 7fd6dd51-0a10-4def-a0b4-f05cdf9de9ad | 1 | PPA | ArchiveDirectories={D:\openHistorian\Archive
|  |  | a8fbe050-c9be-4297-be80-86a1116f6d01 | 1 | PPA | ArchiveDirectories={D:\openHistorian\Archive
|  |  | de4aeef2-d11f-4e89-9692-a22c1af263db | 1 | PPA | ArchiveDirectories={D:\openHistorian\Archive
|  |  | 09256f0c-7612-4b46-aa86-b57d0622dc08 | 1 | PPA | ArchiveDirectories={D:\openHistorian\Archive
|  |  | 0cc4a9a7-2c80-4807-819f-f1926a9db81b | 1 | PPA | ArchiveDirectories={D:\openHistorian\Archive
|  |  | 80ce1fc3-c16d-4126-b6c7-26737397af3b | 1 | PPA | ArchiveDirectories={D:\openHistorian\Archive
|  |  | 87a37adf-3200-43df-be59-fa44fe672355 | 1 | PPA | ArchiveDirectories={D:\openHistorian\Archive
|  |  | 9d058e9f-6299-4eb8-aa4d-d331aaa80b35 | 1 | PPA | ArchiveDirectories={D:\openHistorian\Archive
|  |  | a0277360-aadf-4d19-a3cc-5c4c61ea89b1 | 1 | PPA | ArchiveDirectories={D:\openHistorian\Archive
|  |  | d3dde067-de46-4086-b11c-0eb9cf5a6501 | 1 | PPA | ArchiveDirectories={D:\openHistorian\Archive
|  |  | de9f91cf-14fb-4b68-a8cd-3488a8b7b926 | 1 | PPA | ArchiveDirectories={D:\openHistorian\Archive
|  |  | e9ce1f1e-39c4-4336-9a97-7c23baefe092 | 1 | PPA | ArchiveDirectories={D:\openHistorian\Archive
|  |  | f21a8cb0-6a99-44aa-b395-0d65fe62eac8 | 1 | PPA | ArchiveDirectories={D:\openHistorian\Archive
|  |  | a0c7630d-5f2a-4a29-97cb-3eec07f7747f | 1 | PPA | ArchiveDirectories={D:\openHistorian\Archive
|  |  | d34adfb4-44ce-4b02-8765-bda2078ae27f | 1 | PPA | ArchiveDirectories={D:\openHistorian\Archive
|  |  | 07a59085-3136-4e7a-a0f5-b4d63a5e0a16 | 1 | PPA | ArchiveDirectories={D:\openHistorian\Archive
|  |  | c6c3c6b3-35e4-44c4-9ee2-0018bd1cd3f2 | 1 | PPA | ArchiveDirectories={D:\openHistorian\Archive
|  |  | 1d31a646-a522-44eb-b7a9-4fe246c72ddd | 1 | PPA | ArchiveDirectories={D:\openHistorian\Archive
|  |  | 35f335f5-85d2-4852-a486-2b6a3db9c868 | 1 | PPA | ArchiveDirectories={D:\openHistorian\Archive
|  |  | dcbf9760-742f-4bd6-9783-ac10add890cd | 1 | PPA | ArchiveDirectories={D:\openHistorian\Archive
|  |  | 4ef918b3-7f60-4a58-b68f-e1d87cdf2fe4 | 1 | PPA | ArchiveDirectories={D:\openHistorian\Archive
|  |  | dda4b06e-eba4-499e-bc1d-3c61f96c59b1 | 1 | PPA | ArchiveDirectories={D:\openHistorian\Archive
|  |  | 7a9dc0f7-42da-4fcf-8fd0-187a2f334b7b | 1 | PPA | ArchiveDirectories={D:\openHistorian\Archive
|  |  | b9ad87e3-1988-4fab-b299-735d715b025e | 1 | PPA | ArchiveDirectories={D:\openHistorian\Archive
|  |  | 441b79d7-c81b-4a15-8a57-9e39f74fd78b | 1 | PPA | ArchiveDirectories={D:\openHistorian\Archive
|  |  | 27becd66-5b9a-4031-aeb2-fee65d417a81 | 1 | PPA | ArchiveDirectories={D:\openHistorian\Archive
|  |  | cb423cd3-42ab-4f84-9ce8-7050874f5788 | 1 | PPA | ArchiveDirectories={D:\openHistorian\Archive
|  |  | 207fa424-416c-4642-bc10-984f1a0fbe20 | 1 | PPA | ArchiveDirectories={D:\openHistorian\Archive
|  |  | e438dcb9-4c3e-4707-afb3-90c14982dbdd | 1 | PPA | ArchiveDirectories={D:\openHistorian\Archive
|  |  | 5976c812-c353-4d5d-9b6e-286ebfe0a931 | 1 | PPA | ArchiveDirectories={D:\openHistorian\Archive
|  |  | ae4d0f06-bc9b-48ee-9792-3f9e803d4aa7 | 1 | PPA | ArchiveDirectories={D:\openHistorian\Archive
|  |  | cdac8f8b-98b2-4fc1-b066-107f87858164 | 1 | PPA | ArchiveDirectories={D:\openHistorian\Archive
|  |  | 988caa7b-d91a-4838-b9a5-84ab6f532395 | 1 | PPA | ArchiveDirectories={D:\openHistorian\Archive
|  |  | e5a72536-85f1-4cd0-b6c1-744655af27e0 | 1 | PPA | ArchiveDirectories={D:\openHistorian\Archive
|  |  | 0014d5f0-4634-43f6-bd64-ff42da2ed474 | 1 | PPA | ArchiveDirectories={D:\openHistorian\Archive
|  |  | ee99e313-eb92-43b5-9e8d-4d4a6382e03b | 1 | PPA | ArchiveDirectories={D:\openHistorian\Archive
|  |  | 7e822702-afea-4a86-9fd0-ff6695e9dc6a | 1 | PPA | ArchiveDirectories={D:\openHistorian\Archive
|  |  | 36392dbf-6331-45f5-a7bb-8df3e47d8c10 | 1 | PPA | ArchiveDirectories={D:\openHistorian\Archive
|  |  | cbdb8681-1959-4492-b055-35e306d7a2af | 1 | PPA | ArchiveDirectories={D:\openHistorian\Archive
|  |  | ba705479-de99-40d8-aef3-1b2dae7a6cbf | 1 | PPA | ArchiveDirectories={D:\openHistorian\Archive
|  |  | 70e0e12e-2b78-4327-8c1f-a6edbee3e171 | 1 | PPA | ArchiveDirectories={D:\openHistorian\Archive
|  |  | 293d5c0d-de85-4faf-8c52-70275356b511 | 1 | PPA | ArchiveDirectories={D:\openHistorian\Archive
|  |  | 593dffe4-7214-4574-b0e3-6d207b3bab0d | 1 | PPA | ArchiveDirectories={D:\openHistorian\Archive
|  |  | 287c6134-b63c-47b5-9df7-7df4533bdf5f | 1 | PPA | ArchiveDirectories={D:\openHistorian\Archive
|  |  | 212228da-aae5-41e2-86b4-b3219a63a024 | 1 | PPA | ArchiveDirectories={D:\openHistorian\Archive
|  |  | bfee292e-0c85-4909-87a6-abc7eb2c6d99 | 1 | PPA | ArchiveDirectories={D:\openHistorian\Archive
|  |  | 62a1598f-960b-40dc-bfc7-b1cdb8b6b7f4 | 1 | PPA | ArchiveDirectories={D:\openHistorian\Archive
|  |  | 250add7f-300b-448b-9334-a63c0df31d04 | 1 | PPA | ArchiveDirectories={D:\openHistorian\Archive
|  |  | c3c317db-a0b6-453c-80b4-2d0901b63231 | 1 | PPA | ArchiveDirectories={D:\openHistorian\Archive
|  |  | e89b0347-3047-4af3-a896-bd203f8d64bb | 1 | PPA | ArchiveDirectories={D:\openHistorian\Archive
|  |  | ab0a0abb-fa8a-437a-a94c-4c5ea75b609e | 1 | PPA | ArchiveDirectories={D:\openHistorian\Archive
|  |  | 35924cce-187e-4683-8f91-e7d5e4f6b968 | 1 | PPA | ArchiveDirectories={D:\openHistorian\Archive
|  |  | 4dd7122b-689b-483f-8021-5775b15ffe86 | 1 | PPA | ArchiveDirectories={D:\openHistorian\Archive
|  |  | ec087d67-d3c5-444c-9837-0d635fc99b03 | 1 | PPA | ArchiveDirectories={D:\openHistorian\Archive
|  |  | 10920b47-d863-412d-9ea1-08fbf81d715d | 1 | PPA | ArchiveDirectories={D:\openHistorian\Archive
|  |  | 6872519a-5971-4db2-b6d3-b88b8fa00171 | 1 | PPA | ArchiveDirectories={D:\openHistorian\Archive
|  |  | 52872263-4257-41e6-b9b4-f3a4ca06433b | 1 | PPA | ArchiveDirectories={D:\openHistorian\Archive
|  |  | 8a96b765-381e-422b-be51-4311207497de | 1 | PPA | ArchiveDirectories={D:\openHistorian\Archive
|  |  | 11509c92-d525-4c8c-8c7b-98728b2ed362 | 1 | PPA | ArchiveDirectories={D:\openHistorian\Archive
|  |  | 7bf148c6-72c4-4e20-b839-27d40ed06e60 | 1 | PPA | ArchiveDirectories={D:\openHistorian\Archive
|  |  | dbe806c0-2bca-4643-8457-0c24a31aded4 | 1 | PPA | ArchiveDirectories={D:\openHistorian\Archive
|  |  | 8ffd263b-de68-43f4-bb65-3c192e9f3ea2 | 1 | PPA | ArchiveDirectories={D:\openHistorian\Archive
|  |  | 66420b57-6d81-45da-bb84-f684a2b17c3f | 1 | PPA | ArchiveDirectories={D:\openHistorian\Archive
|  |  | 23f2e60d-946d-49b0-a35d-e49aeffeff50 | 1 | PPA | ArchiveDirectories={D:\openHistorian\Archive
|  |  | f531c3f4-b35d-4b2a-8252-ddc8a6dff68c | 1 | PPA | ArchiveDirectories={D:\openHistorian\Archive
|  |  | e5f82475-a0b1-41a8-bafc-9e48dbe5f404 | 1 | PPA | ArchiveDirectories={D:\openHistorian\Archive
|  |  | d7ca9b04-f4b0-422d-9b1f-ef20caef347e | 1 | PPA | ArchiveDirectories={D:\openHistorian\Archive
|  |  | 6a7182d1-1c4e-48ef-a655-99442b60ee65 | 1 | PPA | ArchiveDirectories={D:\openHistorian\Archive
|  |  | a8ba91ef-a633-4e1e-b5a7-2ac5d15c4e37 | 1 | PPA | ArchiveDirectories={D:\openHistorian\Archive
|  |  | acbe12af-d7ea-4121-b3c2-ebf120b9853f | 1 | PPA | ArchiveDirectories={D:\openHistorian\Archive
|  |  | 19b8e39d-21a3-4bc0-8ae3-f41f4b65348b | 1 | PPA | ArchiveDirectories={D:\openHistorian\Archive
|  |  | 58694e08-5705-4bf9-b4be-2bee5de0ddb0 | 1 | PPA | ArchiveDirectories={D:\openHistorian\Archive
|  |  | 54043490-b2c0-4910-bbc9-e6f3fb6e05a0 | 1 | PPA | ArchiveDirectories={D:\openHistorian\Archive
|  |  | dbb683ee-b2e1-41d5-8ed0-c4cb53051e12 | 1 | PPA | ArchiveDirectories={D:\openHistorian\Archive
|  |  | 39728495-e8db-40a9-a165-126fa7549ec9 | 1 | PPA | ArchiveDirectories={D:\openHistorian\Archive
|  |  | f1e73fc4-c774-4b41-b39a-bc111b942b35 | 1 | PPA | ArchiveDirectories={D:\openHistorian\Archive
|  |  | 474af85d-42a3-4c60-9dc6-ea44a285b792 | 1 | PPA | ArchiveDirectories={D:\openHistorian\Archive
|  |  | 03224cb5-e4e2-44d2-8d22-b8b1a1f857a0 | 1 | PPA | ArchiveDirectories={D:\openHistorian\Archive
|  |  | 3fad7566-8d2d-4284-bd0c-f60dba21f218 | 1 | PPA | ArchiveDirectories={D:\openHistorian\Archive
|  |  | a26701b6-ed2b-4a21-ae83-09f9b9913393 | 1 | PPA | ArchiveDirectories={D:\openHistorian\Archive
|  |  | 3f937f0f-d389-4bb4-a5ba-0eb8e20266c4 | 1 | PPA | ArchiveDirectories={D:\openHistorian\Archive
|  |  | 2e0d6dc6-0eea-46b4-84e3-49939d8b8063 | 1 | PPA | ArchiveDirectories={D:\openHistorian\Archive
|  |  | c5658cd3-d171-4079-977a-457c2dc0fc35 | 1 | PPA | ArchiveDirectories={D:\openHistorian\Archive
|  |  | 34648719-11db-478c-a7ce-5bb1a26b6d20 | 1 | PPA | ArchiveDirectories={D:\openHistorian\Archive
|  |  | 63529556-78ca-4793-9bc3-cc0822615882 | 1 | PPA | ArchiveDirectories={D:\openHistorian\Archive
|  |  | d42e947a-ddb7-4786-b97f-d2cadb117441 | 1 | PPA | ArchiveDirectories={D:\openHistorian\Archive
|  |  | 75b7337c-0cab-4af2-82a8-dce781ebe07f | 1 | PPA | ArchiveDirectories={D:\openHistorian\Archive
|  |  | 27bb4d72-75ee-44ff-849e-87025571987a | 1 | PPA | ArchiveDirectories={D:\openHistorian\Archive
|  |  | 9a84298a-b55d-4ac0-a90f-450bd717987a | 1 | PPA | ArchiveDirectories={D:\openHistorian\Archive
|  |  | 877fbd44-25e8-4b81-8ab7-13e6a3986fd6 | 1 | PPA | ArchiveDirectories={D:\openHistorian\Archive
|  |  | fdeb5e01-d922-4fa1-93ad-fb3bd9252e6a | 1 | PPA | ArchiveDirectories={D:\openHistorian\Archive
|  |  | 6d3da89a-3669-4d98-bbf3-985ba0197fbb | 1 | PPA | ArchiveDirectories={D:\openHistorian\Archive
|  |  | 36ec7a4c-ed2f-4e05-a4d1-d55a093fb8ec | 1 | PPA | ArchiveDirectories={D:\openHistorian\Archive
|  |  | a4d628dd-77d1-48fb-8c23-8cd10e1da73b | 1 | PPA | ArchiveDirectories={D:\openHistorian\Archive
|  |  | 22113ecc-bd69-422f-b2ad-8516b2cfdc7f | 1 | PPA | ArchiveDirectories={D:\openHistorian\Archive
|  |  | 440cbe29-3c7f-4617-af73-512bc228360e | 1 | PPA | ArchiveDirectories={D:\openHistorian\Archive
|  |  | 9d45dd22-0ad1-45d8-8e1b-75775aa61a87 | 1 | PPA | ArchiveDirectories={D:\openHistorian\Archive
|  |  | 9b933551-5df7-4110-bb7f-1324c5e6c878 | 1 | PPA | ArchiveDirectories={D:\openHistorian\Archive
|  |  | 596fe357-ed42-4b5a-8537-6ac1eae24d32 | 1 | PPA | ArchiveDirectories={D:\openHistorian\Archive
|  |  | 4ab9b520-6d4b-44e1-9c6b-2aeef0eb8cc8 | 1 | PPA | ArchiveDirectories={D:\openHistorian\Archive
|  |  | dabd4d26-2544-4d36-9e70-498405372515 | 1 | PPA | ArchiveDirectories={D:\openHistorian\Archive
|  |  | 7d05434e-58f6-4678-8205-ebdd7a1c329a | 1 | PPA | ArchiveDirectories={D:\openHistorian\Archive
|  |  | 0352eae3-5fa1-4fae-966a-76ffd50833a9 | 1 | PPA | ArchiveDirectories={D:\openHistorian\Archive
|  |  | 076289e5-a64b-42cd-b1cf-6d1254fb3862 | 1 | PPA | ArchiveDirectories={D:\openHistorian\Archive
|  |  | c76e896b-b6d7-4834-9037-b5fa3ad71d23 | 1 | PPA | ArchiveDirectories={D:\openHistorian\Archive
|  |  | f5b6ca75-bee3-4bce-a882-2f30e8b983b7 | 1 | PPA | ArchiveDirectories={D:\openHistorian\Archive
|  |  | a4104ee7-3a06-4c7e-a324-9ddb2653cab2 | 1 | PPA | ArchiveDirectories={D:\openHistorian\Archive
|  |  | 8efb1a35-8486-49a7-bb0b-f8f68335a38f | 1 | PPA | ArchiveDirectories={D:\openHistorian\Archive
|  |  | 2e47615d-cc56-4220-b7d1-28920dc11b0c | 1 | PPA | ArchiveDirectories={D:\openHistorian\Archive
|  |  | 8c171fd2-38c3-4712-b19c-e4d282c8a1f9 | 1 | PPA | ArchiveDirectories={D:\openHistorian\Archive
|  |  | 4015429f-7e1b-41dc-85ae-ad8837817dbc | 1 | PPA | ArchiveDirectories={D:\openHistorian\Archive
|  |  | 12e7e105-8d35-42d7-b143-6c918240d86d | 1 | PPA | ArchiveDirectories={D:\openHistorian\Archive
|  |  | 5a4c7765-fc25-419a-9220-1caa7972784c | 1 | PPA | ArchiveDirectories={D:\openHistorian\Archive
|  |  | efb49f4b-26ba-4a29-bdc8-e1580079a999 | 1 | PPA | ArchiveDirectories={D:\openHistorian\Archive
|  |  | 0356c2b9-777b-4944-889b-a4a2f027e21e | 1 | PPA | ArchiveDirectories={D:\openHistorian\Archive
|  |  | 04ccf848-4991-4bba-8177-5dbefacb8f25 | 1 | PPA | ArchiveDirectories={D:\openHistorian\Archive
|  |  | 2e26305f-512b-495f-8240-8996a5104c26 | 1 | PPA | ArchiveDirectories={D:\openHistorian\Archive
|  |  | 7f9bfbfa-e593-4bed-a593-b1b7f4763cb5 | 1 | PPA | ArchiveDirectories={D:\openHistorian\Archive
|  |  | 97ecf278-51e4-41ff-8557-0e03422d0aee | 1 | PPA | ArchiveDirectories={D:\openHistorian\Archive
|  |  | 36765a24-1a16-4b0b-9143-e8a53a382691 | 1 | PPA | ArchiveDirectories={D:\openHistorian\Archive
|  |  | f093353e-507e-4cce-96f6-030296f8b8b3 | 1 | PPA | ArchiveDirectories={D:\openHistorian\Archive
|  |  | 4c3f7fb1-2361-422a-9744-4fe169c1c6a4 | 1 | PPA | ArchiveDirectories={D:\openHistorian\Archive
|  |  | 14d1b317-8bf2-48fc-ac79-674a023df02a | 1 | PPA | ArchiveDirectories={D:\openHistorian\Archive
|  |  | c6f1080b-653c-475c-8ec8-80a69e331292 | 1 | PPA | ArchiveDirectories={D:\openHistorian\Archive
|  |  | 5a795f6a-9cec-4702-b98e-847bb6535428 | 1 | PPA | ArchiveDirectories={D:\openHistorian\Archive
|  |  | b2c49a86-fd94-4bac-9c87-434f5a7b5f6a | 1 | PPA | ArchiveDirectories={D:\openHistorian\Archive
|  |  | 0bfaf9c1-983b-41e6-8d2b-64f41de1b7ca | 1 | PPA | ArchiveDirectories={D:\openHistorian\Archive
|  |  | 3f8a90e8-fcd4-4560-8ec0-d7dc222ac1b4 | 1 | PPA | ArchiveDirectories={D:\openHistorian\Archive
|  |  | 10c195e2-0a27-4b11-9289-e4a32db9d516 | 1 | PPA | ArchiveDirectories={D:\openHistorian\Archive
|  |  | e136082e-3720-46ab-8d76-d663caeeaab8 | 1 | PPA | ArchiveDirectories={D:\openHistorian\Archive
|  |  | 41291206-9fd7-4922-bea1-51cde1357637 | 1 | PPA | ArchiveDirectories={D:\openHistorian\Archive
|  |  | 591bb8ae-a92f-4e8f-ae66-96862ff43927 | 1 | PPA | ArchiveDirectories={D:\openHistorian\Archive
|  |  | 61251294-6334-4fe0-b913-61e53b996e3f | 1 | PPA | ArchiveDirectories={D:\openHistorian\Archive
|  |  | 8833a23c-ba66-4880-aba2-b5b7011aa88a | 1 | PPA | ArchiveDirectories={D:\openHistorian\Archive
|  |  | cec33d6f-ec29-4a0b-80d0-2a51cfe6de05 | 1 | PPA | ArchiveDirectories={D:\openHistorian\Archive
|  |  | 157544bc-9d37-44cf-9d07-5aa3e76582ee | 1 | PPA | ArchiveDirectories={D:\openHistorian\Archive
|  |  | 23a02e8f-9512-4910-943f-ccd2121d11cb | 1 | PPA | ArchiveDirectories={D:\openHistorian\Archive
|  |  | 67ad64e0-8573-46a7-b98f-d3ddf058af4c | 1 | PPA | ArchiveDirectories={D:\openHistorian\Archive
|  |  | 9a58579c-8d24-4e3d-9b5a-0e23c2d2d03c | 1 | PPA | ArchiveDirectories={D:\openHistorian\Archive
|  |  | 0ea90f51-f19a-4a8b-a0d1-ccac33779096 | 1 | PPA | ArchiveDirectories={D:\openHistorian\Archive
|  |  | f5a89b7d-580e-495a-acd9-25db1d4ea594 | 1 | PPA | ArchiveDirectories={D:\openHistorian\Archive
|  |  | 875ddcfc-2eb8-4079-9147-882d7907c453 | 1 | PPA | ArchiveDirectories={D:\openHistorian\Archive
|  |  | 778e58f1-5b22-4ab4-8383-5ffa2fe14e79 | 1 | PPA | ArchiveDirectories={D:\openHistorian\Archive
|  |  | bd9f6588-f522-4632-b261-5d678b71bbf5 | 1 | PPA | ArchiveDirectories={D:\openHistorian\Archive
|  |  | a3e0490f-0dfd-4a80-abf8-7e4e0f3b7ae8 | 1 | PPA | ArchiveDirectories={D:\openHistorian\Archive
|  |  | 727d55f4-ee9c-4e7c-bcb0-f011d7d36794 | 1 | PPA | ArchiveDirectories={D:\openHistorian\Archive
|  |  | 4bc52ac4-e9ca-412f-a8dc-5fe0716ad0b9 | 1 | PPA | ArchiveDirectories={D:\openHistorian\Archive
|  |  | b9c6d536-8d61-4512-9c7a-a657c8bf3d9d | 1 | PPA | ArchiveDirectories={D:\openHistorian\Archive
|  |  | 5bb6e558-d934-4afa-8f50-4a80bf92998e | 1 | PPA | ArchiveDirectories={D:\openHistorian\Archive
|  |  | 2cc32b9b-268d-450f-a55b-9f0d5768946a | 1 | PPA | ArchiveDirectories={D:\openHistorian\Archive
|  |  | 466d3bd8-258a-4d36-bbbc-dd7a2b02f410 | 1 | PPA | ArchiveDirectories={D:\openHistorian\Archive
|  |  | 59ea94bd-39bb-4641-8898-20a751bc847e | 1 | PPA | ArchiveDirectories={D:\openHistorian\Archive
|  |  | c9834f19-01b4-4c5a-83ea-439661acef20 | 1 | PPA | ArchiveDirectories={D:\openHistorian\Archive
|  |  | 0bf4458e-413a-4569-875e-7da244239174 | 1 | PPA | ArchiveDirectories={D:\openHistorian\Archive
|  |  | 42481932-5298-4ffe-80cd-7e76e24bf3df | 1 | PPA | ArchiveDirectories={D:\openHistorian\Archive
|  |  | f628e6c9-c0de-41ec-be67-0731a08d8763 | 1 | PPA | ArchiveDirectories={D:\openHistorian\Archive
|  |  | c2a40022-bb57-4f0f-90a0-872fe3bac892 | 1 | PPA | ArchiveDirectories={D:\openHistorian\Archive
|  |  | 78f2dffa-2ec6-4d8e-8440-15a5f9b2abd0 | 1 | PPA | ArchiveDirectories={D:\openHistorian\Archive
|  |  | d866fc11-6cfa-4962-898a-0ab0f405bbeb | 1 | PPA | ArchiveDirectories={D:\openHistorian\Archive
|  |  | 3689e3e8-beae-4e84-bfd9-60e31c56237d | 1 | PPA | ArchiveDirectories={D:\openHistorian\Archive
|  |  | e2332906-5a7b-4558-998a-e425f11643e2 | 1 | PPA | ArchiveDirectories={D:\openHistorian\Archive
|  |  | 7f2063cc-568a-41fa-812f-28abb9fdd3d7 | 1 | PPA | ArchiveDirectories={D:\openHistorian\Archive
|  |  | a6eaf5c8-21fd-40b8-a5a6-831ecb135068 | 1 | PPA | ArchiveDirectories={D:\openHistorian\Archive
|  |  | 1bea3655-67db-4dd1-928d-6ea69fa3f8eb | 1 | PPA | ArchiveDirectories={D:\openHistorian\Archive
|  |  | 2a3c7431-1318-40bf-84d1-137aeb515bc0 | 1 | PPA | ArchiveDirectories={D:\openHistorian\Archive
|  |  | 98eceabd-6433-4e3c-93b2-60ec3a560105 | 1 | PPA | ArchiveDirectories={D:\openHistorian\Archive
|  |  | d6bfe7d2-96a7-4bf0-bed1-29ee59bf049f | 1 | PPA | ArchiveDirectories={D:\openHistorian\Archive
|  |  | 55044e28-0fad-4abd-8723-e7539fbe9e20 | 1 | PPA | ArchiveDirectories={D:\openHistorian\Archive
|  |  | ed45d6c8-ad2b-4f73-9f1b-0479a71cfb74 | 1 | PPA | ArchiveDirectories={D:\openHistorian\Archive
|  |  | 91a3774e-8f92-4a98-839a-b7a8b9e9d2ce | 1 | PPA | ArchiveDirectories={D:\openHistorian\Archive
|  |  | f375b32a-eb0c-42ed-889f-208b555d41af | 1 | PPA | ArchiveDirectories={D:\openHistorian\Archive
|  |  | c91e8b9f-2881-4394-a5c0-cc0810c18e01 | 1 | PPA | ArchiveDirectories={D:\openHistorian\Archive
|  |  | bf42b4ef-740e-49a8-b655-bbdd202f4fb2 | 1 | PPA | ArchiveDirectories={D:\openHistorian\Archive
|  |  | 4b71e1d0-86c4-4060-83c6-f45e7de43f4c | 1 | PPA | ArchiveDirectories={D:\openHistorian\Archive
|  |  | 82042cb0-9db8-4498-9afc-280514b073f5 | 1 | PPA | ArchiveDirectories={D:\openHistorian\Archive
|  |  | 6fdf9c34-6ff2-4821-96b3-f54962a154f1 | 1 | PPA | ArchiveDirectories={D:\openHistorian\Archive
|  |  | 5df27f3c-4f3b-4560-a98b-c8a43903dd92 | 1 | PPA | ArchiveDirectories={D:\openHistorian\Archive
|  |  | 943ae01f-7930-4bb3-a8e9-391cb9a018ae | 1 | PPA | ArchiveDirectories={D:\openHistorian\Archive
|  |  | df2b1dd1-43d8-42ed-bfc3-6ab1bc8d152c | 1 | PPA | ArchiveDirectories={D:\openHistorian\Archive
|  |  | 4e96b84e-bafd-42d9-8c1c-caed3c633025 | 1 | PPA | ArchiveDirectories={D:\openHistorian\Archive
|  |  | 3c7f2710-3bb7-4a82-9475-cc2c79f36f6b | 1 | PPA | ArchiveDirectories={D:\openHistorian\Archive
|  |  | 0d0e0f85-a147-4391-ba3f-28da39b8cffb | 1 | PPA | ArchiveDirectories={D:\openHistorian\Archive
|  |  | 628366f8-7536-4a45-9a8c-dc06dbafa491 | 1 | PPA | ArchiveDirectories={D:\openHistorian\Archive
|  |  | 1c51c46e-2fc9-4eb3-8dc6-95d4196800d4 | 1 | PPA | ArchiveDirectories={D:\openHistorian\Archive
|  |  | 553fd3cd-2e98-48f8-9f02-bee35a76beaf | 1 | PPA | ArchiveDirectories={D:\openHistorian\Archive
|  |  | 4ee36d83-409f-472e-ab56-8c3da99c4a5e | 1 | PPA | ArchiveDirectories={D:\openHistorian\Archive
|  |  | 48947870-de9e-4d9b-bb42-246ce0a87c45 | 1 | PPA | ArchiveDirectories={D:\openHistorian\Archive
|  |  | addec989-a55a-4417-bc77-a6dcf86e7488 | 1 | PPA | ArchiveDirectories={D:\openHistorian\Archive
|  |  | 9bf6a374-e5f9-4a4d-9b6d-3ba7ce48bf80 | 1 | PPA | ArchiveDirectories={D:\openHistorian\Archive
|  |  | 81e3eb3e-f10d-4d35-bd35-6a912d6347f3 | 1 | PPA | ArchiveDirectories={D:\openHistorian\Archive
|  |  | 6d1bee57-d74b-499e-995a-5d854351a629 | 1 | PPA | ArchiveDirectories={D:\openHistorian\Archive
|  |  | 5d27207e-6862-4b3f-a642-44dd5c746530 | 1 | PPA | ArchiveDirectories={D:\openHistorian\Archive
|  |  | dfcfc91c-fef8-4f69-9032-4039f0d73614 | 1 | PPA | ArchiveDirectories={D:\openHistorian\Archive
|  |  | 07396c91-7e4e-461b-9170-d26c480bf247 | 1 | PPA | ArchiveDirectories={D:\openHistorian\Archive
|  |  | 9d36b30a-d0e0-4e83-8d77-350dfa24105d | 1 | PPA | ArchiveDirectories={D:\openHistorian\Archive
|  |  | 4db6f1d3-4001-4359-92c2-dc913ce926aa | 1 | PPA | ArchiveDirectories={D:\openHistorian\Archive
|  |  | e89aa939-19d7-4118-ac64-5ecc0e53de0d | 1 | PPA | ArchiveDirectories={D:\openHistorian\Archive
|  |  | 8bbd600d-d025-49de-9fd3-13fc9fcac1ea | 1 | PPA | ArchiveDirectories={D:\openHistorian\Archive
|  |  | 1bff2001-6d5d-45f4-bcfb-cfe083e3603e | 1 | PPA | ArchiveDirectories={D:\openHistorian\Archive
|  |  | cde3642f-6417-4970-99ff-eae9226bbe96 | 1 | PPA | ArchiveDirectories={D:\openHistorian\Archive
|  |  | 486eea9d-28d0-4b28-9dd7-3edd9de20416 | 1 | PPA | ArchiveDirectories={D:\openHistorian\Archive
|  |  | 2bc12dba-ca99-4cfe-a2b7-2ced12e50ca2 | 1 | PPA | ArchiveDirectories={D:\openHistorian\Archive
|  |  | b2dc4a5c-ced7-427a-a97a-abfc8bbd1803 | 1 | PPA | ArchiveDirectories={D:\openHistorian\Archive
|  |  | 8a05678d-bbb3-4ff6-8433-e3445c463577 | 1 | PPA | ArchiveDirectories={D:\openHistorian\Archive
|  |  | 6ab17a39-d10f-4130-bc14-2005e3ff54ae | 1 | PPA | ArchiveDirectories={D:\openHistorian\Archive
|  |  | a24afc08-44d9-47e6-ae0e-6f146a318db4 | 1 | PPA | ArchiveDirectories={D:\openHistorian\Archive
|  |  | c32d2f7f-f929-42f8-8db4-a589c8f548d1 | 1 | PPA | ArchiveDirectories={D:\openHistorian\Archive
|  |  | 6c88fbbd-dc90-4af3-91a6-195420b83e9b | 1 | PPA | ArchiveDirectories={D:\openHistorian\Archive
|  |  | c3997a15-2869-4336-8964-03e85d5419fc | 1 | PPA | ArchiveDirectories={D:\openHistorian\Archive
|  |  | f2b9e91c-d6f8-4815-8930-a46f71e62710 | 1 | PPA | ArchiveDirectories={D:\openHistorian\Archive
|  |  | 294f0eca-fd31-400b-8b6e-53eb28f7f6ce | 1 | PPA | ArchiveDirectories={D:\openHistorian\Archive
|  |  | f64bb61a-bab2-4f29-817b-63726787653f | 1 | PPA | ArchiveDirectories={D:\openHistorian\Archive
|  |  | ff9adbf4-7923-41a4-a082-a38f3184e90a | 1 | PPA | ArchiveDirectories={D:\openHistorian\Archive
|  |  | 8f086e0c-5ad7-411c-980a-b1324aab7997 | 1 | PPA | ArchiveDirectories={D:\openHistorian\Archive
|  |  | 9236ab88-5c81-4359-a125-8b6266552686 | 1 | PPA | ArchiveDirectories={D:\openHistorian\Archive
|  |  | 1018c58c-b16c-446f-8fc8-cf351523d57f | 1 | PPA | ArchiveDirectories={D:\openHistorian\Archive
|  |  | 3a79a690-4e38-43cd-a70c-dad8ef51d904 | 1 | PPA | ArchiveDirectories={D:\openHistorian\Archive
|  |  | 8abd04fd-b964-4168-a4a9-7f2ff0ab6dfe | 1 | PPA | ArchiveDirectories={D:\openHistorian\Archive
|  |  | e312acbe-5dcc-47dc-9751-0bcdd524cb24 | 1 | PPA | ArchiveDirectories={D:\openHistorian\Archive
|  |  | 0de05204-797c-4cba-badf-b1dd1e375e69 | 1 | PPA | ArchiveDirectories={D:\openHistorian\Archive
|  |  | ea5a8ac6-4242-468a-b144-be2b823ab65e | 1 | PPA | ArchiveDirectories={D:\openHistorian\Archive
|  |  | 56fad876-bae3-4b60-acff-c0f6f6496299 | 1 | PPA | ArchiveDirectories={D:\openHistorian\Archive
|  |  | 23728d1e-1bd4-4b31-a132-d6675736e8c2 | 1 | PPA | ArchiveDirectories={D:\openHistorian\Archive
|  |  | 77202e6a-7d1e-4258-9dd6-a996e3c9231b | 1 | PPA | ArchiveDirectories={D:\openHistorian\Archive
|  |  | e42a57b5-9c89-447e-8b16-1afde75d393d | 1 | PPA | ArchiveDirectories={D:\openHistorian\Archive
|  |  | 8e0e7f5c-0086-49c4-abb3-d07312199043 | 1 | PPA | ArchiveDirectories={D:\openHistorian\Archive
|  |  | 58010eda-bab0-42af-9cba-63c945b6b5f8 | 1 | PPA | ArchiveDirectories={D:\openHistorian\Archive
|  |  | 32ea95da-b457-488f-bd33-66d06ea3a430 | 1 | PPA | ArchiveDirectories={D:\openHistorian\Archive
|  |  | 9c38fe74-6f36-4831-8ebc-b44b21578e87 | 1 | PPA | ArchiveDirectories={D:\openHistorian\Archive
|  |  | ff611794-b8b9-4fda-878b-4951b61c9ab0 | 1 | PPA | ArchiveDirectories={D:\openHistorian\Archive
|  |  | f7111d43-251a-49ee-8a0e-d3cbafdbcd68 | 1 | PPA | ArchiveDirectories={D:\openHistorian\Archive
|  |  | 3b175ee4-dfd6-4141-ade2-241171e2657e | 1 | PPA | ArchiveDirectories={D:\openHistorian\Archive
|  |  | 432b638f-7c4c-40c4-a6bc-180bbaa7476b | 1 | PPA | ArchiveDirectories={D:\openHistorian\Archive
|  |  | 5839710e-2287-4037-b1c1-85b7d74eda41 | 1 | PPA | ArchiveDirectories={D:\openHistorian\Archive
|  |  | 61ed887f-c41f-4951-9a0f-41faeb08c871 | 1 | PPA | ArchiveDirectories={D:\openHistorian\Archive
|  |  | 69a3afbb-4c82-456b-ad79-b9946e30bb99 | 1 | PPA | ArchiveDirectories={D:\openHistorian\Archive
|  |  | 476a669f-b339-4041-8b61-eda0c494d814 | 1 | PPA | ArchiveDirectories={D:\openHistorian\Archive
|  |  | 69e63198-6aa7-4ffd-be79-a777874a2833 | 1 | PPA | ArchiveDirectories={D:\openHistorian\Archive
|  |  | e1f96584-f68c-4b86-8bf4-c322bbe58c3b | 1 | PPA | ArchiveDirectories={D:\openHistorian\Archive
|  |  | c934883a-ba88-4790-9a27-470dd5066ec2 | 1 | PPA | ArchiveDirectories={D:\openHistorian\Archive
|  |  | 08f0e053-2d5d-4527-9c2b-bb5a172a7377 | 1 | PPA | ArchiveDirectories={D:\openHistorian\Archive
|  |  | 518b7317-6889-4325-bd26-41fb63df7148 | 1 | PPA | ArchiveDirectories={D:\openHistorian\Archive
|  |  | 51aa578c-ec07-4056-9fd4-aebdee25f67b | 1 | PPA | ArchiveDirectories={D:\openHistorian\Archive
|  |  | 27bd9623-a111-4ede-ab26-384058cf5631 | 1 | PPA | ArchiveDirectories={D:\openHistorian\Archive
|  |  | c95bc129-0a9a-4d06-94a8-b9cc5c98e313 | 1 | PPA | ArchiveDirectories={D:\openHistorian\Archive
|  |  | 47e3144f-6c71-4e19-bfa3-4e6f259b264f | 1 | PPA | ArchiveDirectories={D:\openHistorian\Archive
|  |  | d69b0153-837e-4893-b409-be483653b615 | 1 | PPA | ArchiveDirectories={D:\openHistorian\Archive
|  |  | 8a3e0595-f518-444d-a882-0f6b834b84fe | 1 | PPA | ArchiveDirectories={D:\openHistorian\Archive
|  |  | 3ce0877d-a735-4c32-a1a0-a4c4e166a6c5 | 1 | PPA | ArchiveDirectories={D:\openHistorian\Archive
|  |  | 4a29f999-bf7e-4cf1-b573-18481ee7a0d9 | 1 | PPA | ArchiveDirectories={D:\openHistorian\Archive
|  |  | 6dbc7468-80e3-455c-9f16-4d17726fd523 | 1 | PPA | ArchiveDirectories={D:\openHistorian\Archive
|  |  | 5679b075-5228-466d-b6e9-732477f80e2d | 1 | PPA | ArchiveDirectories={D:\openHistorian\Archive
|  |  | 4c5072c6-b983-4fcc-91e6-26e427259585 | 1 | PPA | ArchiveDirectories={D:\openHistorian\Archive
|  |  | 3fe26937-a944-4dbf-ac2d-efa779e9a996 | 1 | PPA | ArchiveDirectories={D:\openHistorian\Archive
|  |  | 4e8a9f60-96bf-437f-9659-9098657d62fd | 1 | PPA | ArchiveDirectories={D:\openHistorian\Archive
|  |  | 2f718d16-20d3-463a-9864-63b8ddc9573d | 1 | PPA | ArchiveDirectories={D:\openHistorian\Archive
|  |  | c829a446-f28e-4162-8e28-6f53f4c00428 | 1 | PPA | ArchiveDirectories={D:\openHistorian\Archive
|  |  | 772a5264-b91b-4bab-9684-301f088f1a8b | 1 | PPA | ArchiveDirectories={D:\openHistorian\Archive
|  |  | fe1abac8-c411-4c9a-b744-1476a8c91509 | 2 | STAT |  | 2122 | ONS_LOCAL$PRARE_525_PM_01!PMU:ST1 |  |  | 8736f6c7-ad41-4b43-b4f6-e684e0d4ad20 |  |  | 30 | [8 empty] | 11 | [5 empty] | LOCAL$PRARE_525_PM_01!PMU-ST1 | 0.0 | 1.0 | Device statistic for Number of data quality errors reported by device during last reporting interval. | 0 | 1 | 1 |  | Any | STAT | Statistic | ST |  |  | STAT:2122 | 2021-07-20 20:12
|  |  | c906f189-5cf2-4895-9167-957fd1d22094 | 2 | STAT |  | 2123 | ONS_LOCAL$PRARE_525_PM_01!PMU:ST2 |  |  | 8736f6c7-ad41-4b43-b4f6-e684e0d4ad20 |  |  | 30 | [8 empty] | 11 | [5 empty] | LOCAL$PRARE_525_PM_01!PMU-ST2 | 0.0 | 1.0 | Device statistic for Number of time quality errors reported by device during last reporting interval. | 0 | 1 | 1 |  | Any | STAT | Statistic | ST |  |  | STAT:2123 | 2021-07-20 20:12
|  |  | b93a08db-9ac4-4c40-b177-51264c4599ed | 2 | STAT |  | 2124 | ONS_LOCAL$PRARE_525_PM_01!PMU:ST3 |  |  | 8736f6c7-ad41-4b43-b4f6-e684e0d4ad20 |  |  | 30 | [8 empty] | 11 | [5 empty] | LOCAL$PRARE_525_PM_01!PMU-ST3 | 0.0 | 1.0 | Device statistic for Number of device errors reported by device during last reporting interval. | 0 | 1 | 1 |  | Any | STAT | Statistic | ST |  |  | STAT:2124 | 2021-07-20 20:12
|  |  | c7997cb3-174b-4041-b95e-4afd4f9ca568 | 2 | STAT |  | 2125 | ONS_LOCAL$PRARE_525_PM_01!PMU:ST4 |  |  | 8736f6c7-ad41-4b43-b4f6-e684e0d4ad20 |  |  | 30 | [8 empty] | 11 | [5 empty] | LOCAL$PRARE_525_PM_01!PMU-ST4 | 0.0 | 1.0 | Device statistic for Number of measurements received from device during last reporting interval. | 0 | 1 | 1 |  | Any | STAT | Statistic | ST |  |  | STAT:2125 | 2021-07-20 20:12
|  |  | 4663359e-99bb-454f-9f0a-f2a89a17fe11 | 2 | STAT |  | 2126 | ONS_LOCAL$PRARE_525_PM_01!PMU:ST5 |  |  | 8736f6c7-ad41-4b43-b4f6-e684e0d4ad20 |  |  | 30 | [8 empty] | 11 | [5 empty] | LOCAL$PRARE_525_PM_01!PMU-ST5 | 0.0 | 1.0 | Device statistic for Expected number of measurements received from device during last reporting interval. | 0 | 1 | 1 |  | Any | STAT | Statistic | ST |  |  | STAT:2126 | 2021-07-20 20:12
|  |  | c410b94b-ee0e-4f27-b8d2-b08a1ea0358a | 2 | STAT |  | 2127 | ONS_LOCAL$PRARE_525_PM_01!PMU:ST6 |  |  | 8736f6c7-ad41-4b43-b4f6-e684e0d4ad20 |  |  | 30 | [8 empty] | 11 | [5 empty] | LOCAL$PRARE_525_PM_01!PMU-ST6 | 0.0 | 1.0 | Device statistic for Number of measurements received while device was reporting errors during last reporting interval. | 0 | 1 | 1 |  | Any | STAT | Statistic | ST |  |  | STAT:2127 | 2021-07-20 20:12
|  |  | e874f307-f3a7-4198-8de1-bb9828e72d5d | 2 | STAT |  | 2128 | ONS_LOCAL$PRARE_525_PM_01!PMU:ST7 |  |  | 8736f6c7-ad41-4b43-b4f6-e684e0d4ad20 |  |  | 30 | [8 empty] | 11 | [5 empty] | LOCAL$PRARE_525_PM_01!PMU-ST7 | 0.0 | 1.0 | Device statistic for Number of defined measurements (per frame) from device during last reporting interval. | 0 | 1 | 1 |  | Any | STAT | Statistic | ST |  |  | STAT:2128 | 2021-07-20 20:12
|  |  | bfc4ba93-17ec-448d-9bcc-dc064491d71a | 2 | STAT |  | 2129 | ONS_LOCAL$PRARE_525_PM_02!PMU:ST1 |  |  | 8736f6c7-ad41-4b43-b4f6-e684e0d4ad20 |  |  | 30 | [8 empty] | 11 | [5 empty] | LOCAL$PRARE_525_PM_02!PMU-ST1 | 0.0 | 1.0 | Device statistic for Number of data quality errors reported by device during last reporting interval. | 0 | 1 | 1 |  | Any | STAT | Statistic | ST |  |  | STAT:2129 | 2021-07-20 20:12
|  |  | 4a22dc8a-731b-4400-932c-9fca3f8469a4 | 2 | STAT |  | 2130 | ONS_LOCAL$PRARE_525_PM_02!PMU:ST2 |  |  | 8736f6c7-ad41-4b43-b4f6-e684e0d4ad20 |  |  | 30 | [8 empty] | 11 | [5 empty] | LOCAL$PRARE_525_PM_02!PMU-ST2 | 0.0 | 1.0 | Device statistic for Number of time quality errors reported by device during last reporting interval. | 0 | 1 | 1 |  | Any | STAT | Statistic | ST |  |  | STAT:2130 | 2021-07-20 20:12
|  |  | 91051e61-ab7a-4e29-9d14-65d94056eec0 | 2 | STAT |  | 2131 | ONS_LOCAL$PRARE_525_PM_02!PMU:ST3 |  |  | 8736f6c7-ad41-4b43-b4f6-e684e0d4ad20 |  |  | 30 | [8 empty] | 11 | [5 empty] | LOCAL$PRARE_525_PM_02!PMU-ST3 | 0.0 | 1.0 | Device statistic for Number of device errors reported by device during last reporting interval. | 0 | 1 | 1 |  | Any | STAT | Statistic | ST |  |  | STAT:2131 | 2021-07-20 20:12
|  |  | 3b63d0b2-07d8-40a6-8420-cd7a791bebd8 | 2 | STAT |  | 2132 | ONS_LOCAL$PRARE_525_PM_02!PMU:ST4 |  |  | 8736f6c7-ad41-4b43-b4f6-e684e0d4ad20 |  |  | 30 | [8 empty] | 11 | [5 empty] | LOCAL$PRARE_525_PM_02!PMU-ST4 | 0.0 | 1.0 | Device statistic for Number of measurements received from device during last reporting interval. | 0 | 1 | 1 |  | Any | STAT | Statistic | ST |  |  | STAT:2132 | 2021-07-20 20:12
|  |  | 16249bcc-7ff8-40d8-b96d-3401036c2ddc | 2 | STAT |  | 2133 | ONS_LOCAL$PRARE_525_PM_02!PMU:ST5 |  |  | 8736f6c7-ad41-4b43-b4f6-e684e0d4ad20 |  |  | 30 | [8 empty] | 11 | [5 empty] | LOCAL$PRARE_525_PM_02!PMU-ST5 | 0.0 | 1.0 | Device statistic for Expected number of measurements received from device during last reporting interval. | 0 | 1 | 1 |  | Any | STAT | Statistic | ST |  |  | STAT:2133 | 2021-07-20 20:12
|  |  | 46fe767f-dba3-498d-a2c7-9b50a26097d7 | 2 | STAT |  | 2134 | ONS_LOCAL$PRARE_525_PM_02!PMU:ST6 |  |  | 8736f6c7-ad41-4b43-b4f6-e684e0d4ad20 |  |  | 30 | [8 empty] | 11 | [5 empty] | LOCAL$PRARE_525_PM_02!PMU-ST6 | 0.0 | 1.0 | Device statistic for Number of measurements received while device was reporting errors during last reporting interval. | 0 | 1 | 1 |  | Any | STAT | Statistic | ST |  |  | STAT:2134 | 2021-07-20 20:12
|  |  | 2656ce0c-f60c-449b-bb48-b97c4c7c90eb | 2 | STAT |  | 2135 | ONS_LOCAL$PRARE_525_PM_02!PMU:ST7 |  |  | 8736f6c7-ad41-4b43-b4f6-e684e0d4ad20 |  |  | 30 | [8 empty] | 11 | [5 empty] | LOCAL$PRARE_525_PM_02!PMU-ST7 | 0.0 | 1.0 | Device statistic for Number of defined measurements (per frame) from device during last reporting interval. | 0 | 1 | 1 |  | Any | STAT | Statistic | ST |  |  | STAT:2135 | 2021-07-20 20:12
|  |  | aff715fe-3cfb-4ddd-abe9-216ad33e1a79 | 2 | STAT |  | 2136 | ONS_LOCAL$PRARE_525_PM_03!PMU:ST1 |  |  | 8736f6c7-ad41-4b43-b4f6-e684e0d4ad20 |  |  | 30 | [8 empty] | 11 | [5 empty] | LOCAL$PRARE_525_PM_03!PMU-ST1 | 0.0 | 1.0 | Device statistic for Number of data quality errors reported by device during last reporting interval. | 0 | 1 | 1 |  | Any | STAT | Statistic | ST |  |  | STAT:2136 | 2021-07-20 20:12
|  |  | b0ef0a48-0f0a-455e-a7b6-9021402247ff | 2 | STAT |  | 2137 | ONS_LOCAL$PRARE_525_PM_03!PMU:ST2 |  |  | 8736f6c7-ad41-4b43-b4f6-e684e0d4ad20 |  |  | 30 | [8 empty] | 11 | [5 empty] | LOCAL$PRARE_525_PM_03!PMU-ST2 | 0.0 | 1.0 | Device statistic for Number of time quality errors reported by device during last reporting interval. | 0 | 1 | 1 |  | Any | STAT | Statistic | ST |  |  | STAT:2137 | 2021-07-20 20:12
|  |  | f62eccf1-b419-4170-a4b4-89167fcd1f8c | 2 | STAT |  | 2138 | ONS_LOCAL$PRARE_525_PM_03!PMU:ST3 |  |  | 8736f6c7-ad41-4b43-b4f6-e684e0d4ad20 |  |  | 30 | [8 empty] | 11 | [5 empty] | LOCAL$PRARE_525_PM_03!PMU-ST3 | 0.0 | 1.0 | Device statistic for Number of device errors reported by device during last reporting interval. | 0 | 1 | 1 |  | Any | STAT | Statistic | ST |  |  | STAT:2138 | 2021-07-20 20:12
|  |  | 1cc60286-0561-499f-b39b-45ced305691d | 2 | STAT |  | 2139 | ONS_LOCAL$PRARE_525_PM_03!PMU:ST4 |  |  | 8736f6c7-ad41-4b43-b4f6-e684e0d4ad20 |  |  | 30 | [8 empty] | 11 | [5 empty] | LOCAL$PRARE_525_PM_03!PMU-ST4 | 0.0 | 1.0 | Device statistic for Number of measurements received from device during last reporting interval. | 0 | 1 | 1 |  | Any | STAT | Statistic | ST |  |  | STAT:2139 | 2021-07-20 20:12
|  |  | 25868397-1d15-4fe2-ba6b-db26f4a7cff6 | 2 | STAT |  | 2140 | ONS_LOCAL$PRARE_525_PM_03!PMU:ST5 |  |  | 8736f6c7-ad41-4b43-b4f6-e684e0d4ad20 |  |  | 30 | [8 empty] | 11 | [5 empty] | LOCAL$PRARE_525_PM_03!PMU-ST5 | 0.0 | 1.0 | Device statistic for Expected number of measurements received from device during last reporting interval. | 0 | 1 | 1 |  | Any | STAT | Statistic | ST |  |  | STAT:2140 | 2021-07-20 20:12
|  |  | 60493229-64ef-4390-8158-eb2d75ffb179 | 2 | STAT |  | 2141 | ONS_LOCAL$PRARE_525_PM_03!PMU:ST6 |  |  | 8736f6c7-ad41-4b43-b4f6-e684e0d4ad20 |  |  | 30 | [8 empty] | 11 | [5 empty] | LOCAL$PRARE_525_PM_03!PMU-ST6 | 0.0 | 1.0 | Device statistic for Number of measurements received while device was reporting errors during last reporting interval. | 0 | 1 | 1 |  | Any | STAT | Statistic | ST |  |  | STAT:2141 | 2021-07-20 20:12
|  |  | b9725fb6-ce3f-40a4-bfc1-18868e09f2b2 | 2 | STAT |  | 2142 | ONS_LOCAL$PRARE_525_PM_03!PMU:ST7 |  |  | 8736f6c7-ad41-4b43-b4f6-e684e0d4ad20 |  |  | 30 | [8 empty] | 11 | [5 empty] | LOCAL$PRARE_525_PM_03!PMU-ST7 | 0.0 | 1.0 | Device statistic for Number of defined measurements (per frame) from device during last reporting interval. | 0 | 1 | 1 |  | Any | STAT | Statistic | ST |  |  | STAT:2142 | 2021-07-20 20:12
|  |  | 53823413-6466-432f-91c8-16f6b9c566af | 2 | STAT |  | 2143 | ONS_LOCAL$PRARE_525_PM_04!PMU:ST1 |  |  | 8736f6c7-ad41-4b43-b4f6-e684e0d4ad20 |  |  | 30 | [8 empty] | 11 | [5 empty] | LOCAL$PRARE_525_PM_04!PMU-ST1 | 0.0 | 1.0 | Device statistic for Number of data quality errors reported by device during last reporting interval. | 0 | 1 | 1 |  | Any | STAT | Statistic | ST |  |  | STAT:2143 | 2021-07-20 20:12
|  |  | ec4e7ccf-1cc0-4306-9d47-3510ed9ad790 | 2 | STAT |  | 2144 | ONS_LOCAL$PRARE_525_PM_04!PMU:ST2 |  |  | 8736f6c7-ad41-4b43-b4f6-e684e0d4ad20 |  |  | 30 | [8 empty] | 11 | [5 empty] | LOCAL$PRARE_525_PM_04!PMU-ST2 | 0.0 | 1.0 | Device statistic for Number of time quality errors reported by device during last reporting interval. | 0 | 1 | 1 |  | Any | STAT | Statistic | ST |  |  | STAT:2144 | 2021-07-20 20:12
|  |  | b8103c76-f616-498e-94da-2111c91c0326 | 2 | STAT |  | 2145 | ONS_LOCAL$PRARE_525_PM_04!PMU:ST3 |  |  | 8736f6c7-ad41-4b43-b4f6-e684e0d4ad20 |  |  | 30 | [8 empty] | 11 | [5 empty] | LOCAL$PRARE_525_PM_04!PMU-ST3 | 0.0 | 1.0 | Device statistic for Number of device errors reported by device during last reporting interval. | 0 | 1 | 1 |  | Any | STAT | Statistic | ST |  |  | STAT:2145 | 2021-07-20 20:12
|  |  | f2753d08-2075-41d6-8770-1dcfeee65423 | 2 | STAT |  | 2146 | ONS_LOCAL$PRARE_525_PM_04!PMU:ST4 |  |  | 8736f6c7-ad41-4b43-b4f6-e684e0d4ad20 |  |  | 30 | [8 empty] | 11 | [5 empty] | LOCAL$PRARE_525_PM_04!PMU-ST4 | 0.0 | 1.0 | Device statistic for Number of measurements received from device during last reporting interval. | 0 | 1 | 1 |  | Any | STAT | Statistic | ST |  |  | STAT:2146 | 2021-07-20 20:12
|  |  | 19bb7f2d-3685-44ed-a47b-c926540be1fa | 2 | STAT |  | 2147 | ONS_LOCAL$PRARE_525_PM_04!PMU:ST5 |  |  | 8736f6c7-ad41-4b43-b4f6-e684e0d4ad20 |  |  | 30 | [8 empty] | 11 | [5 empty] | LOCAL$PRARE_525_PM_04!PMU-ST5 | 0.0 | 1.0 | Device statistic for Expected number of measurements received from device during last reporting interval. | 0 | 1 | 1 |  | Any | STAT | Statistic | ST |  |  | STAT:2147 | 2021-07-20 20:12
|  |  | dfc2d520-9d64-46a4-b243-9b0e0e01b516 | 2 | STAT |  | 2148 | ONS_LOCAL$PRARE_525_PM_04!PMU:ST6 |  |  | 8736f6c7-ad41-4b43-b4f6-e684e0d4ad20 |  |  | 30 | [8 empty] | 11 | [5 empty] | LOCAL$PRARE_525_PM_04!PMU-ST6 | 0.0 | 1.0 | Device statistic for Number of measurements received while device was reporting errors during last reporting interval. | 0 | 1 | 1 |  | Any | STAT | Statistic | ST |  |  | STAT:2148 | 2021-07-20 20:12
|  |  | 75021b93-e3ed-4171-973d-f49d6410d2a1 | 2 | STAT |  | 2149 | ONS_LOCAL$PRARE_525_PM_04!PMU:ST7 |  |  | 8736f6c7-ad41-4b43-b4f6-e684e0d4ad20 |  |  | 30 | [8 empty] | 11 | [5 empty] | LOCAL$PRARE_525_PM_04!PMU-ST7 | 0.0 | 1.0 | Device statistic for Number of defined measurements (per frame) from device during last reporting interval. | 0 | 1 | 1 |  | Any | STAT | Statistic | ST |  |  | STAT:2149 | 2021-07-20 20:12
|  |  | f3c69b8b-1116-47c3-a103-c237b0d8c56c | 2 | STAT |  | 2150 | ONS_LOCAL$PRARE_525_PM_05!PMU:ST1 |  |  | 8736f6c7-ad41-4b43-b4f6-e684e0d4ad20 |  |  | 30 | [8 empty] | 11 | [5 empty] | LOCAL$PRARE_525_PM_05!PMU-ST1 | 0.0 | 1.0 | Device statistic for Number of data quality errors reported by device during last reporting interval. | 0 | 1 | 1 |  | Any | STAT | Statistic | ST |  |  | STAT:2150 | 2021-07-20 20:12
|  |  | f74506f0-b510-419d-bb39-3c8298a5378d | 2 | STAT |  | 2151 | ONS_LOCAL$PRARE_525_PM_05!PMU:ST2 |  |  | 8736f6c7-ad41-4b43-b4f6-e684e0d4ad20 |  |  | 30 | [8 empty] | 11 | [5 empty] | LOCAL$PRARE_525_PM_05!PMU-ST2 | 0.0 | 1.0 | Device statistic for Number of time quality errors reported by device during last reporting interval. | 0 | 1 | 1 |  | Any | STAT | Statistic | ST |  |  | STAT:2151 | 2021-07-20 20:12
|  |  | ce8b67f1-10b7-435d-94c6-c3f0d1efa3ce | 2 | STAT |  | 2152 | ONS_LOCAL$PRARE_525_PM_05!PMU:ST3 |  |  | 8736f6c7-ad41-4b43-b4f6-e684e0d4ad20 |  |  | 30 | [8 empty] | 11 | [5 empty] | LOCAL$PRARE_525_PM_05!PMU-ST3 | 0.0 | 1.0 | Device statistic for Number of device errors reported by device during last reporting interval. | 0 | 1 | 1 |  | Any | STAT | Statistic | ST |  |  | STAT:2152 | 2021-07-20 20:12
|  |  | 679068d2-141a-4645-b6c8-a0971af49343 | 2 | STAT |  | 2153 | ONS_LOCAL$PRARE_525_PM_05!PMU:ST4 |  |  | 8736f6c7-ad41-4b43-b4f6-e684e0d4ad20 |  |  | 30 | [8 empty] | 11 | [5 empty] | LOCAL$PRARE_525_PM_05!PMU-ST4 | 0.0 | 1.0 | Device statistic for Number of measurements received from device during last reporting interval. | 0 | 1 | 1 |  | Any | STAT | Statistic | ST |  |  | STAT:2153 | 2021-07-20 20:12
|  |  | 6d22eadd-6068-4759-91ec-6e942e7748ec | 2 | STAT |  | 2154 | ONS_LOCAL$PRARE_525_PM_05!PMU:ST5 |  |  | 8736f6c7-ad41-4b43-b4f6-e684e0d4ad20 |  |  | 30 | [8 empty] | 11 | [5 empty] | LOCAL$PRARE_525_PM_05!PMU-ST5 | 0.0 | 1.0 | Device statistic for Expected number of measurements received from device during last reporting interval. | 0 | 1 | 1 |  | Any | STAT | Statistic | ST |  |  | STAT:2154 | 2021-07-20 20:12
|  |  | a13fc750-c32f-490a-b012-f079da778991 | 2 | STAT |  | 2155 | ONS_LOCAL$PRARE_525_PM_05!PMU:ST6 |  |  | 8736f6c7-ad41-4b43-b4f6-e684e0d4ad20 |  |  | 30 | [8 empty] | 11 | [5 empty] | LOCAL$PRARE_525_PM_05!PMU-ST6 | 0.0 | 1.0 | Device statistic for Number of measurements received while device was reporting errors during last reporting interval. | 0 | 1 | 1 |  | Any | STAT | Statistic | ST |  |  | STAT:2155 | 2021-07-20 20:12
|  |  | 1386eaa6-9041-455d-987f-ae679c125811 | 2 | STAT |  | 2156 | ONS_LOCAL$PRARE_525_PM_05!PMU:ST7 |  |  | 8736f6c7-ad41-4b43-b4f6-e684e0d4ad20 |  |  | 30 | [8 empty] | 11 | [5 empty] | LOCAL$PRARE_525_PM_05!PMU-ST7 | 0.0 | 1.0 | Device statistic for Number of defined measurements (per frame) from device during last reporting interval. | 0 | 1 | 1 |  | Any | STAT | Statistic | ST |  |  | STAT:2156 | 2021-07-20 20:12
|  |  | 9cb9c718-67ba-4ce2-972d-53f052f1eeaf | 2 | STAT |  | 2157 | ONS_LOCAL$PRARE_525_PM_06!PMU:ST1 |  |  | 8736f6c7-ad41-4b43-b4f6-e684e0d4ad20 |  |  | 30 | [8 empty] | 11 | [5 empty] | LOCAL$PRARE_525_PM_06!PMU-ST1 | 0.0 | 1.0 | Device statistic for Number of data quality errors reported by device during last reporting interval. | 0 | 1 | 1 |  | Any | STAT | Statistic | ST |  |  | STAT:2157 | 2021-07-20 20:12
|  |  | 99881118-dc16-4273-b35d-e03d95a800d2 | 2 | STAT |  | 2158 | ONS_LOCAL$PRARE_525_PM_06!PMU:ST2 |  |  | 8736f6c7-ad41-4b43-b4f6-e684e0d4ad20 |  |  | 30 | [8 empty] | 11 | [5 empty] | LOCAL$PRARE_525_PM_06!PMU-ST2 | 0.0 | 1.0 | Device statistic for Number of time quality errors reported by device during last reporting interval. | 0 | 1 | 1 |  | Any | STAT | Statistic | ST |  |  | STAT:2158 | 2021-07-20 20:12
|  |  | 5b9df6fc-92b3-4ecb-ba78-2046b81ef944 | 2 | STAT |  | 2159 | ONS_LOCAL$PRARE_525_PM_06!PMU:ST3 |  |  | 8736f6c7-ad41-4b43-b4f6-e684e0d4ad20 |  |  | 30 | [8 empty] | 11 | [5 empty] | LOCAL$PRARE_525_PM_06!PMU-ST3 | 0.0 | 1.0 | Device statistic for Number of device errors reported by device during last reporting interval. | 0 | 1 | 1 |  | Any | STAT | Statistic | ST |  |  | STAT:2159 | 2021-07-20 20:12
|  |  | 1114e241-6e2a-4b4f-881e-d87d9ba9d44e | 2 | STAT |  | 2160 | ONS_LOCAL$PRARE_525_PM_06!PMU:ST4 |  |  | 8736f6c7-ad41-4b43-b4f6-e684e0d4ad20 |  |  | 30 | [8 empty] | 11 | [5 empty] | LOCAL$PRARE_525_PM_06!PMU-ST4 | 0.0 | 1.0 | Device statistic for Number of measurements received from device during last reporting interval. | 0 | 1 | 1 |  | Any | STAT | Statistic | ST |  |  | STAT:2160 | 2021-07-20 20:12
|  |  | 13fd0e72-d24d-481c-be13-282565f84084 | 2 | STAT |  | 2161 | ONS_LOCAL$PRARE_525_PM_06!PMU:ST5 |  |  | 8736f6c7-ad41-4b43-b4f6-e684e0d4ad20 |  |  | 30 | [8 empty] | 11 | [5 empty] | LOCAL$PRARE_525_PM_06!PMU-ST5 | 0.0 | 1.0 | Device statistic for Expected number of measurements received from device during last reporting interval. | 0 | 1 | 1 |  | Any | STAT | Statistic | ST |  |  | STAT:2161 | 2021-07-20 20:12
|  |  | 4bda29a0-8ba3-40dd-9ef6-7cdcb1d71711 | 2 | STAT |  | 2162 | ONS_LOCAL$PRARE_525_PM_06!PMU:ST6 |  |  | 8736f6c7-ad41-4b43-b4f6-e684e0d4ad20 |  |  | 30 | [8 empty] | 11 | [5 empty] | LOCAL$PRARE_525_PM_06!PMU-ST6 | 0.0 | 1.0 | Device statistic for Number of measurements received while device was reporting errors during last reporting interval. | 0 | 1 | 1 |  | Any | STAT | Statistic | ST |  |  | STAT:2162 | 2021-07-20 20:12
|  |  | 4c4facf8-e303-4771-a7dd-63e5ced1a097 | 2 | STAT |  | 2163 | ONS_LOCAL$PRARE_525_PM_06!PMU:ST7 |  |  | 8736f6c7-ad41-4b43-b4f6-e684e0d4ad20 |  |  | 30 | [8 empty] | 11 | [5 empty] | LOCAL$PRARE_525_PM_06!PMU-ST7 | 0.0 | 1.0 | Device statistic for Number of defined measurements (per frame) from device during last reporting interval. | 0 | 1 | 1 |  | Any | STAT | Statistic | ST |  |  | STAT:2163 | 2021-07-20 20:12
|  |  | 07dbe2a3-a690-4ba8-89d7-62e4e7eb9a7b | 2 | STAT |  | 2164 | ONS_LOCAL$PRARE_525_PM_07!PMU:ST1 |  |  | 8736f6c7-ad41-4b43-b4f6-e684e0d4ad20 |  |  | 30 | [8 empty] | 11 | [5 empty] | LOCAL$PRARE_525_PM_07!PMU-ST1 | 0.0 | 1.0 | Device statistic for Number of data quality errors reported by device during last reporting interval. | 0 | 1 | 1 |  | Any | STAT | Statistic | ST |  |  | STAT:2164 | 2021-07-20 20:12
|  |  | a05f06c0-7486-43ea-8317-347d2e1446d8 | 2 | STAT |  | 2165 | ONS_LOCAL$PRARE_525_PM_07!PMU:ST2 |  |  | 8736f6c7-ad41-4b43-b4f6-e684e0d4ad20 |  |  | 30 | [8 empty] | 11 | [5 empty] | LOCAL$PRARE_525_PM_07!PMU-ST2 | 0.0 | 1.0 | Device statistic for Number of time quality errors reported by device during last reporting interval. | 0 | 1 | 1 |  | Any | STAT | Statistic | ST |  |  | STAT:2165 | 2021-07-20 20:12
|  |  | 4ec1799c-3fe7-41f5-b965-19df81318fce | 2 | STAT |  | 2166 | ONS_LOCAL$PRARE_525_PM_07!PMU:ST3 |  |  | 8736f6c7-ad41-4b43-b4f6-e684e0d4ad20 |  |  | 30 | [8 empty] | 11 | [5 empty] | LOCAL$PRARE_525_PM_07!PMU-ST3 | 0.0 | 1.0 | Device statistic for Number of device errors reported by device during last reporting interval. | 0 | 1 | 1 |  | Any | STAT | Statistic | ST |  |  | STAT:2166 | 2021-07-20 20:12
|  |  | 7bd0ee5c-2808-40a9-926e-d167b9ba22be | 2 | STAT |  | 2167 | ONS_LOCAL$PRARE_525_PM_07!PMU:ST4 |  |  | 8736f6c7-ad41-4b43-b4f6-e684e0d4ad20 |  |  | 30 | [8 empty] | 11 | [5 empty] | LOCAL$PRARE_525_PM_07!PMU-ST4 | 0.0 | 1.0 | Device statistic for Number of measurements received from device during last reporting interval. | 0 | 1 | 1 |  | Any | STAT | Statistic | ST |  |  | STAT:2167 | 2021-07-20 20:12
|  |  | 3e5ca4a1-b05c-40ce-84ca-7bbbb0acdf15 | 2 | STAT |  | 2168 | ONS_LOCAL$PRARE_525_PM_07!PMU:ST5 |  |  | 8736f6c7-ad41-4b43-b4f6-e684e0d4ad20 |  |  | 30 | [8 empty] | 11 | [5 empty] | LOCAL$PRARE_525_PM_07!PMU-ST5 | 0.0 | 1.0 | Device statistic for Expected number of measurements received from device during last reporting interval. | 0 | 1 | 1 |  | Any | STAT | Statistic | ST |  |  | STAT:2168 | 2021-07-20 20:12
|  |  | eb527875-3fd3-480e-8fcf-c05a8970ca59 | 2 | STAT |  | 2169 | ONS_LOCAL$PRARE_525_PM_07!PMU:ST6 |  |  | 8736f6c7-ad41-4b43-b4f6-e684e0d4ad20 |  |  | 30 | [8 empty] | 11 | [5 empty] | LOCAL$PRARE_525_PM_07!PMU-ST6 | 0.0 | 1.0 | Device statistic for Number of measurements received while device was reporting errors during last reporting interval. | 0 | 1 | 1 |  | Any | STAT | Statistic | ST |  |  | STAT:2169 | 2021-07-20 20:12
|  |  | c32a7aed-6fab-4f8a-be53-6fce2298a441 | 2 | STAT |  | 2170 | ONS_LOCAL$PRARE_525_PM_07!PMU:ST7 |  |  | 8736f6c7-ad41-4b43-b4f6-e684e0d4ad20 |  |  | 30 | [8 empty] | 11 | [5 empty] | LOCAL$PRARE_525_PM_07!PMU-ST7 | 0.0 | 1.0 | Device statistic for Number of defined measurements (per frame) from device during last reporting interval. | 0 | 1 | 1 |  | Any | STAT | Statistic | ST |  |  | STAT:2170 | 2021-07-20 20:12
|  |  | 94c8644c-6d2c-4f0e-8fec-3c5dad13e66c | 2 | STAT |  | 2171 | ONS_LOCAL$PRARE_525_PM_08!PMU:ST1 |  |  | 8736f6c7-ad41-4b43-b4f6-e684e0d4ad20 |  |  | 30 | [8 empty] | 11 | [5 empty] | LOCAL$PRARE_525_PM_08!PMU-ST1 | 0.0 | 1.0 | Device statistic for Number of data quality errors reported by device during last reporting interval. | 0 | 1 | 1 |  | Any | STAT | Statistic | ST |  |  | STAT:2171 | 2021-07-20 20:12
|  |  | 9fc88e6d-75fa-4e63-8c94-4d944096c0db | 2 | STAT |  | 2172 | ONS_LOCAL$PRARE_525_PM_08!PMU:ST2 |  |  | 8736f6c7-ad41-4b43-b4f6-e684e0d4ad20 |  |  | 30 | [8 empty] | 11 | [5 empty] | LOCAL$PRARE_525_PM_08!PMU-ST2 | 0.0 | 1.0 | Device statistic for Number of time quality errors reported by device during last reporting interval. | 0 | 1 | 1 |  | Any | STAT | Statistic | ST |  |  | STAT:2172 | 2021-07-20 20:12
|  |  | 62821338-fd9c-4674-8410-f9daec703403 | 2 | STAT |  | 2173 | ONS_LOCAL$PRARE_525_PM_08!PMU:ST3 |  |  | 8736f6c7-ad41-4b43-b4f6-e684e0d4ad20 |  |  | 30 | [8 empty] | 11 | [5 empty] | LOCAL$PRARE_525_PM_08!PMU-ST3 | 0.0 | 1.0 | Device statistic for Number of device errors reported by device during last reporting interval. | 0 | 1 | 1 |  | Any | STAT | Statistic | ST |  |  | STAT:2173 | 2021-07-20 20:12
|  |  | fbd3d25d-958c-455a-a97d-c9f03b2389d0 | 2 | STAT |  | 2174 | ONS_LOCAL$PRARE_525_PM_08!PMU:ST4 |  |  | 8736f6c7-ad41-4b43-b4f6-e684e0d4ad20 |  |  | 30 | [8 empty] | 11 | [5 empty] | LOCAL$PRARE_525_PM_08!PMU-ST4 | 0.0 | 1.0 | Device statistic for Number of measurements received from device during last reporting interval. | 0 | 1 | 1 |  | Any | STAT | Statistic | ST |  |  | STAT:2174 | 2021-07-20 20:12
|  |  | 8f4343e1-17ed-477d-98a6-b6b1808c2ca5 | 2 | STAT |  | 2175 | ONS_LOCAL$PRARE_525_PM_08!PMU:ST5 |  |  | 8736f6c7-ad41-4b43-b4f6-e684e0d4ad20 |  |  | 30 | [8 empty] | 11 | [5 empty] | LOCAL$PRARE_525_PM_08!PMU-ST5 | 0.0 | 1.0 | Device statistic for Expected number of measurements received from device during last reporting interval. | 0 | 1 | 1 |  | Any | STAT | Statistic | ST |  |  | STAT:2175 | 2021-07-20 20:12
|  |  | c91ebd9a-138c-4c6f-8e4b-50ef98de9bf8 | 2 | STAT |  | 2176 | ONS_LOCAL$PRARE_525_PM_08!PMU:ST6 |  |  | 8736f6c7-ad41-4b43-b4f6-e684e0d4ad20 |  |  | 30 | [8 empty] | 11 | [5 empty] | LOCAL$PRARE_525_PM_08!PMU-ST6 | 0.0 | 1.0 | Device statistic for Number of measurements received while device was reporting errors during last reporting interval. | 0 | 1 | 1 |  | Any | STAT | Statistic | ST |  |  | STAT:2176 | 2021-07-20 20:12
|  |  | 63155976-c951-41b6-a7d0-7dbfd783a8d1 | 2 | STAT |  | 2177 | ONS_LOCAL$PRARE_525_PM_08!PMU:ST7 |  |  | 8736f6c7-ad41-4b43-b4f6-e684e0d4ad20 |  |  | 30 | [8 empty] | 11 | [5 empty] | LOCAL$PRARE_525_PM_08!PMU-ST7 | 0.0 | 1.0 | Device statistic for Number of defined measurements (per frame) from device during last reporting interval. | 0 | 1 | 1 |  | Any | STAT | Statistic | ST |  |  | STAT:2177 | 2021-07-20 20:12
|  |  | 0dfcf861-e214-4f5c-ab1b-27cb4b254987 | 2 | STAT |  | 2178 | ONS_LOCAL$PRARE_525_PM_09!PMU:ST1 |  |  | 8736f6c7-ad41-4b43-b4f6-e684e0d4ad20 |  |  | 30 | [8 empty] | 11 | [5 empty] | LOCAL$PRARE_525_PM_09!PMU-ST1 | 0.0 | 1.0 | Device statistic for Number of data quality errors reported by device during last reporting interval. | 0 | 1 | 1 |  | Any | STAT | Statistic | ST |  |  | STAT:2178 | 2021-07-20 20:12
|  |  | 99ba2ee9-f4c1-42db-84fa-844bcc33b0d2 | 2 | STAT |  | 2179 | ONS_LOCAL$PRARE_525_PM_09!PMU:ST2 |  |  | 8736f6c7-ad41-4b43-b4f6-e684e0d4ad20 |  |  | 30 | [8 empty] | 11 | [5 empty] | LOCAL$PRARE_525_PM_09!PMU-ST2 | 0.0 | 1.0 | Device statistic for Number of time quality errors reported by device during last reporting interval. | 0 | 1 | 1 |  | Any | STAT | Statistic | ST |  |  | STAT:2179 | 2021-07-20 20:12
|  |  | e4ada077-c401-42a5-932f-48453088b0e8 | 1 | PPA | ArchiveDirectories={D:\openHistorian\Archive
|  |  | 332bc767-3509-4615-ba27-b482f33fadf6 | 1 | PPA | ArchiveDirectories={D:\openHistorian\Archive
|  |  | 946f4d2c-5868-4aca-9c03-927e93df0d4a | 1 | PPA | ArchiveDirectories={D:\openHistorian\Archive
|  |  | 5615f63c-9c76-4e69-875c-61da1aebd2cf | 1 | PPA | ArchiveDirectories={D:\openHistorian\Archive
|  |  | 44ed3f2d-a6fb-488e-99d5-10468bf4770f | 1 | PPA | ArchiveDirectories={D:\openHistorian\Archive
|  |  | 897ebe3a-1172-4656-a3cd-640d27c3085d | 1 | PPA | ArchiveDirectories={D:\openHistorian\Archive
|  |  | de58563a-1eac-46f0-b105-def007f46904 | 1 | PPA | ArchiveDirectories={D:\openHistorian\Archive
|  |  | 6911a5b6-645f-4d47-b46d-7bff8271a7cf | 1 | PPA | ArchiveDirectories={D:\openHistorian\Archive
|  |  | d22ab1e2-2468-488d-b678-592003727900 | 1 | PPA | ArchiveDirectories={D:\openHistorian\Archive
|  |  | dc9c1beb-1303-4d93-b298-60330f636687 | 1 | PPA | ArchiveDirectories={D:\openHistorian\Archive
|  |  | aead3f47-ec62-47b3-b383-9f067285c5bf | 1 | PPA | ArchiveDirectories={D:\openHistorian\Archive
|  |  | b6615f8a-236c-4a25-8af8-b6835627378b | 1 | PPA | ArchiveDirectories={D:\openHistorian\Archive
|  |  | c21f7d03-5694-4f99-a08d-f8b73c71a2d1 | 1 | PPA | ArchiveDirectories={D:\openHistorian\Archive
|  |  | 69b1c6d7-5065-46fe-b3b5-f14ba84ea4ce | 1 | PPA | ArchiveDirectories={D:\openHistorian\Archive
|  |  | 66cacc82-308f-479e-911b-a7ded6792682 | 1 | PPA | ArchiveDirectories={D:\openHistorian\Archive
|  |  | 38781eed-abba-47a4-9b47-5a1afec79c79 | 1 | PPA | ArchiveDirectories={D:\openHistorian\Archive
|  |  | 7df2ed20-56c1-4032-8a62-81bff5ddb22d | 1 | PPA | ArchiveDirectories={D:\openHistorian\Archive
|  |  | 56b54f33-87bb-4f6c-99fb-db7955f7025c | 1 | PPA | ArchiveDirectories={D:\openHistorian\Archive
|  |  | c6e20ce0-e508-4f3b-a1dd-ebd049e1148a | 1 | PPA | ArchiveDirectories={D:\openHistorian\Archive
|  |  | f1009811-e833-4959-bbde-d91122b3ff63 | 1 | PPA | ArchiveDirectories={D:\openHistorian\Archive
|  |  | 4117108b-99c3-44e4-9520-1ccd3b0102ad | 1 | PPA | ArchiveDirectories={D:\openHistorian\Archive
|  |  | f0bc128e-7bda-4991-a919-e75ef56c25d2 | 1 | PPA | ArchiveDirectories={D:\openHistorian\Archive
|  |  | 9a68e6d1-bb84-4aef-b8ba-13f964b2a825 | 1 | PPA | ArchiveDirectories={D:\openHistorian\Archive
|  |  | 73ec1834-51e9-4b66-9766-c4e4af0ac2f8 | 1 | PPA | ArchiveDirectories={D:\openHistorian\Archive
|  |  | 01bdaebb-31bd-4226-b9d9-610d91ce85a9 | 1 | PPA | ArchiveDirectories={D:\openHistorian\Archive
|  |  | 9dc834fc-c78d-4c1f-a640-ac5e2f251978 | 1 | PPA | ArchiveDirectories={D:\openHistorian\Archive
|  |  | 94b35651-2c00-43a8-9f04-1cde21893180 | 1 | PPA | ArchiveDirectories={D:\openHistorian\Archive
|  |  | c2e1d3c6-f11b-43ad-b5bb-ecdb14ca228b | 1 | PPA | ArchiveDirectories={D:\openHistorian\Archive
|  |  | 0f22ca68-37f3-47f8-9900-6e0218455bcf | 1 | PPA | ArchiveDirectories={D:\openHistorian\Archive
|  |  | ff8b0b38-d4c6-45a2-8dbc-0d5574d12509 | 1 | PPA | ArchiveDirectories={D:\openHistorian\Archive
|  |  | c5e76f09-36df-481a-ad7c-33d31f5843ec | 1 | PPA | ArchiveDirectories={D:\openHistorian\Archive
|  |  | 78d9e011-abea-4ab1-b3f1-4826b32696b8 | 1 | PPA | ArchiveDirectories={D:\openHistorian\Archive
|  |  | 6aa536ee-783e-4be4-9386-1138752e4fc8 | 1 | PPA | ArchiveDirectories={D:\openHistorian\Archive
|  |  | 580c60b1-5d47-4ca4-b7f0-4cdf283b77e5 | 1 | PPA | ArchiveDirectories={D:\openHistorian\Archive
|  |  | 50fb3758-4143-428e-9acc-c9af72425b3d | 1 | PPA | ArchiveDirectories={D:\openHistorian\Archive
|  |  | 74b85137-a4b8-4b05-b262-b4a961a32b83 | 1 | PPA | ArchiveDirectories={D:\openHistorian\Archive
|  |  | 989be27f-faab-4610-a2c9-bb78fd55ea39 | 1 | PPA | ArchiveDirectories={D:\openHistorian\Archive
|  |  | 649b4565-51d6-473d-bd3d-cf63eb57bd41 | 1 | PPA | ArchiveDirectories={D:\openHistorian\Archive
|  |  | ff9006ba-03a0-491c-980f-5d0457417b4b | 1 | PPA | ArchiveDirectories={D:\openHistorian\Archive
|  |  | a979a18f-d88f-4069-94ee-2ac9d1c84b5d | 1 | PPA | ArchiveDirectories={D:\openHistorian\Archive
|  |  | 9280af2c-b681-4dc4-8c1b-176fe4c43393 | 1 | PPA | ArchiveDirectories={D:\openHistorian\Archive
|  |  | 799b1cec-4fe1-45d9-9847-07e879309352 | 1 | PPA | ArchiveDirectories={D:\openHistorian\Archive
|  |  | aa930b17-c5d5-404d-9dd3-0dd4da41a956 | 1 | PPA | ArchiveDirectories={D:\openHistorian\Archive
|  |  | e4167e6b-882c-43f0-9602-34824acb4d3b | 1 | PPA | ArchiveDirectories={D:\openHistorian\Archive
|  |  | 08effe2c-30cd-4e48-99af-2711b029f5fe | 1 | PPA | ArchiveDirectories={D:\openHistorian\Archive
|  |  | df483050-6031-4a37-8de3-196c444bf16e | 1 | PPA | ArchiveDirectories={D:\openHistorian\Archive
|  |  | 97cfacf5-9625-41c8-ae74-936e90509b3d | 1 | PPA | ArchiveDirectories={D:\openHistorian\Archive
|  |  | ac674839-4447-45b4-b30d-12a2455bcc54 | 1 | PPA | ArchiveDirectories={D:\openHistorian\Archive
|  |  | b9cad44a-5808-48fd-8524-e8052b978428 | 1 | PPA | ArchiveDirectories={D:\openHistorian\Archive
|  |  | 00db91b9-39f6-47d7-a0ea-0894c62ad9ac | 1 | PPA | ArchiveDirectories={D:\openHistorian\Archive
|  |  | dc47bb46-54b2-4f2c-80e6-b4dbb688b5f6 | 1 | PPA | ArchiveDirectories={D:\openHistorian\Archive
|  |  | 6ca13cbc-f2d4-4e3d-901d-6fe009654a66 | 1 | PPA | ArchiveDirectories={D:\openHistorian\Archive
|  |  | 35f70318-dc96-457e-933f-f925eaa3a530 | 1 | PPA | ArchiveDirectories={D:\openHistorian\Archive
|  |  | 77da2844-dfe5-4c12-b835-a5ffe9fb5832 | 1 | PPA | ArchiveDirectories={D:\openHistorian\Archive
|  |  | 9c805482-995f-4871-bc5c-a9c25174373c | 1 | PPA | ArchiveDirectories={D:\openHistorian\Archive
|  |  | 3f53c6ae-3e2e-433c-a119-0ba05eef76c2 | 1 | PPA | ArchiveDirectories={D:\openHistorian\Archive
|  |  | f9c72cf3-d1b7-4291-9656-a478016a7431 | 1 | PPA | ArchiveDirectories={D:\openHistorian\Archive
|  |  | fdd2ece3-53af-4dc2-a886-5443634e3a47 | 1 | PPA | ArchiveDirectories={D:\openHistorian\Archive
|  |  | fbaf955e-919d-40b4-b81b-d04b37d25967 | 1 | PPA | ArchiveDirectories={D:\openHistorian\Archive
|  |  | 3b1096ae-e27d-4394-bb47-682c7d60b0a7 | 1 | PPA | ArchiveDirectories={D:\openHistorian\Archive
|  |  | 8baef55a-9222-4db7-996c-5a4943bf6aef | 1 | PPA | ArchiveDirectories={D:\openHistorian\Archive
|  |  | 236fa869-5cf0-478a-a38e-d1f96d1787af | 1 | PPA | ArchiveDirectories={D:\openHistorian\Archive
|  |  | 6a20a12e-7e13-4526-8d20-7730b995a9f7 | 1 | PPA | ArchiveDirectories={D:\openHistorian\Archive
|  |  | 7afb2e10-383c-4878-93f5-96c5a231caae | 1 | PPA | ArchiveDirectories={D:\openHistorian\Archive
|  |  | 5a8cf5dc-a404-4fb4-a72d-e2d2b69ad299 | 1 | PPA | ArchiveDirectories={D:\openHistorian\Archive
|  |  | ed605c48-38a5-45b3-a09a-9d1c1aa2d75f | 1 | PPA | ArchiveDirectories={D:\openHistorian\Archive
|  |  | 2cdf1000-659d-4c62-90b4-ca3cc98c7865 | 1 | PPA | ArchiveDirectories={D:\openHistorian\Archive
|  |  | 68c1ed4d-c6c4-4eaf-b81c-18a0749d680e | 1 | PPA | ArchiveDirectories={D:\openHistorian\Archive
|  |  | 549bfab8-fda8-4d84-8813-c53e007923f1 | 1 | PPA | ArchiveDirectories={D:\openHistorian\Archive
|  |  | 53be8b66-b167-4254-887d-021a10185b5d | 1 | PPA | ArchiveDirectories={D:\openHistorian\Archive
|  |  | 458de6bd-d569-4a76-ae2b-f696c79d1c9b | 1 | PPA | ArchiveDirectories={D:\openHistorian\Archive
|  |  | d8c32f6a-3b30-478f-90da-7505c6dcd4a9 | 1 | PPA | ArchiveDirectories={D:\openHistorian\Archive
|  |  | f0b8c78d-a8a0-4fea-8d05-51a5d1cef65b | 1 | PPA | ArchiveDirectories={D:\openHistorian\Archive
|  |  | 60cdb7e7-3d35-4c67-bec4-beda3c56cc88 | 1 | PPA | ArchiveDirectories={D:\openHistorian\Archive
|  |  | f29b2a2f-c23e-4bda-8756-276e86e6069d | 1 | PPA | ArchiveDirectories={D:\openHistorian\Archive
|  |  | 4c0faae5-18b8-4171-9a85-d35da90e645f | 1 | PPA | ArchiveDirectories={D:\openHistorian\Archive
|  |  | 9c698b4d-6081-488a-8047-699a9615ca64 | 1 | PPA | ArchiveDirectories={D:\openHistorian\Archive
|  |  | 673aaf6f-931e-400b-b98c-3202d3c109ba | 1 | PPA | ArchiveDirectories={D:\openHistorian\Archive
|  |  | b1e1dff5-a860-479d-bd18-4e6fdc681ce5 | 1 | PPA | ArchiveDirectories={D:\openHistorian\Archive
|  |  | a8cdb9b2-9cb5-4da3-b4f4-7e2d5912380d | 1 | PPA | ArchiveDirectories={D:\openHistorian\Archive
|  |  | 6830f9ad-068e-4a0e-adf6-126cc5a63298 | 1 | PPA | ArchiveDirectories={D:\openHistorian\Archive
|  |  | d6aeac6e-e127-4d4e-b30f-c46b77ab6af2 | 1 | PPA | ArchiveDirectories={D:\openHistorian\Archive
|  |  | 346a31a6-99d8-4033-b662-deaec77b7109 | 1 | PPA | ArchiveDirectories={D:\openHistorian\Archive
|  |  | c150bd69-027c-4db9-85b4-41fb438c64b3 | 1 | PPA | ArchiveDirectories={D:\openHistorian\Archive
|  |  | dff94e8a-787b-4dbc-8751-4d42e49e5f48 | 1 | PPA | ArchiveDirectories={D:\openHistorian\Archive
|  |  | 3f70e50a-9d62-4e5f-a787-ca7f272d84c5 | 1 | PPA | ArchiveDirectories={D:\openHistorian\Archive
|  |  | 12135bcf-ab2c-4c63-919b-155111ab3d2b | 1 | PPA | ArchiveDirectories={D:\openHistorian\Archive
|  |  | 57a73e0c-458c-4be2-a4c3-46c3c57a436e | 1 | PPA | ArchiveDirectories={D:\openHistorian\Archive
|  |  | 0f9345fc-9607-49d8-b863-b6f03d174160 | 1 | PPA | ArchiveDirectories={D:\openHistorian\Archive
|  |  | 1028488c-e215-4bdb-94ca-e53b224b4b08 | 1 | PPA | ArchiveDirectories={D:\openHistorian\Archive
|  |  | 32fe7984-8152-47e7-bf97-41a0763dccbd | 1 | PPA | ArchiveDirectories={D:\openHistorian\Archive
|  |  | 7309208c-9443-40bc-8881-e1fa32f75353 | 1 | PPA | ArchiveDirectories={D:\openHistorian\Archive
|  |  | c118d27d-1f45-4f75-a4c5-604c7c7d881e | 1 | PPA | ArchiveDirectories={D:\openHistorian\Archive
|  |  | edaddabd-8488-4570-b28b-6e16a11638ea | 1 | PPA | ArchiveDirectories={D:\openHistorian\Archive
|  |  | 7a32d91f-a4a6-4a0c-90ec-40ad5e675fe1 | 1 | PPA | ArchiveDirectories={D:\openHistorian\Archive
|  |  | 2a085166-9d0f-4601-b8d8-6071a15ee5be | 1 | PPA | ArchiveDirectories={D:\openHistorian\Archive
|  |  | 103f485d-7599-426a-9d62-bf702dfca1c2 | 1 | PPA | ArchiveDirectories={D:\openHistorian\Archive
|  |  | 8703184b-07f0-487e-b138-44dc9468a7a3 | 1 | PPA | ArchiveDirectories={D:\openHistorian\Archive
|  |  | 928f8fc3-a1f9-427e-85a0-614b4d17e61b | 1 | PPA | ArchiveDirectories={D:\openHistorian\Archive
|  |  | 9b2d0afd-e5a2-497c-97fb-b20f7d7d1a5e | 1 | PPA | ArchiveDirectories={D:\openHistorian\Archive
|  |  | 8a3240bb-0621-47e2-8f20-cf76d2abfaa5 | 1 | PPA | ArchiveDirectories={D:\openHistorian\Archive
|  |  | f666520e-26ef-42a7-b49a-d990d82a1653 | 1 | PPA | ArchiveDirectories={D:\openHistorian\Archive
|  |  | d66a7738-b4af-44dc-b460-17222d73577f | 1 | PPA | ArchiveDirectories={D:\openHistorian\Archive
|  |  | ef29817e-e464-4ceb-83e5-b89f7f04c6ae | 1 | PPA | ArchiveDirectories={D:\openHistorian\Archive
|  |  | d3f0e20f-cb74-43a4-bf8c-5e9ca8bc8911 | 1 | PPA | ArchiveDirectories={D:\openHistorian\Archive
|  |  | 65ae5d9b-a168-4e66-a91e-4f4c0ee1b765 | 1 | PPA | ArchiveDirectories={D:\openHistorian\Archive
|  |  | 92e88ca2-6ed8-4675-bb2c-ed530cce6970 | 1 | PPA | ArchiveDirectories={D:\openHistorian\Archive
|  |  | 944f0192-1c28-4eb0-bb5b-a375387a7e72 | 1 | PPA | ArchiveDirectories={D:\openHistorian\Archive
|  |  | 222601fa-f4dd-4816-ba10-c3fcb9990f16 | 1 | PPA | ArchiveDirectories={D:\openHistorian\Archive
|  |  | 1a470f95-dd46-4a1c-b6dd-9529c8cae106 | 1 | PPA | ArchiveDirectories={D:\openHistorian\Archive
|  |  | c6b20690-d8d5-42ef-985d-b847b3fa9d5d | 1 | PPA | ArchiveDirectories={D:\openHistorian\Archive
|  |  | 56e72bb0-dd57-437f-be57-ca30bdda50fc | 1 | PPA | ArchiveDirectories={D:\openHistorian\Archive
|  |  | f63a0751-672b-4e50-9e68-d4c1c9704de9 | 1 | PPA | ArchiveDirectories={D:\openHistorian\Archive
|  |  | 48f4d622-67a6-4b5d-8afa-f097ccff14fd | 1 | PPA | ArchiveDirectories={D:\openHistorian\Archive
|  |  | 1e52ab10-5331-4b70-ac72-abe312cafded | 1 | PPA | ArchiveDirectories={D:\openHistorian\Archive
|  |  | 41029263-e6da-4757-8e89-4e9116e75f0a | 1 | PPA | ArchiveDirectories={D:\openHistorian\Archive
|  |  | f0921113-51e1-4741-9944-3c3e42ab7b5c | 1 | PPA | ArchiveDirectories={D:\openHistorian\Archive
|  |  | ad5f5832-86e8-4a45-8a77-99b532b54886 | 1 | PPA | ArchiveDirectories={D:\openHistorian\Archive
|  |  | 8f17c762-1548-4167-91ef-c3aca20b652a | 1 | PPA | ArchiveDirectories={D:\openHistorian\Archive
|  |  | 14c30bcf-f9bc-4c50-8b08-6dc6892300c4 | 1 | PPA | ArchiveDirectories={D:\openHistorian\Archive
|  |  | 12fc6a6c-f6ab-40b0-9843-720e738eba89 | 1 | PPA | ArchiveDirectories={D:\openHistorian\Archive
|  |  | fb2e7eef-bd38-4f3b-99de-374bd0fcec3d | 1 | PPA | ArchiveDirectories={D:\openHistorian\Archive
|  |  | ac987790-c15b-496d-b9bd-11a34fbb0a8d | 1 | PPA | ArchiveDirectories={D:\openHistorian\Archive
|  |  | 0835f4b2-3986-4520-8f21-3236f1e2587a | 1 | PPA | ArchiveDirectories={D:\openHistorian\Archive
|  |  | b2596a81-5cf7-4eff-9700-17c0857449fb | 1 | PPA | ArchiveDirectories={D:\openHistorian\Archive
|  |  | 8d64d82c-5d0d-48c1-a73a-86022c57cb48 | 1 | PPA | ArchiveDirectories={D:\openHistorian\Archive
|  |  | 76934f33-512b-4b7a-b494-f4a400e61eb5 | 1 | PPA | ArchiveDirectories={D:\openHistorian\Archive
|  |  | ae689005-d513-4980-a12a-23a553ae6057 | 1 | PPA | ArchiveDirectories={D:\openHistorian\Archive
|  |  | f1d2fbdc-1c4c-4674-9208-21c0c702bf0c | 1 | PPA | ArchiveDirectories={D:\openHistorian\Archive
|  |  | 8a7a9459-560b-426f-a3e5-66898c70e922 | 1 | PPA | ArchiveDirectories={D:\openHistorian\Archive
|  |  | 1e488d3e-33c4-40cd-ae4c-c3b486a29621 | 1 | PPA | ArchiveDirectories={D:\openHistorian\Archive
|  |  | d9d7b4eb-50a7-4612-8dfd-74b26aa59b30 | 1 | PPA | ArchiveDirectories={D:\openHistorian\Archive
|  |  | 8c06d1c1-7f55-4418-a07a-3a5f48144ade | 1 | PPA | ArchiveDirectories={D:\openHistorian\Archive
|  |  | d2ab127f-6dd5-438b-8b4f-2efa0a010502 | 1 | PPA | ArchiveDirectories={D:\openHistorian\Archive
|  |  | 0493082c-caa4-42a8-b052-2ffb517692d9 | 1 | PPA | ArchiveDirectories={D:\openHistorian\Archive
|  |  | 9e1aad12-4f9f-474a-868d-b909903ed519 | 1 | PPA | ArchiveDirectories={D:\openHistorian\Archive
|  |  | 6b7571dc-0195-4592-a130-2f4caf2442b7 | 1 | PPA | ArchiveDirectories={D:\openHistorian\Archive
|  |  | d6d201b2-d92b-4387-81f9-94007effbb0c | 1 | PPA | ArchiveDirectories={D:\openHistorian\Archive
|  |  | d2ad819b-cded-45bf-aaaa-73570c5652c6 | 1 | PPA | ArchiveDirectories={D:\openHistorian\Archive
|  |  | 8255f4e2-f977-4fa2-989d-584b104d729e | 1 | PPA | ArchiveDirectories={D:\openHistorian\Archive
|  |  | 9b070f53-95ad-4c1d-b7f5-993a00d849d8 | 1 | PPA | ArchiveDirectories={D:\openHistorian\Archive
|  |  | 73b012b8-8718-4426-a747-31dcc77b91d6 | 1 | PPA | ArchiveDirectories={D:\openHistorian\Archive
|  |  | 783c7a86-9f63-48a6-a518-b2c2d2c782d2 | 1 | PPA | ArchiveDirectories={D:\openHistorian\Archive
|  |  | dc2f9eeb-7827-4f52-a9ab-7affec93189d | 1 | PPA | ArchiveDirectories={D:\openHistorian\Archive
|  |  | d00b1016-cb68-48ef-abcd-0cedbe753fd3 | 1 | PPA | ArchiveDirectories={D:\openHistorian\Archive
|  |  | acf20b13-a0c2-4648-92d4-a2ecae4f3971 | 1 | PPA | ArchiveDirectories={D:\openHistorian\Archive
|  |  | de2a6ed4-e572-458e-80d3-86fe41888880 | 1 | PPA | ArchiveDirectories={D:\openHistorian\Archive
|  |  | 42312f75-bd7d-448e-82a3-8203290ecd05 | 1 | PPA | ArchiveDirectories={D:\openHistorian\Archive
|  |  | d28fdf95-489b-482f-91e1-e2698ab9785f | 1 | PPA | ArchiveDirectories={D:\openHistorian\Archive
|  |  | e1c22571-e598-4db7-90ea-622969352839 | 1 | PPA | ArchiveDirectories={D:\openHistorian\Archive
|  |  | 721b6969-a324-455a-a110-8ddef80f5c1c | 1 | PPA | ArchiveDirectories={D:\openHistorian\Archive
|  |  | b41a662a-445f-434b-ad47-3fbd23c42415 | 1 | PPA | ArchiveDirectories={D:\openHistorian\Archive
|  |  | 13c08df5-b3c2-4706-9018-5d37e5f4e781 | 1 | PPA | ArchiveDirectories={D:\openHistorian\Archive
|  |  | 73328354-e7bf-4bfa-b881-8cc108acf718 | 1 | PPA | ArchiveDirectories={D:\openHistorian\Archive
|  |  | 8532ad3d-78e3-4119-b410-ff3276834c47 | 1 | PPA | ArchiveDirectories={D:\openHistorian\Archive
|  |  | 47494721-068f-4b37-b486-577893710110 | 1 | PPA | ArchiveDirectories={D:\openHistorian\Archive
|  |  | fc2de5cd-1b04-48d4-b223-39275b1cb472 | 1 | PPA | ArchiveDirectories={D:\openHistorian\Archive
|  |  | 4cec1a8c-d150-47e3-832b-b9f2d2a51498 | 1 | PPA | ArchiveDirectories={D:\openHistorian\Archive
|  |  | 40942fa9-78f5-4532-a40f-c09597e15e3f | 1 | PPA | ArchiveDirectories={D:\openHistorian\Archive
|  |  | ff377e66-5360-4d8b-aedf-065655cd3ccb | 1 | PPA | ArchiveDirectories={D:\openHistorian\Archive
|  |  | 20268627-4d9e-4003-9def-5ab1d0265101 | 1 | PPA | ArchiveDirectories={D:\openHistorian\Archive
|  |  | f2bd42e9-9e95-404c-bf3a-a1690a9bff91 | 1 | PPA | ArchiveDirectories={D:\openHistorian\Archive
|  |  | ddc131bd-b90d-4ff6-bab4-905294d742dc | 1 | PPA | ArchiveDirectories={D:\openHistorian\Archive
|  |  | 07d5de21-1717-4c7e-9d51-b827ac35d816 | 1 | PPA | ArchiveDirectories={D:\openHistorian\Archive
|  |  | 977358d3-5652-435f-b83c-66bedae49162 | 1 | PPA | ArchiveDirectories={D:\openHistorian\Archive
|  |  | efa0a9d8-bee7-4078-9e56-3974b2fbf9c9 | 1 | PPA | ArchiveDirectories={D:\openHistorian\Archive
|  |  | 0f43ad66-b48c-4a51-926d-5628fdbf5e34 | 1 | PPA | ArchiveDirectories={D:\openHistorian\Archive
|  |  | b531b845-d727-402f-9fa2-a59ba3f42316 | 1 | PPA | ArchiveDirectories={D:\openHistorian\Archive
|  |  | a599444a-db2c-4802-b528-624f8e423896 | 1 | PPA | ArchiveDirectories={D:\openHistorian\Archive
|  |  | 3756105d-fd2a-402b-a60c-d7e553f3c6fa | 1 | PPA | ArchiveDirectories={D:\openHistorian\Archive
|  |  | 2e6f6105-41e6-4e07-b9ab-aaf72aaa18fc | 1 | PPA | ArchiveDirectories={D:\openHistorian\Archive
|  |  | cea6481f-e1d8-44ba-874c-e8941c26b2c2 | 1 | PPA | ArchiveDirectories={D:\openHistorian\Archive
|  |  | 6836df40-2433-4fbe-a422-d1075745c77c | 1 | PPA | ArchiveDirectories={D:\openHistorian\Archive
|  |  | 506719ff-6a1e-4cfc-9dd7-01acd7c35064 | 1 | PPA | ArchiveDirectories={D:\openHistorian\Archive
|  |  | a54debec-a6b0-40e8-a534-87d6ab9ffe66 | 1 | PPA | ArchiveDirectories={D:\openHistorian\Archive
|  |  | d9ce553e-9b57-47ae-a3d4-d3b661be770b | 1 | PPA | ArchiveDirectories={D:\openHistorian\Archive
|  |  | 52d0b41a-a5bb-4fd0-895f-9d90336aa38d | 1 | PPA | ArchiveDirectories={D:\openHistorian\Archive
|  |  | fb80b3b5-676d-448e-bbf0-3f872cebea00 | 1 | PPA | ArchiveDirectories={D:\openHistorian\Archive
|  |  | 4a9f4298-472e-4e09-85ca-eb4452c14e30 | 1 | PPA | ArchiveDirectories={D:\openHistorian\Archive
|  |  | 24f6cdcc-07f5-4ffb-9cfb-3c693e6bc09e | 1 | PPA | ArchiveDirectories={D:\openHistorian\Archive
|  |  | 9423818f-8bbf-4ad4-b5dd-679793218ace | 1 | PPA | ArchiveDirectories={D:\openHistorian\Archive
|  |  | 432c833e-4a42-4fa8-a5cb-2e5062802699 | 1 | PPA | ArchiveDirectories={D:\openHistorian\Archive
|  |  | 5c2d1f7e-5360-4236-a121-17a0fd46a6f9 | 1 | PPA | ArchiveDirectories={D:\openHistorian\Archive
|  |  | 67db452d-c849-49d1-a324-f06be7e8893a | 1 | PPA | ArchiveDirectories={D:\openHistorian\Archive
|  |  | e246d5d1-3256-42e9-971e-e1c1512c6c0b | 1 | PPA | ArchiveDirectories={D:\openHistorian\Archive
|  |  | 944680d9-6ea3-4b1f-97b9-17ac67ecfe62 | 1 | PPA | ArchiveDirectories={D:\openHistorian\Archive
|  |  | 6d09f57d-9401-40a7-b9cc-f439bc5deae8 | 1 | PPA | ArchiveDirectories={D:\openHistorian\Archive
|  |  | fe4614d7-e988-42c4-9c0f-74181e059bc6 | 1 | PPA | ArchiveDirectories={D:\openHistorian\Archive
|  |  | e7194b97-cbd8-4b99-8136-a097c1ef5161 | 1 | PPA | ArchiveDirectories={D:\openHistorian\Archive
|  |  | 041a850e-287d-4162-ab5c-cbc170b9059a | 1 | PPA | ArchiveDirectories={D:\openHistorian\Archive
|  |  | 5445d26a-14f2-4abe-98e4-a0ff4e564ae5 | 1 | PPA | ArchiveDirectories={D:\openHistorian\Archive
|  |  | e587f620-97fd-40e7-9212-99d1b6be2c10 | 1 | PPA | ArchiveDirectories={D:\openHistorian\Archive
|  |  | bfde7bf9-677e-41cb-a2e9-0395bfaddf57 | 1 | PPA | ArchiveDirectories={D:\openHistorian\Archive
|  |  | a3a36f4c-9e4e-4f6b-b568-2176d3225b5a | 1 | PPA | ArchiveDirectories={D:\openHistorian\Archive
|  |  | d0d956c9-c23c-4270-a104-86dca1b5e744 | 1 | PPA | ArchiveDirectories={D:\openHistorian\Archive
|  |  | 5463b021-35f9-4788-af58-58504b1ea965 | 1 | PPA | ArchiveDirectories={D:\openHistorian\Archive
|  |  | 6028bea3-9f09-465d-9710-7f628d1da1ec | 1 | PPA | ArchiveDirectories={D:\openHistorian\Archive
|  |  | c89d0150-ddd3-45d6-a712-5c730da22b43 | 1 | PPA | ArchiveDirectories={D:\openHistorian\Archive
|  |  | 32889660-2dd2-4d19-adc3-3c073225e0e7 | 1 | PPA | ArchiveDirectories={D:\openHistorian\Archive
|  |  | 37651da2-b377-4cad-b5b7-26a903b5c146 | 1 | PPA | ArchiveDirectories={D:\openHistorian\Archive
|  |  | 55c6c5e1-11b2-43d7-a037-3a4044b98b45 | 1 | PPA | ArchiveDirectories={D:\openHistorian\Archive
|  |  | 451a40f4-c7fa-41ea-a16e-c6b445775a23 | 1 | PPA | ArchiveDirectories={D:\openHistorian\Archive
|  |  | efd4f4e9-fd10-4c75-82a8-ce3e06b9679b | 1 | PPA | ArchiveDirectories={D:\openHistorian\Archive
|  |  | 31c5c39c-488a-4915-aff9-f0ef0b2360e0 | 1 | PPA | ArchiveDirectories={D:\openHistorian\Archive
|  |  | 860c9d15-1bd9-4f51-beb1-22be3f0df2d6 | 1 | PPA | ArchiveDirectories={D:\openHistorian\Archive
|  |  | fa9f7712-7c92-41b1-b399-8c4e6db83b8e | 1 | PPA | ArchiveDirectories={D:\openHistorian\Archive
|  |  | b405bb4f-0053-4ca9-ba12-9c2c60a300aa | 1 | PPA | ArchiveDirectories={D:\openHistorian\Archive
|  |  | 9cae92c7-110f-43cc-adb5-e1e1f973effd | 1 | PPA | ArchiveDirectories={D:\openHistorian\Archive
|  |  | 641c4727-da93-47db-98e8-cc27e6d289a1 | 1 | PPA | ArchiveDirectories={D:\openHistorian\Archive
|  |  | ec3238b5-8e1f-4f86-b27a-a3ec3ab789c9 | 1 | PPA | ArchiveDirectories={D:\openHistorian\Archive
|  |  | c6057324-5f74-4160-80f8-de30f8bf0c43 | 1 | PPA | ArchiveDirectories={D:\openHistorian\Archive
|  |  | 9a1ef2e6-bd97-45e2-94ac-0758de9485b5 | 1 | PPA | ArchiveDirectories={D:\openHistorian\Archive
|  |  | 7c521745-ebfe-4f9e-a86a-052e439f61a1 | 1 | PPA | ArchiveDirectories={D:\openHistorian\Archive
|  |  | ae0646e3-0e81-4b2d-96ba-f3ae65660ce9 | 1 | PPA | ArchiveDirectories={D:\openHistorian\Archive
|  |  | 46437ac1-9175-4fba-844f-e78347ec4c97 | 1 | PPA | ArchiveDirectories={D:\openHistorian\Archive
|  |  | 142413f7-bac0-4683-95ca-6369b7a33b4c | 1 | PPA | ArchiveDirectories={D:\openHistorian\Archive
|  |  | 17942dce-e3c7-4e79-8dd2-2df0a6630f04 | 1 | PPA | ArchiveDirectories={D:\openHistorian\Archive
|  |  | 0ac382cf-0055-41c6-992e-ee92ef620201 | 1 | PPA | ArchiveDirectories={D:\openHistorian\Archive
|  |  | 30208a25-cc21-4266-9bf7-12c800f27ca1 | 1 | PPA | ArchiveDirectories={D:\openHistorian\Archive
|  |  | d8ec0a79-9437-437f-a853-48562e4af627 | 1 | PPA | ArchiveDirectories={D:\openHistorian\Archive
|  |  | 6d476bf2-36d6-417a-89a4-c9443780d82e | 1 | PPA | ArchiveDirectories={D:\openHistorian\Archive
|  |  | 91d9dce0-36d3-48b2-8564-efafa9cd3ec3 | 1 | PPA | ArchiveDirectories={D:\openHistorian\Archive
|  |  | 61fecf23-f921-4a43-a6c8-f0d8b5ac9582 | 1 | PPA | ArchiveDirectories={D:\openHistorian\Archive
|  |  | 2034f4a2-14c6-4bf3-a653-961ada3185fb | 1 | PPA | ArchiveDirectories={D:\openHistorian\Archive
|  |  | c66901b8-524c-4b27-a36b-ab4d0438219f | 1 | PPA | ArchiveDirectories={D:\openHistorian\Archive
|  |  | 23bf7621-0937-458b-a43d-82bd7141a7a2 | 1 | PPA | ArchiveDirectories={D:\openHistorian\Archive
|  |  | 8ad501f1-f9db-4f29-9c5e-44c17c8b0451 | 1 | PPA | ArchiveDirectories={D:\openHistorian\Archive
|  |  | f9cbed5d-f198-4ae6-8aaa-0165c534567d | 1 | PPA | ArchiveDirectories={D:\openHistorian\Archive
|  |  | 716ac843-42cd-40a1-b3e0-2131a64dca43 | 1 | PPA | ArchiveDirectories={D:\openHistorian\Archive
|  |  | 60d0167a-fc64-450e-ab67-c68f9af25738 | 1 | PPA | ArchiveDirectories={D:\openHistorian\Archive
|  |  | d98b82ef-3f1e-47db-890d-8ceb1156c008 | 1 | PPA | ArchiveDirectories={D:\openHistorian\Archive
|  |  | 961d80f8-9b48-45ec-89f8-f5fd07e0a482 | 1 | PPA | ArchiveDirectories={D:\openHistorian\Archive
|  |  | fbd498a9-96ca-40b5-aae7-25e466a77564 | 1 | PPA | ArchiveDirectories={D:\openHistorian\Archive
|  |  | 537e48f2-7a7b-4ed4-9384-54cce134fec4 | 1 | PPA | ArchiveDirectories={D:\openHistorian\Archive
|  |  | 63e78bef-b66c-48d8-8a2b-a0cbcb8a0928 | 1 | PPA | ArchiveDirectories={D:\openHistorian\Archive
|  |  | aa9e062e-0bc3-4255-973b-d862d5af44d1 | 1 | PPA | ArchiveDirectories={D:\openHistorian\Archive
|  |  | 92d7f50b-68ac-43bd-867a-8ca48f911772 | 1 | PPA | ArchiveDirectories={D:\openHistorian\Archive
|  |  | 774d66d8-4b97-42c3-ae0f-51128c929038 | 1 | PPA | ArchiveDirectories={D:\openHistorian\Archive
|  |  | 44d4bc04-0a90-4b49-aefa-3d1a87096cb7 | 1 | PPA | ArchiveDirectories={D:\openHistorian\Archive
|  |  | 3f2ae97d-245c-45de-a5b3-e2fbc0147253 | 1 | PPA | ArchiveDirectories={D:\openHistorian\Archive
|  |  | e66d9d5b-3fe9-4547-827b-822de8bccda7 | 1 | PPA | ArchiveDirectories={D:\openHistorian\Archive
|  |  | 05f6076a-41a4-4685-b110-7079c6c89e90 | 1 | PPA | ArchiveDirectories={D:\openHistorian\Archive
|  |  | 519a5f90-0d33-43a5-be2b-494570960a1d | 1 | PPA | ArchiveDirectories={D:\openHistorian\Archive
|  |  | a2131a2d-698a-4c97-aeec-96e393a925f0 | 1 | PPA | ArchiveDirectories={D:\openHistorian\Archive
|  |  | 34cbf643-5e6f-4de9-8fd4-422750c2ff61 | 1 | PPA | ArchiveDirectories={D:\openHistorian\Archive
|  |  | c95cc92b-d8ce-436a-8953-e297d2c62794 | 1 | PPA | ArchiveDirectories={D:\openHistorian\Archive
|  |  | b824830f-3adc-491e-a2c6-6bd3e6835963 | 1 | PPA | ArchiveDirectories={D:\openHistorian\Archive
|  |  | 0ac44b39-1780-4d0f-8588-070120a88b2c | 1 | PPA | ArchiveDirectories={D:\openHistorian\Archive
|  |  | c471159d-3f43-46db-99bc-4f9fcd8e6a9a | 1 | PPA | ArchiveDirectories={D:\openHistorian\Archive
|  |  | 9090f2c5-8249-402f-a49c-ab0ebc51d749 | 1 | PPA | ArchiveDirectories={D:\openHistorian\Archive
|  |  | 5e95c5ae-94ce-4b85-995b-28c054feefe7 | 1 | PPA | ArchiveDirectories={D:\openHistorian\Archive
|  |  | 2a1a2980-5990-4c58-ad1c-76bce6df30d9 | 1 | PPA | ArchiveDirectories={D:\openHistorian\Archive
|  |  | 98c06ecd-faa5-48b3-8e22-03c1baddb904 | 1 | PPA | ArchiveDirectories={D:\openHistorian\Archive
|  |  | 3002e6a8-4058-4b43-986e-f59c48d67a96 | 1 | PPA | ArchiveDirectories={D:\openHistorian\Archive
|  |  | c63fa73d-1244-4f2f-9f0d-8ecf87398e45 | 1 | PPA | ArchiveDirectories={D:\openHistorian\Archive
|  |  | 310d6019-fc5b-4731-b43d-fbf85be19ede | 1 | PPA | ArchiveDirectories={D:\openHistorian\Archive
|  |  | 96c6aaf4-d770-4d9d-918d-08295b66f203 | 1 | PPA | ArchiveDirectories={D:\openHistorian\Archive
|  |  | 6ae91ade-c671-4d6a-b996-f87293d8573d | 1 | PPA | ArchiveDirectories={D:\openHistorian\Archive
|  |  | f05e6c1f-b036-4d30-803b-412839611092 | 1 | PPA | ArchiveDirectories={D:\openHistorian\Archive
|  |  | 657c6c9d-f6a2-4888-9f25-2e8500b037c8 | 1 | PPA | ArchiveDirectories={D:\openHistorian\Archive
|  |  | 593478bf-288d-4e18-8f96-c8080f85525d | 1 | PPA | ArchiveDirectories={D:\openHistorian\Archive
|  |  | bc4d33d9-6e10-49da-ac4e-4943adb237ff | 1 | PPA | ArchiveDirectories={D:\openHistorian\Archive
|  |  | 43ea6efa-6dae-45c1-84af-c21dd68dc16b | 1 | PPA | ArchiveDirectories={D:\openHistorian\Archive
|  |  | 3c455b4e-3f94-446b-aca3-23ab4cd91785 | 1 | PPA | ArchiveDirectories={D:\openHistorian\Archive
|  |  | ca6e0207-4777-4518-b86d-68202d941a84 | 1 | PPA | ArchiveDirectories={D:\openHistorian\Archive
|  |  | 303abd69-d0dc-4dd2-803f-d54b36f7c428 | 1 | PPA | ArchiveDirectories={D:\openHistorian\Archive
|  |  | ac2c23e1-2a94-49f0-9c20-6f5e7e6346a8 | 1 | PPA | ArchiveDirectories={D:\openHistorian\Archive
|  |  | 4fc06941-34ce-4e4d-b1e8-46138ff3b85f | 1 | PPA | ArchiveDirectories={D:\openHistorian\Archive
|  |  | a4e9a0b6-d4fc-4316-80c3-654f99930ef1 | 1 | PPA | ArchiveDirectories={D:\openHistorian\Archive
|  |  | 56b30007-66d9-40da-802f-97cdcde043e7 | 1 | PPA | ArchiveDirectories={D:\openHistorian\Archive
|  |  | 7a74f0ff-1934-4bb2-9527-08b37b3c70de | 1 | PPA | ArchiveDirectories={D:\openHistorian\Archive
|  |  | 5b82d743-eaec-4918-b541-6e9a87b55dab | 1 | PPA | ArchiveDirectories={D:\openHistorian\Archive
|  |  | 5924303e-e8de-41e2-87fb-3a0f001ecadc | 1 | PPA | ArchiveDirectories={D:\openHistorian\Archive
|  |  | 982e4e60-cc94-468a-acbc-1a54e29022a0 | 1 | PPA | ArchiveDirectories={D:\openHistorian\Archive
|  |  | b7a9466d-a4ca-4b5f-9275-8bf2a4f87b1c | 1 | PPA | ArchiveDirectories={D:\openHistorian\Archive
|  |  | 57236541-3b0b-4054-b51e-4af7c505fce7 | 1 | PPA | ArchiveDirectories={D:\openHistorian\Archive
|  |  | 0dd5b1ea-ef2d-4316-a26b-7cb7ea580021 | 1 | PPA | ArchiveDirectories={D:\openHistorian\Archive
|  |  | d790f72f-d1eb-4a2b-93cb-8ff75ff24a38 | 1 | PPA | ArchiveDirectories={D:\openHistorian\Archive
|  |  | c9ecfd5b-abc4-4ef9-86ce-33c2234a7121 | 1 | PPA | ArchiveDirectories={D:\openHistorian\Archive
|  |  | 0a6247a8-63d2-489f-bba2-9f741cd8c3a4 | 1 | PPA | ArchiveDirectories={D:\openHistorian\Archive
|  |  | 24adcafd-c622-4a27-93b0-075653ca47ca | 1 | PPA | ArchiveDirectories={D:\openHistorian\Archive
|  |  | 81059662-b6b1-4492-824b-0021bbe31cd3 | 1 | PPA | ArchiveDirectories={D:\openHistorian\Archive
|  |  | 5e61472d-2c4f-41cd-8d9d-67357662aefb | 1 | PPA | ArchiveDirectories={D:\openHistorian\Archive
|  |  | 7ed7090d-4bac-43b6-b2eb-addc5d6f94c4 | 1 | PPA | ArchiveDirectories={D:\openHistorian\Archive
|  |  | e833a364-9e75-4c96-8f07-9f4abdc573cf | 2 | STAT |  | 2464 | ONS_LOCAL$PRARE_525_PM_09!PMU:ST3 |  |  | 8736f6c7-ad41-4b43-b4f6-e684e0d4ad20 |  |  | 30 | [8 empty] | 11 | [5 empty] | LOCAL$PRARE_525_PM_09!PMU-ST3 | 0.0 | 1.0 | Device statistic for Number of device errors reported by device during last reporting interval. | 0 | 1 | 1 |  | Any | STAT | Statistic | ST |  |  | STAT:2464 | 2021-07-20 20:12
|  |  | 7f5ca143-2ed3-4e82-b9d1-eaaeb967290e | 2 | STAT |  | 2465 | ONS_LOCAL$PRARE_525_PM_09!PMU:ST4 |  |  | 8736f6c7-ad41-4b43-b4f6-e684e0d4ad20 |  |  | 30 | [8 empty] | 11 | [5 empty] | LOCAL$PRARE_525_PM_09!PMU-ST4 | 0.0 | 1.0 | Device statistic for Number of measurements received from device during last reporting interval. | 0 | 1 | 1 |  | Any | STAT | Statistic | ST |  |  | STAT:2465 | 2021-07-20 20:12
|  |  | 3908f38a-2d42-4634-96ae-c89efc0e254b | 2 | STAT |  | 2466 | ONS_LOCAL$PRARE_525_PM_09!PMU:ST5 |  |  | 8736f6c7-ad41-4b43-b4f6-e684e0d4ad20 |  |  | 30 | [8 empty] | 11 | [5 empty] | LOCAL$PRARE_525_PM_09!PMU-ST5 | 0.0 | 1.0 | Device statistic for Expected number of measurements received from device during last reporting interval. | 0 | 1 | 1 |  | Any | STAT | Statistic | ST |  |  | STAT:2466 | 2021-07-20 20:12
|  |  | 6ec2ca96-daca-4503-a9e9-9c1a20770bf6 | 2 | STAT |  | 2467 | ONS_LOCAL$PRARE_525_PM_09!PMU:ST6 |  |  | 8736f6c7-ad41-4b43-b4f6-e684e0d4ad20 |  |  | 30 | [8 empty] | 11 | [5 empty] | LOCAL$PRARE_525_PM_09!PMU-ST6 | 0.0 | 1.0 | Device statistic for Number of measurements received while device was reporting errors during last reporting interval. | 0 | 1 | 1 |  | Any | STAT | Statistic | ST |  |  | STAT:2467 | 2021-07-20 20:12
|  |  | 0c8847f2-587a-4f70-a430-e5d85c4cff11 | 2 | STAT |  | 2468 | ONS_LOCAL$PRARE_525_PM_09!PMU:ST7 |  |  | 8736f6c7-ad41-4b43-b4f6-e684e0d4ad20 |  |  | 30 | [8 empty] | 11 | [5 empty] | LOCAL$PRARE_525_PM_09!PMU-ST7 | 0.0 | 1.0 | Device statistic for Number of defined measurements (per frame) from device during last reporting interval. | 0 | 1 | 1 |  | Any | STAT | Statistic | ST |  |  | STAT:2468 | 2021-07-20 20:12
|  |  | a05f53d6-fbde-4efd-9344-55dfa9ed7dd9 | 2 | STAT |  | 2469 | ONS_LOCAL$PRIVP_525_PM_01!PMU:ST1 |  |  | 8736f6c7-ad41-4b43-b4f6-e684e0d4ad20 |  |  | 30 | [8 empty] | 11 | [5 empty] | LOCAL$PRIVP_525_PM_01!PMU-ST1 | 0.0 | 1.0 | Device statistic for Number of data quality errors reported by device during last reporting interval. | 0 | 1 | 1 |  | Any | STAT | Statistic | ST |  |  | STAT:2469 | 2021-07-20 20:12
|  |  | 0dfba8e2-0d8b-468c-b512-4af9e000215b | 2 | STAT |  | 2470 | ONS_LOCAL$PRIVP_525_PM_01!PMU:ST2 |  |  | 8736f6c7-ad41-4b43-b4f6-e684e0d4ad20 |  |  | 30 | [8 empty] | 11 | [5 empty] | LOCAL$PRIVP_525_PM_01!PMU-ST2 | 0.0 | 1.0 | Device statistic for Number of time quality errors reported by device during last reporting interval. | 0 | 1 | 1 |  | Any | STAT | Statistic | ST |  |  | STAT:2470 | 2021-07-20 20:12
|  |  | 404e952b-f171-4745-962e-b82043b71ba0 | 2 | STAT |  | 2471 | ONS_LOCAL$PRIVP_525_PM_01!PMU:ST3 |  |  | 8736f6c7-ad41-4b43-b4f6-e684e0d4ad20 |  |  | 30 | [8 empty] | 11 | [5 empty] | LOCAL$PRIVP_525_PM_01!PMU-ST3 | 0.0 | 1.0 | Device statistic for Number of device errors reported by device during last reporting interval. | 0 | 1 | 1 |  | Any | STAT | Statistic | ST |  |  | STAT:2471 | 2021-07-20 20:12
|  |  | f3b1a021-7c2c-41e6-a41b-07e41a071753 | 2 | STAT |  | 2472 | ONS_LOCAL$PRIVP_525_PM_01!PMU:ST4 |  |  | 8736f6c7-ad41-4b43-b4f6-e684e0d4ad20 |  |  | 30 | [8 empty] | 11 | [5 empty] | LOCAL$PRIVP_525_PM_01!PMU-ST4 | 0.0 | 1.0 | Device statistic for Number of measurements received from device during last reporting interval. | 0 | 1 | 1 |  | Any | STAT | Statistic | ST |  |  | STAT:2472 | 2021-07-20 20:12
|  |  | 41352986-448e-4583-90fd-c9f3f9bfd404 | 2 | STAT |  | 2473 | ONS_LOCAL$PRIVP_525_PM_01!PMU:ST5 |  |  | 8736f6c7-ad41-4b43-b4f6-e684e0d4ad20 |  |  | 30 | [8 empty] | 11 | [5 empty] | LOCAL$PRIVP_525_PM_01!PMU-ST5 | 0.0 | 1.0 | Device statistic for Expected number of measurements received from device during last reporting interval. | 0 | 1 | 1 |  | Any | STAT | Statistic | ST |  |  | STAT:2473 | 2021-07-20 20:12
|  |  | d772eca9-0909-47b1-b935-821ba2feb09f | 2 | STAT |  | 2474 | ONS_LOCAL$PRIVP_525_PM_01!PMU:ST6 |  |  | 8736f6c7-ad41-4b43-b4f6-e684e0d4ad20 |  |  | 30 | [8 empty] | 11 | [5 empty] | LOCAL$PRIVP_525_PM_01!PMU-ST6 | 0.0 | 1.0 | Device statistic for Number of measurements received while device was reporting errors during last reporting interval. | 0 | 1 | 1 |  | Any | STAT | Statistic | ST |  |  | STAT:2474 | 2021-07-20 20:12
|  |  | 29d409fc-fef7-4849-97db-e0e0bf63c783 | 2 | STAT |  | 2475 | ONS_LOCAL$PRIVP_525_PM_01!PMU:ST7 |  |  | 8736f6c7-ad41-4b43-b4f6-e684e0d4ad20 |  |  | 30 | [8 empty] | 11 | [5 empty] | LOCAL$PRIVP_525_PM_01!PMU-ST7 | 0.0 | 1.0 | Device statistic for Number of defined measurements (per frame) from device during last reporting interval. | 0 | 1 | 1 |  | Any | STAT | Statistic | ST |  |  | STAT:2475 | 2021-07-20 20:12
|  |  | ac6135db-7681-40d6-ba54-2d4f6701ea5d | 2 | STAT |  | 2476 | ONS_LOCAL$PRIVP_525_PM_02!PMU:ST1 |  |  | 8736f6c7-ad41-4b43-b4f6-e684e0d4ad20 |  |  | 30 | [8 empty] | 11 | [5 empty] | LOCAL$PRIVP_525_PM_02!PMU-ST1 | 0.0 | 1.0 | Device statistic for Number of data quality errors reported by device during last reporting interval. | 0 | 1 | 1 |  | Any | STAT | Statistic | ST |  |  | STAT:2476 | 2021-07-20 20:12
|  |  | 15897f71-d970-4713-832c-9cffdea30c9d | 2 | STAT |  | 2477 | ONS_LOCAL$PRIVP_525_PM_02!PMU:ST2 |  |  | 8736f6c7-ad41-4b43-b4f6-e684e0d4ad20 |  |  | 30 | [8 empty] | 11 | [5 empty] | LOCAL$PRIVP_525_PM_02!PMU-ST2 | 0.0 | 1.0 | Device statistic for Number of time quality errors reported by device during last reporting interval. | 0 | 1 | 1 |  | Any | STAT | Statistic | ST |  |  | STAT:2477 | 2021-07-20 20:12
|  |  | b279a02d-8cdb-4ed5-b888-46093c3f8c00 | 2 | STAT |  | 2478 | ONS_LOCAL$PRIVP_525_PM_02!PMU:ST3 |  |  | 8736f6c7-ad41-4b43-b4f6-e684e0d4ad20 |  |  | 30 | [8 empty] | 11 | [5 empty] | LOCAL$PRIVP_525_PM_02!PMU-ST3 | 0.0 | 1.0 | Device statistic for Number of device errors reported by device during last reporting interval. | 0 | 1 | 1 |  | Any | STAT | Statistic | ST |  |  | STAT:2478 | 2021-07-20 20:12
|  |  | 27198b2c-6352-467d-8904-ec3c1175306f | 2 | STAT |  | 2479 | ONS_LOCAL$PRIVP_525_PM_02!PMU:ST4 |  |  | 8736f6c7-ad41-4b43-b4f6-e684e0d4ad20 |  |  | 30 | [8 empty] | 11 | [5 empty] | LOCAL$PRIVP_525_PM_02!PMU-ST4 | 0.0 | 1.0 | Device statistic for Number of measurements received from device during last reporting interval. | 0 | 1 | 1 |  | Any | STAT | Statistic | ST |  |  | STAT:2479 | 2021-07-20 20:12
|  |  | 1f32c042-a1b6-45b5-becc-eed0c5fc9aa9 | 2 | STAT |  | 2480 | ONS_LOCAL$PRIVP_525_PM_02!PMU:ST5 |  |  | 8736f6c7-ad41-4b43-b4f6-e684e0d4ad20 |  |  | 30 | [8 empty] | 11 | [5 empty] | LOCAL$PRIVP_525_PM_02!PMU-ST5 | 0.0 | 1.0 | Device statistic for Expected number of measurements received from device during last reporting interval. | 0 | 1 | 1 |  | Any | STAT | Statistic | ST |  |  | STAT:2480 | 2021-07-20 20:12
|  |  | c6c9f9a1-3901-42ac-b98b-029dbe5a4f52 | 2 | STAT |  | 2481 | ONS_LOCAL$PRIVP_525_PM_02!PMU:ST6 |  |  | 8736f6c7-ad41-4b43-b4f6-e684e0d4ad20 |  |  | 30 | [8 empty] | 11 | [5 empty] | LOCAL$PRIVP_525_PM_02!PMU-ST6 | 0.0 | 1.0 | Device statistic for Number of measurements received while device was reporting errors during last reporting interval. | 0 | 1 | 1 |  | Any | STAT | Statistic | ST |  |  | STAT:2481 | 2021-07-20 20:12
|  |  | 5425520e-6aed-4d9e-91a0-b2fdc66a035a | 2 | STAT |  | 2482 | ONS_LOCAL$PRIVP_525_PM_02!PMU:ST7 |  |  | 8736f6c7-ad41-4b43-b4f6-e684e0d4ad20 |  |  | 30 | [8 empty] | 11 | [5 empty] | LOCAL$PRIVP_525_PM_02!PMU-ST7 | 0.0 | 1.0 | Device statistic for Number of defined measurements (per frame) from device during last reporting interval. | 0 | 1 | 1 |  | Any | STAT | Statistic | ST |  |  | STAT:2482 | 2021-07-20 20:12
|  |  | b46ce49b-7177-4992-bbe9-086c4dbb54dd | 2 | STAT |  | 2483 | ONS_LOCAL$PRIVP_525_PM_03!PMU:ST1 |  |  | 8736f6c7-ad41-4b43-b4f6-e684e0d4ad20 |  |  | 30 | [8 empty] | 11 | [5 empty] | LOCAL$PRIVP_525_PM_03!PMU-ST1 | 0.0 | 1.0 | Device statistic for Number of data quality errors reported by device during last reporting interval. | 0 | 1 | 1 |  | Any | STAT | Statistic | ST |  |  | STAT:2483 | 2021-07-20 20:12
|  |  | 3af3fc2e-0a5e-4b8c-b987-7f873fe5829a | 2 | STAT |  | 2484 | ONS_LOCAL$PRIVP_525_PM_03!PMU:ST2 |  |  | 8736f6c7-ad41-4b43-b4f6-e684e0d4ad20 |  |  | 30 | [8 empty] | 11 | [5 empty] | LOCAL$PRIVP_525_PM_03!PMU-ST2 | 0.0 | 1.0 | Device statistic for Number of time quality errors reported by device during last reporting interval. | 0 | 1 | 1 |  | Any | STAT | Statistic | ST |  |  | STAT:2484 | 2021-07-20 20:12
|  |  | 31734c23-acc7-4a45-a6a2-e1ffff9fa9f4 | 2 | STAT |  | 2485 | ONS_LOCAL$PRIVP_525_PM_03!PMU:ST3 |  |  | 8736f6c7-ad41-4b43-b4f6-e684e0d4ad20 |  |  | 30 | [8 empty] | 11 | [5 empty] | LOCAL$PRIVP_525_PM_03!PMU-ST3 | 0.0 | 1.0 | Device statistic for Number of device errors reported by device during last reporting interval. | 0 | 1 | 1 |  | Any | STAT | Statistic | ST |  |  | STAT:2485 | 2021-07-20 20:12
|  |  | 9cbb7bdc-9268-4c81-ba2f-9a0846a6f1a6 | 2 | STAT |  | 2486 | ONS_LOCAL$PRIVP_525_PM_03!PMU:ST4 |  |  | 8736f6c7-ad41-4b43-b4f6-e684e0d4ad20 |  |  | 30 | [8 empty] | 11 | [5 empty] | LOCAL$PRIVP_525_PM_03!PMU-ST4 | 0.0 | 1.0 | Device statistic for Number of measurements received from device during last reporting interval. | 0 | 1 | 1 |  | Any | STAT | Statistic | ST |  |  | STAT:2486 | 2021-07-20 20:12
|  |  | 7f77111b-a4f0-4af3-b3dc-f56c7478abf3 | 2 | STAT |  | 2487 | ONS_LOCAL$PRIVP_525_PM_03!PMU:ST5 |  |  | 8736f6c7-ad41-4b43-b4f6-e684e0d4ad20 |  |  | 30 | [8 empty] | 11 | [5 empty] | LOCAL$PRIVP_525_PM_03!PMU-ST5 | 0.0 | 1.0 | Device statistic for Expected number of measurements received from device during last reporting interval. | 0 | 1 | 1 |  | Any | STAT | Statistic | ST |  |  | STAT:2487 | 2021-07-20 20:12
|  |  | 6808e060-71a1-4e04-8db8-c4b825848dfc | 2 | STAT |  | 2488 | ONS_LOCAL$PRIVP_525_PM_03!PMU:ST6 |  |  | 8736f6c7-ad41-4b43-b4f6-e684e0d4ad20 |  |  | 30 | [8 empty] | 11 | [5 empty] | LOCAL$PRIVP_525_PM_03!PMU-ST6 | 0.0 | 1.0 | Device statistic for Number of measurements received while device was reporting errors during last reporting interval. | 0 | 1 | 1 |  | Any | STAT | Statistic | ST |  |  | STAT:2488 | 2021-07-20 20:12
|  |  | 5d825408-0522-45d6-bca3-b8d4876d6d85 | 2 | STAT |  | 2489 | ONS_LOCAL$PRIVP_525_PM_03!PMU:ST7 |  |  | 8736f6c7-ad41-4b43-b4f6-e684e0d4ad20 |  |  | 30 | [8 empty] | 11 | [5 empty] | LOCAL$PRIVP_525_PM_03!PMU-ST7 | 0.0 | 1.0 | Device statistic for Number of defined measurements (per frame) from device during last reporting interval. | 0 | 1 | 1 |  | Any | STAT | Statistic | ST |  |  | STAT:2489 | 2021-07-20 20:12
|  |  | a0ffa7db-cbbf-4838-803e-eeed1a2df456 | 2 | STAT |  | 2490 | ONS_LOCAL$PRIVP_525_PM_04!PMU:ST1 |  |  | 8736f6c7-ad41-4b43-b4f6-e684e0d4ad20 |  |  | 30 | [8 empty] | 11 | [5 empty] | LOCAL$PRIVP_525_PM_04!PMU-ST1 | 0.0 | 1.0 | Device statistic for Number of data quality errors reported by device during last reporting interval. | 0 | 1 | 1 |  | Any | STAT | Statistic | ST |  |  | STAT:2490 | 2021-07-20 20:12
|  |  | 9b3fe4a1-34e4-4e4d-9659-ff56c994f1bc | 2 | STAT |  | 2491 | ONS_LOCAL$PRIVP_525_PM_04!PMU:ST2 |  |  | 8736f6c7-ad41-4b43-b4f6-e684e0d4ad20 |  |  | 30 | [8 empty] | 11 | [5 empty] | LOCAL$PRIVP_525_PM_04!PMU-ST2 | 0.0 | 1.0 | Device statistic for Number of time quality errors reported by device during last reporting interval. | 0 | 1 | 1 |  | Any | STAT | Statistic | ST |  |  | STAT:2491 | 2021-07-20 20:12
|  |  | c91d9fb1-4872-49ab-be3f-7d9b39778f80 | 2 | STAT |  | 2492 | ONS_LOCAL$PRIVP_525_PM_04!PMU:ST3 |  |  | 8736f6c7-ad41-4b43-b4f6-e684e0d4ad20 |  |  | 30 | [8 empty] | 11 | [5 empty] | LOCAL$PRIVP_525_PM_04!PMU-ST3 | 0.0 | 1.0 | Device statistic for Number of device errors reported by device during last reporting interval. | 0 | 1 | 1 |  | Any | STAT | Statistic | ST |  |  | STAT:2492 | 2021-07-20 20:12
|  |  | 1f1f7193-5086-40f8-8730-cccaa267306e | 2 | STAT |  | 2493 | ONS_LOCAL$PRIVP_525_PM_04!PMU:ST4 |  |  | 8736f6c7-ad41-4b43-b4f6-e684e0d4ad20 |  |  | 30 | [8 empty] | 11 | [5 empty] | LOCAL$PRIVP_525_PM_04!PMU-ST4 | 0.0 | 1.0 | Device statistic for Number of measurements received from device during last reporting interval. | 0 | 1 | 1 |  | Any | STAT | Statistic | ST |  |  | STAT:2493 | 2021-07-20 20:12
|  |  | 1c6dd4c6-b4e4-42c8-a3d3-52571c87adf9 | 2 | STAT |  | 2494 | ONS_LOCAL$PRIVP_525_PM_04!PMU:ST5 |  |  | 8736f6c7-ad41-4b43-b4f6-e684e0d4ad20 |  |  | 30 | [8 empty] | 11 | [5 empty] | LOCAL$PRIVP_525_PM_04!PMU-ST5 | 0.0 | 1.0 | Device statistic for Expected number of measurements received from device during last reporting interval. | 0 | 1 | 1 |  | Any | STAT | Statistic | ST |  |  | STAT:2494 | 2021-07-20 20:12
|  |  | 4a36305f-f387-430f-8b9c-b60aa8a50c3d | 2 | STAT |  | 2495 | ONS_LOCAL$PRIVP_525_PM_04!PMU:ST6 |  |  | 8736f6c7-ad41-4b43-b4f6-e684e0d4ad20 |  |  | 30 | [8 empty] | 11 | [5 empty] | LOCAL$PRIVP_525_PM_04!PMU-ST6 | 0.0 | 1.0 | Device statistic for Number of measurements received while device was reporting errors during last reporting interval. | 0 | 1 | 1 |  | Any | STAT | Statistic | ST |  |  | STAT:2495 | 2021-07-20 20:12
|  |  | 9ed38261-2b36-4853-970b-c92ba23ec8cc | 2 | STAT |  | 2496 | ONS_LOCAL$PRIVP_525_PM_04!PMU:ST7 |  |  | 8736f6c7-ad41-4b43-b4f6-e684e0d4ad20 |  |  | 30 | [8 empty] | 11 | [5 empty] | LOCAL$PRIVP_525_PM_04!PMU-ST7 | 0.0 | 1.0 | Device statistic for Number of defined measurements (per frame) from device during last reporting interval. | 0 | 1 | 1 |  | Any | STAT | Statistic | ST |  |  | STAT:2496 | 2021-07-20 20:12
|  |  | 7da158e4-b015-427b-b893-db013e7cd133 | 2 | STAT |  | 2497 | ONS_LOCAL$PRIVP_525_PM_05!PMU:ST1 |  |  | 8736f6c7-ad41-4b43-b4f6-e684e0d4ad20 |  |  | 30 | [8 empty] | 11 | [5 empty] | LOCAL$PRIVP_525_PM_05!PMU-ST1 | 0.0 | 1.0 | Device statistic for Number of data quality errors reported by device during last reporting interval. | 0 | 1 | 1 |  | Any | STAT | Statistic | ST |  |  | STAT:2497 | 2021-07-20 20:12
|  |  | c94bf4f6-b816-4aec-8f6e-3c8ad1b45da9 | 2 | STAT |  | 2498 | ONS_LOCAL$PRIVP_525_PM_05!PMU:ST2 |  |  | 8736f6c7-ad41-4b43-b4f6-e684e0d4ad20 |  |  | 30 | [8 empty] | 11 | [5 empty] | LOCAL$PRIVP_525_PM_05!PMU-ST2 | 0.0 | 1.0 | Device statistic for Number of time quality errors reported by device during last reporting interval. | 0 | 1 | 1 |  | Any | STAT | Statistic | ST |  |  | STAT:2498 | 2021-07-20 20:12
|  |  | bc47380f-68d4-4c63-b80f-4952258b4e5e | 2 | STAT |  | 2499 | ONS_LOCAL$PRIVP_525_PM_05!PMU:ST3 |  |  | 8736f6c7-ad41-4b43-b4f6-e684e0d4ad20 |  |  | 30 | [8 empty] | 11 | [5 empty] | LOCAL$PRIVP_525_PM_05!PMU-ST3 | 0.0 | 1.0 | Device statistic for Number of device errors reported by device during last reporting interval. | 0 | 1 | 1 |  | Any | STAT | Statistic | ST |  |  | STAT:2499 | 2021-07-20 20:12
|  |  | 49c67c42-4c57-4e3e-abe2-af081011b5aa | 2 | STAT |  | 2500 | ONS_LOCAL$PRIVP_525_PM_05!PMU:ST4 |  |  | 8736f6c7-ad41-4b43-b4f6-e684e0d4ad20 |  |  | 30 | [8 empty] | 11 | [5 empty] | LOCAL$PRIVP_525_PM_05!PMU-ST4 | 0.0 | 1.0 | Device statistic for Number of measurements received from device during last reporting interval. | 0 | 1 | 1 |  | Any | STAT | Statistic | ST |  |  | STAT:2500 | 2021-07-20 20:12
|  |  | a8a4837c-dd4b-4ae6-8507-b1fd0e065747 | 2 | STAT |  | 2501 | ONS_LOCAL$PRIVP_525_PM_05!PMU:ST5 |  |  | 8736f6c7-ad41-4b43-b4f6-e684e0d4ad20 |  |  | 30 | [8 empty] | 11 | [5 empty] | LOCAL$PRIVP_525_PM_05!PMU-ST5 | 0.0 | 1.0 | Device statistic for Expected number of measurements received from device during last reporting interval. | 0 | 1 | 1 |  | Any | STAT | Statistic | ST |  |  | STAT:2501 | 2021-07-20 20:12
|  |  | cfb08110-a1ba-4eb0-9f04-d65a1a4fb9c8 | 2 | STAT |  | 2502 | ONS_LOCAL$PRIVP_525_PM_05!PMU:ST6 |  |  | 8736f6c7-ad41-4b43-b4f6-e684e0d4ad20 |  |  | 30 | [8 empty] | 11 | [5 empty] | LOCAL$PRIVP_525_PM_05!PMU-ST6 | 0.0 | 1.0 | Device statistic for Number of measurements received while device was reporting errors during last reporting interval. | 0 | 1 | 1 |  | Any | STAT | Statistic | ST |  |  | STAT:2502 | 2021-07-20 20:12
|  |  | b871bae3-b428-4b4e-9480-ece5d4372800 | 2 | STAT |  | 2503 | ONS_LOCAL$PRIVP_525_PM_05!PMU:ST7 |  |  | 8736f6c7-ad41-4b43-b4f6-e684e0d4ad20 |  |  | 30 | [8 empty] | 11 | [5 empty] | LOCAL$PRIVP_525_PM_05!PMU-ST7 | 0.0 | 1.0 | Device statistic for Number of defined measurements (per frame) from device during last reporting interval. | 0 | 1 | 1 |  | Any | STAT | Statistic | ST |  |  | STAT:2503 | 2021-07-20 20:12
|  |  | bbbccd7f-3bdf-4255-962d-7f2f84b58c23 | 2 | STAT |  | 2504 | ONS_LOCAL$PRIVP_525_PM_06!PMU:ST1 |  |  | 8736f6c7-ad41-4b43-b4f6-e684e0d4ad20 |  |  | 30 | [8 empty] | 11 | [5 empty] | LOCAL$PRIVP_525_PM_06!PMU-ST1 | 0.0 | 1.0 | Device statistic for Number of data quality errors reported by device during last reporting interval. | 0 | 1 | 1 |  | Any | STAT | Statistic | ST |  |  | STAT:2504 | 2021-07-20 20:12
|  |  | dccfdb7c-2b21-4078-bbc8-07d21949a440 | 2 | STAT |  | 2505 | ONS_LOCAL$PRIVP_525_PM_06!PMU:ST2 |  |  | 8736f6c7-ad41-4b43-b4f6-e684e0d4ad20 |  |  | 30 | [8 empty] | 11 | [5 empty] | LOCAL$PRIVP_525_PM_06!PMU-ST2 | 0.0 | 1.0 | Device statistic for Number of time quality errors reported by device during last reporting interval. | 0 | 1 | 1 |  | Any | STAT | Statistic | ST |  |  | STAT:2505 | 2021-07-20 20:12
|  |  | ba560fe0-b031-459a-b29d-fb0adef742cd | 2 | STAT |  | 2506 | ONS_LOCAL$PRIVP_525_PM_06!PMU:ST3 |  |  | 8736f6c7-ad41-4b43-b4f6-e684e0d4ad20 |  |  | 30 | [8 empty] | 11 | [5 empty] | LOCAL$PRIVP_525_PM_06!PMU-ST3 | 0.0 | 1.0 | Device statistic for Number of device errors reported by device during last reporting interval. | 0 | 1 | 1 |  | Any | STAT | Statistic | ST |  |  | STAT:2506 | 2021-07-20 20:12
|  |  | 251e93ba-e939-4f8e-9f6b-a9fc8ed5045c | 2 | STAT |  | 2507 | ONS_LOCAL$PRIVP_525_PM_06!PMU:ST4 |  |  | 8736f6c7-ad41-4b43-b4f6-e684e0d4ad20 |  |  | 30 | [8 empty] | 11 | [5 empty] | LOCAL$PRIVP_525_PM_06!PMU-ST4 | 0.0 | 1.0 | Device statistic for Number of measurements received from device during last reporting interval. | 0 | 1 | 1 |  | Any | STAT | Statistic | ST |  |  | STAT:2507 | 2021-07-20 20:12
|  |  | ef946ac6-41c0-46ff-beac-157504b99f7b | 2 | STAT |  | 2508 | ONS_LOCAL$PRIVP_525_PM_06!PMU:ST5 |  |  | 8736f6c7-ad41-4b43-b4f6-e684e0d4ad20 |  |  | 30 | [8 empty] | 11 | [5 empty] | LOCAL$PRIVP_525_PM_06!PMU-ST5 | 0.0 | 1.0 | Device statistic for Expected number of measurements received from device during last reporting interval. | 0 | 1 | 1 |  | Any | STAT | Statistic | ST |  |  | STAT:2508 | 2021-07-20 20:12
|  |  | 93525172-2bc5-4ac7-8709-31e5c1c4c269 | 2 | STAT |  | 2509 | ONS_LOCAL$PRIVP_525_PM_06!PMU:ST6 |  |  | 8736f6c7-ad41-4b43-b4f6-e684e0d4ad20 |  |  | 30 | [8 empty] | 11 | [5 empty] | LOCAL$PRIVP_525_PM_06!PMU-ST6 | 0.0 | 1.0 | Device statistic for Number of measurements received while device was reporting errors during last reporting interval. | 0 | 1 | 1 |  | Any | STAT | Statistic | ST |  |  | STAT:2509 | 2021-07-20 20:12
|  |  | 3155a1b5-29e3-4424-9330-125e18ab164c | 2 | STAT |  | 2510 | ONS_LOCAL$PRIVP_525_PM_06!PMU:ST7 |  |  | 8736f6c7-ad41-4b43-b4f6-e684e0d4ad20 |  |  | 30 | [8 empty] | 11 | [5 empty] | LOCAL$PRIVP_525_PM_06!PMU-ST7 | 0.0 | 1.0 | Device statistic for Number of defined measurements (per frame) from device during last reporting interval. | 0 | 1 | 1 |  | Any | STAT | Statistic | ST |  |  | STAT:2510 | 2021-07-20 20:12
|  |  | 37f05ee1-4fd1-4868-96e6-63c40971a979 | 2 | STAT |  | 2511 | ONS_LOCAL$PRIVP_525_PM_07!PMU:ST1 |  |  | 8736f6c7-ad41-4b43-b4f6-e684e0d4ad20 |  |  | 30 | [8 empty] | 11 | [5 empty] | LOCAL$PRIVP_525_PM_07!PMU-ST1 | 0.0 | 1.0 | Device statistic for Number of data quality errors reported by device during last reporting interval. | 0 | 1 | 1 |  | Any | STAT | Statistic | ST |  |  | STAT:2511 | 2021-07-20 20:12
|  |  | 743d0f80-be81-4c0a-b6ea-45e1359bbf95 | 2 | STAT |  | 2512 | ONS_LOCAL$PRIVP_525_PM_07!PMU:ST2 |  |  | 8736f6c7-ad41-4b43-b4f6-e684e0d4ad20 |  |  | 30 | [8 empty] | 11 | [5 empty] | LOCAL$PRIVP_525_PM_07!PMU-ST2 | 0.0 | 1.0 | Device statistic for Number of time quality errors reported by device during last reporting interval. | 0 | 1 | 1 |  | Any | STAT | Statistic | ST |  |  | STAT:2512 | 2021-07-20 20:12
|  |  | 2e5a1e66-a971-41a9-97ca-7c6bad664d69 | 2 | STAT |  | 2513 | ONS_LOCAL$PRIVP_525_PM_07!PMU:ST3 |  |  | 8736f6c7-ad41-4b43-b4f6-e684e0d4ad20 |  |  | 30 | [8 empty] | 11 | [5 empty] | LOCAL$PRIVP_525_PM_07!PMU-ST3 | 0.0 | 1.0 | Device statistic for Number of device errors reported by device during last reporting interval. | 0 | 1 | 1 |  | Any | STAT | Statistic | ST |  |  | STAT:2513 | 2021-07-20 20:12
|  |  | 70d0da1f-36db-4892-8879-eb980c7afa3e | 2 | STAT |  | 2514 | ONS_LOCAL$PRIVP_525_PM_07!PMU:ST4 |  |  | 8736f6c7-ad41-4b43-b4f6-e684e0d4ad20 |  |  | 30 | [8 empty] | 11 | [5 empty] | LOCAL$PRIVP_525_PM_07!PMU-ST4 | 0.0 | 1.0 | Device statistic for Number of measurements received from device during last reporting interval. | 0 | 1 | 1 |  | Any | STAT | Statistic | ST |  |  | STAT:2514 | 2021-07-20 20:12
|  |  | 0ddc5cee-4e37-4d5a-a5d2-bc302225042d | 2 | STAT |  | 2515 | ONS_LOCAL$PRIVP_525_PM_07!PMU:ST5 |  |  | 8736f6c7-ad41-4b43-b4f6-e684e0d4ad20 |  |  | 30 | [8 empty] | 11 | [5 empty] | LOCAL$PRIVP_525_PM_07!PMU-ST5 | 0.0 | 1.0 | Device statistic for Expected number of measurements received from device during last reporting interval. | 0 | 1 | 1 |  | Any | STAT | Statistic | ST |  |  | STAT:2515 | 2021-07-20 20:12
|  |  | 35cd358f-4c5f-4510-a65f-ee9fa4944360 | 2 | STAT |  | 2516 | ONS_LOCAL$PRIVP_525_PM_07!PMU:ST6 |  |  | 8736f6c7-ad41-4b43-b4f6-e684e0d4ad20 |  |  | 30 | [8 empty] | 11 | [5 empty] | LOCAL$PRIVP_525_PM_07!PMU-ST6 | 0.0 | 1.0 | Device statistic for Number of measurements received while device was reporting errors during last reporting interval. | 0 | 1 | 1 |  | Any | STAT | Statistic | ST |  |  | STAT:2516 | 2021-07-20 20:12
|  |  | 72b11bc8-c81e-45d2-a2cb-d70617556e5f | 2 | STAT |  | 2517 | ONS_LOCAL$PRIVP_525_PM_07!PMU:ST7 |  |  | 8736f6c7-ad41-4b43-b4f6-e684e0d4ad20 |  |  | 30 | [8 empty] | 11 | [5 empty] | LOCAL$PRIVP_525_PM_07!PMU-ST7 | 0.0 | 1.0 | Device statistic for Number of defined measurements (per frame) from device during last reporting interval. | 0 | 1 | 1 |  | Any | STAT | Statistic | ST |  |  | STAT:2517 | 2021-07-20 20:12
|  |  | d942a771-ede1-4e9f-9d0b-f9e9429a921f | 2 | STAT |  | 2518 | ONS_LOCAL$PRIVP_525_PM_08!PMU:ST1 |  |  | 8736f6c7-ad41-4b43-b4f6-e684e0d4ad20 |  |  | 30 | [8 empty] | 11 | [5 empty] | LOCAL$PRIVP_525_PM_08!PMU-ST1 | 0.0 | 1.0 | Device statistic for Number of data quality errors reported by device during last reporting interval. | 0 | 1 | 1 |  | Any | STAT | Statistic | ST |  |  | STAT:2518 | 2021-07-20 20:12
|  |  | b3f55428-648d-4920-999f-ba5b6b180461 | 2 | STAT |  | 2519 | ONS_LOCAL$PRIVP_525_PM_08!PMU:ST2 |  |  | 8736f6c7-ad41-4b43-b4f6-e684e0d4ad20 |  |  | 30 | [8 empty] | 11 | [5 empty] | LOCAL$PRIVP_525_PM_08!PMU-ST2 | 0.0 | 1.0 | Device statistic for Number of time quality errors reported by device during last reporting interval. | 0 | 1 | 1 |  | Any | STAT | Statistic | ST |  |  | STAT:2519 | 2021-07-20 20:12
|  |  | a264543b-9249-4cf7-95df-508b992c1cd6 | 2 | STAT |  | 2520 | ONS_LOCAL$PRIVP_525_PM_08!PMU:ST3 |  |  | 8736f6c7-ad41-4b43-b4f6-e684e0d4ad20 |  |  | 30 | [8 empty] | 11 | [5 empty] | LOCAL$PRIVP_525_PM_08!PMU-ST3 | 0.0 | 1.0 | Device statistic for Number of device errors reported by device during last reporting interval. | 0 | 1 | 1 |  | Any | STAT | Statistic | ST |  |  | STAT:2520 | 2021-07-20 20:12
|  |  | 12230801-aa95-4f69-a08d-80f91b2d6967 | 2 | STAT |  | 2521 | ONS_LOCAL$PRIVP_525_PM_08!PMU:ST4 |  |  | 8736f6c7-ad41-4b43-b4f6-e684e0d4ad20 |  |  | 30 | [8 empty] | 11 | [5 empty] | LOCAL$PRIVP_525_PM_08!PMU-ST4 | 0.0 | 1.0 | Device statistic for Number of measurements received from device during last reporting interval. | 0 | 1 | 1 |  | Any | STAT | Statistic | ST |  |  | STAT:2521 | 2021-07-20 20:12
|  |  | a0ac5245-175d-461d-94fb-da2fda0365de | 2 | STAT |  | 2522 | ONS_LOCAL$PRIVP_525_PM_08!PMU:ST5 |  |  | 8736f6c7-ad41-4b43-b4f6-e684e0d4ad20 |  |  | 30 | [8 empty] | 11 | [5 empty] | LOCAL$PRIVP_525_PM_08!PMU-ST5 | 0.0 | 1.0 | Device statistic for Expected number of measurements received from device during last reporting interval. | 0 | 1 | 1 |  | Any | STAT | Statistic | ST |  |  | STAT:2522 | 2021-07-20 20:12
|  |  | 9316976b-ad82-47a9-a0fb-17cf088b6b3d | 2 | STAT |  | 2523 | ONS_LOCAL$PRIVP_525_PM_08!PMU:ST6 |  |  | 8736f6c7-ad41-4b43-b4f6-e684e0d4ad20 |  |  | 30 | [8 empty] | 11 | [5 empty] | LOCAL$PRIVP_525_PM_08!PMU-ST6 | 0.0 | 1.0 | Device statistic for Number of measurements received while device was reporting errors during last reporting interval. | 0 | 1 | 1 |  | Any | STAT | Statistic | ST |  |  | STAT:2523 | 2021-07-20 20:12
|  |  | bf7abc32-a179-4120-986e-2c7fbcae8b38 | 2 | STAT |  | 2524 | ONS_LOCAL$PRIVP_525_PM_08!PMU:ST7 |  |  | 8736f6c7-ad41-4b43-b4f6-e684e0d4ad20 |  |  | 30 | [8 empty] | 11 | [5 empty] | LOCAL$PRIVP_525_PM_08!PMU-ST7 | 0.0 | 1.0 | Device statistic for Number of defined measurements (per frame) from device during last reporting interval. | 0 | 1 | 1 |  | Any | STAT | Statistic | ST |  |  | STAT:2524 | 2021-07-20 20:12
|  |  | 5b790626-d186-44a2-9971-01905e7a592a | 2 | STAT |  | 2525 | ONS_LOCAL$PRIVP_525_PM_09!PMU:ST1 |  |  | 8736f6c7-ad41-4b43-b4f6-e684e0d4ad20 |  |  | 30 | [8 empty] | 11 | [5 empty] | LOCAL$PRIVP_525_PM_09!PMU-ST1 | 0.0 | 1.0 | Device statistic for Number of data quality errors reported by device during last reporting interval. | 0 | 1 | 1 |  | Any | STAT | Statistic | ST |  |  | STAT:2525 | 2021-07-20 20:12
|  |  | b3203fa8-b6a3-4826-9b6a-95b2e1f3af94 | 2 | STAT |  | 2526 | ONS_LOCAL$PRIVP_525_PM_09!PMU:ST2 |  |  | 8736f6c7-ad41-4b43-b4f6-e684e0d4ad20 |  |  | 30 | [8 empty] | 11 | [5 empty] | LOCAL$PRIVP_525_PM_09!PMU-ST2 | 0.0 | 1.0 | Device statistic for Number of time quality errors reported by device during last reporting interval. | 0 | 1 | 1 |  | Any | STAT | Statistic | ST |  |  | STAT:2526 | 2021-07-20 20:12
|  |  | 5f53bafb-d5c3-4702-8bc3-27fb91dbf0fb | 2 | STAT |  | 2527 | ONS_LOCAL$PRIVP_525_PM_09!PMU:ST3 |  |  | 8736f6c7-ad41-4b43-b4f6-e684e0d4ad20 |  |  | 30 | [8 empty] | 11 | [5 empty] | LOCAL$PRIVP_525_PM_09!PMU-ST3 | 0.0 | 1.0 | Device statistic for Number of device errors reported by device during last reporting interval. | 0 | 1 | 1 |  | Any | STAT | Statistic | ST |  |  | STAT:2527 | 2021-07-20 20:12
|  |  | 4f405813-7cc0-4401-ae1d-41985abad5f8 | 2 | STAT |  | 2528 | ONS_LOCAL$PRIVP_525_PM_09!PMU:ST4 |  |  | 8736f6c7-ad41-4b43-b4f6-e684e0d4ad20 |  |  | 30 | [8 empty] | 11 | [5 empty] | LOCAL$PRIVP_525_PM_09!PMU-ST4 | 0.0 | 1.0 | Device statistic for Number of measurements received from device during last reporting interval. | 0 | 1 | 1 |  | Any | STAT | Statistic | ST |  |  | STAT:2528 | 2021-07-20 20:12
|  |  | d1055c66-46be-4a1f-9996-226d9e1af37d | 2 | STAT |  | 2529 | ONS_LOCAL$PRIVP_525_PM_09!PMU:ST5 |  |  | 8736f6c7-ad41-4b43-b4f6-e684e0d4ad20 |  |  | 30 | [8 empty] | 11 | [5 empty] | LOCAL$PRIVP_525_PM_09!PMU-ST5 | 0.0 | 1.0 | Device statistic for Expected number of measurements received from device during last reporting interval. | 0 | 1 | 1 |  | Any | STAT | Statistic | ST |  |  | STAT:2529 | 2021-07-20 20:12
|  |  | 4d5ef4bc-ab03-4b25-8dff-4787a645e679 | 2 | STAT |  | 2530 | ONS_LOCAL$PRIVP_525_PM_09!PMU:ST6 |  |  | 8736f6c7-ad41-4b43-b4f6-e684e0d4ad20 |  |  | 30 | [8 empty] | 11 | [5 empty] | LOCAL$PRIVP_525_PM_09!PMU-ST6 | 0.0 | 1.0 | Device statistic for Number of measurements received while device was reporting errors during last reporting interval. | 0 | 1 | 1 |  | Any | STAT | Statistic | ST |  |  | STAT:2530 | 2021-07-20 20:12
|  |  | 1373a2f6-1b32-4b0a-aee8-abad0116c740 | 2 | STAT |  | 2531 | ONS_LOCAL$PRIVP_525_PM_09!PMU:ST7 |  |  | 8736f6c7-ad41-4b43-b4f6-e684e0d4ad20 |  |  | 30 | [8 empty] | 11 | [5 empty] | LOCAL$PRIVP_525_PM_09!PMU-ST7 | 0.0 | 1.0 | Device statistic for Number of defined measurements (per frame) from device during last reporting interval. | 0 | 1 | 1 |  | Any | STAT | Statistic | ST |  |  | STAT:2531 | 2021-07-20 20:12
|  |  | 8382944e-ab17-45db-a0b2-497023bb3581 | 2 | STAT |  | 2532 | ONS_LOCAL$PRIVP_525_PM_10!PMU:ST1 |  |  | 8736f6c7-ad41-4b43-b4f6-e684e0d4ad20 |  |  | 30 | [8 empty] | 11 | [5 empty] | LOCAL$PRIVP_525_PM_10!PMU-ST1 | 0.0 | 1.0 | Device statistic for Number of data quality errors reported by device during last reporting interval. | 0 | 1 | 1 |  | Any | STAT | Statistic | ST |  |  | STAT:2532 | 2021-07-20 20:12
|  |  | b1f1e2e3-c19d-494c-9462-06dd56d9d473 | 2 | STAT |  | 2533 | ONS_LOCAL$PRIVP_525_PM_10!PMU:ST2 |  |  | 8736f6c7-ad41-4b43-b4f6-e684e0d4ad20 |  |  | 30 | [8 empty] | 11 | [5 empty] | LOCAL$PRIVP_525_PM_10!PMU-ST2 | 0.0 | 1.0 | Device statistic for Number of time quality errors reported by device during last reporting interval. | 0 | 1 | 1 |  | Any | STAT | Statistic | ST |  |  | STAT:2533 | 2021-07-20 20:12
|  |  | 573677cc-c63c-4a09-a707-fc546165e136 | 2 | STAT |  | 2534 | ONS_LOCAL$PRIVP_525_PM_10!PMU:ST3 |  |  | 8736f6c7-ad41-4b43-b4f6-e684e0d4ad20 |  |  | 30 | [8 empty] | 11 | [5 empty] | LOCAL$PRIVP_525_PM_10!PMU-ST3 | 0.0 | 1.0 | Device statistic for Number of device errors reported by device during last reporting interval. | 0 | 1 | 1 |  | Any | STAT | Statistic | ST |  |  | STAT:2534 | 2021-07-20 20:12
|  |  | 59c820e5-339f-42d7-af97-4a4fcc09cad3 | 2 | STAT |  | 2535 | ONS_LOCAL$PRIVP_525_PM_10!PMU:ST4 |  |  | 8736f6c7-ad41-4b43-b4f6-e684e0d4ad20 |  |  | 30 | [8 empty] | 11 | [5 empty] | LOCAL$PRIVP_525_PM_10!PMU-ST4 | 0.0 | 1.0 | Device statistic for Number of measurements received from device during last reporting interval. | 0 | 1 | 1 |  | Any | STAT | Statistic | ST |  |  | STAT:2535 | 2021-07-20 20:12
|  |  | 495107bb-2796-43ac-95b8-7e6f24cb33f3 | 2 | STAT |  | 2536 | ONS_LOCAL$PRIVP_525_PM_10!PMU:ST5 |  |  | 8736f6c7-ad41-4b43-b4f6-e684e0d4ad20 |  |  | 30 | [8 empty] | 11 | [5 empty] | LOCAL$PRIVP_525_PM_10!PMU-ST5 | 0.0 | 1.0 | Device statistic for Expected number of measurements received from device during last reporting interval. | 0 | 1 | 1 |  | Any | STAT | Statistic | ST |  |  | STAT:2536 | 2021-07-20 20:12
|  |  | 03b2b34f-615d-4f00-bfea-bba6f7850eeb | 2 | STAT |  | 2537 | ONS_LOCAL$PRIVP_525_PM_10!PMU:ST6 |  |  | 8736f6c7-ad41-4b43-b4f6-e684e0d4ad20 |  |  | 30 | [8 empty] | 11 | [5 empty] | LOCAL$PRIVP_525_PM_10!PMU-ST6 | 0.0 | 1.0 | Device statistic for Number of measurements received while device was reporting errors during last reporting interval. | 0 | 1 | 1 |  | Any | STAT | Statistic | ST |  |  | STAT:2537 | 2021-07-20 20:12
|  |  | 3861f875-3921-4f55-8614-656a2bd9c20f | 2 | STAT |  | 2538 | ONS_LOCAL$PRIVP_525_PM_10!PMU:ST7 |  |  | 8736f6c7-ad41-4b43-b4f6-e684e0d4ad20 |  |  | 30 | [8 empty] | 11 | [5 empty] | LOCAL$PRIVP_525_PM_10!PMU-ST7 | 0.0 | 1.0 | Device statistic for Number of defined measurements (per frame) from device during last reporting interval. | 0 | 1 | 1 |  | Any | STAT | Statistic | ST |  |  | STAT:2538 | 2021-07-20 20:12
|  |  | f4bb76eb-9470-4145-aabb-c534cffcb8f2 | 2 | STAT |  | 2539 | ONS_LOCAL$PRIVP_525_PM_12!PMU:ST1 |  |  | 8736f6c7-ad41-4b43-b4f6-e684e0d4ad20 |  |  | 30 | [8 empty] | 11 | [5 empty] | LOCAL$PRIVP_525_PM_12!PMU-ST1 | 0.0 | 1.0 | Device statistic for Number of data quality errors reported by device during last reporting interval. | 0 | 1 | 1 |  | Any | STAT | Statistic | ST |  |  | STAT:2539 | 2021-07-20 20:12
|  |  | fc368cdf-44c4-40d9-9786-670b364306d2 | 2 | STAT |  | 2540 | ONS_LOCAL$PRIVP_525_PM_12!PMU:ST2 |  |  | 8736f6c7-ad41-4b43-b4f6-e684e0d4ad20 |  |  | 30 | [8 empty] | 11 | [5 empty] | LOCAL$PRIVP_525_PM_12!PMU-ST2 | 0.0 | 1.0 | Device statistic for Number of time quality errors reported by device during last reporting interval. | 0 | 1 | 1 |  | Any | STAT | Statistic | ST |  |  | STAT:2540 | 2021-07-20 20:12
|  |  | dd88c7a9-4510-4df0-b818-b8748baf082d | 2 | STAT |  | 2541 | ONS_LOCAL$PRIVP_525_PM_12!PMU:ST3 |  |  | 8736f6c7-ad41-4b43-b4f6-e684e0d4ad20 |  |  | 30 | [8 empty] | 11 | [5 empty] | LOCAL$PRIVP_525_PM_12!PMU-ST3 | 0.0 | 1.0 | Device statistic for Number of device errors reported by device during last reporting interval. | 0 | 1 | 1 |  | Any | STAT | Statistic | ST |  |  | STAT:2541 | 2021-07-20 20:12
|  |  | ef032869-0db6-48f2-a836-3ae02bee4b11 | 2 | STAT |  | 2542 | ONS_LOCAL$PRIVP_525_PM_12!PMU:ST4 |  |  | 8736f6c7-ad41-4b43-b4f6-e684e0d4ad20 |  |  | 30 | [8 empty] | 11 | [5 empty] | LOCAL$PRIVP_525_PM_12!PMU-ST4 | 0.0 | 1.0 | Device statistic for Number of measurements received from device during last reporting interval. | 0 | 1 | 1 |  | Any | STAT | Statistic | ST |  |  | STAT:2542 | 2021-07-20 20:12
|  |  | 215fdde5-1404-456e-b649-591c2b805462 | 2 | STAT |  | 2543 | ONS_LOCAL$PRIVP_525_PM_12!PMU:ST5 |  |  | 8736f6c7-ad41-4b43-b4f6-e684e0d4ad20 |  |  | 30 | [8 empty] | 11 | [5 empty] | LOCAL$PRIVP_525_PM_12!PMU-ST5 | 0.0 | 1.0 | Device statistic for Expected number of measurements received from device during last reporting interval. | 0 | 1 | 1 |  | Any | STAT | Statistic | ST |  |  | STAT:2543 | 2021-07-20 20:12
|  |  | 9d09c19a-03f2-4e66-ad50-709be15d184e | 2 | STAT |  | 2544 | ONS_LOCAL$PRIVP_525_PM_12!PMU:ST6 |  |  | 8736f6c7-ad41-4b43-b4f6-e684e0d4ad20 |  |  | 30 | [8 empty] | 11 | [5 empty] | LOCAL$PRIVP_525_PM_12!PMU-ST6 | 0.0 | 1.0 | Device statistic for Number of measurements received while device was reporting errors during last reporting interval. | 0 | 1 | 1 |  | Any | STAT | Statistic | ST |  |  | STAT:2544 | 2021-07-20 20:12
|  |  | d72da5ae-4259-4b72-97e5-c990cfa918d1 | 2 | STAT |  | 2545 | ONS_LOCAL$PRIVP_525_PM_12!PMU:ST7 |  |  | 8736f6c7-ad41-4b43-b4f6-e684e0d4ad20 |  |  | 30 | [8 empty] | 11 | [5 empty] | LOCAL$PRIVP_525_PM_12!PMU-ST7 | 0.0 | 1.0 | Device statistic for Number of defined measurements (per frame) from device during last reporting interval. | 0 | 1 | 1 |  | Any | STAT | Statistic | ST |  |  | STAT:2545 | 2021-07-20 20:12
|  |  | a9245981-e0bf-40cf-a469-a943b3e9bdf0 | 2 | STAT |  | 2546 | ONS_LOCAL$PRIVP_525_PM_13!PMU:ST1 |  |  | 8736f6c7-ad41-4b43-b4f6-e684e0d4ad20 |  |  | 30 | [8 empty] | 11 | [5 empty] | LOCAL$PRIVP_525_PM_13!PMU-ST1 | 0.0 | 1.0 | Device statistic for Number of data quality errors reported by device during last reporting interval. | 0 | 1 | 1 |  | Any | STAT | Statistic | ST |  |  | STAT:2546 | 2021-07-20 20:12
|  |  | 0f84d802-3117-4a77-bdad-5c56cfd0a6d0 | 2 | STAT |  | 2547 | ONS_LOCAL$PRIVP_525_PM_13!PMU:ST2 |  |  | 8736f6c7-ad41-4b43-b4f6-e684e0d4ad20 |  |  | 30 | [8 empty] | 11 | [5 empty] | LOCAL$PRIVP_525_PM_13!PMU-ST2 | 0.0 | 1.0 | Device statistic for Number of time quality errors reported by device during last reporting interval. | 0 | 1 | 1 |  | Any | STAT | Statistic | ST |  |  | STAT:2547 | 2021-07-20 20:12
|  |  | afef0cf4-7ae7-44cc-9739-69141d433225 | 2 | STAT |  | 2548 | ONS_LOCAL$PRIVP_525_PM_13!PMU:ST3 |  |  | 8736f6c7-ad41-4b43-b4f6-e684e0d4ad20 |  |  | 30 | [8 empty] | 11 | [5 empty] | LOCAL$PRIVP_525_PM_13!PMU-ST3 | 0.0 | 1.0 | Device statistic for Number of device errors reported by device during last reporting interval. | 0 | 1 | 1 |  | Any | STAT | Statistic | ST |  |  | STAT:2548 | 2021-07-20 20:12
|  |  | d4ccb397-6d85-41f7-bc3f-970b6aac2f76 | 2 | STAT |  | 2549 | ONS_LOCAL$PRIVP_525_PM_13!PMU:ST4 |  |  | 8736f6c7-ad41-4b43-b4f6-e684e0d4ad20 |  |  | 30 | [8 empty] | 11 | [5 empty] | LOCAL$PRIVP_525_PM_13!PMU-ST4 | 0.0 | 1.0 | Device statistic for Number of measurements received from device during last reporting interval. | 0 | 1 | 1 |  | Any | STAT | Statistic | ST |  |  | STAT:2549 | 2021-07-20 20:12
|  |  | 88253c73-743a-470b-a265-81ce3c2ce257 | 2 | STAT |  | 2550 | ONS_LOCAL$PRIVP_525_PM_13!PMU:ST5 |  |  | 8736f6c7-ad41-4b43-b4f6-e684e0d4ad20 |  |  | 30 | [8 empty] | 11 | [5 empty] | LOCAL$PRIVP_525_PM_13!PMU-ST5 | 0.0 | 1.0 | Device statistic for Expected number of measurements received from device during last reporting interval. | 0 | 1 | 1 |  | Any | STAT | Statistic | ST |  |  | STAT:2550 | 2021-07-20 20:12
|  |  | be878c56-31dd-4fc1-8ff6-ab99488fa93e | 2 | STAT |  | 2551 | ONS_LOCAL$PRIVP_525_PM_13!PMU:ST6 |  |  | 8736f6c7-ad41-4b43-b4f6-e684e0d4ad20 |  |  | 30 | [8 empty] | 11 | [5 empty] | LOCAL$PRIVP_525_PM_13!PMU-ST6 | 0.0 | 1.0 | Device statistic for Number of measurements received while device was reporting errors during last reporting interval. | 0 | 1 | 1 |  | Any | STAT | Statistic | ST |  |  | STAT:2551 | 2021-07-20 20:12
|  |  | 47917653-58e9-4f51-9b7c-15ae6f939747 | 2 | STAT |  | 2552 | ONS_LOCAL$PRIVP_525_PM_13!PMU:ST7 |  |  | 8736f6c7-ad41-4b43-b4f6-e684e0d4ad20 |  |  | 30 | [8 empty] | 11 | [5 empty] | LOCAL$PRIVP_525_PM_13!PMU-ST7 | 0.0 | 1.0 | Device statistic for Number of defined measurements (per frame) from device during last reporting interval. | 0 | 1 | 1 |  | Any | STAT | Statistic | ST |  |  | STAT:2552 | 2021-07-20 20:12
|  |  | dbcc7927-950d-486a-820f-450e02f1af1b | 2 | STAT |  | 2553 | ONS_LOCAL$RSNSR_525_PM_01!PMU:ST1 |  |  | 8736f6c7-ad41-4b43-b4f6-e684e0d4ad20 |  |  | 30 | [8 empty] | 11 | [5 empty] | LOCAL$RSNSR_525_PM_01!PMU-ST1 | 0.0 | 1.0 | Device statistic for Number of data quality errors reported by device during last reporting interval. | 0 | 1 | 1 |  | Any | STAT | Statistic | ST |  |  | STAT:2553 | 2021-07-20 20:12
|  |  | 8eb4f6c1-c510-4f4c-b3d5-c4e6267dde23 | 2 | STAT |  | 2554 | ONS_LOCAL$RSNSR_525_PM_01!PMU:ST2 |  |  | 8736f6c7-ad41-4b43-b4f6-e684e0d4ad20 |  |  | 30 | [8 empty] | 11 | [5 empty] | LOCAL$RSNSR_525_PM_01!PMU-ST2 | 0.0 | 1.0 | Device statistic for Number of time quality errors reported by device during last reporting interval. | 0 | 1 | 1 |  | Any | STAT | Statistic | ST |  |  | STAT:2554 | 2021-07-20 20:12
|  |  | c079e207-c926-45e1-82b1-f939b03acf14 | 2 | STAT |  | 2555 | ONS_LOCAL$RSNSR_525_PM_01!PMU:ST3 |  |  | 8736f6c7-ad41-4b43-b4f6-e684e0d4ad20 |  |  | 30 | [8 empty] | 11 | [5 empty] | LOCAL$RSNSR_525_PM_01!PMU-ST3 | 0.0 | 1.0 | Device statistic for Number of device errors reported by device during last reporting interval. | 0 | 1 | 1 |  | Any | STAT | Statistic | ST |  |  | STAT:2555 | 2021-07-20 20:12
|  |  | d98ac0f3-5a50-4940-b7f6-36b15ae4a40e | 2 | STAT |  | 2556 | ONS_LOCAL$RSNSR_525_PM_01!PMU:ST4 |  |  | 8736f6c7-ad41-4b43-b4f6-e684e0d4ad20 |  |  | 30 | [8 empty] | 11 | [5 empty] | LOCAL$RSNSR_525_PM_01!PMU-ST4 | 0.0 | 1.0 | Device statistic for Number of measurements received from device during last reporting interval. | 0 | 1 | 1 |  | Any | STAT | Statistic | ST |  |  | STAT:2556 | 2021-07-20 20:12
|  |  | c7bfb289-4f2c-48e8-833e-02044c25fbf6 | 2 | STAT |  | 2557 | ONS_LOCAL$RSNSR_525_PM_01!PMU:ST5 |  |  | 8736f6c7-ad41-4b43-b4f6-e684e0d4ad20 |  |  | 30 | [8 empty] | 11 | [5 empty] | LOCAL$RSNSR_525_PM_01!PMU-ST5 | 0.0 | 1.0 | Device statistic for Expected number of measurements received from device during last reporting interval. | 0 | 1 | 1 |  | Any | STAT | Statistic | ST |  |  | STAT:2557 | 2021-07-20 20:12
|  |  | f0860148-aec4-4be8-9b15-07daf2e7c6c2 | 2 | STAT |  | 2558 | ONS_LOCAL$RSNSR_525_PM_01!PMU:ST6 |  |  | 8736f6c7-ad41-4b43-b4f6-e684e0d4ad20 |  |  | 30 | [8 empty] | 11 | [5 empty] | LOCAL$RSNSR_525_PM_01!PMU-ST6 | 0.0 | 1.0 | Device statistic for Number of measurements received while device was reporting errors during last reporting interval. | 0 | 1 | 1 |  | Any | STAT | Statistic | ST |  |  | STAT:2558 | 2021-07-20 20:12
|  |  | 9bcc04e0-4527-4a84-b21b-6a204d27c2ae | 2 | STAT |  | 2559 | ONS_LOCAL$RSNSR_525_PM_01!PMU:ST7 |  |  | 8736f6c7-ad41-4b43-b4f6-e684e0d4ad20 |  |  | 30 | [8 empty] | 11 | [5 empty] | LOCAL$RSNSR_525_PM_01!PMU-ST7 | 0.0 | 1.0 | Device statistic for Number of defined measurements (per frame) from device during last reporting interval. | 0 | 1 | 1 |  | Any | STAT | Statistic | ST |  |  | STAT:2559 | 2021-07-20 20:12
|  |  | c30c0122-63ad-45a9-aebf-fe25fa6c58d9 | 2 | STAT |  | 2560 | ONS_LOCAL$RSNSR_525_PM_02!PMU:ST1 |  |  | 8736f6c7-ad41-4b43-b4f6-e684e0d4ad20 |  |  | 30 | [8 empty] | 11 | [5 empty] | LOCAL$RSNSR_525_PM_02!PMU-ST1 | 0.0 | 1.0 | Device statistic for Number of data quality errors reported by device during last reporting interval. | 0 | 1 | 1 |  | Any | STAT | Statistic | ST |  |  | STAT:2560 | 2021-07-20 20:12
|  |  | c3754379-f1bd-4ef6-b295-593f0a6dcf5a | 2 | STAT |  | 2561 | ONS_LOCAL$RSNSR_525_PM_02!PMU:ST2 |  |  | 8736f6c7-ad41-4b43-b4f6-e684e0d4ad20 |  |  | 30 | [8 empty] | 11 | [5 empty] | LOCAL$RSNSR_525_PM_02!PMU-ST2 | 0.0 | 1.0 | Device statistic for Number of time quality errors reported by device during last reporting interval. | 0 | 1 | 1 |  | Any | STAT | Statistic | ST |  |  | STAT:2561 | 2021-07-20 20:12
|  |  | e0e9f128-7fab-43cd-bbf8-11f8effa7a03 | 2 | STAT |  | 2562 | ONS_LOCAL$RSNSR_525_PM_02!PMU:ST3 |  |  | 8736f6c7-ad41-4b43-b4f6-e684e0d4ad20 |  |  | 30 | [8 empty] | 11 | [5 empty] | LOCAL$RSNSR_525_PM_02!PMU-ST3 | 0.0 | 1.0 | Device statistic for Number of device errors reported by device during last reporting interval. | 0 | 1 | 1 |  | Any | STAT | Statistic | ST |  |  | STAT:2562 | 2021-07-20 20:12
|  |  | 0e3ac390-54f4-4b62-a527-6d4f3eee0e81 | 2 | STAT |  | 2563 | ONS_LOCAL$RSNSR_525_PM_02!PMU:ST4 |  |  | 8736f6c7-ad41-4b43-b4f6-e684e0d4ad20 |  |  | 30 | [8 empty] | 11 | [5 empty] | LOCAL$RSNSR_525_PM_02!PMU-ST4 | 0.0 | 1.0 | Device statistic for Number of measurements received from device during last reporting interval. | 0 | 1 | 1 |  | Any | STAT | Statistic | ST |  |  | STAT:2563 | 2021-07-20 20:12
|  |  | 7f7ed47d-56ef-46c2-82e0-3c4d59872a13 | 2 | STAT |  | 2564 | ONS_LOCAL$RSNSR_525_PM_02!PMU:ST5 |  |  | 8736f6c7-ad41-4b43-b4f6-e684e0d4ad20 |  |  | 30 | [8 empty] | 11 | [5 empty] | LOCAL$RSNSR_525_PM_02!PMU-ST5 | 0.0 | 1.0 | Device statistic for Expected number of measurements received from device during last reporting interval. | 0 | 1 | 1 |  | Any | STAT | Statistic | ST |  |  | STAT:2564 | 2021-07-20 20:12
|  |  | 3aa000f7-50d6-403a-9660-cc4302362b19 | 2 | STAT |  | 2565 | ONS_LOCAL$RSNSR_525_PM_02!PMU:ST6 |  |  | 8736f6c7-ad41-4b43-b4f6-e684e0d4ad20 |  |  | 30 | [8 empty] | 11 | [5 empty] | LOCAL$RSNSR_525_PM_02!PMU-ST6 | 0.0 | 1.0 | Device statistic for Number of measurements received while device was reporting errors during last reporting interval. | 0 | 1 | 1 |  | Any | STAT | Statistic | ST |  |  | STAT:2565 | 2021-07-20 20:12
|  |  | adc34e3a-5d5f-454f-add2-85b87e023ccd | 2 | STAT |  | 2566 | ONS_LOCAL$RSNSR_525_PM_02!PMU:ST7 |  |  | 8736f6c7-ad41-4b43-b4f6-e684e0d4ad20 |  |  | 30 | [8 empty] | 11 | [5 empty] | LOCAL$RSNSR_525_PM_02!PMU-ST7 | 0.0 | 1.0 | Device statistic for Number of defined measurements (per frame) from device during last reporting interval. | 0 | 1 | 1 |  | Any | STAT | Statistic | ST |  |  | STAT:2566 | 2021-07-20 20:12
|  |  | 72d67ee4-fb91-425f-aa26-7bfa11ceff06 | 2 | STAT |  | 2567 | ONS_LOCAL$RSNSR_525_PM_03!PMU:ST1 |  |  | 8736f6c7-ad41-4b43-b4f6-e684e0d4ad20 |  |  | 30 | [8 empty] | 11 | [5 empty] | LOCAL$RSNSR_525_PM_03!PMU-ST1 | 0.0 | 1.0 | Device statistic for Number of data quality errors reported by device during last reporting interval. | 0 | 1 | 1 |  | Any | STAT | Statistic | ST |  |  | STAT:2567 | 2021-07-20 20:12
|  |  | 19d4e801-7048-4557-bd5d-d4f05cdb593d | 2 | STAT |  | 2568 | ONS_LOCAL$RSNSR_525_PM_03!PMU:ST2 |  |  | 8736f6c7-ad41-4b43-b4f6-e684e0d4ad20 |  |  | 30 | [8 empty] | 11 | [5 empty] | LOCAL$RSNSR_525_PM_03!PMU-ST2 | 0.0 | 1.0 | Device statistic for Number of time quality errors reported by device during last reporting interval. | 0 | 1 | 1 |  | Any | STAT | Statistic | ST |  |  | STAT:2568 | 2021-07-20 20:12
|  |  | 2101f6a3-b585-4428-b60b-81dce5876ac4 | 2 | STAT |  | 2569 | ONS_LOCAL$RSNSR_525_PM_03!PMU:ST3 |  |  | 8736f6c7-ad41-4b43-b4f6-e684e0d4ad20 |  |  | 30 | [8 empty] | 11 | [5 empty] | LOCAL$RSNSR_525_PM_03!PMU-ST3 | 0.0 | 1.0 | Device statistic for Number of device errors reported by device during last reporting interval. | 0 | 1 | 1 |  | Any | STAT | Statistic | ST |  |  | STAT:2569 | 2021-07-20 20:12
|  |  | 63639833-de80-4b5f-b873-0f13e5caee15 | 2 | STAT |  | 2570 | ONS_LOCAL$RSNSR_525_PM_03!PMU:ST4 |  |  | 8736f6c7-ad41-4b43-b4f6-e684e0d4ad20 |  |  | 30 | [8 empty] | 11 | [5 empty] | LOCAL$RSNSR_525_PM_03!PMU-ST4 | 0.0 | 1.0 | Device statistic for Number of measurements received from device during last reporting interval. | 0 | 1 | 1 |  | Any | STAT | Statistic | ST |  |  | STAT:2570 | 2021-07-20 20:12
|  |  | 7891d648-4a0e-4f5e-bf5a-542d75b8fa61 | 2 | STAT |  | 2571 | ONS_LOCAL$RSNSR_525_PM_03!PMU:ST5 |  |  | 8736f6c7-ad41-4b43-b4f6-e684e0d4ad20 |  |  | 30 | [8 empty] | 11 | [5 empty] | LOCAL$RSNSR_525_PM_03!PMU-ST5 | 0.0 | 1.0 | Device statistic for Expected number of measurements received from device during last reporting interval. | 0 | 1 | 1 |  | Any | STAT | Statistic | ST |  |  | STAT:2571 | 2021-07-20 20:12
|  |  | 2c24a6cc-48e6-48f3-ba65-e97746805eae | 2 | STAT |  | 2572 | ONS_LOCAL$RSNSR_525_PM_03!PMU:ST6 |  |  | 8736f6c7-ad41-4b43-b4f6-e684e0d4ad20 |  |  | 30 | [8 empty] | 11 | [5 empty] | LOCAL$RSNSR_525_PM_03!PMU-ST6 | 0.0 | 1.0 | Device statistic for Number of measurements received while device was reporting errors during last reporting interval. | 0 | 1 | 1 |  | Any | STAT | Statistic | ST |  |  | STAT:2572 | 2021-07-20 20:12
|  |  | 1e3e75f3-668c-4edb-b9ea-e3f95d7583b7 | 2 | STAT |  | 2573 | ONS_LOCAL$RSNSR_525_PM_03!PMU:ST7 |  |  | 8736f6c7-ad41-4b43-b4f6-e684e0d4ad20 |  |  | 30 | [8 empty] | 11 | [5 empty] | LOCAL$RSNSR_525_PM_03!PMU-ST7 | 0.0 | 1.0 | Device statistic for Number of defined measurements (per frame) from device during last reporting interval. | 0 | 1 | 1 |  | Any | STAT | Statistic | ST |  |  | STAT:2573 | 2021-07-20 20:12
|  |  | f152aa45-921f-44ae-b4d8-792f12079000 | 2 | STAT |  | 2574 | ONS_LOCAL$RSNSR_525_PM_04!PMU:ST1 |  |  | 8736f6c7-ad41-4b43-b4f6-e684e0d4ad20 |  |  | 30 | [8 empty] | 11 | [5 empty] | LOCAL$RSNSR_525_PM_04!PMU-ST1 | 0.0 | 1.0 | Device statistic for Number of data quality errors reported by device during last reporting interval. | 0 | 1 | 1 |  | Any | STAT | Statistic | ST |  |  | STAT:2574 | 2021-07-20 20:12
|  |  | 92ce2d37-0f01-4061-ac77-1441f5269fb5 | 2 | STAT |  | 2575 | ONS_LOCAL$RSNSR_525_PM_04!PMU:ST2 |  |  | 8736f6c7-ad41-4b43-b4f6-e684e0d4ad20 |  |  | 30 | [8 empty] | 11 | [5 empty] | LOCAL$RSNSR_525_PM_04!PMU-ST2 | 0.0 | 1.0 | Device statistic for Number of time quality errors reported by device during last reporting interval. | 0 | 1 | 1 |  | Any | STAT | Statistic | ST |  |  | STAT:2575 | 2021-07-20 20:12
|  |  | cc1800be-2de7-46e8-9f31-9abf8c44ec3c | 2 | STAT |  | 2576 | ONS_LOCAL$RSNSR_525_PM_04!PMU:ST3 |  |  | 8736f6c7-ad41-4b43-b4f6-e684e0d4ad20 |  |  | 30 | [8 empty] | 11 | [5 empty] | LOCAL$RSNSR_525_PM_04!PMU-ST3 | 0.0 | 1.0 | Device statistic for Number of device errors reported by device during last reporting interval. | 0 | 1 | 1 |  | Any | STAT | Statistic | ST |  |  | STAT:2576 | 2021-07-20 20:12
|  |  | 4a69a4db-282b-459a-931b-7489af180f77 | 2 | STAT |  | 2577 | ONS_LOCAL$RSNSR_525_PM_04!PMU:ST4 |  |  | 8736f6c7-ad41-4b43-b4f6-e684e0d4ad20 |  |  | 30 | [8 empty] | 11 | [5 empty] | LOCAL$RSNSR_525_PM_04!PMU-ST4 | 0.0 | 1.0 | Device statistic for Number of measurements received from device during last reporting interval. | 0 | 1 | 1 |  | Any | STAT | Statistic | ST |  |  | STAT:2577 | 2021-07-20 20:12
|  |  | 3be89be8-79d1-426c-a084-fe185ffc2268 | 2 | STAT |  | 2578 | ONS_LOCAL$RSNSR_525_PM_04!PMU:ST5 |  |  | 8736f6c7-ad41-4b43-b4f6-e684e0d4ad20 |  |  | 30 | [8 empty] | 11 | [5 empty] | LOCAL$RSNSR_525_PM_04!PMU-ST5 | 0.0 | 1.0 | Device statistic for Expected number of measurements received from device during last reporting interval. | 0 | 1 | 1 |  | Any | STAT | Statistic | ST |  |  | STAT:2578 | 2021-07-20 20:12
|  |  | 321ca0f7-2558-444f-ae0b-170203e3b73f | 2 | STAT |  | 2579 | ONS_LOCAL$RSNSR_525_PM_04!PMU:ST6 |  |  | 8736f6c7-ad41-4b43-b4f6-e684e0d4ad20 |  |  | 30 | [8 empty] | 11 | [5 empty] | LOCAL$RSNSR_525_PM_04!PMU-ST6 | 0.0 | 1.0 | Device statistic for Number of measurements received while device was reporting errors during last reporting interval. | 0 | 1 | 1 |  | Any | STAT | Statistic | ST |  |  | STAT:2579 | 2021-07-20 20:12
|  |  | f1a707a3-f0f5-444c-9023-d9cad57e2bf8 | 2 | STAT |  | 2580 | ONS_LOCAL$RSNSR_525_PM_04!PMU:ST7 |  |  | 8736f6c7-ad41-4b43-b4f6-e684e0d4ad20 |  |  | 30 | [8 empty] | 11 | [5 empty] | LOCAL$RSNSR_525_PM_04!PMU-ST7 | 0.0 | 1.0 | Device statistic for Number of defined measurements (per frame) from device during last reporting interval. | 0 | 1 | 1 |  | Any | STAT | Statistic | ST |  |  | STAT:2580 | 2021-07-20 20:12
|  |  | a9b17c0c-d161-4cf2-88ff-1f39ffb7af36 | 2 | STAT |  | 2581 | ONS_LOCAL$RSNSR_525_PM_05!PMU:ST1 |  |  | 8736f6c7-ad41-4b43-b4f6-e684e0d4ad20 |  |  | 30 | [8 empty] | 11 | [5 empty] | LOCAL$RSNSR_525_PM_05!PMU-ST1 | 0.0 | 1.0 | Device statistic for Number of data quality errors reported by device during last reporting interval. | 0 | 1 | 1 |  | Any | STAT | Statistic | ST |  |  | STAT:2581 | 2021-07-20 20:12
|  |  | 121f6f3d-0966-45de-9ef5-32abef841051 | 2 | STAT |  | 2582 | ONS_LOCAL$RSNSR_525_PM_05!PMU:ST2 |  |  | 8736f6c7-ad41-4b43-b4f6-e684e0d4ad20 |  |  | 30 | [8 empty] | 11 | [5 empty] | LOCAL$RSNSR_525_PM_05!PMU-ST2 | 0.0 | 1.0 | Device statistic for Number of time quality errors reported by device during last reporting interval. | 0 | 1 | 1 |  | Any | STAT | Statistic | ST |  |  | STAT:2582 | 2021-07-20 20:12
|  |  | c6f0333d-bf2f-44f6-956e-6e0ae00f6b6f | 2 | STAT |  | 2583 | ONS_LOCAL$RSNSR_525_PM_05!PMU:ST3 |  |  | 8736f6c7-ad41-4b43-b4f6-e684e0d4ad20 |  |  | 30 | [8 empty] | 11 | [5 empty] | LOCAL$RSNSR_525_PM_05!PMU-ST3 | 0.0 | 1.0 | Device statistic for Number of device errors reported by device during last reporting interval. | 0 | 1 | 1 |  | Any | STAT | Statistic | ST |  |  | STAT:2583 | 2021-07-20 20:12
|  |  | 7bff070f-3126-4dca-a704-41f3113ed599 | 2 | STAT |  | 2584 | ONS_LOCAL$RSNSR_525_PM_05!PMU:ST4 |  |  | 8736f6c7-ad41-4b43-b4f6-e684e0d4ad20 |  |  | 30 | [8 empty] | 11 | [5 empty] | LOCAL$RSNSR_525_PM_05!PMU-ST4 | 0.0 | 1.0 | Device statistic for Number of measurements received from device during last reporting interval. | 0 | 1 | 1 |  | Any | STAT | Statistic | ST |  |  | STAT:2584 | 2021-07-20 20:12
|  |  | b29034f7-3101-4201-bc78-4393aa7ce9af | 2 | STAT |  | 2585 | ONS_LOCAL$RSNSR_525_PM_05!PMU:ST5 |  |  | 8736f6c7-ad41-4b43-b4f6-e684e0d4ad20 |  |  | 30 | [8 empty] | 11 | [5 empty] | LOCAL$RSNSR_525_PM_05!PMU-ST5 | 0.0 | 1.0 | Device statistic for Expected number of measurements received from device during last reporting interval. | 0 | 1 | 1 |  | Any | STAT | Statistic | ST |  |  | STAT:2585 | 2021-07-20 20:12
|  |  | 337bf328-f850-4f1e-bc73-49a568dc8f5d | 2 | STAT |  | 2586 | ONS_LOCAL$RSNSR_525_PM_05!PMU:ST6 |  |  | 8736f6c7-ad41-4b43-b4f6-e684e0d4ad20 |  |  | 30 | [8 empty] | 11 | [5 empty] | LOCAL$RSNSR_525_PM_05!PMU-ST6 | 0.0 | 1.0 | Device statistic for Number of measurements received while device was reporting errors during last reporting interval. | 0 | 1 | 1 |  | Any | STAT | Statistic | ST |  |  | STAT:2586 | 2021-07-20 20:12
|  |  | b1faf79a-3df6-4a18-9b17-57e99a2f601f | 2 | STAT |  | 2587 | ONS_LOCAL$RSNSR_525_PM_05!PMU:ST7 |  |  | 8736f6c7-ad41-4b43-b4f6-e684e0d4ad20 |  |  | 30 | [8 empty] | 11 | [5 empty] | LOCAL$RSNSR_525_PM_05!PMU-ST7 | 0.0 | 1.0 | Device statistic for Number of defined measurements (per frame) from device during last reporting interval. | 0 | 1 | 1 |  | Any | STAT | Statistic | ST |  |  | STAT:2587 | 2021-07-20 20:12
|  |  | bc5cd99a-194d-4f1e-9b20-8b7e6901ebac | 2 | STAT |  | 2588 | ONS_LOCAL$RSNSR_525_PM_06!PMU:ST1 |  |  | 8736f6c7-ad41-4b43-b4f6-e684e0d4ad20 |  |  | 30 | [8 empty] | 11 | [5 empty] | LOCAL$RSNSR_525_PM_06!PMU-ST1 | 0.0 | 1.0 | Device statistic for Number of data quality errors reported by device during last reporting interval. | 0 | 1 | 1 |  | Any | STAT | Statistic | ST |  |  | STAT:2588 | 2021-07-20 20:12
|  |  | f319f6c5-8e8b-44fe-bc74-6d3f37ee829e | 2 | STAT |  | 2589 | ONS_LOCAL$RSNSR_525_PM_06!PMU:ST2 |  |  | 8736f6c7-ad41-4b43-b4f6-e684e0d4ad20 |  |  | 30 | [8 empty] | 11 | [5 empty] | LOCAL$RSNSR_525_PM_06!PMU-ST2 | 0.0 | 1.0 | Device statistic for Number of time quality errors reported by device during last reporting interval. | 0 | 1 | 1 |  | Any | STAT | Statistic | ST |  |  | STAT:2589 | 2021-07-20 20:12
|  |  | df331a8a-05ce-46b2-81e6-9668e15eee9f | 2 | STAT |  | 2590 | ONS_LOCAL$RSNSR_525_PM_06!PMU:ST3 |  |  | 8736f6c7-ad41-4b43-b4f6-e684e0d4ad20 |  |  | 30 | [8 empty] | 11 | [5 empty] | LOCAL$RSNSR_525_PM_06!PMU-ST3 | 0.0 | 1.0 | Device statistic for Number of device errors reported by device during last reporting interval. | 0 | 1 | 1 |  | Any | STAT | Statistic | ST |  |  | STAT:2590 | 2021-07-20 20:12
|  |  | c1c83779-b791-43c1-bc55-91beadf62687 | 2 | STAT |  | 2591 | ONS_LOCAL$RSNSR_525_PM_06!PMU:ST4 |  |  | 8736f6c7-ad41-4b43-b4f6-e684e0d4ad20 |  |  | 30 | [8 empty] | 11 | [5 empty] | LOCAL$RSNSR_525_PM_06!PMU-ST4 | 0.0 | 1.0 | Device statistic for Number of measurements received from device during last reporting interval. | 0 | 1 | 1 |  | Any | STAT | Statistic | ST |  |  | STAT:2591 | 2021-07-20 20:12
|  |  | 0ce0075b-9729-4d5a-8f8e-86369b3d5487 | 2 | STAT |  | 2592 | ONS_LOCAL$RSNSR_525_PM_06!PMU:ST5 |  |  | 8736f6c7-ad41-4b43-b4f6-e684e0d4ad20 |  |  | 30 | [8 empty] | 11 | [5 empty] | LOCAL$RSNSR_525_PM_06!PMU-ST5 | 0.0 | 1.0 | Device statistic for Expected number of measurements received from device during last reporting interval. | 0 | 1 | 1 |  | Any | STAT | Statistic | ST |  |  | STAT:2592 | 2021-07-20 20:12
|  |  | c46b3bff-63ec-4d72-8fed-0d08ef0e908e | 2 | STAT |  | 2593 | ONS_LOCAL$RSNSR_525_PM_06!PMU:ST6 |  |  | 8736f6c7-ad41-4b43-b4f6-e684e0d4ad20 |  |  | 30 | [8 empty] | 11 | [5 empty] | LOCAL$RSNSR_525_PM_06!PMU-ST6 | 0.0 | 1.0 | Device statistic for Number of measurements received while device was reporting errors during last reporting interval. | 0 | 1 | 1 |  | Any | STAT | Statistic | ST |  |  | STAT:2593 | 2021-07-20 20:12
|  |  | 94ac3ec8-6539-44d6-bfa3-b5e059a79d76 | 2 | STAT |  | 2594 | ONS_LOCAL$RSNSR_525_PM_06!PMU:ST7 |  |  | 8736f6c7-ad41-4b43-b4f6-e684e0d4ad20 |  |  | 30 | [8 empty] | 11 | [5 empty] | LOCAL$RSNSR_525_PM_06!PMU-ST7 | 0.0 | 1.0 | Device statistic for Number of defined measurements (per frame) from device during last reporting interval. | 0 | 1 | 1 |  | Any | STAT | Statistic | ST |  |  | STAT:2594 | 2021-07-20 20:12
|  |  | a68606ec-17e2-43b3-8df4-e127dd02a3b5 | 2 | STAT |  | 2595 | ONS_LOCAL$RSNSR_525_PM_07!PMU:ST1 |  |  | 8736f6c7-ad41-4b43-b4f6-e684e0d4ad20 |  |  | 30 | [8 empty] | 11 | [5 empty] | LOCAL$RSNSR_525_PM_07!PMU-ST1 | 0.0 | 1.0 | Device statistic for Number of data quality errors reported by device during last reporting interval. | 0 | 1 | 1 |  | Any | STAT | Statistic | ST |  |  | STAT:2595 | 2021-07-20 20:12
|  |  | 9758d567-128f-4deb-afe9-0a9f810802ac | 2 | STAT |  | 2596 | ONS_LOCAL$RSNSR_525_PM_07!PMU:ST2 |  |  | 8736f6c7-ad41-4b43-b4f6-e684e0d4ad20 |  |  | 30 | [8 empty] | 11 | [5 empty] | LOCAL$RSNSR_525_PM_07!PMU-ST2 | 0.0 | 1.0 | Device statistic for Number of time quality errors reported by device during last reporting interval. | 0 | 1 | 1 |  | Any | STAT | Statistic | ST |  |  | STAT:2596 | 2021-07-20 20:12
|  |  | 79c4d583-e321-4550-a93a-74343864603e | 2 | STAT |  | 2597 | ONS_LOCAL$RSNSR_525_PM_07!PMU:ST3 |  |  | 8736f6c7-ad41-4b43-b4f6-e684e0d4ad20 |  |  | 30 | [8 empty] | 11 | [5 empty] | LOCAL$RSNSR_525_PM_07!PMU-ST3 | 0.0 | 1.0 | Device statistic for Number of device errors reported by device during last reporting interval. | 0 | 1 | 1 |  | Any | STAT | Statistic | ST |  |  | STAT:2597 | 2021-07-20 20:12
|  |  | 0d539fd2-b337-477e-84da-facd9e21bfb5 | 2 | STAT |  | 2598 | ONS_LOCAL$RSNSR_525_PM_07!PMU:ST4 |  |  | 8736f6c7-ad41-4b43-b4f6-e684e0d4ad20 |  |  | 30 | [8 empty] | 11 | [5 empty] | LOCAL$RSNSR_525_PM_07!PMU-ST4 | 0.0 | 1.0 | Device statistic for Number of measurements received from device during last reporting interval. | 0 | 1 | 1 |  | Any | STAT | Statistic | ST |  |  | STAT:2598 | 2021-07-20 20:12
|  |  | add1842e-6750-48ec-9ca8-d95f4194547f | 2 | STAT |  | 2599 | ONS_LOCAL$RSNSR_525_PM_07!PMU:ST5 |  |  | 8736f6c7-ad41-4b43-b4f6-e684e0d4ad20 |  |  | 30 | [8 empty] | 11 | [5 empty] | LOCAL$RSNSR_525_PM_07!PMU-ST5 | 0.0 | 1.0 | Device statistic for Expected number of measurements received from device during last reporting interval. | 0 | 1 | 1 |  | Any | STAT | Statistic | ST |  |  | STAT:2599 | 2021-07-20 20:12
|  |  | 0655a654-6cbe-463c-a257-8e77c3b4a544 | 2 | STAT |  | 2600 | ONS_LOCAL$RSNSR_525_PM_07!PMU:ST6 |  |  | 8736f6c7-ad41-4b43-b4f6-e684e0d4ad20 |  |  | 30 | [8 empty] | 11 | [5 empty] | LOCAL$RSNSR_525_PM_07!PMU-ST6 | 0.0 | 1.0 | Device statistic for Number of measurements received while device was reporting errors during last reporting interval. | 0 | 1 | 1 |  | Any | STAT | Statistic | ST |  |  | STAT:2600 | 2021-07-20 20:12
|  |  | c43cd861-c2bd-4742-8505-795a7693e267 | 2 | STAT |  | 2601 | ONS_LOCAL$RSNSR_525_PM_07!PMU:ST7 |  |  | 8736f6c7-ad41-4b43-b4f6-e684e0d4ad20 |  |  | 30 | [8 empty] | 11 | [5 empty] | LOCAL$RSNSR_525_PM_07!PMU-ST7 | 0.0 | 1.0 | Device statistic for Number of defined measurements (per frame) from device during last reporting interval. | 0 | 1 | 1 |  | Any | STAT | Statistic | ST |  |  | STAT:2601 | 2021-07-20 20:12
|  |  | 7dbe5c1b-0e39-4cca-8ab8-5afd868db8b1 | 2 | STAT |  | 2602 | ONS_LOCAL$RSNSR_525_PM_08!PMU:ST1 |  |  | 8736f6c7-ad41-4b43-b4f6-e684e0d4ad20 |  |  | 30 | [8 empty] | 11 | [5 empty] | LOCAL$RSNSR_525_PM_08!PMU-ST1 | 0.0 | 1.0 | Device statistic for Number of data quality errors reported by device during last reporting interval. | 0 | 1 | 1 |  | Any | STAT | Statistic | ST |  |  | STAT:2602 | 2021-07-20 20:12
|  |  | 27e82e56-be6f-4da5-b2d7-bfb4855fe58c | 2 | STAT |  | 2603 | ONS_LOCAL$RSNSR_525_PM_08!PMU:ST2 |  |  | 8736f6c7-ad41-4b43-b4f6-e684e0d4ad20 |  |  | 30 | [8 empty] | 11 | [5 empty] | LOCAL$RSNSR_525_PM_08!PMU-ST2 | 0.0 | 1.0 | Device statistic for Number of time quality errors reported by device during last reporting interval. | 0 | 1 | 1 |  | Any | STAT | Statistic | ST |  |  | STAT:2603 | 2021-07-20 20:12
|  |  | fc8adc60-4fe6-4e48-8f31-c79def083563 | 2 | STAT |  | 2604 | ONS_LOCAL$RSNSR_525_PM_08!PMU:ST3 |  |  | 8736f6c7-ad41-4b43-b4f6-e684e0d4ad20 |  |  | 30 | [8 empty] | 11 | [5 empty] | LOCAL$RSNSR_525_PM_08!PMU-ST3 | 0.0 | 1.0 | Device statistic for Number of device errors reported by device during last reporting interval. | 0 | 1 | 1 |  | Any | STAT | Statistic | ST |  |  | STAT:2604 | 2021-07-20 20:12
|  |  | efda7e8d-2cbe-404c-b9ec-f91b9d7d51a9 | 2 | STAT |  | 2605 | ONS_LOCAL$RSNSR_525_PM_08!PMU:ST4 |  |  | 8736f6c7-ad41-4b43-b4f6-e684e0d4ad20 |  |  | 30 | [8 empty] | 11 | [5 empty] | LOCAL$RSNSR_525_PM_08!PMU-ST4 | 0.0 | 1.0 | Device statistic for Number of measurements received from device during last reporting interval. | 0 | 1 | 1 |  | Any | STAT | Statistic | ST |  |  | STAT:2605 | 2021-07-20 20:12
|  |  | cd4fe86a-98a1-4741-808e-e2825fdc8311 | 2 | STAT |  | 2606 | ONS_LOCAL$RSNSR_525_PM_08!PMU:ST5 |  |  | 8736f6c7-ad41-4b43-b4f6-e684e0d4ad20 |  |  | 30 | [8 empty] | 11 | [5 empty] | LOCAL$RSNSR_525_PM_08!PMU-ST5 | 0.0 | 1.0 | Device statistic for Expected number of measurements received from device during last reporting interval. | 0 | 1 | 1 |  | Any | STAT | Statistic | ST |  |  | STAT:2606 | 2021-07-20 20:12
|  |  | 1d7689de-603e-49ab-95e7-4f534e222118 | 2 | STAT |  | 2607 | ONS_LOCAL$RSNSR_525_PM_08!PMU:ST6 |  |  | 8736f6c7-ad41-4b43-b4f6-e684e0d4ad20 |  |  | 30 | [8 empty] | 11 | [5 empty] | LOCAL$RSNSR_525_PM_08!PMU-ST6 | 0.0 | 1.0 | Device statistic for Number of measurements received while device was reporting errors during last reporting interval. | 0 | 1 | 1 |  | Any | STAT | Statistic | ST |  |  | STAT:2607 | 2021-07-20 20:12
|  |  | 5a2e65d4-fc03-419b-98b8-34bed41e8163 | 2 | STAT |  | 2608 | ONS_LOCAL$RSNSR_525_PM_08!PMU:ST7 |  |  | 8736f6c7-ad41-4b43-b4f6-e684e0d4ad20 |  |  | 30 | [8 empty] | 11 | [5 empty] | LOCAL$RSNSR_525_PM_08!PMU-ST7 | 0.0 | 1.0 | Device statistic for Number of defined measurements (per frame) from device during last reporting interval. | 0 | 1 | 1 |  | Any | STAT | Statistic | ST |  |  | STAT:2608 | 2021-07-20 20:12
|  |  | 94c663ac-6dd9-4fa3-8cdb-ed04c32eedae | 2 | STAT |  | 2609 | ONS_LOCAL$SCCNO_525_PM_05!PMU:ST1 |  |  | 8736f6c7-ad41-4b43-b4f6-e684e0d4ad20 |  |  | 30 | [8 empty] | 11 | [5 empty] | LOCAL$SCCNO_525_PM_05!PMU-ST1 | 0.0 | 1.0 | Device statistic for Number of data quality errors reported by device during last reporting interval. | 0 | 1 | 1 |  | Any | STAT | Statistic | ST |  |  | STAT:2609 | 2021-07-20 20:12
|  |  | ca0d910b-e79e-4074-86fa-1edf46d26c31 | 2 | STAT |  | 2610 | ONS_LOCAL$SCCNO_525_PM_05!PMU:ST2 |  |  | 8736f6c7-ad41-4b43-b4f6-e684e0d4ad20 |  |  | 30 | [8 empty] | 11 | [5 empty] | LOCAL$SCCNO_525_PM_05!PMU-ST2 | 0.0 | 1.0 | Device statistic for Number of time quality errors reported by device during last reporting interval. | 0 | 1 | 1 |  | Any | STAT | Statistic | ST |  |  | STAT:2610 | 2021-07-20 20:12
|  |  | e833636c-2049-43c6-afcd-834a3c59f05e | 2 | STAT |  | 2611 | ONS_LOCAL$SCCNO_525_PM_05!PMU:ST3 |  |  | 8736f6c7-ad41-4b43-b4f6-e684e0d4ad20 |  |  | 30 | [8 empty] | 11 | [5 empty] | LOCAL$SCCNO_525_PM_05!PMU-ST3 | 0.0 | 1.0 | Device statistic for Number of device errors reported by device during last reporting interval. | 0 | 1 | 1 |  | Any | STAT | Statistic | ST |  |  | STAT:2611 | 2021-07-20 20:12
|  |  | c8bea6cf-9523-4543-9045-bbb59f7c8ff2 | 2 | STAT |  | 2612 | ONS_LOCAL$SCCNO_525_PM_05!PMU:ST4 |  |  | 8736f6c7-ad41-4b43-b4f6-e684e0d4ad20 |  |  | 30 | [8 empty] | 11 | [5 empty] | LOCAL$SCCNO_525_PM_05!PMU-ST4 | 0.0 | 1.0 | Device statistic for Number of measurements received from device during last reporting interval. | 0 | 1 | 1 |  | Any | STAT | Statistic | ST |  |  | STAT:2612 | 2021-07-20 20:12
|  |  | 5dd997d4-4c7c-4019-851e-fa3dc6458cc2 | 2 | STAT |  | 2613 | ONS_LOCAL$SCCNO_525_PM_05!PMU:ST5 |  |  | 8736f6c7-ad41-4b43-b4f6-e684e0d4ad20 |  |  | 30 | [8 empty] | 11 | [5 empty] | LOCAL$SCCNO_525_PM_05!PMU-ST5 | 0.0 | 1.0 | Device statistic for Expected number of measurements received from device during last reporting interval. | 0 | 1 | 1 |  | Any | STAT | Statistic | ST |  |  | STAT:2613 | 2021-07-20 20:12
|  |  | c05c90d7-21bf-4e31-9667-f2eec16ccc9c | 2 | STAT |  | 2614 | ONS_LOCAL$SCCNO_525_PM_05!PMU:ST6 |  |  | 8736f6c7-ad41-4b43-b4f6-e684e0d4ad20 |  |  | 30 | [8 empty] | 11 | [5 empty] | LOCAL$SCCNO_525_PM_05!PMU-ST6 | 0.0 | 1.0 | Device statistic for Number of measurements received while device was reporting errors during last reporting interval. | 0 | 1 | 1 |  | Any | STAT | Statistic | ST |  |  | STAT:2614 | 2021-07-20 20:12
|  |  | 1a0bb2e1-4e6b-4840-b87c-39c8764f22e7 | 2 | STAT |  | 2615 | ONS_LOCAL$SCCNO_525_PM_05!PMU:ST7 |  |  | 8736f6c7-ad41-4b43-b4f6-e684e0d4ad20 |  |  | 30 | [8 empty] | 11 | [5 empty] | LOCAL$SCCNO_525_PM_05!PMU-ST7 | 0.0 | 1.0 | Device statistic for Number of defined measurements (per frame) from device during last reporting interval. | 0 | 1 | 1 |  | Any | STAT | Statistic | ST |  |  | STAT:2615 | 2021-07-20 20:12
|  |  | 50624880-68bc-4e42-b6e3-f914455e0654 | 2 | STAT |  | 2616 | ONS_LOCAL$SCCNO_525_PM_06!PMU:ST1 |  |  | 8736f6c7-ad41-4b43-b4f6-e684e0d4ad20 |  |  | 30 | [8 empty] | 11 | [5 empty] | LOCAL$SCCNO_525_PM_06!PMU-ST1 | 0.0 | 1.0 | Device statistic for Number of data quality errors reported by device during last reporting interval. | 0 | 1 | 1 |  | Any | STAT | Statistic | ST |  |  | STAT:2616 | 2021-07-20 20:12
|  |  | 4d628754-6d6f-4568-8cd6-2c4c79e6cbfb | 2 | STAT |  | 2617 | ONS_LOCAL$SCCNO_525_PM_06!PMU:ST2 |  |  | 8736f6c7-ad41-4b43-b4f6-e684e0d4ad20 |  |  | 30 | [8 empty] | 11 | [5 empty] | LOCAL$SCCNO_525_PM_06!PMU-ST2 | 0.0 | 1.0 | Device statistic for Number of time quality errors reported by device during last reporting interval. | 0 | 1 | 1 |  | Any | STAT | Statistic | ST |  |  | STAT:2617 | 2021-07-20 20:12
|  |  | e66deb97-99ab-4a21-833f-66ce96296f7c | 2 | STAT |  | 2618 | ONS_LOCAL$SCCNO_525_PM_06!PMU:ST3 |  |  | 8736f6c7-ad41-4b43-b4f6-e684e0d4ad20 |  |  | 30 | [8 empty] | 11 | [5 empty] | LOCAL$SCCNO_525_PM_06!PMU-ST3 | 0.0 | 1.0 | Device statistic for Number of device errors reported by device during last reporting interval. | 0 | 1 | 1 |  | Any | STAT | Statistic | ST |  |  | STAT:2618 | 2021-07-20 20:12
|  |  | ea8ad4f4-cb0f-4372-9c1e-eebf11d8abdb | 2 | STAT |  | 2619 | ONS_LOCAL$SCCNO_525_PM_06!PMU:ST4 |  |  | 8736f6c7-ad41-4b43-b4f6-e684e0d4ad20 |  |  | 30 | [8 empty] | 11 | [5 empty] | LOCAL$SCCNO_525_PM_06!PMU-ST4 | 0.0 | 1.0 | Device statistic for Number of measurements received from device during last reporting interval. | 0 | 1 | 1 |  | Any | STAT | Statistic | ST |  |  | STAT:2619 | 2021-07-20 20:12
|  |  | 435d131d-5a2f-46d2-99d4-4f7baeca2a4a | 2 | STAT |  | 2620 | ONS_LOCAL$SCCNO_525_PM_06!PMU:ST5 |  |  | 8736f6c7-ad41-4b43-b4f6-e684e0d4ad20 |  |  | 30 | [8 empty] | 11 | [5 empty] | LOCAL$SCCNO_525_PM_06!PMU-ST5 | 0.0 | 1.0 | Device statistic for Expected number of measurements received from device during last reporting interval. | 0 | 1 | 1 |  | Any | STAT | Statistic | ST |  |  | STAT:2620 | 2021-07-20 20:12
|  |  | 3994033e-cef7-4734-a3e0-e65e960ccb69 | 2 | STAT |  | 2621 | ONS_LOCAL$SCCNO_525_PM_06!PMU:ST6 |  |  | 8736f6c7-ad41-4b43-b4f6-e684e0d4ad20 |  |  | 30 | [8 empty] | 11 | [5 empty] | LOCAL$SCCNO_525_PM_06!PMU-ST6 | 0.0 | 1.0 | Device statistic for Number of measurements received while device was reporting errors during last reporting interval. | 0 | 1 | 1 |  | Any | STAT | Statistic | ST |  |  | STAT:2621 | 2021-07-20 20:12
|  |  | 39be4cb6-1d65-41e6-aa5f-6676b15ab667 | 2 | STAT |  | 2622 | ONS_LOCAL$SCCNO_525_PM_06!PMU:ST7 |  |  | 8736f6c7-ad41-4b43-b4f6-e684e0d4ad20 |  |  | 30 | [8 empty] | 11 | [5 empty] | LOCAL$SCCNO_525_PM_06!PMU-ST7 | 0.0 | 1.0 | Device statistic for Number of defined measurements (per frame) from device during last reporting interval. | 0 | 1 | 1 |  | Any | STAT | Statistic | ST |  |  | STAT:2622 | 2021-07-20 20:12
|  |  | 14c75180-0fd8-4dc7-a39c-35591c8bf618 | 2 | STAT |  | 2623 | ONS_LOCAL$SCCNO_525_PM_07!PMU:ST1 |  |  | 8736f6c7-ad41-4b43-b4f6-e684e0d4ad20 |  |  | 30 | [8 empty] | 11 | [5 empty] | LOCAL$SCCNO_525_PM_07!PMU-ST1 | 0.0 | 1.0 | Device statistic for Number of data quality errors reported by device during last reporting interval. | 0 | 1 | 1 |  | Any | STAT | Statistic | ST |  |  | STAT:2623 | 2021-07-20 20:12
|  |  | 54e049f7-61ea-42e1-85da-9d203638e27b | 2 | STAT |  | 2624 | ONS_LOCAL$SCCNO_525_PM_07!PMU:ST2 |  |  | 8736f6c7-ad41-4b43-b4f6-e684e0d4ad20 |  |  | 30 | [8 empty] | 11 | [5 empty] | LOCAL$SCCNO_525_PM_07!PMU-ST2 | 0.0 | 1.0 | Device statistic for Number of time quality errors reported by device during last reporting interval. | 0 | 1 | 1 |  | Any | STAT | Statistic | ST |  |  | STAT:2624 | 2021-07-20 20:12
|  |  | c090f48b-74fd-4fde-aac4-61b8c67c0746 | 2 | STAT |  | 2625 | ONS_LOCAL$SCCNO_525_PM_07!PMU:ST3 |  |  | 8736f6c7-ad41-4b43-b4f6-e684e0d4ad20 |  |  | 30 | [8 empty] | 11 | [5 empty] | LOCAL$SCCNO_525_PM_07!PMU-ST3 | 0.0 | 1.0 | Device statistic for Number of device errors reported by device during last reporting interval. | 0 | 1 | 1 |  | Any | STAT | Statistic | ST |  |  | STAT:2625 | 2021-07-20 20:12
|  |  | 5671ab7e-995e-4146-8b9f-00bbc061e7f5 | 2 | STAT |  | 2626 | ONS_LOCAL$SCCNO_525_PM_07!PMU:ST4 |  |  | 8736f6c7-ad41-4b43-b4f6-e684e0d4ad20 |  |  | 30 | [8 empty] | 11 | [5 empty] | LOCAL$SCCNO_525_PM_07!PMU-ST4 | 0.0 | 1.0 | Device statistic for Number of measurements received from device during last reporting interval. | 0 | 1 | 1 |  | Any | STAT | Statistic | ST |  |  | STAT:2626 | 2021-07-20 20:12
|  |  | 06b369fc-2b3f-4a91-a867-ba655c387d09 | 2 | STAT |  | 2627 | ONS_LOCAL$SCCNO_525_PM_07!PMU:ST5 |  |  | 8736f6c7-ad41-4b43-b4f6-e684e0d4ad20 |  |  | 30 | [8 empty] | 11 | [5 empty] | LOCAL$SCCNO_525_PM_07!PMU-ST5 | 0.0 | 1.0 | Device statistic for Expected number of measurements received from device during last reporting interval. | 0 | 1 | 1 |  | Any | STAT | Statistic | ST |  |  | STAT:2627 | 2021-07-20 20:12
|  |  | 1a565728-3928-475d-ae37-1ede9ab36bd3 | 2 | STAT |  | 2628 | ONS_LOCAL$SCCNO_525_PM_07!PMU:ST6 |  |  | 8736f6c7-ad41-4b43-b4f6-e684e0d4ad20 |  |  | 30 | [8 empty] | 11 | [5 empty] | LOCAL$SCCNO_525_PM_07!PMU-ST6 | 0.0 | 1.0 | Device statistic for Number of measurements received while device was reporting errors during last reporting interval. | 0 | 1 | 1 |  | Any | STAT | Statistic | ST |  |  | STAT:2628 | 2021-07-20 20:12
|  |  | 62b53904-f4a9-4aac-896e-eacb2480ef92 | 2 | STAT |  | 2629 | ONS_LOCAL$SCCNO_525_PM_07!PMU:ST7 |  |  | 8736f6c7-ad41-4b43-b4f6-e684e0d4ad20 |  |  | 30 | [8 empty] | 11 | [5 empty] | LOCAL$SCCNO_525_PM_07!PMU-ST7 | 0.0 | 1.0 | Device statistic for Number of defined measurements (per frame) from device during last reporting interval. | 0 | 1 | 1 |  | Any | STAT | Statistic | ST |  |  | STAT:2629 | 2021-07-20 20:12
|  |  | a0b0a06a-6d2a-4a48-b265-7d44569d4895 | 2 | STAT |  | 2630 | ONS_LOCAL$SCCNO_525_PM_08!PMU:ST1 |  |  | 8736f6c7-ad41-4b43-b4f6-e684e0d4ad20 |  |  | 30 | [8 empty] | 11 | [5 empty] | LOCAL$SCCNO_525_PM_08!PMU-ST1 | 0.0 | 1.0 | Device statistic for Number of data quality errors reported by device during last reporting interval. | 0 | 1 | 1 |  | Any | STAT | Statistic | ST |  |  | STAT:2630 | 2021-07-20 20:12
|  |  | d3b9dcdb-019a-4579-8542-10b55b97f330 | 2 | STAT |  | 2631 | ONS_LOCAL$SCCNO_525_PM_08!PMU:ST2 |  |  | 8736f6c7-ad41-4b43-b4f6-e684e0d4ad20 |  |  | 30 | [8 empty] | 11 | [5 empty] | LOCAL$SCCNO_525_PM_08!PMU-ST2 | 0.0 | 1.0 | Device statistic for Number of time quality errors reported by device during last reporting interval. | 0 | 1 | 1 |  | Any | STAT | Statistic | ST |  |  | STAT:2631 | 2021-07-20 20:12
|  |  | 37e297a5-6ae0-4b97-be37-ce45520494c9 | 2 | STAT |  | 2632 | ONS_LOCAL$SCCNO_525_PM_08!PMU:ST3 |  |  | 8736f6c7-ad41-4b43-b4f6-e684e0d4ad20 |  |  | 30 | [8 empty] | 11 | [5 empty] | LOCAL$SCCNO_525_PM_08!PMU-ST3 | 0.0 | 1.0 | Device statistic for Number of device errors reported by device during last reporting interval. | 0 | 1 | 1 |  | Any | STAT | Statistic | ST |  |  | STAT:2632 | 2021-07-20 20:12
|  |  | dcd520f6-bea5-4c39-a8a1-734b0ec7b0a2 | 2 | STAT |  | 2633 | ONS_LOCAL$SCCNO_525_PM_08!PMU:ST4 |  |  | 8736f6c7-ad41-4b43-b4f6-e684e0d4ad20 |  |  | 30 | [8 empty] | 11 | [5 empty] | LOCAL$SCCNO_525_PM_08!PMU-ST4 | 0.0 | 1.0 | Device statistic for Number of measurements received from device during last reporting interval. | 0 | 1 | 1 |  | Any | STAT | Statistic | ST |  |  | STAT:2633 | 2021-07-20 20:12
|  |  | 192fe3ea-2495-4884-b3a3-bf375ed55ce9 | 2 | STAT |  | 2634 | ONS_LOCAL$SCCNO_525_PM_08!PMU:ST5 |  |  | 8736f6c7-ad41-4b43-b4f6-e684e0d4ad20 |  |  | 30 | [8 empty] | 11 | [5 empty] | LOCAL$SCCNO_525_PM_08!PMU-ST5 | 0.0 | 1.0 | Device statistic for Expected number of measurements received from device during last reporting interval. | 0 | 1 | 1 |  | Any | STAT | Statistic | ST |  |  | STAT:2634 | 2021-07-20 20:12
|  |  | ae6a1e51-0848-444a-8d79-5bd5da2a7380 | 2 | STAT |  | 2635 | ONS_LOCAL$SCCNO_525_PM_08!PMU:ST6 |  |  | 8736f6c7-ad41-4b43-b4f6-e684e0d4ad20 |  |  | 30 | [8 empty] | 11 | [5 empty] | LOCAL$SCCNO_525_PM_08!PMU-ST6 | 0.0 | 1.0 | Device statistic for Number of measurements received while device was reporting errors during last reporting interval. | 0 | 1 | 1 |  | Any | STAT | Statistic | ST |  |  | STAT:2635 | 2021-07-20 20:12
|  |  | 0ddc5b2c-8f55-4e85-b560-4fd9be918193 | 2 | STAT |  | 2636 | ONS_LOCAL$SCCNO_525_PM_08!PMU:ST7 |  |  | 8736f6c7-ad41-4b43-b4f6-e684e0d4ad20 |  |  | 30 | [8 empty] | 11 | [5 empty] | LOCAL$SCCNO_525_PM_08!PMU-ST7 | 0.0 | 1.0 | Device statistic for Number of defined measurements (per frame) from device during last reporting interval. | 0 | 1 | 1 |  | Any | STAT | Statistic | ST |  |  | STAT:2636 | 2021-07-20 20:12
|  |  | b8012c73-9bb2-4833-b872-bb6f07764224 | 2 | STAT |  | 2637 | ONS_LOCAL$SCCNO_525_PM_09!PMU:ST1 |  |  | 8736f6c7-ad41-4b43-b4f6-e684e0d4ad20 |  |  | 30 | [8 empty] | 11 | [5 empty] | LOCAL$SCCNO_525_PM_09!PMU-ST1 | 0.0 | 1.0 | Device statistic for Number of data quality errors reported by device during last reporting interval. | 0 | 1 | 1 |  | Any | STAT | Statistic | ST |  |  | STAT:2637 | 2021-07-20 20:12
|  |  | 851cc4da-ad8e-4970-82db-ba5e4ecb3d7b | 2 | STAT |  | 2638 | ONS_LOCAL$SCCNO_525_PM_09!PMU:ST2 |  |  | 8736f6c7-ad41-4b43-b4f6-e684e0d4ad20 |  |  | 30 | [8 empty] | 11 | [5 empty] | LOCAL$SCCNO_525_PM_09!PMU-ST2 | 0.0 | 1.0 | Device statistic for Number of time quality errors reported by device during last reporting interval. | 0 | 1 | 1 |  | Any | STAT | Statistic | ST |  |  | STAT:2638 | 2021-07-20 20:12
|  |  | cb279d15-a3e8-4418-9793-d1d9a9a327c2 | 2 | STAT |  | 2639 | ONS_LOCAL$SCCNO_525_PM_09!PMU:ST3 |  |  | 8736f6c7-ad41-4b43-b4f6-e684e0d4ad20 |  |  | 30 | [8 empty] | 11 | [5 empty] | LOCAL$SCCNO_525_PM_09!PMU-ST3 | 0.0 | 1.0 | Device statistic for Number of device errors reported by device during last reporting interval. | 0 | 1 | 1 |  | Any | STAT | Statistic | ST |  |  | STAT:2639 | 2021-07-20 20:12
|  |  | 40f84904-5177-4f83-b402-8f879327725f | 2 | STAT |  | 2640 | ONS_LOCAL$SCCNO_525_PM_09!PMU:ST4 |  |  | 8736f6c7-ad41-4b43-b4f6-e684e0d4ad20 |  |  | 30 | [8 empty] | 11 | [5 empty] | LOCAL$SCCNO_525_PM_09!PMU-ST4 | 0.0 | 1.0 | Device statistic for Number of measurements received from device during last reporting interval. | 0 | 1 | 1 |  | Any | STAT | Statistic | ST |  |  | STAT:2640 | 2021-07-20 20:12
|  |  | 28d7877a-7d23-4699-9f86-6a1f9c5e84f4 | 2 | STAT |  | 2641 | ONS_LOCAL$SCCNO_525_PM_09!PMU:ST5 |  |  | 8736f6c7-ad41-4b43-b4f6-e684e0d4ad20 |  |  | 30 | [8 empty] | 11 | [5 empty] | LOCAL$SCCNO_525_PM_09!PMU-ST5 | 0.0 | 1.0 | Device statistic for Expected number of measurements received from device during last reporting interval. | 0 | 1 | 1 |  | Any | STAT | Statistic | ST |  |  | STAT:2641 | 2021-07-20 20:12
|  |  | dc7625e7-44f0-46e5-b828-58f8dc5ac2c0 | 2 | STAT |  | 2642 | ONS_LOCAL$SCCNO_525_PM_09!PMU:ST6 |  |  | 8736f6c7-ad41-4b43-b4f6-e684e0d4ad20 |  |  | 30 | [8 empty] | 11 | [5 empty] | LOCAL$SCCNO_525_PM_09!PMU-ST6 | 0.0 | 1.0 | Device statistic for Number of measurements received while device was reporting errors during last reporting interval. | 0 | 1 | 1 |  | Any | STAT | Statistic | ST |  |  | STAT:2642 | 2021-07-20 20:12
|  |  | ee76fac2-80a3-4b54-a7b9-9a23431002db | 2 | STAT |  | 2643 | ONS_LOCAL$SCCNO_525_PM_09!PMU:ST7 |  |  | 8736f6c7-ad41-4b43-b4f6-e684e0d4ad20 |  |  | 30 | [8 empty] | 11 | [5 empty] | LOCAL$SCCNO_525_PM_09!PMU-ST7 | 0.0 | 1.0 | Device statistic for Number of defined measurements (per frame) from device during last reporting interval. | 0 | 1 | 1 |  | Any | STAT | Statistic | ST |  |  | STAT:2643 | 2021-07-20 20:12
|  |  | 34dc5001-5b48-4b47-af07-91c915485498 | 2 | STAT |  | 2644 | ONS_LOCAL$SCCNO_525_PM_10!PMU:ST1 |  |  | 8736f6c7-ad41-4b43-b4f6-e684e0d4ad20 |  |  | 30 | [8 empty] | 11 | [5 empty] | LOCAL$SCCNO_525_PM_10!PMU-ST1 | 0.0 | 1.0 | Device statistic for Number of data quality errors reported by device during last reporting interval. | 0 | 1 | 1 |  | Any | STAT | Statistic | ST |  |  | STAT:2644 | 2021-07-20 20:12
|  |  | 6145432a-1582-445a-aad7-43715a9010aa | 2 | STAT |  | 2645 | ONS_LOCAL$SCCNO_525_PM_10!PMU:ST2 |  |  | 8736f6c7-ad41-4b43-b4f6-e684e0d4ad20 |  |  | 30 | [8 empty] | 11 | [5 empty] | LOCAL$SCCNO_525_PM_10!PMU-ST2 | 0.0 | 1.0 | Device statistic for Number of time quality errors reported by device during last reporting interval. | 0 | 1 | 1 |  | Any | STAT | Statistic | ST |  |  | STAT:2645 | 2021-07-20 20:12
|  |  | c0f090c7-ca5e-4dc7-ac1d-ba135c56f87e | 2 | STAT |  | 2646 | ONS_LOCAL$SCCNO_525_PM_10!PMU:ST3 |  |  | 8736f6c7-ad41-4b43-b4f6-e684e0d4ad20 |  |  | 30 | [8 empty] | 11 | [5 empty] | LOCAL$SCCNO_525_PM_10!PMU-ST3 | 0.0 | 1.0 | Device statistic for Number of device errors reported by device during last reporting interval. | 0 | 1 | 1 |  | Any | STAT | Statistic | ST |  |  | STAT:2646 | 2021-07-20 20:12
|  |  | 889a703d-7e97-4a85-b151-da512364b7dd | 2 | STAT |  | 2647 | ONS_LOCAL$SCCNO_525_PM_10!PMU:ST4 |  |  | 8736f6c7-ad41-4b43-b4f6-e684e0d4ad20 |  |  | 30 | [8 empty] | 11 | [5 empty] | LOCAL$SCCNO_525_PM_10!PMU-ST4 | 0.0 | 1.0 | Device statistic for Number of measurements received from device during last reporting interval. | 0 | 1 | 1 |  | Any | STAT | Statistic | ST |  |  | STAT:2647 | 2021-07-20 20:12
|  |  | b52b91b8-722b-4c11-8882-c0c84a877f3b | 2 | STAT |  | 2648 | ONS_LOCAL$SCCNO_525_PM_10!PMU:ST5 |  |  | 8736f6c7-ad41-4b43-b4f6-e684e0d4ad20 |  |  | 30 | [8 empty] | 11 | [5 empty] | LOCAL$SCCNO_525_PM_10!PMU-ST5 | 0.0 | 1.0 | Device statistic for Expected number of measurements received from device during last reporting interval. | 0 | 1 | 1 |  | Any | STAT | Statistic | ST |  |  | STAT:2648 | 2021-07-20 20:12
|  |  | 9a833663-87b0-494c-8dd8-c3814b95bf42 | 2 | STAT |  | 2649 | ONS_LOCAL$SCCNO_525_PM_10!PMU:ST6 |  |  | 8736f6c7-ad41-4b43-b4f6-e684e0d4ad20 |  |  | 30 | [8 empty] | 11 | [5 empty] | LOCAL$SCCNO_525_PM_10!PMU-ST6 | 0.0 | 1.0 | Device statistic for Number of measurements received while device was reporting errors during last reporting interval. | 0 | 1 | 1 |  | Any | STAT | Statistic | ST |  |  | STAT:2649 | 2021-07-20 20:12
|  |  | 85e31894-90df-44a5-877a-0a64d959f0d7 | 2 | STAT |  | 2650 | ONS_LOCAL$SCCNO_525_PM_10!PMU:ST7 |  |  | 8736f6c7-ad41-4b43-b4f6-e684e0d4ad20 |  |  | 30 | [8 empty] | 11 | [5 empty] | LOCAL$SCCNO_525_PM_10!PMU-ST7 | 0.0 | 1.0 | Device statistic for Number of defined measurements (per frame) from device during last reporting interval. | 0 | 1 | 1 |  | Any | STAT | Statistic | ST |  |  | STAT:2650 | 2021-07-20 20:12
|  |  | c2d52875-e2b5-40d6-a092-9451f8faf20c | 2 | STAT |  | 2651 | ONS_LOCAL$SCCNO_525_PM_11!PMU:ST1 |  |  | 8736f6c7-ad41-4b43-b4f6-e684e0d4ad20 |  |  | 30 | [8 empty] | 11 | [5 empty] | LOCAL$SCCNO_525_PM_11!PMU-ST1 | 0.0 | 1.0 | Device statistic for Number of data quality errors reported by device during last reporting interval. | 0 | 1 | 1 |  | Any | STAT | Statistic | ST |  |  | STAT:2651 | 2021-07-20 20:12
|  |  | 1678accd-b3ca-45c9-a817-aafe4b70358e | 2 | STAT |  | 2652 | ONS_LOCAL$SCCNO_525_PM_11!PMU:ST2 |  |  | 8736f6c7-ad41-4b43-b4f6-e684e0d4ad20 |  |  | 30 | [8 empty] | 11 | [5 empty] | LOCAL$SCCNO_525_PM_11!PMU-ST2 | 0.0 | 1.0 | Device statistic for Number of time quality errors reported by device during last reporting interval. | 0 | 1 | 1 |  | Any | STAT | Statistic | ST |  |  | STAT:2652 | 2021-07-20 20:12
|  |  | 7ff25f80-3289-41d2-847a-60741706df3e | 2 | STAT |  | 2653 | ONS_LOCAL$SCCNO_525_PM_11!PMU:ST3 |  |  | 8736f6c7-ad41-4b43-b4f6-e684e0d4ad20 |  |  | 30 | [8 empty] | 11 | [5 empty] | LOCAL$SCCNO_525_PM_11!PMU-ST3 | 0.0 | 1.0 | Device statistic for Number of device errors reported by device during last reporting interval. | 0 | 1 | 1 |  | Any | STAT | Statistic | ST |  |  | STAT:2653 | 2021-07-20 20:12
|  |  | 2e0cfcff-e8a3-4326-a045-154c21fbd3a5 | 2 | STAT |  | 2654 | ONS_LOCAL$SCCNO_525_PM_11!PMU:ST4 |  |  | 8736f6c7-ad41-4b43-b4f6-e684e0d4ad20 |  |  | 30 | [8 empty] | 11 | [5 empty] | LOCAL$SCCNO_525_PM_11!PMU-ST4 | 0.0 | 1.0 | Device statistic for Number of measurements received from device during last reporting interval. | 0 | 1 | 1 |  | Any | STAT | Statistic | ST |  |  | STAT:2654 | 2021-07-20 20:12
|  |  | ff8f7528-e8fd-422c-b0bd-665df4089580 | 2 | STAT |  | 2655 | ONS_LOCAL$SCCNO_525_PM_11!PMU:ST5 |  |  | 8736f6c7-ad41-4b43-b4f6-e684e0d4ad20 |  |  | 30 | [8 empty] | 11 | [5 empty] | LOCAL$SCCNO_525_PM_11!PMU-ST5 | 0.0 | 1.0 | Device statistic for Expected number of measurements received from device during last reporting interval. | 0 | 1 | 1 |  | Any | STAT | Statistic | ST |  |  | STAT:2655 | 2021-07-20 20:12
|  |  | 1be6554e-5236-4191-8438-db057d1a6f19 | 2 | STAT |  | 2656 | ONS_LOCAL$SCCNO_525_PM_11!PMU:ST6 |  |  | 8736f6c7-ad41-4b43-b4f6-e684e0d4ad20 |  |  | 30 | [8 empty] | 11 | [5 empty] | LOCAL$SCCNO_525_PM_11!PMU-ST6 | 0.0 | 1.0 | Device statistic for Number of measurements received while device was reporting errors during last reporting interval. | 0 | 1 | 1 |  | Any | STAT | Statistic | ST |  |  | STAT:2656 | 2021-07-20 20:12
|  |  | 9aeed313-00ee-4531-8773-3b157e76d749 | 2 | STAT |  | 2657 | ONS_LOCAL$SCCNO_525_PM_11!PMU:ST7 |  |  | 8736f6c7-ad41-4b43-b4f6-e684e0d4ad20 |  |  | 30 | [8 empty] | 11 | [5 empty] | LOCAL$SCCNO_525_PM_11!PMU-ST7 | 0.0 | 1.0 | Device statistic for Number of defined measurements (per frame) from device during last reporting interval. | 0 | 1 | 1 |  | Any | STAT | Statistic | ST |  |  | STAT:2657 | 2021-07-20 20:12
|  |  | 7c97b215-d366-4390-a4c8-87957b3c72a4 | 2 | STAT |  | 2658 | ONS_LOCAL$SCYTA_525_PM_01!PMU:ST1 |  |  | 8736f6c7-ad41-4b43-b4f6-e684e0d4ad20 |  |  | 30 | [8 empty] | 11 | [5 empty] | LOCAL$SCYTA_525_PM_01!PMU-ST1 | 0.0 | 1.0 | Device statistic for Number of data quality errors reported by device during last reporting interval. | 0 | 1 | 1 |  | Any | STAT | Statistic | ST |  |  | STAT:2658 | 2021-07-20 20:12
|  |  | 0ad78857-4739-4f93-904d-82884f30fb8b | 2 | STAT |  | 2659 | ONS_LOCAL$SCYTA_525_PM_01!PMU:ST2 |  |  | 8736f6c7-ad41-4b43-b4f6-e684e0d4ad20 |  |  | 30 | [8 empty] | 11 | [5 empty] | LOCAL$SCYTA_525_PM_01!PMU-ST2 | 0.0 | 1.0 | Device statistic for Number of time quality errors reported by device during last reporting interval. | 0 | 1 | 1 |  | Any | STAT | Statistic | ST |  |  | STAT:2659 | 2021-07-20 20:12
|  |  | 908c7357-c00f-4152-8e47-6d34a9fab550 | 2 | STAT |  | 2660 | ONS_LOCAL$SCYTA_525_PM_01!PMU:ST3 |  |  | 8736f6c7-ad41-4b43-b4f6-e684e0d4ad20 |  |  | 30 | [8 empty] | 11 | [5 empty] | LOCAL$SCYTA_525_PM_01!PMU-ST3 | 0.0 | 1.0 | Device statistic for Number of device errors reported by device during last reporting interval. | 0 | 1 | 1 |  | Any | STAT | Statistic | ST |  |  | STAT:2660 | 2021-07-20 20:12
|  |  | 54ba469c-2018-45f5-a476-b61e910032d6 | 2 | STAT |  | 2661 | ONS_LOCAL$SCYTA_525_PM_01!PMU:ST4 |  |  | 8736f6c7-ad41-4b43-b4f6-e684e0d4ad20 |  |  | 30 | [8 empty] | 11 | [5 empty] | LOCAL$SCYTA_525_PM_01!PMU-ST4 | 0.0 | 1.0 | Device statistic for Number of measurements received from device during last reporting interval. | 0 | 1 | 1 |  | Any | STAT | Statistic | ST |  |  | STAT:2661 | 2021-07-20 20:12
|  |  | 7de6ed45-b7f8-444e-87b2-24a3a8579592 | 2 | STAT |  | 2662 | ONS_LOCAL$SCYTA_525_PM_01!PMU:ST5 |  |  | 8736f6c7-ad41-4b43-b4f6-e684e0d4ad20 |  |  | 30 | [8 empty] | 11 | [5 empty] | LOCAL$SCYTA_525_PM_01!PMU-ST5 | 0.0 | 1.0 | Device statistic for Expected number of measurements received from device during last reporting interval. | 0 | 1 | 1 |  | Any | STAT | Statistic | ST |  |  | STAT:2662 | 2021-07-20 20:12
|  |  | 8af1fe44-3db0-4dc6-89b7-7b39c4f2d711 | 2 | STAT |  | 2663 | ONS_LOCAL$SCYTA_525_PM_01!PMU:ST6 |  |  | 8736f6c7-ad41-4b43-b4f6-e684e0d4ad20 |  |  | 30 | [8 empty] | 11 | [5 empty] | LOCAL$SCYTA_525_PM_01!PMU-ST6 | 0.0 | 1.0 | Device statistic for Number of measurements received while device was reporting errors during last reporting interval. | 0 | 1 | 1 |  | Any | STAT | Statistic | ST |  |  | STAT:2663 | 2021-07-20 20:12
|  |  | 0cef01fc-04d0-457d-8808-307f8305e2b3 | 2 | STAT |  | 2664 | ONS_LOCAL$SCYTA_525_PM_01!PMU:ST7 |  |  | 8736f6c7-ad41-4b43-b4f6-e684e0d4ad20 |  |  | 30 | [8 empty] | 11 | [5 empty] | LOCAL$SCYTA_525_PM_01!PMU-ST7 | 0.0 | 1.0 | Device statistic for Number of defined measurements (per frame) from device during last reporting interval. | 0 | 1 | 1 |  | Any | STAT | Statistic | ST |  |  | STAT:2664 | 2021-07-20 20:12
|  |  | 64bbae3f-c212-4401-8dae-bdee9edbb033 | 2 | STAT |  | 2665 | ONS_LOCAL$SCYTA_525_PM_02!PMU:ST1 |  |  | 8736f6c7-ad41-4b43-b4f6-e684e0d4ad20 |  |  | 30 | [8 empty] | 11 | [5 empty] | LOCAL$SCYTA_525_PM_02!PMU-ST1 | 0.0 | 1.0 | Device statistic for Number of data quality errors reported by device during last reporting interval. | 0 | 1 | 1 |  | Any | STAT | Statistic | ST |  |  | STAT:2665 | 2021-07-20 20:12
|  |  | 0775c218-4a6b-4f1d-bb3b-961ec461f052 | 2 | STAT |  | 2666 | ONS_LOCAL$SCYTA_525_PM_02!PMU:ST2 |  |  | 8736f6c7-ad41-4b43-b4f6-e684e0d4ad20 |  |  | 30 | [8 empty] | 11 | [5 empty] | LOCAL$SCYTA_525_PM_02!PMU-ST2 | 0.0 | 1.0 | Device statistic for Number of time quality errors reported by device during last reporting interval. | 0 | 1 | 1 |  | Any | STAT | Statistic | ST |  |  | STAT:2666 | 2021-07-20 20:12
|  |  | b497b05d-4a32-4e84-a264-faa016dc176a | 2 | STAT |  | 2667 | ONS_LOCAL$SCYTA_525_PM_02!PMU:ST3 |  |  | 8736f6c7-ad41-4b43-b4f6-e684e0d4ad20 |  |  | 30 | [8 empty] | 11 | [5 empty] | LOCAL$SCYTA_525_PM_02!PMU-ST3 | 0.0 | 1.0 | Device statistic for Number of device errors reported by device during last reporting interval. | 0 | 1 | 1 |  | Any | STAT | Statistic | ST |  |  | STAT:2667 | 2021-07-20 20:12
|  |  | 061ea0ea-4b08-44e7-b741-7e4f9fc9e118 | 2 | STAT |  | 2668 | ONS_LOCAL$SCYTA_525_PM_02!PMU:ST4 |  |  | 8736f6c7-ad41-4b43-b4f6-e684e0d4ad20 |  |  | 30 | [8 empty] | 11 | [5 empty] | LOCAL$SCYTA_525_PM_02!PMU-ST4 | 0.0 | 1.0 | Device statistic for Number of measurements received from device during last reporting interval. | 0 | 1 | 1 |  | Any | STAT | Statistic | ST |  |  | STAT:2668 | 2021-07-20 20:12
|  |  | 26f286a6-a1ef-400b-8670-ed916a9a7614 | 2 | STAT |  | 2669 | ONS_LOCAL$SCYTA_525_PM_02!PMU:ST5 |  |  | 8736f6c7-ad41-4b43-b4f6-e684e0d4ad20 |  |  | 30 | [8 empty] | 11 | [5 empty] | LOCAL$SCYTA_525_PM_02!PMU-ST5 | 0.0 | 1.0 | Device statistic for Expected number of measurements received from device during last reporting interval. | 0 | 1 | 1 |  | Any | STAT | Statistic | ST |  |  | STAT:2669 | 2021-07-20 20:12
|  |  | 8c6f3f5a-8573-4061-bf3e-812bfe392de1 | 2 | STAT |  | 2670 | ONS_LOCAL$SCYTA_525_PM_02!PMU:ST6 |  |  | 8736f6c7-ad41-4b43-b4f6-e684e0d4ad20 |  |  | 30 | [8 empty] | 11 | [5 empty] | LOCAL$SCYTA_525_PM_02!PMU-ST6 | 0.0 | 1.0 | Device statistic for Number of measurements received while device was reporting errors during last reporting interval. | 0 | 1 | 1 |  | Any | STAT | Statistic | ST |  |  | STAT:2670 | 2021-07-20 20:12
|  |  | c9b0b131-2f57-4042-993d-416985a32ee4 | 2 | STAT |  | 2671 | ONS_LOCAL$SCYTA_525_PM_02!PMU:ST7 |  |  | 8736f6c7-ad41-4b43-b4f6-e684e0d4ad20 |  |  | 30 | [8 empty] | 11 | [5 empty] | LOCAL$SCYTA_525_PM_02!PMU-ST7 | 0.0 | 1.0 | Device statistic for Number of defined measurements (per frame) from device during last reporting interval. | 0 | 1 | 1 |  | Any | STAT | Statistic | ST |  |  | STAT:2671 | 2021-07-20 20:12
|  |  | a60a23e6-afaa-4e71-b642-ff31cd050405 | 2 | STAT |  | 2672 | ONS_LOCAL$SCYTA_525_PM_03!PMU:ST1 |  |  | 8736f6c7-ad41-4b43-b4f6-e684e0d4ad20 |  |  | 30 | [8 empty] | 11 | [5 empty] | LOCAL$SCYTA_525_PM_03!PMU-ST1 | 0.0 | 1.0 | Device statistic for Number of data quality errors reported by device during last reporting interval. | 0 | 1 | 1 |  | Any | STAT | Statistic | ST |  |  | STAT:2672 | 2021-07-20 20:12
|  |  | 43f4438a-0292-4c1c-ad6d-693474893ec3 | 2 | STAT |  | 2673 | ONS_LOCAL$SCYTA_525_PM_03!PMU:ST2 |  |  | 8736f6c7-ad41-4b43-b4f6-e684e0d4ad20 |  |  | 30 | [8 empty] | 11 | [5 empty] | LOCAL$SCYTA_525_PM_03!PMU-ST2 | 0.0 | 1.0 | Device statistic for Number of time quality errors reported by device during last reporting interval. | 0 | 1 | 1 |  | Any | STAT | Statistic | ST |  |  | STAT:2673 | 2021-07-20 20:12
|  |  | 7be2a69d-67c1-4816-ba61-a29d7785b5d2 | 2 | STAT |  | 2674 | ONS_LOCAL$SCYTA_525_PM_03!PMU:ST3 |  |  | 8736f6c7-ad41-4b43-b4f6-e684e0d4ad20 |  |  | 30 | [8 empty] | 11 | [5 empty] | LOCAL$SCYTA_525_PM_03!PMU-ST3 | 0.0 | 1.0 | Device statistic for Number of device errors reported by device during last reporting interval. | 0 | 1 | 1 |  | Any | STAT | Statistic | ST |  |  | STAT:2674 | 2021-07-20 20:12
|  |  | 67a06235-10c6-4974-9eee-b37839781f27 | 2 | STAT |  | 2675 | ONS_LOCAL$SCYTA_525_PM_03!PMU:ST4 |  |  | 8736f6c7-ad41-4b43-b4f6-e684e0d4ad20 |  |  | 30 | [8 empty] | 11 | [5 empty] | LOCAL$SCYTA_525_PM_03!PMU-ST4 | 0.0 | 1.0 | Device statistic for Number of measurements received from device during last reporting interval. | 0 | 1 | 1 |  | Any | STAT | Statistic | ST |  |  | STAT:2675 | 2021-07-20 20:12
|  |  | 956562b6-f73e-40b5-adbb-f6e00485324f | 2 | STAT |  | 2676 | ONS_LOCAL$SCYTA_525_PM_03!PMU:ST5 |  |  | 8736f6c7-ad41-4b43-b4f6-e684e0d4ad20 |  |  | 30 | [8 empty] | 11 | [5 empty] | LOCAL$SCYTA_525_PM_03!PMU-ST5 | 0.0 | 1.0 | Device statistic for Expected number of measurements received from device during last reporting interval. | 0 | 1 | 1 |  | Any | STAT | Statistic | ST |  |  | STAT:2676 | 2021-07-20 20:12
|  |  | 732b3e97-fb9d-424a-863e-b30cdb38c1d2 | 2 | STAT |  | 2677 | ONS_LOCAL$SCYTA_525_PM_03!PMU:ST6 |  |  | 8736f6c7-ad41-4b43-b4f6-e684e0d4ad20 |  |  | 30 | [8 empty] | 11 | [5 empty] | LOCAL$SCYTA_525_PM_03!PMU-ST6 | 0.0 | 1.0 | Device statistic for Number of measurements received while device was reporting errors during last reporting interval. | 0 | 1 | 1 |  | Any | STAT | Statistic | ST |  |  | STAT:2677 | 2021-07-20 20:12
|  |  | f9e8e6fa-a8da-496e-97bf-3bad3e8a4b82 | 2 | STAT |  | 2678 | ONS_LOCAL$SCYTA_525_PM_03!PMU:ST7 |  |  | 8736f6c7-ad41-4b43-b4f6-e684e0d4ad20 |  |  | 30 | [8 empty] | 11 | [5 empty] | LOCAL$SCYTA_525_PM_03!PMU-ST7 | 0.0 | 1.0 | Device statistic for Number of defined measurements (per frame) from device during last reporting interval. | 0 | 1 | 1 |  | Any | STAT | Statistic | ST |  |  | STAT:2678 | 2021-07-20 20:12
|  |  | b7e22ca6-5104-4af6-9baa-a4144f0ec52f | 2 | STAT |  | 2679 | ONS_LOCAL$SCYTA_525_PM_04!PMU:ST1 |  |  | 8736f6c7-ad41-4b43-b4f6-e684e0d4ad20 |  |  | 30 | [8 empty] | 11 | [5 empty] | LOCAL$SCYTA_525_PM_04!PMU-ST1 | 0.0 | 1.0 | Device statistic for Number of data quality errors reported by device during last reporting interval. | 0 | 1 | 1 |  | Any | STAT | Statistic | ST |  |  | STAT:2679 | 2021-07-20 20:12
|  |  | 32068ba7-f1c5-478c-ace7-ea19dcf0f019 | 2 | STAT |  | 2680 | ONS_LOCAL$SCYTA_525_PM_04!PMU:ST2 |  |  | 8736f6c7-ad41-4b43-b4f6-e684e0d4ad20 |  |  | 30 | [8 empty] | 11 | [5 empty] | LOCAL$SCYTA_525_PM_04!PMU-ST2 | 0.0 | 1.0 | Device statistic for Number of time quality errors reported by device during last reporting interval. | 0 | 1 | 1 |  | Any | STAT | Statistic | ST |  |  | STAT:2680 | 2021-07-20 20:12
|  |  | e4df7225-0850-4542-ae68-16d8fce2891e | 2 | STAT |  | 2681 | ONS_LOCAL$SCYTA_525_PM_04!PMU:ST3 |  |  | 8736f6c7-ad41-4b43-b4f6-e684e0d4ad20 |  |  | 30 | [8 empty] | 11 | [5 empty] | LOCAL$SCYTA_525_PM_04!PMU-ST3 | 0.0 | 1.0 | Device statistic for Number of device errors reported by device during last reporting interval. | 0 | 1 | 1 |  | Any | STAT | Statistic | ST |  |  | STAT:2681 | 2021-07-20 20:12
|  |  | 28612361-aa91-4797-8fd7-f57055edec49 | 2 | STAT |  | 2682 | ONS_LOCAL$SCYTA_525_PM_04!PMU:ST4 |  |  | 8736f6c7-ad41-4b43-b4f6-e684e0d4ad20 |  |  | 30 | [8 empty] | 11 | [5 empty] | LOCAL$SCYTA_525_PM_04!PMU-ST4 | 0.0 | 1.0 | Device statistic for Number of measurements received from device during last reporting interval. | 0 | 1 | 1 |  | Any | STAT | Statistic | ST |  |  | STAT:2682 | 2021-07-20 20:12
|  |  | d40d79ff-839e-4085-b64c-3ed955935752 | 2 | STAT |  | 2683 | ONS_LOCAL$SCYTA_525_PM_04!PMU:ST5 |  |  | 8736f6c7-ad41-4b43-b4f6-e684e0d4ad20 |  |  | 30 | [8 empty] | 11 | [5 empty] | LOCAL$SCYTA_525_PM_04!PMU-ST5 | 0.0 | 1.0 | Device statistic for Expected number of measurements received from device during last reporting interval. | 0 | 1 | 1 |  | Any | STAT | Statistic | ST |  |  | STAT:2683 | 2021-07-20 20:12
|  |  | d30ac141-2537-41da-91f9-1584b4b3a26f | 2 | STAT |  | 2684 | ONS_LOCAL$SCYTA_525_PM_04!PMU:ST6 |  |  | 8736f6c7-ad41-4b43-b4f6-e684e0d4ad20 |  |  | 30 | [8 empty] | 11 | [5 empty] | LOCAL$SCYTA_525_PM_04!PMU-ST6 | 0.0 | 1.0 | Device statistic for Number of measurements received while device was reporting errors during last reporting interval. | 0 | 1 | 1 |  | Any | STAT | Statistic | ST |  |  | STAT:2684 | 2021-07-20 20:12
|  |  | 2c45efed-7a8e-4a29-916b-03431e05d5cf | 2 | STAT |  | 2685 | ONS_LOCAL$SCYTA_525_PM_04!PMU:ST7 |  |  | 8736f6c7-ad41-4b43-b4f6-e684e0d4ad20 |  |  | 30 | [8 empty] | 11 | [5 empty] | LOCAL$SCYTA_525_PM_04!PMU-ST7 | 0.0 | 1.0 | Device statistic for Number of defined measurements (per frame) from device during last reporting interval. | 0 | 1 | 1 |  | Any | STAT | Statistic | ST |  |  | STAT:2685 | 2021-07-20 20:12
|  |  | 1ec3e654-c2ac-43af-988c-22c286b7b2a7 | 2 | STAT |  | 2686 | ONS_LOCAL$SCYTA_525_PM_05!PMU:ST1 |  |  | 8736f6c7-ad41-4b43-b4f6-e684e0d4ad20 |  |  | 30 | [8 empty] | 11 | [5 empty] | LOCAL$SCYTA_525_PM_05!PMU-ST1 | 0.0 | 1.0 | Device statistic for Number of data quality errors reported by device during last reporting interval. | 0 | 1 | 1 |  | Any | STAT | Statistic | ST |  |  | STAT:2686 | 2021-07-20 20:12
|  |  | b486fa16-4020-4d9b-abf9-8c0863ae4ffb | 2 | STAT |  | 2687 | ONS_LOCAL$SCYTA_525_PM_05!PMU:ST2 |  |  | 8736f6c7-ad41-4b43-b4f6-e684e0d4ad20 |  |  | 30 | [8 empty] | 11 | [5 empty] | LOCAL$SCYTA_525_PM_05!PMU-ST2 | 0.0 | 1.0 | Device statistic for Number of time quality errors reported by device during last reporting interval. | 0 | 1 | 1 |  | Any | STAT | Statistic | ST |  |  | STAT:2687 | 2021-07-20 20:12
|  |  | 366d9237-1bc0-4d6a-92c7-ac759c661123 | 2 | STAT |  | 2688 | ONS_LOCAL$SCYTA_525_PM_05!PMU:ST3 |  |  | 8736f6c7-ad41-4b43-b4f6-e684e0d4ad20 |  |  | 30 | [8 empty] | 11 | [5 empty] | LOCAL$SCYTA_525_PM_05!PMU-ST3 | 0.0 | 1.0 | Device statistic for Number of device errors reported by device during last reporting interval. | 0 | 1 | 1 |  | Any | STAT | Statistic | ST |  |  | STAT:2688 | 2021-07-20 20:12
|  |  | af108857-a493-4286-aa64-09c86ab29d62 | 2 | STAT |  | 2689 | ONS_LOCAL$SCYTA_525_PM_05!PMU:ST4 |  |  | 8736f6c7-ad41-4b43-b4f6-e684e0d4ad20 |  |  | 30 | [8 empty] | 11 | [5 empty] | LOCAL$SCYTA_525_PM_05!PMU-ST4 | 0.0 | 1.0 | Device statistic for Number of measurements received from device during last reporting interval. | 0 | 1 | 1 |  | Any | STAT | Statistic | ST |  |  | STAT:2689 | 2021-07-20 20:12
|  |  | c0c5ec05-8337-4b45-a302-a9758b96fda9 | 2 | STAT |  | 2690 | ONS_LOCAL$SCYTA_525_PM_05!PMU:ST5 |  |  | 8736f6c7-ad41-4b43-b4f6-e684e0d4ad20 |  |  | 30 | [8 empty] | 11 | [5 empty] | LOCAL$SCYTA_525_PM_05!PMU-ST5 | 0.0 | 1.0 | Device statistic for Expected number of measurements received from device during last reporting interval. | 0 | 1 | 1 |  | Any | STAT | Statistic | ST |  |  | STAT:2690 | 2021-07-20 20:12
|  |  | e25b1319-38a2-4890-96fb-7b997384fd38 | 2 | STAT |  | 2691 | ONS_LOCAL$SCYTA_525_PM_05!PMU:ST6 |  |  | 8736f6c7-ad41-4b43-b4f6-e684e0d4ad20 |  |  | 30 | [8 empty] | 11 | [5 empty] | LOCAL$SCYTA_525_PM_05!PMU-ST6 | 0.0 | 1.0 | Device statistic for Number of measurements received while device was reporting errors during last reporting interval. | 0 | 1 | 1 |  | Any | STAT | Statistic | ST |  |  | STAT:2691 | 2021-07-20 20:12
|  |  | 7d1a32bb-a7ac-46d7-8565-92a097b11021 | 2 | STAT |  | 2692 | ONS_LOCAL$SCYTA_525_PM_05!PMU:ST7 |  |  | 8736f6c7-ad41-4b43-b4f6-e684e0d4ad20 |  |  | 30 | [8 empty] | 11 | [5 empty] | LOCAL$SCYTA_525_PM_05!PMU-ST7 | 0.0 | 1.0 | Device statistic for Number of defined measurements (per frame) from device during last reporting interval. | 0 | 1 | 1 |  | Any | STAT | Statistic | ST |  |  | STAT:2692 | 2021-07-20 20:12
|  |  | 3a2a6f25-cc65-45fc-b95a-05052ebd1641 | 2 | STAT |  | 2693 | ONS_LOCAL$SCYTA_525_PM_06!PMU:ST1 |  |  | 8736f6c7-ad41-4b43-b4f6-e684e0d4ad20 |  |  | 30 | [8 empty] | 11 | [5 empty] | LOCAL$SCYTA_525_PM_06!PMU-ST1 | 0.0 | 1.0 | Device statistic for Number of data quality errors reported by device during last reporting interval. | 0 | 1 | 1 |  | Any | STAT | Statistic | ST |  |  | STAT:2693 | 2021-07-20 20:12
|  |  | 4ec0e092-9abd-4665-aee5-cabf9615193f | 2 | STAT |  | 2694 | ONS_LOCAL$SCYTA_525_PM_06!PMU:ST2 |  |  | 8736f6c7-ad41-4b43-b4f6-e684e0d4ad20 |  |  | 30 | [8 empty] | 11 | [5 empty] | LOCAL$SCYTA_525_PM_06!PMU-ST2 | 0.0 | 1.0 | Device statistic for Number of time quality errors reported by device during last reporting interval. | 0 | 1 | 1 |  | Any | STAT | Statistic | ST |  |  | STAT:2694 | 2021-07-20 20:12
|  |  | 983f94a5-e0cb-4649-bfa1-ddd99dd4c523 | 2 | STAT |  | 2695 | ONS_LOCAL$SCYTA_525_PM_06!PMU:ST3 |  |  | 8736f6c7-ad41-4b43-b4f6-e684e0d4ad20 |  |  | 30 | [8 empty] | 11 | [5 empty] | LOCAL$SCYTA_525_PM_06!PMU-ST3 | 0.0 | 1.0 | Device statistic for Number of device errors reported by device during last reporting interval. | 0 | 1 | 1 |  | Any | STAT | Statistic | ST |  |  | STAT:2695 | 2021-07-20 20:12
|  |  | 4ac105f1-cd6f-4a64-8b0d-266a77ff0fdf | 2 | STAT |  | 2696 | ONS_LOCAL$SCYTA_525_PM_06!PMU:ST4 |  |  | 8736f6c7-ad41-4b43-b4f6-e684e0d4ad20 |  |  | 30 | [8 empty] | 11 | [5 empty] | LOCAL$SCYTA_525_PM_06!PMU-ST4 | 0.0 | 1.0 | Device statistic for Number of measurements received from device during last reporting interval. | 0 | 1 | 1 |  | Any | STAT | Statistic | ST |  |  | STAT:2696 | 2021-07-20 20:12
|  |  | adacbd73-b017-420f-9af4-cb5f057e3b2a | 2 | STAT |  | 2697 | ONS_LOCAL$SCYTA_525_PM_06!PMU:ST5 |  |  | 8736f6c7-ad41-4b43-b4f6-e684e0d4ad20 |  |  | 30 | [8 empty] | 11 | [5 empty] | LOCAL$SCYTA_525_PM_06!PMU-ST5 | 0.0 | 1.0 | Device statistic for Expected number of measurements received from device during last reporting interval. | 0 | 1 | 1 |  | Any | STAT | Statistic | ST |  |  | STAT:2697 | 2021-07-20 20:12
|  |  | c1f50160-f8d6-4e89-a181-268c9680bba2 | 2 | STAT |  | 2698 | ONS_LOCAL$SCYTA_525_PM_06!PMU:ST6 |  |  | 8736f6c7-ad41-4b43-b4f6-e684e0d4ad20 |  |  | 30 | [8 empty] | 11 | [5 empty] | LOCAL$SCYTA_525_PM_06!PMU-ST6 | 0.0 | 1.0 | Device statistic for Number of measurements received while device was reporting errors during last reporting interval. | 0 | 1 | 1 |  | Any | STAT | Statistic | ST |  |  | STAT:2698 | 2021-07-20 20:12
|  |  | dbd4ecda-6ef9-4b40-89a2-f541171f44f0 | 2 | STAT |  | 2699 | ONS_LOCAL$SCYTA_525_PM_06!PMU:ST7 |  |  | 8736f6c7-ad41-4b43-b4f6-e684e0d4ad20 |  |  | 30 | [8 empty] | 11 | [5 empty] | LOCAL$SCYTA_525_PM_06!PMU-ST7 | 0.0 | 1.0 | Device statistic for Number of defined measurements (per frame) from device during last reporting interval. | 0 | 1 | 1 |  | Any | STAT | Statistic | ST |  |  | STAT:2699 | 2021-07-20 20:12
|  |  | 47e8df3b-2c45-4f28-a8c6-ad443333997e | 2 | STAT |  | 2700 | ONS_LOCAL$SCYTA_525_PM_07!PMU:ST1 |  |  | 8736f6c7-ad41-4b43-b4f6-e684e0d4ad20 |  |  | 30 | [8 empty] | 11 | [5 empty] | LOCAL$SCYTA_525_PM_07!PMU-ST1 | 0.0 | 1.0 | Device statistic for Number of data quality errors reported by device during last reporting interval. | 0 | 1 | 1 |  | Any | STAT | Statistic | ST |  |  | STAT:2700 | 2021-07-20 20:12
|  |  | e2b642ec-8b99-4af1-b319-a2aed4c07b0a | 2 | STAT |  | 2701 | ONS_LOCAL$SCYTA_525_PM_07!PMU:ST2 |  |  | 8736f6c7-ad41-4b43-b4f6-e684e0d4ad20 |  |  | 30 | [8 empty] | 11 | [5 empty] | LOCAL$SCYTA_525_PM_07!PMU-ST2 | 0.0 | 1.0 | Device statistic for Number of time quality errors reported by device during last reporting interval. | 0 | 1 | 1 |  | Any | STAT | Statistic | ST |  |  | STAT:2701 | 2021-07-20 20:12
|  |  | 02198ff6-7709-438c-9176-c3e3ddd655f9 | 2 | STAT |  | 2702 | ONS_LOCAL$SCYTA_525_PM_07!PMU:ST3 |  |  | 8736f6c7-ad41-4b43-b4f6-e684e0d4ad20 |  |  | 30 | [8 empty] | 11 | [5 empty] | LOCAL$SCYTA_525_PM_07!PMU-ST3 | 0.0 | 1.0 | Device statistic for Number of device errors reported by device during last reporting interval. | 0 | 1 | 1 |  | Any | STAT | Statistic | ST |  |  | STAT:2702 | 2021-07-20 20:12
|  |  | 390380d9-e4c8-49f4-9991-c3f2ca09cf21 | 2 | STAT |  | 2703 | ONS_LOCAL$SCYTA_525_PM_07!PMU:ST4 |  |  | 8736f6c7-ad41-4b43-b4f6-e684e0d4ad20 |  |  | 30 | [8 empty] | 11 | [5 empty] | LOCAL$SCYTA_525_PM_07!PMU-ST4 | 0.0 | 1.0 | Device statistic for Number of measurements received from device during last reporting interval. | 0 | 1 | 1 |  | Any | STAT | Statistic | ST |  |  | STAT:2703 | 2021-07-20 20:12
|  |  | 4f648343-a47d-4ac7-9592-80c447afba52 | 2 | STAT |  | 2704 | ONS_LOCAL$SCYTA_525_PM_07!PMU:ST5 |  |  | 8736f6c7-ad41-4b43-b4f6-e684e0d4ad20 |  |  | 30 | [8 empty] | 11 | [5 empty] | LOCAL$SCYTA_525_PM_07!PMU-ST5 | 0.0 | 1.0 | Device statistic for Expected number of measurements received from device during last reporting interval. | 0 | 1 | 1 |  | Any | STAT | Statistic | ST |  |  | STAT:2704 | 2021-07-20 20:12
|  |  | c35f5630-4263-427a-9798-18d0cc58cb16 | 2 | STAT |  | 2705 | ONS_LOCAL$SCYTA_525_PM_07!PMU:ST6 |  |  | 8736f6c7-ad41-4b43-b4f6-e684e0d4ad20 |  |  | 30 | [8 empty] | 11 | [5 empty] | LOCAL$SCYTA_525_PM_07!PMU-ST6 | 0.0 | 1.0 | Device statistic for Number of measurements received while device was reporting errors during last reporting interval. | 0 | 1 | 1 |  | Any | STAT | Statistic | ST |  |  | STAT:2705 | 2021-07-20 20:12
|  |  | 8042f756-16e5-4c9f-99fd-9ed056185668 | 2 | STAT |  | 2706 | ONS_LOCAL$SCYTA_525_PM_07!PMU:ST7 |  |  | 8736f6c7-ad41-4b43-b4f6-e684e0d4ad20 |  |  | 30 | [8 empty] | 11 | [5 empty] | LOCAL$SCYTA_525_PM_07!PMU-ST7 | 0.0 | 1.0 | Device statistic for Number of defined measurements (per frame) from device during last reporting interval. | 0 | 1 | 1 |  | Any | STAT | Statistic | ST |  |  | STAT:2706 | 2021-07-20 20:12
|  |  | 753425b8-57c8-4ffa-b466-7416067104a4 | 2 | STAT |  | 2707 | ONS_LOCAL$SCYTA_525_PM_08!PMU:ST1 |  |  | 8736f6c7-ad41-4b43-b4f6-e684e0d4ad20 |  |  | 30 | [8 empty] | 11 | [5 empty] | LOCAL$SCYTA_525_PM_08!PMU-ST1 | 0.0 | 1.0 | Device statistic for Number of data quality errors reported by device during last reporting interval. | 0 | 1 | 1 |  | Any | STAT | Statistic | ST |  |  | STAT:2707 | 2021-07-20 20:12
|  |  | bd722fac-021f-4664-a079-208a75dee04a | 2 | STAT |  | 2708 | ONS_LOCAL$SCYTA_525_PM_08!PMU:ST2 |  |  | 8736f6c7-ad41-4b43-b4f6-e684e0d4ad20 |  |  | 30 | [8 empty] | 11 | [5 empty] | LOCAL$SCYTA_525_PM_08!PMU-ST2 | 0.0 | 1.0 | Device statistic for Number of time quality errors reported by device during last reporting interval. | 0 | 1 | 1 |  | Any | STAT | Statistic | ST |  |  | STAT:2708 | 2021-07-20 20:12
|  |  | 0fd86348-4c39-47a2-8d0c-8fa952b12a0d | 2 | STAT |  | 2709 | ONS_LOCAL$SCYTA_525_PM_08!PMU:ST3 |  |  | 8736f6c7-ad41-4b43-b4f6-e684e0d4ad20 |  |  | 30 | [8 empty] | 11 | [5 empty] | LOCAL$SCYTA_525_PM_08!PMU-ST3 | 0.0 | 1.0 | Device statistic for Number of device errors reported by device during last reporting interval. | 0 | 1 | 1 |  | Any | STAT | Statistic | ST |  |  | STAT:2709 | 2021-07-20 20:12
|  |  | befc6730-d8e9-472f-99e0-f0f9cd1bd896 | 2 | STAT |  | 2710 | ONS_LOCAL$SCYTA_525_PM_08!PMU:ST4 |  |  | 8736f6c7-ad41-4b43-b4f6-e684e0d4ad20 |  |  | 30 | [8 empty] | 11 | [5 empty] | LOCAL$SCYTA_525_PM_08!PMU-ST4 | 0.0 | 1.0 | Device statistic for Number of measurements received from device during last reporting interval. | 0 | 1 | 1 |  | Any | STAT | Statistic | ST |  |  | STAT:2710 | 2021-07-20 20:12
|  |  | a3a4643f-613a-4363-aaae-c09a157f61df | 2 | STAT |  | 2711 | ONS_LOCAL$SCYTA_525_PM_08!PMU:ST5 |  |  | 8736f6c7-ad41-4b43-b4f6-e684e0d4ad20 |  |  | 30 | [8 empty] | 11 | [5 empty] | LOCAL$SCYTA_525_PM_08!PMU-ST5 | 0.0 | 1.0 | Device statistic for Expected number of measurements received from device during last reporting interval. | 0 | 1 | 1 |  | Any | STAT | Statistic | ST |  |  | STAT:2711 | 2021-07-20 20:12
|  |  | df78f69e-7171-4975-9420-134e2a4db0db | 2 | STAT |  | 2712 | ONS_LOCAL$SCYTA_525_PM_08!PMU:ST6 |  |  | 8736f6c7-ad41-4b43-b4f6-e684e0d4ad20 |  |  | 30 | [8 empty] | 11 | [5 empty] | LOCAL$SCYTA_525_PM_08!PMU-ST6 | 0.0 | 1.0 | Device statistic for Number of measurements received while device was reporting errors during last reporting interval. | 0 | 1 | 1 |  | Any | STAT | Statistic | ST |  |  | STAT:2712 | 2021-07-20 20:12
|  |  | 9df04d52-7171-4b3a-9a3e-3c9165e6be5d | 2 | STAT |  | 2713 | ONS_LOCAL$SCYTA_525_PM_08!PMU:ST7 |  |  | 8736f6c7-ad41-4b43-b4f6-e684e0d4ad20 |  |  | 30 | [8 empty] | 11 | [5 empty] | LOCAL$SCYTA_525_PM_08!PMU-ST7 | 0.0 | 1.0 | Device statistic for Number of defined measurements (per frame) from device during last reporting interval. | 0 | 1 | 1 |  | Any | STAT | Statistic | ST |  |  | STAT:2713 | 2021-07-20 20:12
|  |  | e9df2070-b07c-416b-a391-4730861aa286 | 2 | STAT |  | 2714 | ONS_LOCAL$SCYTA_525_PM_09!PMU:ST1 |  |  | 8736f6c7-ad41-4b43-b4f6-e684e0d4ad20 |  |  | 30 | [8 empty] | 11 | [5 empty] | LOCAL$SCYTA_525_PM_09!PMU-ST1 | 0.0 | 1.0 | Device statistic for Number of data quality errors reported by device during last reporting interval. | 0 | 1 | 1 |  | Any | STAT | Statistic | ST |  |  | STAT:2714 | 2021-07-20 20:12
|  |  | 39b79fe8-5656-4e3a-9c4d-488f87a7b1e1 | 2 | STAT |  | 2715 | ONS_LOCAL$SCYTA_525_PM_09!PMU:ST2 |  |  | 8736f6c7-ad41-4b43-b4f6-e684e0d4ad20 |  |  | 30 | [8 empty] | 11 | [5 empty] | LOCAL$SCYTA_525_PM_09!PMU-ST2 | 0.0 | 1.0 | Device statistic for Number of time quality errors reported by device during last reporting interval. | 0 | 1 | 1 |  | Any | STAT | Statistic | ST |  |  | STAT:2715 | 2021-07-20 20:12
|  |  | 9fe12415-ce86-438f-9106-d534a17a1c22 | 2 | STAT |  | 2716 | ONS_LOCAL$SCYTA_525_PM_09!PMU:ST3 |  |  | 8736f6c7-ad41-4b43-b4f6-e684e0d4ad20 |  |  | 30 | [8 empty] | 11 | [5 empty] | LOCAL$SCYTA_525_PM_09!PMU-ST3 | 0.0 | 1.0 | Device statistic for Number of device errors reported by device during last reporting interval. | 0 | 1 | 1 |  | Any | STAT | Statistic | ST |  |  | STAT:2716 | 2021-07-20 20:12
|  |  | 5c3011d2-f01c-4b09-8dcc-8567c609d155 | 2 | STAT |  | 2717 | ONS_LOCAL$SCYTA_525_PM_09!PMU:ST4 |  |  | 8736f6c7-ad41-4b43-b4f6-e684e0d4ad20 |  |  | 30 | [8 empty] | 11 | [5 empty] | LOCAL$SCYTA_525_PM_09!PMU-ST4 | 0.0 | 1.0 | Device statistic for Number of measurements received from device during last reporting interval. | 0 | 1 | 1 |  | Any | STAT | Statistic | ST |  |  | STAT:2717 | 2021-07-20 20:12
|  |  | f588ab98-3c03-4419-98dc-21363daea132 | 2 | STAT |  | 2718 | ONS_LOCAL$SCYTA_525_PM_09!PMU:ST5 |  |  | 8736f6c7-ad41-4b43-b4f6-e684e0d4ad20 |  |  | 30 | [8 empty] | 11 | [5 empty] | LOCAL$SCYTA_525_PM_09!PMU-ST5 | 0.0 | 1.0 | Device statistic for Expected number of measurements received from device during last reporting interval. | 0 | 1 | 1 |  | Any | STAT | Statistic | ST |  |  | STAT:2718 | 2021-07-20 20:12
|  |  | 31d8680f-1289-4523-9439-20516f872658 | 2 | STAT |  | 2719 | ONS_LOCAL$SCYTA_525_PM_09!PMU:ST6 |  |  | 8736f6c7-ad41-4b43-b4f6-e684e0d4ad20 |  |  | 30 | [8 empty] | 11 | [5 empty] | LOCAL$SCYTA_525_PM_09!PMU-ST6 | 0.0 | 1.0 | Device statistic for Number of measurements received while device was reporting errors during last reporting interval. | 0 | 1 | 1 |  | Any | STAT | Statistic | ST |  |  | STAT:2719 | 2021-07-20 20:12
|  |  | 69d67b31-8977-485b-9d65-7b3f269058a0 | 2 | STAT |  | 2720 | ONS_LOCAL$SCYTA_525_PM_09!PMU:ST7 |  |  | 8736f6c7-ad41-4b43-b4f6-e684e0d4ad20 |  |  | 30 | [8 empty] | 11 | [5 empty] | LOCAL$SCYTA_525_PM_09!PMU-ST7 | 0.0 | 1.0 | Device statistic for Number of defined measurements (per frame) from device during last reporting interval. | 0 | 1 | 1 |  | Any | STAT | Statistic | ST |  |  | STAT:2720 | 2021-07-20 20:12
|  |  | fc9f98c0-331b-44fe-b966-1e9757cabded | 2 | STAT |  | 2721 | ONS_LOCAL$SCYTA_525_PM_10!PMU:ST1 |  |  | 8736f6c7-ad41-4b43-b4f6-e684e0d4ad20 |  |  | 30 | [8 empty] | 11 | [5 empty] | LOCAL$SCYTA_525_PM_10!PMU-ST1 | 0.0 | 1.0 | Device statistic for Number of data quality errors reported by device during last reporting interval. | 0 | 1 | 1 |  | Any | STAT | Statistic | ST |  |  | STAT:2721 | 2021-07-20 20:12
|  |  | 39881cc9-40b1-4c61-b68f-7f332834a7dc | 2 | STAT |  | 2722 | ONS_LOCAL$SCYTA_525_PM_10!PMU:ST2 |  |  | 8736f6c7-ad41-4b43-b4f6-e684e0d4ad20 |  |  | 30 | [8 empty] | 11 | [5 empty] | LOCAL$SCYTA_525_PM_10!PMU-ST2 | 0.0 | 1.0 | Device statistic for Number of time quality errors reported by device during last reporting interval. | 0 | 1 | 1 |  | Any | STAT | Statistic | ST |  |  | STAT:2722 | 2021-07-20 20:12
|  |  | 4f4e4962-6fe9-4399-addb-7baa8c6c076a | 2 | STAT |  | 2723 | ONS_LOCAL$SCYTA_525_PM_10!PMU:ST3 |  |  | 8736f6c7-ad41-4b43-b4f6-e684e0d4ad20 |  |  | 30 | [8 empty] | 11 | [5 empty] | LOCAL$SCYTA_525_PM_10!PMU-ST3 | 0.0 | 1.0 | Device statistic for Number of device errors reported by device during last reporting interval. | 0 | 1 | 1 |  | Any | STAT | Statistic | ST |  |  | STAT:2723 | 2021-07-20 20:12
|  |  | e754421a-e376-4a38-a8ce-79d69c9dfc88 | 2 | STAT |  | 2724 | ONS_LOCAL$SCYTA_525_PM_10!PMU:ST4 |  |  | 8736f6c7-ad41-4b43-b4f6-e684e0d4ad20 |  |  | 30 | [8 empty] | 11 | [5 empty] | LOCAL$SCYTA_525_PM_10!PMU-ST4 | 0.0 | 1.0 | Device statistic for Number of measurements received from device during last reporting interval. | 0 | 1 | 1 |  | Any | STAT | Statistic | ST |  |  | STAT:2724 | 2021-07-20 20:12
|  |  | 3bad2100-4073-421b-98d8-e27c4f6950f7 | 2 | STAT |  | 2725 | ONS_LOCAL$SCYTA_525_PM_10!PMU:ST5 |  |  | 8736f6c7-ad41-4b43-b4f6-e684e0d4ad20 |  |  | 30 | [8 empty] | 11 | [5 empty] | LOCAL$SCYTA_525_PM_10!PMU-ST5 | 0.0 | 1.0 | Device statistic for Expected number of measurements received from device during last reporting interval. | 0 | 1 | 1 |  | Any | STAT | Statistic | ST |  |  | STAT:2725 | 2021-07-20 20:12
|  |  | dbd46b72-6be9-478f-abb1-3f1192ced47c | 2 | STAT |  | 2726 | ONS_LOCAL$SCYTA_525_PM_10!PMU:ST6 |  |  | 8736f6c7-ad41-4b43-b4f6-e684e0d4ad20 |  |  | 30 | [8 empty] | 11 | [5 empty] | LOCAL$SCYTA_525_PM_10!PMU-ST6 | 0.0 | 1.0 | Device statistic for Number of measurements received while device was reporting errors during last reporting interval. | 0 | 1 | 1 |  | Any | STAT | Statistic | ST |  |  | STAT:2726 | 2021-07-20 20:12
|  |  | a6b58458-d7a3-4a9d-a0a5-01f593e9e911 | 2 | STAT |  | 2727 | ONS_LOCAL$SCYTA_525_PM_10!PMU:ST7 |  |  | 8736f6c7-ad41-4b43-b4f6-e684e0d4ad20 |  |  | 30 | [8 empty] | 11 | [5 empty] | LOCAL$SCYTA_525_PM_10!PMU-ST7 | 0.0 | 1.0 | Device statistic for Number of defined measurements (per frame) from device during last reporting interval. | 0 | 1 | 1 |  | Any | STAT | Statistic | ST |  |  | STAT:2727 | 2021-07-20 20:12
|  |  | 08458174-5c97-4622-861d-4652dbaaf10d | 1 | PPA | ArchiveDirectories={D:\openHistorian\Archive
|  |  | 0f920210-ede0-4efe-823e-38147392f1de | 1 | PPA | ArchiveDirectories={D:\openHistorian\Archive
|  |  | 120e2bdd-b1a5-401b-960c-9b2a593dba7e | 1 | PPA | ArchiveDirectories={D:\openHistorian\Archive
|  |  | ec0d5a79-b4d2-4e58-bf16-9e1c1e7a339d | 1 | PPA | ArchiveDirectories={D:\openHistorian\Archive
|  |  | be0ac67b-180c-474b-b7ec-7f4c50ce8a2b | 1 | PPA | ArchiveDirectories={D:\openHistorian\Archive
|  |  | 37b15364-657c-4b13-a013-1417237ebc77 | 1 | PPA | ArchiveDirectories={D:\openHistorian\Archive
|  |  | b099ca09-f363-4b15-bdb1-a2215b4a53c4 | 1 | PPA | ArchiveDirectories={D:\openHistorian\Archive
|  |  | 112a1c9a-fdca-436b-bca7-77fe73edb4cc | 1 | PPA | ArchiveDirectories={D:\openHistorian\Archive
|  |  | 4796cf5a-5fda-4083-a1c5-ab53765326b7 | 1 | PPA | ArchiveDirectories={D:\openHistorian\Archive
|  |  | b50e7a31-e88b-47ab-8606-b665fe09abd1 | 1 | PPA | ArchiveDirectories={D:\openHistorian\Archive
|  |  | daf5859d-222f-4e69-8ec7-0652f632fe25 | 1 | PPA | ArchiveDirectories={D:\openHistorian\Archive
|  |  | ee851c06-fa4e-47b2-b416-49265b500daa | 1 | PPA | ArchiveDirectories={D:\openHistorian\Archive
|  |  | c8eb8ee9-c9a0-42d8-a1f7-3d43aeda5355 | 1 | PPA | ArchiveDirectories={D:\openHistorian\Archive
|  |  | 51188536-20ea-49c3-a0be-2498b5bfed5d | 1 | PPA | ArchiveDirectories={D:\openHistorian\Archive
|  |  | 560d5298-c820-41d0-8774-862d4f412799 | 1 | PPA | ArchiveDirectories={D:\openHistorian\Archive
|  |  | 4917bae3-7978-4e9f-b6c1-2565f9dfe86e | 1 | PPA | ArchiveDirectories={D:\openHistorian\Archive
|  |  | 7850e01d-4b66-452e-93e6-7fe4f9070fb9 | 1 | PPA | ArchiveDirectories={D:\openHistorian\Archive
|  |  | 6a923ec4-b90d-45d9-ba44-58c7878120e1 | 1 | PPA | ArchiveDirectories={D:\openHistorian\Archive
|  |  | a42288ed-c8ea-419b-926e-7d2065fd9c92 | 1 | PPA | ArchiveDirectories={D:\openHistorian\Archive
|  |  | d26062c6-2aa1-409c-b105-b16e53ab3718 | 1 | PPA | ArchiveDirectories={D:\openHistorian\Archive
|  |  | 256d569a-d863-498d-87f5-2c9ff8d1adfc | 1 | PPA | ArchiveDirectories={D:\openHistorian\Archive
|  |  | da8e3b36-714a-4eab-8d4e-5d5f6da60a92 | 1 | PPA | ArchiveDirectories={D:\openHistorian\Archive
|  |  | 8d6d081a-4815-412f-80ff-92c4d531d46c | 1 | PPA | ArchiveDirectories={D:\openHistorian\Archive
|  |  | bde7b654-1a35-4cf3-a95b-9f287e277e43 | 1 | PPA | ArchiveDirectories={D:\openHistorian\Archive
|  |  | 9813a8e1-4bea-4f37-8eec-a9ca0eed7e54 | 1 | PPA | ArchiveDirectories={D:\openHistorian\Archive
|  |  | 5c7203df-eee7-4a1c-831b-bec06473945a | 1 | PPA | ArchiveDirectories={D:\openHistorian\Archive
|  |  | 171c0e8e-c38b-4ff1-a04b-0aeb970f166a | 1 | PPA | ArchiveDirectories={D:\openHistorian\Archive
|  |  | 0f209a99-5c02-43c1-ae7f-424295364994 | 1 | PPA | ArchiveDirectories={D:\openHistorian\Archive
|  |  | fcadb8d9-7cb2-4f0a-ac9c-d0e1d2b16dcd | 1 | PPA | ArchiveDirectories={D:\openHistorian\Archive
|  |  | 229c9576-5630-4161-9a96-904dde446148 | 1 | PPA | ArchiveDirectories={D:\openHistorian\Archive
|  |  | 57f0d651-5896-4f95-b050-a76703bd51e1 | 1 | PPA | ArchiveDirectories={D:\openHistorian\Archive
|  |  | 00194b99-76e6-4886-bae6-7ca8df929fe3 | 1 | PPA | ArchiveDirectories={D:\openHistorian\Archive
|  |  | a7230982-3574-4efb-a9e1-4dd29c385961 | 1 | PPA | ArchiveDirectories={D:\openHistorian\Archive
|  |  | 55d1fbd6-802d-4e2f-942a-20b78454844f | 1 | PPA | ArchiveDirectories={D:\openHistorian\Archive
|  |  | 167031b8-7e26-4dc7-b8a0-e50b34635fe1 | 1 | PPA | ArchiveDirectories={D:\openHistorian\Archive
|  |  | 4e6cbbd9-75cf-42c6-8cb3-5a635e896f2d | 1 | PPA | ArchiveDirectories={D:\openHistorian\Archive
|  |  | 13ed0132-e92f-4704-a14e-e328757dac3b | 1 | PPA | ArchiveDirectories={D:\openHistorian\Archive
|  |  | c62da3ae-4ac6-4b94-b820-e091b6e859dd | 1 | PPA | ArchiveDirectories={D:\openHistorian\Archive
|  |  | f5581aec-1421-47f1-a104-7296f2dd5d71 | 1 | PPA | ArchiveDirectories={D:\openHistorian\Archive
|  |  | ff112929-d4dd-47d6-8586-f3362d60dd36 | 1 | PPA | ArchiveDirectories={D:\openHistorian\Archive
|  |  | dd5bef41-d9a7-4641-a601-54767704b74d | 1 | PPA | ArchiveDirectories={D:\openHistorian\Archive
|  |  | 1052526d-cee9-428e-84dd-1f5884de07b4 | 1 | PPA | ArchiveDirectories={D:\openHistorian\Archive
|  |  | 7251c30c-2823-4520-b6b2-3844506c517c | 1 | PPA | ArchiveDirectories={D:\openHistorian\Archive
|  |  | 60019260-357c-48e3-bb26-427d3dd287bd | 1 | PPA | ArchiveDirectories={D:\openHistorian\Archive
|  |  | a34473df-2087-4f10-98dd-f801f8026062 | 1 | PPA | ArchiveDirectories={D:\openHistorian\Archive
|  |  | 14ab7c28-0bc1-43a7-9381-69e981794e3d | 1 | PPA | ArchiveDirectories={D:\openHistorian\Archive
|  |  | fa3fd8d4-0d74-4175-87e4-b18b95f6c7ae | 1 | PPA | ArchiveDirectories={D:\openHistorian\Archive
|  |  | 38fb7b8c-7041-41cf-a9ab-3b2de68aed87 | 1 | PPA | ArchiveDirectories={D:\openHistorian\Archive
|  |  | af6f1ea2-eb6f-4605-b367-49dc9d699b62 | 1 | PPA | ArchiveDirectories={D:\openHistorian\Archive
|  |  | ea6b0aee-7a95-496c-8d78-dd8538a389ea | 1 | PPA | ArchiveDirectories={D:\openHistorian\Archive
|  |  | 1fc042cb-38d8-432a-85f9-f3061ff32764 | 1 | PPA | ArchiveDirectories={D:\openHistorian\Archive
|  |  | 101cf121-c17a-44ce-aecb-a26bd1204e8d | 1 | PPA | ArchiveDirectories={D:\openHistorian\Archive
|  |  | 9750af09-aaf5-4743-a744-b023024e2344 | 1 | PPA | ArchiveDirectories={D:\openHistorian\Archive
|  |  | 3f768635-611f-4725-b0e3-c771071a5725 | 1 | PPA | ArchiveDirectories={D:\openHistorian\Archive
|  |  | 68706aee-0ca2-4556-8ae4-4e28b1e360de | 1 | PPA | ArchiveDirectories={D:\openHistorian\Archive
|  |  | da895765-006e-486c-a20b-8aed083f82ea | 1 | PPA | ArchiveDirectories={D:\openHistorian\Archive
|  |  | e9692dc1-daef-42e0-9318-26d98b954de8 | 1 | PPA | ArchiveDirectories={D:\openHistorian\Archive
|  |  | f5e2924c-0d16-499b-b9cb-cccfc5d2812e | 1 | PPA | ArchiveDirectories={D:\openHistorian\Archive
|  |  | 760ccf98-0ce1-4832-a590-d296cae7d2e5 | 1 | PPA | ArchiveDirectories={D:\openHistorian\Archive
|  |  | e705e86a-0529-4cf2-976d-d348bf448931 | 1 | PPA | ArchiveDirectories={D:\openHistorian\Archive
|  |  | a66cb3b1-4ac8-4fb3-ae89-67d58ed798f4 | 1 | PPA | ArchiveDirectories={D:\openHistorian\Archive
|  |  | 9416f5f2-8c38-4eaa-b240-8f9cec2c821c | 1 | PPA | ArchiveDirectories={D:\openHistorian\Archive
|  |  | f7469cc1-2e06-4650-ba3f-41285a6f49d7 | 1 | PPA | ArchiveDirectories={D:\openHistorian\Archive
|  |  | 73bc7f9f-7d7d-4304-97e9-1cf0db25bac6 | 1 | PPA | ArchiveDirectories={D:\openHistorian\Archive
|  |  | 5aed0a2f-6e17-4a93-b2a9-175a9a16f650 | 1 | PPA | ArchiveDirectories={D:\openHistorian\Archive
|  |  | dc87852c-f364-4ad1-8e35-8710bedb579d | 1 | PPA | ArchiveDirectories={D:\openHistorian\Archive
|  |  | 7fe0c46e-b5bb-4b31-8cb1-b5612ec853a1 | 1 | PPA | ArchiveDirectories={D:\openHistorian\Archive
|  |  | 658ca755-6a2a-4062-89a2-7f693573b16b | 1 | PPA | ArchiveDirectories={D:\openHistorian\Archive
|  |  | 478cbd97-3649-4e63-9652-d8f066a02803 | 1 | PPA | ArchiveDirectories={D:\openHistorian\Archive
|  |  | 024133fa-6951-409d-b6ac-40d1748899d4 | 1 | PPA | ArchiveDirectories={D:\openHistorian\Archive
|  |  | d9b8b526-6c1c-4426-9ba8-a066c95990f4 | 1 | PPA | ArchiveDirectories={D:\openHistorian\Archive
|  |  | b925f0e5-658b-4540-99be-2386619deded | 1 | PPA | ArchiveDirectories={D:\openHistorian\Archive
|  |  | 7ddbd992-b07b-43a3-8e45-81285e9f378e | 1 | PPA | ArchiveDirectories={D:\openHistorian\Archive
|  |  | 2109b65d-585e-4310-a17f-3b2fda56dc11 | 1 | PPA | ArchiveDirectories={D:\openHistorian\Archive
|  |  | ca5492d3-a3ce-4e33-82cf-fcad1bda9ec3 | 1 | PPA | ArchiveDirectories={D:\openHistorian\Archive
|  |  | f53e7f5a-276e-4580-85c6-e8514d67abb6 | 1 | PPA | ArchiveDirectories={D:\openHistorian\Archive
|  |  | e726983a-6216-4361-9d5e-be7f858a1333 | 1 | PPA | ArchiveDirectories={D:\openHistorian\Archive
|  |  | d9273183-c689-450e-be84-1a5f25ebb5b7 | 1 | PPA | ArchiveDirectories={D:\openHistorian\Archive
|  |  | 2b7fdd84-008a-4d34-a579-614a2b87673e | 1 | PPA | ArchiveDirectories={D:\openHistorian\Archive
|  |  | 0d149cfd-b966-4b00-97b4-82b94b35b972 | 1 | PPA | ArchiveDirectories={D:\openHistorian\Archive
|  |  | 370808bb-acff-47c3-86ac-16158368ad0a | 1 | PPA | ArchiveDirectories={D:\openHistorian\Archive
|  |  | dce6dc40-2901-4698-83d3-5e4e236c09bd | 1 | PPA | ArchiveDirectories={D:\openHistorian\Archive
|  |  | 8e98e0ea-1260-47a8-9b9a-e3974709d3de | 1 | PPA | ArchiveDirectories={D:\openHistorian\Archive
|  |  | 568b93de-975e-475d-8e19-aca43e771cbc | 1 | PPA | ArchiveDirectories={D:\openHistorian\Archive
|  |  | 3422faed-1f0f-44de-9cba-8463bc12be9e | 1 | PPA | ArchiveDirectories={D:\openHistorian\Archive
|  |  | 1ee5f8f3-6cac-4468-b9bd-707353a263a9 | 1 | PPA | ArchiveDirectories={D:\openHistorian\Archive
|  |  | 6d8ead09-fde5-4a9b-9696-abeac8e5be3d | 1 | PPA | ArchiveDirectories={D:\openHistorian\Archive
|  |  | ffa15356-c1da-4bdf-91a0-d530fa8604c3 | 1 | PPA | ArchiveDirectories={D:\openHistorian\Archive
|  |  | b7dfcf53-2ace-43a2-a99c-d558ee1eee47 | 1 | PPA | ArchiveDirectories={D:\openHistorian\Archive
|  |  | e7646539-0759-4857-96d1-8bdd2c378268 | 1 | PPA | ArchiveDirectories={D:\openHistorian\Archive
|  |  | eeb985d1-dab1-4bea-a9c9-a5a3ba68932d | 1 | PPA | ArchiveDirectories={D:\openHistorian\Archive
|  |  | 6ae4904b-a2c3-4f89-aa42-f9331ae17680 | 1 | PPA | ArchiveDirectories={D:\openHistorian\Archive
|  |  | 40b63f22-8565-4ede-b24b-4e31023b0137 | 1 | PPA | ArchiveDirectories={D:\openHistorian\Archive
|  |  | 7c8ff961-bf68-40b7-b91c-38f6ba3201c4 | 1 | PPA | ArchiveDirectories={D:\openHistorian\Archive
|  |  | 3282339b-bcc6-44ce-8e5b-eaf563e48e50 | 1 | PPA | ArchiveDirectories={D:\openHistorian\Archive
|  |  | 2a8ee454-82b3-44fd-bb57-d5e3c1e3e1cf | 1 | PPA | ArchiveDirectories={D:\openHistorian\Archive
|  |  | 0c14a131-96a8-4500-b10c-cb3d8377781b | 1 | PPA | ArchiveDirectories={D:\openHistorian\Archive
|  |  | c660d9a7-158d-40db-b427-94419e59861c | 1 | PPA | ArchiveDirectories={D:\openHistorian\Archive
|  |  | 44c335c0-395e-4b9f-914b-4de76fac040e | 1 | PPA | ArchiveDirectories={D:\openHistorian\Archive
|  |  | 99d0a431-814c-4b33-8981-e7bddef2c9c9 | 1 | PPA | ArchiveDirectories={D:\openHistorian\Archive
|  |  | 22705a68-17d9-42e0-a906-27588e550eff | 1 | PPA | ArchiveDirectories={D:\openHistorian\Archive
|  |  | 776ba445-d460-482b-9677-3e875666b811 | 1 | PPA | ArchiveDirectories={D:\openHistorian\Archive
|  |  | f71f81c4-666d-41e0-91fc-3a93e0983630 | 1 | PPA | ArchiveDirectories={D:\openHistorian\Archive
|  |  | 78bf8953-1e31-4b41-924f-4f5f22de05bc | 1 | PPA | ArchiveDirectories={D:\openHistorian\Archive
|  |  | 867474fc-f216-4821-8922-39cd96cff57e | 1 | PPA | ArchiveDirectories={D:\openHistorian\Archive
|  |  | 2ddf0479-0080-4071-ace3-69d7aebb2de5 | 1 | PPA | ArchiveDirectories={D:\openHistorian\Archive
|  |  | 42394fb6-beea-4cf9-b39a-66946e0ad328 | 1 | PPA | ArchiveDirectories={D:\openHistorian\Archive
|  |  | 3b673945-b3c1-42d5-93bf-52813c466943 | 1 | PPA | ArchiveDirectories={D:\openHistorian\Archive
|  |  | ce7f1cd8-f985-41b4-916a-e35c562db8b3 | 1 | PPA | ArchiveDirectories={D:\openHistorian\Archive
|  |  | 67bb018d-a537-450b-a265-0bf5edaa6a17 | 1 | PPA | ArchiveDirectories={D:\openHistorian\Archive
|  |  | 5c2d09e4-c883-4a7f-9630-39fef939c07a | 1 | PPA | ArchiveDirectories={D:\openHistorian\Archive
|  |  | 20719026-fd09-4021-9b3e-79e0e7c2ed5d | 1 | PPA | ArchiveDirectories={D:\openHistorian\Archive
|  |  | bd667f13-42c7-4d96-b042-ac7be8036cae | 1 | PPA | ArchiveDirectories={D:\openHistorian\Archive
|  |  | 3c15e17f-ff06-4563-a326-e500b40b2fd7 | 1 | PPA | ArchiveDirectories={D:\openHistorian\Archive
|  |  | 435bd472-40f8-4d83-af6d-700d0d24cd0b | 1 | PPA | ArchiveDirectories={D:\openHistorian\Archive
|  |  | 159458af-c754-413c-904b-c37c3eefa5ba | 1 | PPA | ArchiveDirectories={D:\openHistorian\Archive
|  |  | de11bb88-6017-43ee-bb1a-2ba930ea09fc | 1 | PPA | ArchiveDirectories={D:\openHistorian\Archive
|  |  | 241c30d4-c28c-4fd6-95e1-2afb7969cda1 | 1 | PPA | ArchiveDirectories={D:\openHistorian\Archive
|  |  | 739c19ae-3af8-4438-9056-95915eb753f0 | 1 | PPA | ArchiveDirectories={D:\openHistorian\Archive
|  |  | 352cd007-5d49-4f27-b6b7-51b3763bd170 | 1 | PPA | ArchiveDirectories={D:\openHistorian\Archive
|  |  | cbf0a356-993c-4302-beff-281e7e5ff3d1 | 1 | PPA | ArchiveDirectories={D:\openHistorian\Archive
|  |  | dba97ef5-9abd-4801-97d0-821c1b5fb91e | 1 | PPA | ArchiveDirectories={D:\openHistorian\Archive
|  |  | 1c77c33a-43fc-4dbc-b024-4649a8b0f855 | 1 | PPA | ArchiveDirectories={D:\openHistorian\Archive
|  |  | ccc4891b-6dbf-42dc-a24a-d90dc393e9ba | 1 | PPA | ArchiveDirectories={D:\openHistorian\Archive
|  |  | afe8e7ae-e664-4532-9059-e30fb74a79ee | 1 | PPA | ArchiveDirectories={D:\openHistorian\Archive
|  |  | be4989b9-b3bf-40b3-bbec-761cf4f6553b | 1 | PPA | ArchiveDirectories={D:\openHistorian\Archive
|  |  | 16f12bb7-82cc-47b4-b0b3-2dbe90ca316b | 1 | PPA | ArchiveDirectories={D:\openHistorian\Archive
|  |  | 1d2a99cc-1355-417c-95a8-01b4ab8ccb19 | 1 | PPA | ArchiveDirectories={D:\openHistorian\Archive
|  |  | f2f853fb-c731-44e8-9934-df62feabc826 | 1 | PPA | ArchiveDirectories={D:\openHistorian\Archive
|  |  | 1abdfc40-90c3-45e1-b817-ecb632ebe7b7 | 1 | PPA | ArchiveDirectories={D:\openHistorian\Archive
|  |  | c373415b-6aa1-4525-bab9-7e436c7109b9 | 1 | PPA | ArchiveDirectories={D:\openHistorian\Archive
|  |  | a82f14ae-4064-4436-9bee-137abfeb48d0 | 1 | PPA | ArchiveDirectories={D:\openHistorian\Archive
|  |  | 4116355f-86d3-42d6-b7fa-69e5469df466 | 1 | PPA | ArchiveDirectories={D:\openHistorian\Archive
|  |  | f8b96f69-9289-444c-83d2-33165c308c6c | 1 | PPA | ArchiveDirectories={D:\openHistorian\Archive
|  |  | a3b73405-e51c-4976-8cb1-d964b4a68d36 | 1 | PPA | ArchiveDirectories={D:\openHistorian\Archive
|  |  | 271d95c3-ce0e-402f-b3aa-68e1d4d4d2d1 | 1 | PPA | ArchiveDirectories={D:\openHistorian\Archive
|  |  | b3c24505-61ea-4a51-8402-4806da7d2d7a | 1 | PPA | ArchiveDirectories={D:\openHistorian\Archive
|  |  | 2e3a8cd9-3009-4b28-bccf-a5295e0077de | 1 | PPA | ArchiveDirectories={D:\openHistorian\Archive
|  |  | 71f9a3ec-ec52-4f7e-8381-313dda297db7 | 1 | PPA | ArchiveDirectories={D:\openHistorian\Archive
|  |  | 933ed9b8-ed22-4267-a5d8-18c8f243e661 | 1 | PPA | ArchiveDirectories={D:\openHistorian\Archive
|  |  | 2ea8ab89-b1de-425c-8fba-4f6b1f1875c6 | 1 | PPA | ArchiveDirectories={D:\openHistorian\Archive
|  |  | cc2fd29d-fef9-4178-b833-17953da286a4 | 1 | PPA | ArchiveDirectories={D:\openHistorian\Archive
|  |  | 6bfd42d4-c3bb-47e6-9e61-68a35a4ab141 | 1 | PPA | ArchiveDirectories={D:\openHistorian\Archive
|  |  | 283f6453-56a3-4705-97a1-34adaa6751cd | 1 | PPA | ArchiveDirectories={D:\openHistorian\Archive
|  |  | c76bb4ec-c7b7-4c5e-8bb4-472d969b36b8 | 1 | PPA | ArchiveDirectories={D:\openHistorian\Archive
|  |  | c80d709c-ccf1-4a0f-b692-1a1df0eaecc2 | 1 | PPA | ArchiveDirectories={D:\openHistorian\Archive
|  |  | 18264da3-b3a9-46c1-8abc-6e0790554cf5 | 1 | PPA | ArchiveDirectories={D:\openHistorian\Archive
|  |  | c4e86826-7736-48c2-8e84-a0995d30af28 | 1 | PPA | ArchiveDirectories={D:\openHistorian\Archive
|  |  | 1a9b2dbf-7e1c-439b-9c1b-c113826780b4 | 1 | PPA | ArchiveDirectories={D:\openHistorian\Archive
|  |  | 7d78f6af-b218-4f51-bff1-f56c2edef20d | 1 | PPA | ArchiveDirectories={D:\openHistorian\Archive
|  |  | da9caac3-3905-452d-8ddb-272a56327644 | 1 | PPA | ArchiveDirectories={D:\openHistorian\Archive
|  |  | 6f2b4b13-ba64-4fd2-8e70-c71d5ee0aab9 | 1 | PPA | ArchiveDirectories={D:\openHistorian\Archive
|  |  | c52302df-8606-47e1-ba1a-372a62d610c9 | 1 | PPA | ArchiveDirectories={D:\openHistorian\Archive
|  |  | d918307c-360a-40fe-9e60-36e243568cd6 | 1 | PPA | ArchiveDirectories={D:\openHistorian\Archive
|  |  | f1a548e7-abb3-453d-a315-dcfcfe671adb | 1 | PPA | ArchiveDirectories={D:\openHistorian\Archive
|  |  | 9547f559-74f9-4e58-97ba-fb8fa94c941a | 1 | PPA | ArchiveDirectories={D:\openHistorian\Archive
|  |  | 39454733-2eb3-4022-9f04-97fafa589d96 | 1 | PPA | ArchiveDirectories={D:\openHistorian\Archive
|  |  | 7a8e3548-5f7d-400f-94fc-d046c9465332 | 1 | PPA | ArchiveDirectories={D:\openHistorian\Archive
|  |  | e0969deb-404a-49c3-9f24-3d255fcc3732 | 1 | PPA | ArchiveDirectories={D:\openHistorian\Archive
|  |  | d81c2a88-f033-4c7b-82b4-8d02123b538e | 1 | PPA | ArchiveDirectories={D:\openHistorian\Archive
|  |  | 59b98011-1c4b-43fa-9dbd-0932b658f208 | 1 | PPA | ArchiveDirectories={D:\openHistorian\Archive
|  |  | 31b3e956-400e-40b8-8600-30f29dc77bb8 | 1 | PPA | ArchiveDirectories={D:\openHistorian\Archive
|  |  | 5823da3e-5a39-47e0-9fb6-0a72fba74ded | 1 | PPA | ArchiveDirectories={D:\openHistorian\Archive
|  |  | 81b80022-3931-476e-9d0a-a676ed3315b5 | 1 | PPA | ArchiveDirectories={D:\openHistorian\Archive
|  |  | abe6ad25-5a6b-43b0-97c1-bb5a758a8918 | 1 | PPA | ArchiveDirectories={D:\openHistorian\Archive
|  |  | 6433429a-bdc2-4475-b19c-4bebb539b9f3 | 1 | PPA | ArchiveDirectories={D:\openHistorian\Archive
|  |  | 42cb2836-cae1-4140-a66c-abd20b840b5d | 1 | PPA | ArchiveDirectories={D:\openHistorian\Archive
|  |  | fdb76b73-dfdd-4e06-90b9-48830cc9675d | 1 | PPA | ArchiveDirectories={D:\openHistorian\Archive
|  |  | 95cd80d7-24f6-45e6-b7e7-cbd7b051c9bf | 1 | PPA | ArchiveDirectories={D:\openHistorian\Archive
|  |  | 1455ddf3-e199-4d9c-9351-e3e3d523fc85 | 1 | PPA | ArchiveDirectories={D:\openHistorian\Archive
|  |  | 6fa6dd63-ddd4-4fc0-a828-3a4ce50c6ef3 | 1 | PPA | ArchiveDirectories={D:\openHistorian\Archive
|  |  | 208b5635-17b8-41b2-b0e7-425745146d5d | 1 | PPA | ArchiveDirectories={D:\openHistorian\Archive
|  |  | 62efb653-aed4-4a7a-a40e-cf57686c9b4d | 1 | PPA | ArchiveDirectories={D:\openHistorian\Archive
|  |  | 80587565-4f94-453e-b58c-97dacbef8197 | 1 | PPA | ArchiveDirectories={D:\openHistorian\Archive
|  |  | 01b14535-f54b-4db0-a030-948feef5f3d5 | 1 | PPA | ArchiveDirectories={D:\openHistorian\Archive
|  |  | 1cd17004-882f-4435-8b04-5d02fd348b1e | 1 | PPA | ArchiveDirectories={D:\openHistorian\Archive
|  |  | ec37a97a-4687-440a-a3a6-fabeb28ecf46 | 1 | PPA | ArchiveDirectories={D:\openHistorian\Archive
|  |  | de29cbe9-e419-410a-bb27-03a4d69ec497 | 1 | PPA | ArchiveDirectories={D:\openHistorian\Archive
|  |  | bd06c5f7-1edc-451d-82a7-272cbca5ebf9 | 1 | PPA | ArchiveDirectories={D:\openHistorian\Archive
|  |  | 7e49cfd4-17af-4228-ab1b-9e5c67999b31 | 1 | PPA | ArchiveDirectories={D:\openHistorian\Archive
|  |  | bed8d6d6-2dd8-4a2f-b3ab-df2a0c8c2180 | 1 | PPA | ArchiveDirectories={D:\openHistorian\Archive
|  |  | 5a452c80-2d94-4660-9b27-5d29e361f986 | 1 | PPA | ArchiveDirectories={D:\openHistorian\Archive
|  |  | 848e68be-a8b7-4182-a059-626922934b44 | 1 | PPA | ArchiveDirectories={D:\openHistorian\Archive
|  |  | 44105c06-4f4d-4ed3-bf94-014708259822 | 1 | PPA | ArchiveDirectories={D:\openHistorian\Archive
|  |  | 809d439e-7270-4d3a-9cba-56d78d9a483c | 1 | PPA | ArchiveDirectories={D:\openHistorian\Archive
|  |  | da60f47d-d11f-4575-b856-ba07dff3a0fc | 1 | PPA | ArchiveDirectories={D:\openHistorian\Archive
|  |  | f6258e84-2fb4-4e59-a4a0-fca311e59e4f | 1 | PPA | ArchiveDirectories={D:\openHistorian\Archive
|  |  | 4d6f42b8-3240-442e-80ed-ff4e53daef27 | 1 | PPA | ArchiveDirectories={D:\openHistorian\Archive
|  |  | 5e6f13d6-769e-48f1-900e-0acc5eaf3eb9 | 1 | PPA | ArchiveDirectories={D:\openHistorian\Archive
|  |  | 0f879ead-5971-4f91-972b-d97e89283021 | 1 | PPA | ArchiveDirectories={D:\openHistorian\Archive
|  |  | 127b7a39-7a1e-4ce4-b45e-8d6b19c606e0 | 1 | PPA | ArchiveDirectories={D:\openHistorian\Archive
|  |  | 86b9aa2d-ec6d-4e27-8550-ef2c59dc186f | 1 | PPA | ArchiveDirectories={D:\openHistorian\Archive
|  |  | 283ce709-4159-4956-bd6a-61b653b8b34e | 1 | PPA | ArchiveDirectories={D:\openHistorian\Archive
|  |  | 1f3499ed-98d7-45db-8dd3-b67dcb1993ce | 1 | PPA | ArchiveDirectories={D:\openHistorian\Archive
|  |  | 0cccff52-99eb-4c46-a684-f960f6c5be75 | 1 | PPA | ArchiveDirectories={D:\openHistorian\Archive
|  |  | 016aa707-3c9a-406d-8fbd-c4f2b65c6776 | 1 | PPA | ArchiveDirectories={D:\openHistorian\Archive
|  |  | 9ca45fd2-42b4-4e7a-aeea-2e4d56f51e89 | 1 | PPA | ArchiveDirectories={D:\openHistorian\Archive
|  |  | 59b7802e-75f7-4809-99bd-dd16d865ab1f | 1 | PPA | ArchiveDirectories={D:\openHistorian\Archive
|  |  | 0960065a-35fb-4e05-aee9-825cd86df84f | 1 | PPA | ArchiveDirectories={D:\openHistorian\Archive
|  |  | 24ee2c7a-73d6-43b1-bc1b-8a2c66d98684 | 1 | PPA | ArchiveDirectories={D:\openHistorian\Archive
|  |  | 95874202-4ec6-475a-940d-1008e0a788eb | 1 | PPA | ArchiveDirectories={D:\openHistorian\Archive
|  |  | fd91bc83-383d-46dd-94a9-5ce03416ddf4 | 1 | PPA | ArchiveDirectories={D:\openHistorian\Archive
|  |  | d11bd89d-4bed-4714-91c8-66d0532327d7 | 1 | PPA | ArchiveDirectories={D:\openHistorian\Archive
|  |  | 38666513-b400-4271-8091-c0a84b62a2eb | 1 | PPA | ArchiveDirectories={D:\openHistorian\Archive
|  |  | 505665c4-3684-4591-b644-9cdfa93c3ec2 | 1 | PPA | ArchiveDirectories={D:\openHistorian\Archive
|  |  | 2168b06e-fe59-416f-8d89-97e3e23e1660 | 1 | PPA | ArchiveDirectories={D:\openHistorian\Archive
|  |  | cb101b60-9513-44af-b614-9911492963c5 | 1 | PPA | ArchiveDirectories={D:\openHistorian\Archive
|  |  | 3676b582-6501-40e9-b2ea-33d4062c56b6 | 1 | PPA | ArchiveDirectories={D:\openHistorian\Archive
|  |  | 9c464ab7-c71d-4494-b7f8-5f82ee94be55 | 1 | PPA | ArchiveDirectories={D:\openHistorian\Archive
|  |  | 9cdc72aa-d34c-41a2-a94f-57963330a30b | 1 | PPA | ArchiveDirectories={D:\openHistorian\Archive
|  |  | 52bc4a48-11c7-4073-a05e-c152badfd009 | 1 | PPA | ArchiveDirectories={D:\openHistorian\Archive
|  |  | 0d270497-5554-4a50-9ef9-845acf347959 | 1 | PPA | ArchiveDirectories={D:\openHistorian\Archive
|  |  | 6e3f4208-d23c-41b6-9a27-40f62a5a3e7c | 1 | PPA | ArchiveDirectories={D:\openHistorian\Archive
|  |  | 3a29e1fc-f79b-4b85-8d51-dae5c61963cc | 1 | PPA | ArchiveDirectories={D:\openHistorian\Archive
|  |  | 09322eb8-e5bb-4055-ac42-afbcd3365232 | 1 | PPA | ArchiveDirectories={D:\openHistorian\Archive
|  |  | 28f11076-46a7-4410-8d4c-fa857ec16edf | 1 | PPA | ArchiveDirectories={D:\openHistorian\Archive
|  |  | 7b2315ca-648d-4321-8f04-bce4e41b8da9 | 1 | PPA | ArchiveDirectories={D:\openHistorian\Archive
|  |  | c8fd59e2-513e-43d5-9ce2-e8d3481f3d29 | 1 | PPA | ArchiveDirectories={D:\openHistorian\Archive
|  |  | c81f0551-d19c-464c-a9ac-8d4563cce9c1 | 1 | PPA | ArchiveDirectories={D:\openHistorian\Archive
|  |  | 0425e043-8751-4904-b53a-e765467e5d42 | 1 | PPA | ArchiveDirectories={D:\openHistorian\Archive
|  |  | 0c9311aa-96c3-439c-876e-660f05a87970 | 1 | PPA | ArchiveDirectories={D:\openHistorian\Archive
|  |  | ad9588e5-acd3-4255-85ce-850d83cdf744 | 1 | PPA | ArchiveDirectories={D:\openHistorian\Archive
|  |  | 7226ec23-dbbe-46c3-adf5-d3f7988d8881 | 1 | PPA | ArchiveDirectories={D:\openHistorian\Archive
|  |  | adb922a8-89f4-4c9e-a3f4-6b43fa41472a | 1 | PPA | ArchiveDirectories={D:\openHistorian\Archive
|  |  | 65eec4f9-2575-46fa-97cb-84929f6b70a3 | 1 | PPA | ArchiveDirectories={D:\openHistorian\Archive
|  |  | 93e8e8ae-704a-461b-a5ae-7d9bc669b365 | 1 | PPA | ArchiveDirectories={D:\openHistorian\Archive
|  |  | 5253429b-f6a1-4a08-ada4-89889b9a86dd | 1 | PPA | ArchiveDirectories={D:\openHistorian\Archive
|  |  | 42c2d962-719f-4175-aa02-4e824c506fce | 1 | PPA | ArchiveDirectories={D:\openHistorian\Archive
|  |  | 2ac7d8af-3d7c-4ff5-8c68-c9546fc7c6cd | 1 | PPA | ArchiveDirectories={D:\openHistorian\Archive
|  |  | 04d52377-dc15-4d86-99d6-05407480b1f0 | 1 | PPA | ArchiveDirectories={D:\openHistorian\Archive
|  |  | faec06e1-7cf2-4394-8aa8-0268b82d033e | 1 | PPA | ArchiveDirectories={D:\openHistorian\Archive
|  |  | 2bda18cd-cf29-49d7-80a7-2af64bbaaf95 | 1 | PPA | ArchiveDirectories={D:\openHistorian\Archive
|  |  | 023e874c-01b2-4a60-ad8b-70269c509b89 | 1 | PPA | ArchiveDirectories={D:\openHistorian\Archive
|  |  | 5c79d2af-8f72-4c9d-bb23-15f9e096cbbc | 1 | PPA | ArchiveDirectories={D:\openHistorian\Archive
|  |  | e030ad88-d295-4111-ae4d-84d770aab28b | 1 | PPA | ArchiveDirectories={D:\openHistorian\Archive
|  |  | 19e066c2-a361-4c83-9285-34151e37e2cf | 1 | PPA | ArchiveDirectories={D:\openHistorian\Archive
|  |  | 09617f1b-596a-47be-b110-713fab21af7e | 1 | PPA | ArchiveDirectories={D:\openHistorian\Archive
|  |  | 5f6a59db-cdd4-4777-8646-a64f1e6a20be | 1 | PPA | ArchiveDirectories={D:\openHistorian\Archive
|  |  | dec27929-c95c-4d12-b97c-d296e31fb27e | 1 | PPA | ArchiveDirectories={D:\openHistorian\Archive
|  |  | 74821ce5-03c4-4a4d-b8c7-ba48d87ecd0e | 1 | PPA | ArchiveDirectories={D:\openHistorian\Archive
|  |  | 6e27f996-f150-40cd-b09e-306dd948da90 | 1 | PPA | ArchiveDirectories={D:\openHistorian\Archive
|  |  | 7f7a719e-95ca-4ce4-acdd-05bc8c50b18d | 1 | PPA | ArchiveDirectories={D:\openHistorian\Archive
|  |  | 596f4619-7892-4a74-9a7e-fa55b5b1155b | 1 | PPA | ArchiveDirectories={D:\openHistorian\Archive
|  |  | 85e8a4f2-507a-40ba-9a0c-487c74c9278a | 1 | PPA | ArchiveDirectories={D:\openHistorian\Archive
|  |  | 35ab23d4-c497-4214-87c4-3bc80d6ce3d8 | 1 | PPA | ArchiveDirectories={D:\openHistorian\Archive
|  |  | e28a03a1-6ade-4d6a-97e6-ac4d225eab53 | 1 | PPA | ArchiveDirectories={D:\openHistorian\Archive
|  |  | 9b5fd725-0f3d-4dd3-94ac-6d26d55ff557 | 1 | PPA | ArchiveDirectories={D:\openHistorian\Archive
|  |  | bac6bc44-c454-4f83-8311-a0b914e143f3 | 1 | PPA | ArchiveDirectories={D:\openHistorian\Archive
|  |  | 5f540752-23c6-42c2-8fab-53922fa09b4f | 1 | PPA | ArchiveDirectories={D:\openHistorian\Archive
|  |  | fedee8b8-1779-4240-94a7-87c0a87ab4b3 | 1 | PPA | ArchiveDirectories={D:\openHistorian\Archive
|  |  | 4396826c-d7dc-4757-bc13-330356952d61 | 1 | PPA | ArchiveDirectories={D:\openHistorian\Archive
|  |  | 5acb5f6d-0ead-4e3d-97c2-759a543eea6c | 1 | PPA | ArchiveDirectories={D:\openHistorian\Archive
|  |  | 126395c9-97ea-4870-9769-95bcbafd3505 | 1 | PPA | ArchiveDirectories={D:\openHistorian\Archive
|  |  | 7a14d0a1-1b04-4099-924e-c1b57fd904cc | 1 | PPA | ArchiveDirectories={D:\openHistorian\Archive
|  |  | 6a91f00f-7fb4-4ce5-ada2-47c9ef2f3987 | 1 | PPA | ArchiveDirectories={D:\openHistorian\Archive
|  |  | 5822483c-a1d5-4098-b96f-2aba2992aa54 | 1 | PPA | ArchiveDirectories={D:\openHistorian\Archive
|  |  | 4b42ed9a-a620-42f2-8028-e46aa135805f | 1 | PPA | ArchiveDirectories={D:\openHistorian\Archive
|  |  | edf44844-436c-48bd-aea4-a753698211a0 | 1 | PPA | ArchiveDirectories={D:\openHistorian\Archive
|  |  | 3641f9e3-c4bb-45cc-ba2f-608a32484ff2 | 1 | PPA | ArchiveDirectories={D:\openHistorian\Archive
|  |  | 4a6659d9-1844-47c4-8896-570699c8327f | 1 | PPA | ArchiveDirectories={D:\openHistorian\Archive
|  |  | 36c8622f-5f7c-463a-aeeb-0b88fcddc148 | 1 | PPA | ArchiveDirectories={D:\openHistorian\Archive
|  |  | 70e8e3d4-63c2-40b6-be33-27d30e71b2db | 1 | PPA | ArchiveDirectories={D:\openHistorian\Archive
|  |  | f905c65e-3276-48a0-8916-fd0e0d9eafe0 | 1 | PPA | ArchiveDirectories={D:\openHistorian\Archive
|  |  | 1bfc3be4-7029-4d10-8bc1-8b898302cfd0 | 1 | PPA | ArchiveDirectories={D:\openHistorian\Archive
|  |  | 2c2a7b86-57b3-4148-9dd3-a8ce269525df | 1 | PPA | ArchiveDirectories={D:\openHistorian\Archive
|  |  | cd6d5573-9b40-4589-a660-dd856befe398 | 1 | PPA | ArchiveDirectories={D:\openHistorian\Archive
|  |  | 8bd7523b-6f33-4a60-a13f-84b179af74c8 | 1 | PPA | ArchiveDirectories={D:\openHistorian\Archive
|  |  | 7be0af53-148a-4f55-b802-1d04d07816c5 | 1 | PPA | ArchiveDirectories={D:\openHistorian\Archive
|  |  | 19c6d288-e99c-4724-9a3f-ea1557262c2d | 1 | PPA | ArchiveDirectories={D:\openHistorian\Archive
|  |  | 8ee386b7-49f8-411e-82dd-44ccdaa1682f | 1 | PPA | ArchiveDirectories={D:\openHistorian\Archive
|  |  | 3d4acf9e-c2be-48a1-a3c6-c60daa3f470a | 1 | PPA | ArchiveDirectories={D:\openHistorian\Archive
|  |  | 252a5ee3-d468-4e1b-81fe-766eb0e23c3d | 1 | PPA | ArchiveDirectories={D:\openHistorian\Archive
|  |  | dd830664-de96-42e5-a0af-a053803bb7a7 | 1 | PPA | ArchiveDirectories={D:\openHistorian\Archive
|  |  | 7371cb1b-c5ab-4a37-90ae-1cfda59665d8 | 1 | PPA | ArchiveDirectories={D:\openHistorian\Archive
|  |  | 94454260-2c72-4adf-8f5a-c7756b40435a | 1 | PPA | ArchiveDirectories={D:\openHistorian\Archive
|  |  | 13b84a77-3b39-46e2-ac26-3f06c6f95b1d | 1 | PPA | ArchiveDirectories={D:\openHistorian\Archive
|  |  | 45377fa8-3772-49e5-9e26-848405a84a26 | 1 | PPA | ArchiveDirectories={D:\openHistorian\Archive
|  |  | d8329a93-e82c-4adb-944b-90001c83b948 | 1 | PPA | ArchiveDirectories={D:\openHistorian\Archive
|  |  | 5b5f205c-7db6-427d-9740-6e64f7a800f6 | 1 | PPA | ArchiveDirectories={D:\openHistorian\Archive
|  |  | 9158ba40-e63d-435b-9918-87ee3e16be21 | 1 | PPA | ArchiveDirectories={D:\openHistorian\Archive
|  |  | 0c7d93fd-1f8c-4d45-b5fc-b3ad6da67839 | 1 | PPA | ArchiveDirectories={D:\openHistorian\Archive
|  |  | 5c149591-da1e-46fb-a9c5-36bf67495520 | 1 | PPA | ArchiveDirectories={D:\openHistorian\Archive
|  |  | e3427820-0be4-41de-aaab-8e39a5cfbc6d | 1 | PPA | ArchiveDirectories={D:\openHistorian\Archive
|  |  | 086be3f6-bd17-4025-8c8e-6d5648b10faf | 1 | PPA | ArchiveDirectories={D:\openHistorian\Archive
|  |  | f89d382b-2bcb-490b-b9e8-c4c8054bb688 | 1 | PPA | ArchiveDirectories={D:\openHistorian\Archive
|  |  | 13ca1a62-11a4-49ae-b3bb-ad28332df43c | 1 | PPA | ArchiveDirectories={D:\openHistorian\Archive
|  |  | a0808dce-765b-48fe-8d79-bb722af73a1e | 1 | PPA | ArchiveDirectories={D:\openHistorian\Archive
|  |  | b3c65602-8eed-4136-b416-17c5d6da509e | 1 | PPA | ArchiveDirectories={D:\openHistorian\Archive
|  |  | 4830d9ca-da3c-4900-b626-833a5a4f6550 | 1 | PPA | ArchiveDirectories={D:\openHistorian\Archive
|  |  | 00af0b8f-c4e7-4659-bc53-af8d1c541975 | 1 | PPA | ArchiveDirectories={D:\openHistorian\Archive
|  |  | 1ac696e3-6efb-4c25-ba9e-8aac7efcf33c | 1 | PPA | ArchiveDirectories={D:\openHistorian\Archive
|  |  | e90a5776-8c8d-4c59-8ee1-a2785841a9fa | 1 | PPA | ArchiveDirectories={D:\openHistorian\Archive
|  |  | fa0c3665-71c1-4279-9943-56c6e888017b | 1 | PPA | ArchiveDirectories={D:\openHistorian\Archive
|  |  | 22913a22-1a1b-40c4-a546-a485ece72253 | 1 | PPA | ArchiveDirectories={D:\openHistorian\Archive
|  |  | 43549bb2-21a9-4422-b622-b587e0acb4c9 | 1 | PPA | ArchiveDirectories={D:\openHistorian\Archive
|  |  | bd1c5e60-85d5-43b0-a677-26b3fef3147e | 1 | PPA | ArchiveDirectories={D:\openHistorian\Archive
|  |  | b88e8fb8-f34f-4b5b-be23-5a515ccccc2c | 1 | PPA | ArchiveDirectories={D:\openHistorian\Archive
|  |  | 5c1ffef1-cbcb-400a-b17f-cd79063df3bd | 1 | PPA | ArchiveDirectories={D:\openHistorian\Archive
|  |  | a1dd4e8a-d2b9-485b-8e5a-a0cbf97c07fb | 1 | PPA | ArchiveDirectories={D:\openHistorian\Archive
|  |  | cc155b06-775d-4404-9da3-a712fa58a06c | 1 | PPA | ArchiveDirectories={D:\openHistorian\Archive
|  |  | 32c10713-9351-41cf-86f0-736f15d4a29e | 1 | PPA | ArchiveDirectories={D:\openHistorian\Archive
|  |  | 9145b574-31e1-446f-aae5-9558cb6ed268 | 1 | PPA | ArchiveDirectories={D:\openHistorian\Archive
|  |  | 39970177-e481-4a91-9744-f60e7b5d39c3 | 1 | PPA | ArchiveDirectories={D:\openHistorian\Archive
|  |  | 68898994-3798-4396-8825-b8ce5a94bf1b | 1 | PPA | ArchiveDirectories={D:\openHistorian\Archive
|  |  | 4f7f8016-2bd0-4d6c-8ef5-1002c456f75e | 1 | PPA | ArchiveDirectories={D:\openHistorian\Archive
|  |  | cff82148-3e4b-4b33-a065-d67557fa45ec | 1 | PPA | ArchiveDirectories={D:\openHistorian\Archive
|  |  | 6c3e8916-8929-4ce4-86a3-6837962b0fc5 | 1 | PPA | ArchiveDirectories={D:\openHistorian\Archive
|  |  | c074fb29-04e4-4c5d-b0b3-48fb5bbb9aff | 1 | PPA | ArchiveDirectories={D:\openHistorian\Archive
|  |  | 0c39cfa9-7c37-4b35-b2a4-20436e169dac | 1 | PPA | ArchiveDirectories={D:\openHistorian\Archive
|  |  | 5ca901a2-6ae0-4ea4-a74f-b69752b161c4 | 1 | PPA | ArchiveDirectories={D:\openHistorian\Archive
|  |  | 3630cc57-d31c-4656-8b36-a7d20108f6bd | 1 | PPA | ArchiveDirectories={D:\openHistorian\Archive
|  |  | e40d7617-bdca-40bf-8d7a-c61ca551573f | 1 | PPA | ArchiveDirectories={D:\openHistorian\Archive
|  |  | d11143d4-ee1a-4cbe-9949-ffb385fc79e7 | 1 | PPA | ArchiveDirectories={D:\openHistorian\Archive
|  |  | 96ff1d43-eb2a-4123-8de4-d8a1e355966c | 1 | PPA | ArchiveDirectories={D:\openHistorian\Archive
|  |  | 5869dfe7-8392-4065-83de-802819fc6ac7 | 1 | PPA | ArchiveDirectories={D:\openHistorian\Archive
|  |  | 992bf716-9b95-4233-be92-c34bdb7dd6d1 | 1 | PPA | ArchiveDirectories={D:\openHistorian\Archive
|  |  | 48fdf324-2717-4c7c-8c42-e2d6689dc96c | 1 | PPA | ArchiveDirectories={D:\openHistorian\Archive
|  |  | 23604bc4-6c4d-42ee-bef3-e79e4dee5108 | 1 | PPA | ArchiveDirectories={D:\openHistorian\Archive
|  |  | b9dd1cb3-ba7b-4f02-86b0-2ecfc69ac3ec | 1 | PPA | ArchiveDirectories={D:\openHistorian\Archive
|  |  | 7d446347-161b-4e37-8299-12a6b65e3d3b | 1 | PPA | ArchiveDirectories={D:\openHistorian\Archive
|  |  | bcb76c4f-f6a9-49ff-b883-cb9a39fa2932 | 1 | PPA | ArchiveDirectories={D:\openHistorian\Archive
|  |  | e6f77d86-1cfb-4a71-8e9f-95c30a0dfcf2 | 1 | PPA | ArchiveDirectories={D:\openHistorian\Archive
|  |  | 601f5e35-2e72-431d-af8d-b17d96de36a3 | 1 | PPA | ArchiveDirectories={D:\openHistorian\Archive
|  |  | fc556581-3146-4d49-918f-6874c3b35d9e | 1 | PPA | ArchiveDirectories={D:\openHistorian\Archive
|  |  | 1f035899-74a8-416b-bc57-71f02c6f673d | 1 | PPA | ArchiveDirectories={D:\openHistorian\Archive
|  |  | 0b240cb4-17b3-470f-961a-e40ba8c275df | 1 | PPA | ArchiveDirectories={D:\openHistorian\Archive
|  |  | 659c31d9-1022-42d4-8e99-7dfabe75d4dd | 1 | PPA | ArchiveDirectories={D:\openHistorian\Archive
|  |  | 39e37332-aff2-4e69-bfe2-d74f754bece7 | 1 | PPA | ArchiveDirectories={D:\openHistorian\Archive
|  |  | c29505a0-7282-4731-94cf-d840c7be26b1 | 1 | PPA | ArchiveDirectories={D:\openHistorian\Archive
|  |  | fc8cfee1-e99e-4b94-be40-9831fac341ad | 1 | PPA | ArchiveDirectories={D:\openHistorian\Archive
|  |  | ea796a3f-4fc5-4feb-b5f7-5f85ad570adc | 1 | PPA | ArchiveDirectories={D:\openHistorian\Archive
|  |  | 43589545-57ca-4ebf-8121-c9eca9f09394 | 1 | PPA | ArchiveDirectories={D:\openHistorian\Archive
|  |  | e414a4b4-ba5b-465b-a192-25f673bf4e80 | 1 | PPA | ArchiveDirectories={D:\openHistorian\Archive
|  |  | fbc200f8-77fa-432a-807c-9474634f722d | 1 | PPA | ArchiveDirectories={D:\openHistorian\Archive
|  |  | 73eaf01b-94b3-4f13-a5d7-b7e8eb8cf5d3 | 1 | PPA | ArchiveDirectories={D:\openHistorian\Archive
|  |  | 186a6d7d-637b-444d-adba-702806c561d5 | 1 | PPA | ArchiveDirectories={D:\openHistorian\Archive
|  |  | c0db56fc-fb6a-486e-9c03-b1edd9415ba2 | 1 | PPA | ArchiveDirectories={D:\openHistorian\Archive
|  |  | 2c126551-8cc5-4798-9be0-e6be9926f55b | 1 | PPA | ArchiveDirectories={D:\openHistorian\Archive
|  |  | 68cf3afa-ab95-4a89-94f4-eaa7b93be41a | 1 | PPA | ArchiveDirectories={D:\openHistorian\Archive
|  |  | f34d3a15-02c7-47ef-a85a-2c2c00480c35 | 1 | PPA | ArchiveDirectories={D:\openHistorian\Archive
|  |  | 7ee17a03-c4a9-456f-9fa4-3333a48be102 | 1 | PPA | ArchiveDirectories={D:\openHistorian\Archive
|  |  | 71b68a65-bda5-48b9-8a3c-11a64dd64c92 | 1 | PPA | ArchiveDirectories={D:\openHistorian\Archive
|  |  | 3f005eec-27e1-44b6-a540-7b948e826b97 | 1 | PPA | ArchiveDirectories={D:\openHistorian\Archive
|  |  | d565e399-4c24-4fdd-bf44-d05df1d54a4f | 1 | PPA | ArchiveDirectories={D:\openHistorian\Archive
|  |  | a4f4fbad-434f-4517-bf77-ad378f1a8bbd | 1 | PPA | ArchiveDirectories={D:\openHistorian\Archive
|  |  | d0d1b4e5-ba0e-4780-9d1a-5cbeffab5f61 | 1 | PPA | ArchiveDirectories={D:\openHistorian\Archive
|  |  | 96d3f275-4850-4798-b80b-aa3cbd1d95b7 | 1 | PPA | ArchiveDirectories={D:\openHistorian\Archive
|  |  | 8248f726-e92d-4014-bd32-77154c55dfbb | 1 | PPA | ArchiveDirectories={D:\openHistorian\Archive
|  |  | 0344702a-19c5-466a-a376-1b5b8bd2bbe9 | 1 | PPA | ArchiveDirectories={D:\openHistorian\Archive
|  |  | dc590aa0-7d0b-4ea9-b344-47e86663ea19 | 1 | PPA | ArchiveDirectories={D:\openHistorian\Archive
|  |  | 8c2fefb3-810f-467d-b4ee-462603e416c0 | 1 | PPA | ArchiveDirectories={D:\openHistorian\Archive
|  |  | d12a2924-7b42-451b-aff7-27adbaf2f999 | 1 | PPA | ArchiveDirectories={D:\openHistorian\Archive
|  |  | 8427e224-5ed7-4c01-9c98-421122837e85 | 1 | PPA | ArchiveDirectories={D:\openHistorian\Archive
|  |  | 73927639-68cb-47fb-902d-a515f11e05df | 1 | PPA | ArchiveDirectories={D:\openHistorian\Archive
|  |  | 8b49568b-35f9-4c44-b83c-b97d1199e8bf | 1 | PPA | ArchiveDirectories={D:\openHistorian\Archive
|  |  | e43b101b-4312-43a1-8708-bacf465b8f8a | 1 | PPA | ArchiveDirectories={D:\openHistorian\Archive
|  |  | 2dc147d9-c1d7-4fed-ad11-2a3870f3b004 | 1 | PPA | ArchiveDirectories={D:\openHistorian\Archive
|  |  | 79d4c43f-f817-465d-9be7-b6a552797851 | 1 | PPA | ArchiveDirectories={D:\openHistorian\Archive
|  |  | 1ab591fb-e33f-4478-9e41-82c60e4ecdd5 | 1 | PPA | ArchiveDirectories={D:\openHistorian\Archive
|  |  | 11ada322-97eb-49e7-9792-f46837d366cc | 1 | PPA | ArchiveDirectories={D:\openHistorian\Archive
|  |  | 3ebdfd05-368e-45f0-87a2-23823482b6dd | 1 | PPA | ArchiveDirectories={D:\openHistorian\Archive
|  |  | 261024cb-f1f1-4eff-9d16-ec861e1fd929 | 1 | PPA | ArchiveDirectories={D:\openHistorian\Archive
|  |  | e92e1497-759b-4580-8ff9-27a08573262f | 1 | PPA | ArchiveDirectories={D:\openHistorian\Archive
|  |  | 57ff4100-8dd4-48a9-a255-af7901e2b821 | 1 | PPA | ArchiveDirectories={D:\openHistorian\Archive
|  |  | 568f5e70-18a6-4777-afd0-7f724f29c4bd | 1 | PPA | ArchiveDirectories={D:\openHistorian\Archive
|  |  | 368b24e5-97aa-4a8e-aec8-ef431d4fe03a | 1 | PPA | ArchiveDirectories={D:\openHistorian\Archive
|  |  | 76c7786f-b1aa-425c-a927-79ebd187bcce | 1 | PPA | ArchiveDirectories={D:\openHistorian\Archive
|  |  | bb2c8cd8-4d7a-4dfd-818d-b27b74a40318 | 1 | PPA | ArchiveDirectories={D:\openHistorian\Archive
|  |  | 2ab0cc81-9238-4617-8821-cd5f1a8c4034 | 1 | PPA | ArchiveDirectories={D:\openHistorian\Archive
|  |  | 6883a96b-d898-40e9-ac53-e1b98bfb1d34 | 1 | PPA | ArchiveDirectories={D:\openHistorian\Archive
|  |  | 9b6256d1-b416-4fa6-b016-5d3bf4178e0c | 1 | PPA | ArchiveDirectories={D:\openHistorian\Archive
|  |  | b76f3fa1-7404-40be-9d92-16bcf26782e3 | 1 | PPA | ArchiveDirectories={D:\openHistorian\Archive
|  |  | 24394ecb-896d-4e54-ac9a-d5190ba54878 | 1 | PPA | ArchiveDirectories={D:\openHistorian\Archive
|  |  | 3a2c49a8-5c42-4c72-a321-628491f909df | 1 | PPA | ArchiveDirectories={D:\openHistorian\Archive
|  |  | 6ebaf558-b8f0-420a-a525-52e43051f5b8 | 1 | PPA | ArchiveDirectories={D:\openHistorian\Archive
|  |  | 4468a186-a0de-4fc1-ba6d-13c503bdd827 | 1 | PPA | ArchiveDirectories={D:\openHistorian\Archive
|  |  | 4ee689b6-9694-4b7a-8992-9664d813e21f | 1 | PPA | ArchiveDirectories={D:\openHistorian\Archive
|  |  | c0f5d545-62b1-4de1-abc8-adfaf9158d90 | 1 | PPA | ArchiveDirectories={D:\openHistorian\Archive
|  |  | 88a3e31c-dae5-4dfc-95e6-dcaa1566652d | 1 | PPA | ArchiveDirectories={D:\openHistorian\Archive
|  |  | d684adef-eef3-4297-b4a5-55ca3ee46be2 | 1 | PPA | ArchiveDirectories={D:\openHistorian\Archive
|  |  | 8cbd6bdd-69a9-4153-91bf-cab4e22cf371 | 1 | PPA | ArchiveDirectories={D:\openHistorian\Archive
|  |  | b7881ee3-b23e-44e3-8a99-314c560b950f | 1 | PPA | ArchiveDirectories={D:\openHistorian\Archive
|  |  | 23759f2f-36fb-4335-9590-b9c206ab2522 | 1 | PPA | ArchiveDirectories={D:\openHistorian\Archive
|  |  | a54c50a0-288c-4452-98ef-24720ea287fc | 1 | PPA | ArchiveDirectories={D:\openHistorian\Archive
|  |  | 2c413bd8-6ec0-4d8e-8ca0-ba577cdde58e | 1 | PPA | ArchiveDirectories={D:\openHistorian\Archive
|  |  | 968407c8-02a8-4963-8a7c-75d27b5d4d6a | 1 | PPA | ArchiveDirectories={D:\openHistorian\Archive
|  |  | fa23eb39-80e6-4532-81d8-2270ece781ec | 1 | PPA | ArchiveDirectories={D:\openHistorian\Archive
|  |  | 859d4f70-574d-4800-88b6-ef3a601a2b90 | 1 | PPA | ArchiveDirectories={D:\openHistorian\Archive
|  |  | 7c18d123-6bdb-481b-8125-e84051155352 | 1 | PPA | ArchiveDirectories={D:\openHistorian\Archive
|  |  | 7a485282-a964-4e46-b808-8e14d18e5338 | 1 | PPA | ArchiveDirectories={D:\openHistorian\Archive
|  |  | 96ca0a66-4730-4f48-87f6-c60a28490271 | 1 | PPA | ArchiveDirectories={D:\openHistorian\Archive
|  |  | d4e93f19-31f1-41e6-a324-d4a83da1f8c9 | 1 | PPA | ArchiveDirectories={D:\openHistorian\Archive
|  |  | 85dfdc8b-e47c-4ea7-88ca-d98d6bf1b725 | 1 | PPA | ArchiveDirectories={D:\openHistorian\Archive
|  |  | e114787f-2666-4b60-a982-58d6c80fadbf | 1 | PPA | ArchiveDirectories={D:\openHistorian\Archive
|  |  | 3eb55745-f79b-4d00-b3ad-33a184bf30e4 | 1 | PPA | ArchiveDirectories={D:\openHistorian\Archive
|  |  | 779a3b81-b735-4dbb-be11-d947bbcfd180 | 1 | PPA | ArchiveDirectories={D:\openHistorian\Archive
|  |  | 9f89f71c-8a60-45f9-8bbe-3d65ad671033 | 1 | PPA | ArchiveDirectories={D:\openHistorian\Archive
|  |  | a80325b2-8275-471f-b896-c6bfa610b677 | 1 | PPA | ArchiveDirectories={D:\openHistorian\Archive
|  |  | 68f5c11e-007a-4469-8b48-4cc1257712c8 | 1 | PPA | ArchiveDirectories={D:\openHistorian\Archive
|  |  | 91fe5222-bcca-475a-a717-5592d9b44964 | 1 | PPA | ArchiveDirectories={D:\openHistorian\Archive
|  |  | 36c01612-50b1-4633-86a5-239dad40cc95 | 1 | PPA | ArchiveDirectories={D:\openHistorian\Archive
|  |  | 2b40ae5a-dd80-474d-bb01-6db0bfb984f9 | 1 | PPA | ArchiveDirectories={D:\openHistorian\Archive
|  |  | 9403e1b5-471c-4372-9c0f-27405c3b8295 | 1 | PPA | ArchiveDirectories={D:\openHistorian\Archive
|  |  | b1e6945a-1173-4f84-a79c-74104a9459d1 | 1 | PPA | ArchiveDirectories={D:\openHistorian\Archive
|  |  | 7306fa76-222a-48c4-afc0-cdb015225688 | 1 | PPA | ArchiveDirectories={D:\openHistorian\Archive
|  |  | 6a9370ba-a41e-44e6-8b53-1f369abd37b7 | 1 | PPA | ArchiveDirectories={D:\openHistorian\Archive
|  |  | 916a6b6e-3a41-4bfb-9419-2a1092d7704b | 1 | PPA | ArchiveDirectories={D:\openHistorian\Archive
|  |  | fd1516b9-2c51-4b3d-ab3e-4312d43c364b | 1 | PPA | ArchiveDirectories={D:\openHistorian\Archive
|  |  | 2dd3ae90-ce49-4a8e-b4de-5256bd3bf5ac | 1 | PPA | ArchiveDirectories={D:\openHistorian\Archive
|  |  | 9ed7adbc-1109-424f-9e54-3ed352e858bb | 1 | PPA | ArchiveDirectories={D:\openHistorian\Archive
|  |  | 0d0de256-e94f-40be-a2cf-647f46d0bd60 | 1 | PPA | ArchiveDirectories={D:\openHistorian\Archive
|  |  | 7740f2f4-4549-43a2-a41a-612c2b9ac2b4 | 1 | PPA | ArchiveDirectories={D:\openHistorian\Archive
|  |  | fc716a6b-b76f-44ce-84cd-eb470f11e4a4 | 1 | PPA | ArchiveDirectories={D:\openHistorian\Archive
|  |  | 9caf44a1-1aae-4b15-b477-862e5d6d7d09 | 1 | PPA | ArchiveDirectories={D:\openHistorian\Archive
|  |  | 44dccd14-c3c7-475b-8db8-8144205c9a20 | 1 | PPA | ArchiveDirectories={D:\openHistorian\Archive
|  |  | 2ed7ff46-7ab4-454c-b976-8759439d6db5 | 1 | PPA | ArchiveDirectories={D:\openHistorian\Archive
|  |  | 453f71d6-6f43-4c67-b913-598f00394d89 | 1 | PPA | ArchiveDirectories={D:\openHistorian\Archive
|  |  | a9fc93eb-0a2f-44b5-96d2-be6d3856ed9e | 1 | PPA | ArchiveDirectories={D:\openHistorian\Archive
|  |  | 025c9502-3aa6-42bf-859e-2bc4a59fc379 | 1 | PPA | ArchiveDirectories={D:\openHistorian\Archive
|  |  | d3714303-2a4e-42ce-bc35-8c6bf94c6165 | 1 | PPA | ArchiveDirectories={D:\openHistorian\Archive
|  |  | 253b11d0-570b-4fba-9bb6-8dd1cd822ab7 | 1 | PPA | ArchiveDirectories={D:\openHistorian\Archive
|  |  | 14e1826a-5098-4505-b6f7-05e2a512fe81 | 1 | PPA | ArchiveDirectories={D:\openHistorian\Archive
|  |  | 33320279-48e2-4e00-b729-d91583856c63 | 1 | PPA | ArchiveDirectories={D:\openHistorian\Archive
|  |  | 4ec39196-8efe-4292-92d4-46af12002a1b | 1 | PPA | ArchiveDirectories={D:\openHistorian\Archive
|  |  | 0b94779f-0bf6-4b05-b2a0-2ec09ebf3167 | 1 | PPA | ArchiveDirectories={D:\openHistorian\Archive
|  |  | 013ec363-d155-4ff4-9583-e1ac7890a127 | 1 | PPA | ArchiveDirectories={D:\openHistorian\Archive
|  |  | d3e2b4f8-9dbf-48e8-8f8b-24593b8a65ef | 1 | PPA | ArchiveDirectories={D:\openHistorian\Archive
|  |  | 9a74cf69-8742-4e25-95d8-e258ccfeda69 | 1 | PPA | ArchiveDirectories={D:\openHistorian\Archive
|  |  | 5bb694c3-0340-4cc7-a12d-66da7744887e | 1 | PPA | ArchiveDirectories={D:\openHistorian\Archive
|  |  | ab2bb0dc-8d35-42e0-b1ad-adb012e86286 | 1 | PPA | ArchiveDirectories={D:\openHistorian\Archive
|  |  | 88556b56-d5eb-4e9d-8a96-69022220bcc8 | 1 | PPA | ArchiveDirectories={D:\openHistorian\Archive
|  |  | ff0aca67-671f-4fbe-91b8-b8d0ca25dd33 | 1 | PPA | ArchiveDirectories={D:\openHistorian\Archive
|  |  | 5624be5b-9be5-423c-9620-7f033ad45d30 | 1 | PPA | ArchiveDirectories={D:\openHistorian\Archive
|  |  | ec18f5bb-66be-4197-b30a-17d6568e0986 | 1 | PPA | ArchiveDirectories={D:\openHistorian\Archive
|  |  | 09e6a7e3-c6c9-4f32-9845-390f978e8171 | 1 | PPA | ArchiveDirectories={D:\openHistorian\Archive
|  |  | 3aae3e7d-3a29-4bf7-9b73-53bbd0d7d26a | 1 | PPA | ArchiveDirectories={D:\openHistorian\Archive
|  |  | a5a4ce62-e32c-47aa-957a-c0fc9b585e7f | 1 | PPA | ArchiveDirectories={D:\openHistorian\Archive
|  |  | 9008ddf3-40df-41b5-8565-f38c15539976 | 1 | PPA | ArchiveDirectories={D:\openHistorian\Archive
|  |  | 23f7b590-432f-43f4-b1af-13decbc6ffa1 | 1 | PPA | ArchiveDirectories={D:\openHistorian\Archive
|  |  | 058d00fa-1ab6-49ab-89ae-5041a434e0f3 | 1 | PPA | ArchiveDirectories={D:\openHistorian\Archive
|  |  | dd1027b9-2388-44ac-aff0-788dba99d7f7 | 1 | PPA | ArchiveDirectories={D:\openHistorian\Archive
|  |  | 440e86ef-dde1-4c5c-aea8-28637f936cb9 | 1 | PPA | ArchiveDirectories={D:\openHistorian\Archive
|  |  | c4c825a2-545c-4e9f-956b-49be0293c414 | 1 | PPA | ArchiveDirectories={D:\openHistorian\Archive
|  |  | 79637220-6642-4d73-8246-7e9b089d8cf2 | 1 | PPA | ArchiveDirectories={D:\openHistorian\Archive
|  |  | f59d37e2-a408-4b45-9215-b32481bbc7b7 | 1 | PPA | ArchiveDirectories={D:\openHistorian\Archive
|  |  | 5effafd0-e780-4edf-a311-641a0207ea0e | 1 | PPA | ArchiveDirectories={D:\openHistorian\Archive
|  |  | d4971df0-6239-44be-b7d8-d6b8c171e209 | 1 | PPA | ArchiveDirectories={D:\openHistorian\Archive
|  |  | 7e7f4334-7e99-486b-bd9f-9ff342b743c2 | 1 | PPA | ArchiveDirectories={D:\openHistorian\Archive
|  |  | d764c752-0d93-4b4f-b5a2-23382262d2fd | 1 | PPA | ArchiveDirectories={D:\openHistorian\Archive
|  |  | f7971288-48e0-4db1-8879-f129502f21a9 | 1 | PPA | ArchiveDirectories={D:\openHistorian\Archive
|  |  | 16dcac97-5f4d-48b7-a290-04f02126456d | 1 | PPA | ArchiveDirectories={D:\openHistorian\Archive
|  |  | 96635bef-ddcd-484a-a68f-2f63f640e4cc | 1 | PPA | ArchiveDirectories={D:\openHistorian\Archive
|  |  | c07a1318-ac19-4424-9b72-1fb778853236 | 1 | PPA | ArchiveDirectories={D:\openHistorian\Archive
|  |  | 050a87b3-fac7-4bea-98b2-b435f2a8cd57 | 1 | PPA | ArchiveDirectories={D:\openHistorian\Archive
|  |  | 727703dc-ab05-4007-9aeb-284606f760de | 1 | PPA | ArchiveDirectories={D:\openHistorian\Archive
|  |  | bcd13d25-8b55-4874-8f72-a8e35b798119 | 1 | PPA | ArchiveDirectories={D:\openHistorian\Archive
|  |  | cdb3caf9-dbe5-41ed-a674-5ee1bef029bf | 1 | PPA | ArchiveDirectories={D:\openHistorian\Archive
|  |  | 2c577c94-d0ca-4496-934c-ba2e4349b167 | 1 | PPA | ArchiveDirectories={D:\openHistorian\Archive
|  |  | ab2a6b10-c23e-4e7e-bbb6-d959ade4ca6b | 1 | PPA | ArchiveDirectories={D:\openHistorian\Archive
|  |  | 3914d95f-0092-46a5-9661-07bfb69b1ef0 | 1 | PPA | ArchiveDirectories={D:\openHistorian\Archive
|  |  | 7e83e1b5-6e6b-4361-9ca6-1da8db04b21c | 1 | PPA | ArchiveDirectories={D:\openHistorian\Archive
|  |  | f114b1ec-9612-45cb-9be0-2a19b2571919 | 1 | PPA | ArchiveDirectories={D:\openHistorian\Archive
|  |  | cdffd6b5-2227-4e24-95b7-25c62cff4361 | 1 | PPA | ArchiveDirectories={D:\openHistorian\Archive
|  |  | 8751fd99-5c93-4fd9-b41a-37ea370fca34 | 1 | PPA | ArchiveDirectories={D:\openHistorian\Archive
|  |  | 56b621e5-1760-4590-9f1b-94e9b75c54dc | 1 | PPA | ArchiveDirectories={D:\openHistorian\Archive
|  |  | cfe4ccdc-2e78-4d74-9f0a-c633adde23e2 | 1 | PPA | ArchiveDirectories={D:\openHistorian\Archive
|  |  | c90f882c-e715-426c-a92f-7c75eab7b6c3 | 1 | PPA | ArchiveDirectories={D:\openHistorian\Archive
|  |  | 9488dcc6-ca61-4579-b131-2a5f3cf356b9 | 1 | PPA | ArchiveDirectories={D:\openHistorian\Archive
|  |  | 2b865b75-3cbd-4f8c-ba47-6a8448e84c74 | 1 | PPA | ArchiveDirectories={D:\openHistorian\Archive
|  |  | 276caf2f-f660-462c-8d2f-43b62135e178 | 1 | PPA | ArchiveDirectories={D:\openHistorian\Archive
|  |  | 240de2ca-f167-4906-9a53-8cdc25bab617 | 1 | PPA | ArchiveDirectories={D:\openHistorian\Archive
|  |  | 00ea3abf-1556-418c-a739-fe2f4199ebcc | 1 | PPA | ArchiveDirectories={D:\openHistorian\Archive
|  |  | 7569bce4-70de-413c-ad26-e323215ac73b | 1 | PPA | ArchiveDirectories={D:\openHistorian\Archive
|  |  | 6aff8761-892d-42c4-bda8-d3c77e7fc345 | 1 | PPA | ArchiveDirectories={D:\openHistorian\Archive
|  |  | 39a1ac80-eb2b-401c-8678-45e14feba284 | 1 | PPA | ArchiveDirectories={D:\openHistorian\Archive
|  |  | f715d278-9f8a-4d28-87dd-8d4d044094d0 | 1 | PPA | ArchiveDirectories={D:\openHistorian\Archive
|  |  | f4687b35-5258-4119-8783-2015c00bc40a | 1 | PPA | ArchiveDirectories={D:\openHistorian\Archive
|  |  | 440f3aca-1e61-41a8-b752-ac8ddef64a8d | 1 | PPA | ArchiveDirectories={D:\openHistorian\Archive
|  |  | 74911f0d-ec53-45fb-acb5-b1e5260bedd9 | 1 | PPA | ArchiveDirectories={D:\openHistorian\Archive
|  |  | 4b4f6dcc-c895-453f-9efa-87877995c919 | 1 | PPA | ArchiveDirectories={D:\openHistorian\Archive
|  |  | 3e8e66f4-f33b-4cea-adc8-8dcb05856501 | 1 | PPA | ArchiveDirectories={D:\openHistorian\Archive
|  |  | 7b99d9b9-11a1-4825-9749-db935b25c7f6 | 1 | PPA | ArchiveDirectories={D:\openHistorian\Archive
|  |  | 42d719ce-d2b8-4cb5-9ba6-6217eb6c989a | 1 | PPA | ArchiveDirectories={D:\openHistorian\Archive
|  |  | 733e1086-8001-4131-a660-41a055a7e669 | 1 | PPA | ArchiveDirectories={D:\openHistorian\Archive
|  |  | 0112bdae-3171-4756-bf1d-ecf9fb8a1a46 | 1 | PPA | ArchiveDirectories={D:\openHistorian\Archive
|  |  | 5d6a530d-b983-463a-8b66-1959b9c175e8 | 1 | PPA | ArchiveDirectories={D:\openHistorian\Archive
|  |  | 64b8d2dd-8f14-4015-b721-19ac6600d282 | 1 | PPA | ArchiveDirectories={D:\openHistorian\Archive
|  |  | c023c664-96d7-43dd-aca5-4dd912cfa536 | 1 | PPA | ArchiveDirectories={D:\openHistorian\Archive
|  |  | 9f0feb8e-2ec6-4a67-85d7-232aa77dd552 | 1 | PPA | ArchiveDirectories={D:\openHistorian\Archive
|  |  | ea3244a5-92c4-403c-bcc0-b2c883a37831 | 1 | PPA | ArchiveDirectories={D:\openHistorian\Archive
|  |  | d197baa9-5afb-4359-9ebc-404953820b99 | 1 | PPA | ArchiveDirectories={D:\openHistorian\Archive
|  |  | 827275fb-3301-4614-a2e1-d01b06b6ccfd | 1 | PPA | ArchiveDirectories={D:\openHistorian\Archive
|  |  | 25b5d316-a4ce-4598-a712-98c9a6aa31f3 | 1 | PPA | ArchiveDirectories={D:\openHistorian\Archive
|  |  | f4cc9ab6-79be-498a-8fd7-e16cfc607a71 | 1 | PPA | ArchiveDirectories={D:\openHistorian\Archive
|  |  | dce476e1-1a20-45f0-8c40-cc9c98ef65a6 | 1 | PPA | ArchiveDirectories={D:\openHistorian\Archive
|  |  | 431f6926-5177-4169-83e8-674866656bcc | 1 | PPA | ArchiveDirectories={D:\openHistorian\Archive
|  |  | 9bb9fa68-18dc-4be5-9ae3-511e03161a6b | 1 | PPA | ArchiveDirectories={D:\openHistorian\Archive
|  |  | 0a9f89b9-4cce-43c3-b37b-a875b7f25f11 | 1 | PPA | ArchiveDirectories={D:\openHistorian\Archive
|  |  | 9771e865-4607-4ec8-844b-a89505edb380 | 1 | PPA | ArchiveDirectories={D:\openHistorian\Archive
|  |  | 2f795c6e-4b6e-4c28-bd52-73b2fdb713c1 | 1 | PPA | ArchiveDirectories={D:\openHistorian\Archive
|  |  | d21dd3d1-7e31-4509-8df6-e3c0578debd1 | 1 | PPA | ArchiveDirectories={D:\openHistorian\Archive
|  |  | 2888de18-e8d3-4aef-bfc5-717369d06e9b | 1 | PPA | ArchiveDirectories={D:\openHistorian\Archive
|  |  | 924f92ab-8ab0-40e5-bf49-e4725e529841 | 1 | PPA | ArchiveDirectories={D:\openHistorian\Archive
|  |  | 6e88b457-3c5c-4ca9-930b-c81cfa7df439 | 1 | PPA | ArchiveDirectories={D:\openHistorian\Archive
|  |  | 965e2269-339a-4e2b-b823-09eb0208e488 | 1 | PPA | ArchiveDirectories={D:\openHistorian\Archive
|  |  | 7f2ebc02-52cf-464b-ba28-f64d64d8e9fa | 1 | PPA | ArchiveDirectories={D:\openHistorian\Archive
|  |  | c1fc4841-89cc-4998-9965-bb59fcb47d3f | 1 | PPA | ArchiveDirectories={D:\openHistorian\Archive
|  |  | 06473d5a-6595-424c-8fec-c731f9079345 | 1 | PPA | ArchiveDirectories={D:\openHistorian\Archive
|  |  | 1d1cf219-5c1c-46e2-8e91-b559c85f0c9b | 1 | PPA | ArchiveDirectories={D:\openHistorian\Archive
|  |  | 0fa1c563-4362-4cf0-bbe6-9e0cade29899 | 1 | PPA | ArchiveDirectories={D:\openHistorian\Archive
|  |  | 9bd61a45-d70b-41d9-9fe5-c1facce16e40 | 1 | PPA | ArchiveDirectories={D:\openHistorian\Archive
|  |  | 923ebd05-fde9-4166-9e07-02b9b643a3ec | 1 | PPA | ArchiveDirectories={D:\openHistorian\Archive
|  |  | 0a5105b1-a049-42fe-bcff-d6720b21b27d | 1 | PPA | ArchiveDirectories={D:\openHistorian\Archive
|  |  | f128de70-4b83-46e6-bef3-997ac7c6f397 | 1 | PPA | ArchiveDirectories={D:\openHistorian\Archive
|  |  | a2eba084-fa09-4190-82fc-7691c89f55a7 | 1 | PPA | ArchiveDirectories={D:\openHistorian\Archive
|  |  | 89928e2a-1043-44f9-b0f0-94b1c446f768 | 1 | PPA | ArchiveDirectories={D:\openHistorian\Archive
|  |  | 04d8a6b0-44c4-4514-9620-90789f6a09cc | 1 | PPA | ArchiveDirectories={D:\openHistorian\Archive
|  |  | e75348b0-925f-488c-a71c-5a5a7044b3d8 | 1 | PPA | ArchiveDirectories={D:\openHistorian\Archive
|  |  | 56ecc9f8-8c8c-4ec9-ac79-9f5c762fb219 | 1 | PPA | ArchiveDirectories={D:\openHistorian\Archive
|  |  | 24e4dd0a-fc96-4497-9fbc-fcbecd887b76 | 1 | PPA | ArchiveDirectories={D:\openHistorian\Archive
|  |  | 54288052-cfc0-4543-8595-0af9ed1c97df | 1 | PPA | ArchiveDirectories={D:\openHistorian\Archive
|  |  | 85e7ef48-6d16-4a60-89f3-9ec3753dd312 | 1 | PPA | ArchiveDirectories={D:\openHistorian\Archive
|  |  | 6fd4618a-5a41-4894-bc4a-65dac89f27c7 | 1 | PPA | ArchiveDirectories={D:\openHistorian\Archive
|  |  | 7e228dbd-1886-416f-82db-efa4329372bb | 1 | PPA | ArchiveDirectories={D:\openHistorian\Archive
|  |  | 4ee9d4fc-400e-4b42-8d3f-c46972e7a15b | 1 | PPA | ArchiveDirectories={D:\openHistorian\Archive
|  |  | f16de495-c4b0-47a3-b2b4-210793e19cad | 1 | PPA | ArchiveDirectories={D:\openHistorian\Archive
|  |  | 82ea02d2-ff93-410e-9ded-0313a6486f77 | 1 | PPA | ArchiveDirectories={D:\openHistorian\Archive
|  |  | ac5d1568-3278-4003-a45c-1c2af3cb7c02 | 1 | PPA | ArchiveDirectories={D:\openHistorian\Archive
|  |  | 2c93ff0d-1beb-4905-b1a7-2a04c9e505f8 | 1 | PPA | ArchiveDirectories={D:\openHistorian\Archive
|  |  | dfbb3c1f-67c7-477e-b36f-9ed6c3c7d671 | 1 | PPA | ArchiveDirectories={D:\openHistorian\Archive
|  |  | 4c00b597-63a1-429c-96db-001dcb554cd1 | 1 | PPA | ArchiveDirectories={D:\openHistorian\Archive
|  |  | b42b9159-7d75-496f-b39b-f903eb67bf59 | 1 | PPA | ArchiveDirectories={D:\openHistorian\Archive
|  |  | 773e3d73-9dc1-4ae2-b618-e4f68f32b48c | 1 | PPA | ArchiveDirectories={D:\openHistorian\Archive
|  |  | 4eab4fad-ed15-44eb-82d8-8daa99dbd53a | 1 | PPA | ArchiveDirectories={D:\openHistorian\Archive
|  |  | c75ffeb7-f01f-47b3-a52e-5c4f5d97ba96 | 1 | PPA | ArchiveDirectories={D:\openHistorian\Archive
|  |  | 58c9839e-97ee-4342-ac05-1ae7c3a32687 | 1 | PPA | ArchiveDirectories={D:\openHistorian\Archive
|  |  | 4398db53-710a-4920-ad76-0ec502e8e994 | 1 | PPA | ArchiveDirectories={D:\openHistorian\Archive
|  |  | 7b32f444-6582-4a26-b06e-f862d1d7ebb6 | 1 | PPA | ArchiveDirectories={D:\openHistorian\Archive
|  |  | 1c6f7fe3-5b57-4317-81bb-a3923d8255c5 | 1 | PPA | ArchiveDirectories={D:\openHistorian\Archive
|  |  | 60dea60d-a9c8-41fb-931c-60738e69c8fd | 1 | PPA | ArchiveDirectories={D:\openHistorian\Archive
|  |  | bb8c163d-5abc-4070-8771-3d6f5b1c95e2 | 1 | PPA | ArchiveDirectories={D:\openHistorian\Archive
|  |  | c83447b9-f37a-41ba-94ea-f553952c5dd3 | 1 | PPA | ArchiveDirectories={D:\openHistorian\Archive
|  |  | 125afde2-73a7-4155-99a2-04059cd30af2 | 1 | PPA | ArchiveDirectories={D:\openHistorian\Archive
|  |  | 249195ea-a962-48f9-8d1f-eddfa7050ccf | 1 | PPA | ArchiveDirectories={D:\openHistorian\Archive
|  |  | 72626f0f-d491-4dd1-9bbc-a4af00fc2471 | 1 | PPA | ArchiveDirectories={D:\openHistorian\Archive
|  |  | 78ee97fe-f98b-413a-922d-e383cc680a3c | 1 | PPA | ArchiveDirectories={D:\openHistorian\Archive
|  |  | 4bca9e8a-280d-4563-ab86-6875033a1879 | 1 | PPA | ArchiveDirectories={D:\openHistorian\Archive
|  |  | a6ca9700-9a32-43a0-8577-cda63eb26a8f | 1 | PPA | ArchiveDirectories={D:\openHistorian\Archive
|  |  | 2d0643fc-c031-4f06-84d0-6fe61643d365 | 1 | PPA | ArchiveDirectories={D:\openHistorian\Archive
|  |  | 4f934def-8e37-4d6f-8d14-2774f755f5fc | 1 | PPA | ArchiveDirectories={D:\openHistorian\Archive
|  |  | bcf67d81-950a-4d7e-8c4b-68101da83819 | 1 | PPA | ArchiveDirectories={D:\openHistorian\Archive
|  |  | 2a157ba4-1c40-4c64-be2b-2a0748b4e633 | 1 | PPA | ArchiveDirectories={D:\openHistorian\Archive
|  |  | 9c69ae3b-6c0b-4d9a-be4e-9148a3b7acd9 | 1 | PPA | ArchiveDirectories={D:\openHistorian\Archive
|  |  | 3840fe3e-db76-4243-b02f-25bc2917dee8 | 1 | PPA | ArchiveDirectories={D:\openHistorian\Archive
|  |  | f1eb9f99-ee5b-444a-8d05-c340f460e63c | 1 | PPA | ArchiveDirectories={D:\openHistorian\Archive
|  |  | 068d2141-716a-4f00-b862-84813daf37bf | 1 | PPA | ArchiveDirectories={D:\openHistorian\Archive
|  |  | 4a73bb39-6f44-40e7-832d-61d746e5012e | 1 | PPA | ArchiveDirectories={D:\openHistorian\Archive
|  |  | 65c4c30c-3ebd-4045-afd3-cee3105a3616 | 1 | PPA | ArchiveDirectories={D:\openHistorian\Archive
|  |  | 911e038d-8b61-4566-a55c-9748c283cd36 | 1 | PPA | ArchiveDirectories={D:\openHistorian\Archive
|  |  | 11b1fc46-7798-4e01-aff5-d419489a2785 | 1 | PPA | ArchiveDirectories={D:\openHistorian\Archive
|  |  | f8640f25-48ab-4811-8add-12dc8984b6f5 | 1 | PPA | ArchiveDirectories={D:\openHistorian\Archive
|  |  | 40fc18d6-a965-4990-901d-19b722bc0ffe | 1 | PPA | ArchiveDirectories={D:\openHistorian\Archive
|  |  | 533b38c8-3693-4577-b08f-57d087816ded | 1 | PPA | ArchiveDirectories={D:\openHistorian\Archive
|  |  | 75b5e779-fb03-4b81-ac33-2bd2b3d6c99e | 1 | PPA | ArchiveDirectories={D:\openHistorian\Archive
|  |  | dee5913a-2b6b-4695-8357-9d380df973f8 | 2 | STAT |  | 3292 | ONS_LOCAL$MAIZ_500_PM_06!PMU:ST1 |  |  | 8736f6c7-ad41-4b43-b4f6-e684e0d4ad20 |  |  | 30 | [8 empty] | 11 | [5 empty] | LOCAL$MAIZ_500_PM_06!PMU-ST1 | 0.0 | 1.0 | Device statistic for Number of data quality errors reported by device during last reporting interval. | 0 | 1 | 1 |  | Any | STAT | Statistic | ST |  |  | STAT:3292 | 2021-07-29 22:39
|  |  | ae930c86-dccc-48c5-9def-36fb217e09ef | 2 | STAT |  | 3293 | ONS_LOCAL$MAIZ_500_PM_06!PMU:ST2 |  |  | 8736f6c7-ad41-4b43-b4f6-e684e0d4ad20 |  |  | 30 | [8 empty] | 11 | [5 empty] | LOCAL$MAIZ_500_PM_06!PMU-ST2 | 0.0 | 1.0 | Device statistic for Number of time quality errors reported by device during last reporting interval. | 0 | 1 | 1 |  | Any | STAT | Statistic | ST |  |  | STAT:3293 | 2021-07-29 22:39
|  |  | 4fee0132-1b09-4285-811d-a3d248390ea0 | 2 | STAT |  | 3294 | ONS_LOCAL$MAIZ_500_PM_06!PMU:ST3 |  |  | 8736f6c7-ad41-4b43-b4f6-e684e0d4ad20 |  |  | 30 | [8 empty] | 11 | [5 empty] | LOCAL$MAIZ_500_PM_06!PMU-ST3 | 0.0 | 1.0 | Device statistic for Number of device errors reported by device during last reporting interval. | 0 | 1 | 1 |  | Any | STAT | Statistic | ST |  |  | STAT:3294 | 2021-07-29 22:39
|  |  | 94b483dd-ff39-4192-9060-96f5eb0552fb | 2 | STAT |  | 3295 | ONS_LOCAL$MAIZ_500_PM_06!PMU:ST4 |  |  | 8736f6c7-ad41-4b43-b4f6-e684e0d4ad20 |  |  | 30 | [8 empty] | 11 | [5 empty] | LOCAL$MAIZ_500_PM_06!PMU-ST4 | 0.0 | 1.0 | Device statistic for Number of measurements received from device during last reporting interval. | 0 | 1 | 1 |  | Any | STAT | Statistic | ST |  |  | STAT:3295 | 2021-07-29 22:39
|  |  | f6809078-fd15-45f1-abdb-d815dc3e36ae | 2 | STAT |  | 3296 | ONS_LOCAL$MAIZ_500_PM_06!PMU:ST5 |  |  | 8736f6c7-ad41-4b43-b4f6-e684e0d4ad20 |  |  | 30 | [8 empty] | 11 | [5 empty] | LOCAL$MAIZ_500_PM_06!PMU-ST5 | 0.0 | 1.0 | Device statistic for Expected number of measurements received from device during last reporting interval. | 0 | 1 | 1 |  | Any | STAT | Statistic | ST |  |  | STAT:3296 | 2021-07-29 22:39
|  |  | f3dc28d2-062b-40bf-8d44-a1bcb271c0d0 | 2 | STAT |  | 3297 | ONS_LOCAL$MAIZ_500_PM_06!PMU:ST6 |  |  | 8736f6c7-ad41-4b43-b4f6-e684e0d4ad20 |  |  | 30 | [8 empty] | 11 | [5 empty] | LOCAL$MAIZ_500_PM_06!PMU-ST6 | 0.0 | 1.0 | Device statistic for Number of measurements received while device was reporting errors during last reporting interval. | 0 | 1 | 1 |  | Any | STAT | Statistic | ST |  |  | STAT:3297 | 2021-07-29 22:39
|  |  | b4445059-f1d3-40fe-bb32-bd792187b6a0 | 2 | STAT |  | 3298 | ONS_LOCAL$MAIZ_500_PM_06!PMU:ST7 |  |  | 8736f6c7-ad41-4b43-b4f6-e684e0d4ad20 |  |  | 30 | [8 empty] | 11 | [5 empty] | LOCAL$MAIZ_500_PM_06!PMU-ST7 | 0.0 | 1.0 | Device statistic for Number of defined measurements (per frame) from device during last reporting interval. | 0 | 1 | 1 |  | Any | STAT | Statistic | ST |  |  | STAT:3298 | 2021-07-29 22:39
|  |  | 5d19bcd5-32da-4815-b6b7-76f8a5baf996 | 2 | STAT |  | 3299 | ONS_LOCAL$MAIZ_500_PM_07!PMU:ST1 |  |  | 8736f6c7-ad41-4b43-b4f6-e684e0d4ad20 |  |  | 30 | [8 empty] | 11 | [5 empty] | LOCAL$MAIZ_500_PM_07!PMU-ST1 | 0.0 | 1.0 | Device statistic for Number of data quality errors reported by device during last reporting interval. | 0 | 1 | 1 |  | Any | STAT | Statistic | ST |  |  | STAT:3299 | 2021-07-29 22:39
|  |  | 3d7b97c6-430e-43f5-98bf-5b73a8f5cfac | 2 | STAT |  | 3300 | ONS_LOCAL$MAIZ_500_PM_07!PMU:ST2 |  |  | 8736f6c7-ad41-4b43-b4f6-e684e0d4ad20 |  |  | 30 | [8 empty] | 11 | [5 empty] | LOCAL$MAIZ_500_PM_07!PMU-ST2 | 0.0 | 1.0 | Device statistic for Number of time quality errors reported by device during last reporting interval. | 0 | 1 | 1 |  | Any | STAT | Statistic | ST |  |  | STAT:3300 | 2021-07-29 22:39
|  |  | 6e45fc70-d070-4945-877f-19735978c469 | 2 | STAT |  | 3301 | ONS_LOCAL$MAIZ_500_PM_07!PMU:ST3 |  |  | 8736f6c7-ad41-4b43-b4f6-e684e0d4ad20 |  |  | 30 | [8 empty] | 11 | [5 empty] | LOCAL$MAIZ_500_PM_07!PMU-ST3 | 0.0 | 1.0 | Device statistic for Number of device errors reported by device during last reporting interval. | 0 | 1 | 1 |  | Any | STAT | Statistic | ST |  |  | STAT:3301 | 2021-07-29 22:39
|  |  | d9cc754d-4ce8-4925-a8ec-2b11af4012b9 | 2 | STAT |  | 3302 | ONS_LOCAL$MAIZ_500_PM_07!PMU:ST4 |  |  | 8736f6c7-ad41-4b43-b4f6-e684e0d4ad20 |  |  | 30 | [8 empty] | 11 | [5 empty] | LOCAL$MAIZ_500_PM_07!PMU-ST4 | 0.0 | 1.0 | Device statistic for Number of measurements received from device during last reporting interval. | 0 | 1 | 1 |  | Any | STAT | Statistic | ST |  |  | STAT:3302 | 2021-07-29 22:39
|  |  | 37399f4f-0840-4683-bd3a-7527a496edcc | 2 | STAT |  | 3303 | ONS_LOCAL$MAIZ_500_PM_07!PMU:ST5 |  |  | 8736f6c7-ad41-4b43-b4f6-e684e0d4ad20 |  |  | 30 | [8 empty] | 11 | [5 empty] | LOCAL$MAIZ_500_PM_07!PMU-ST5 | 0.0 | 1.0 | Device statistic for Expected number of measurements received from device during last reporting interval. | 0 | 1 | 1 |  | Any | STAT | Statistic | ST |  |  | STAT:3303 | 2021-07-29 22:39
|  |  | b84ef6fb-5b8f-4e74-a7ec-fe6037678465 | 2 | STAT |  | 3304 | ONS_LOCAL$MAIZ_500_PM_07!PMU:ST6 |  |  | 8736f6c7-ad41-4b43-b4f6-e684e0d4ad20 |  |  | 30 | [8 empty] | 11 | [5 empty] | LOCAL$MAIZ_500_PM_07!PMU-ST6 | 0.0 | 1.0 | Device statistic for Number of measurements received while device was reporting errors during last reporting interval. | 0 | 1 | 1 |  | Any | STAT | Statistic | ST |  |  | STAT:3304 | 2021-07-29 22:39
|  |  | 8e3fe290-18f6-4108-885d-8f7d79d29633 | 2 | STAT |  | 3305 | ONS_LOCAL$MAIZ_500_PM_07!PMU:ST7 |  |  | 8736f6c7-ad41-4b43-b4f6-e684e0d4ad20 |  |  | 30 | [8 empty] | 11 | [5 empty] | LOCAL$MAIZ_500_PM_07!PMU-ST7 | 0.0 | 1.0 | Device statistic for Number of defined measurements (per frame) from device during last reporting interval. | 0 | 1 | 1 |  | Any | STAT | Statistic | ST |  |  | STAT:3305 | 2021-07-29 22:39
|  |  | d65f0f82-ea49-444a-a110-729fc82a9c46 | 2 | STAT |  | 3306 | ONS_LOCAL$MAIZ_500_PM_08!PMU:ST1 |  |  | 8736f6c7-ad41-4b43-b4f6-e684e0d4ad20 |  |  | 30 | [8 empty] | 11 | [5 empty] | LOCAL$MAIZ_500_PM_08!PMU-ST1 | 0.0 | 1.0 | Device statistic for Number of data quality errors reported by device during last reporting interval. | 0 | 1 | 1 |  | Any | STAT | Statistic | ST |  |  | STAT:3306 | 2021-07-29 22:39
|  |  | c950db97-e22f-4ff2-a973-05324c975b32 | 2 | STAT |  | 3307 | ONS_LOCAL$MAIZ_500_PM_08!PMU:ST2 |  |  | 8736f6c7-ad41-4b43-b4f6-e684e0d4ad20 |  |  | 30 | [8 empty] | 11 | [5 empty] | LOCAL$MAIZ_500_PM_08!PMU-ST2 | 0.0 | 1.0 | Device statistic for Number of time quality errors reported by device during last reporting interval. | 0 | 1 | 1 |  | Any | STAT | Statistic | ST |  |  | STAT:3307 | 2021-07-29 22:39
|  |  | 3c1da1ed-3add-4d8a-9ba1-d3fbc3637f36 | 2 | STAT |  | 3308 | ONS_LOCAL$MAIZ_500_PM_08!PMU:ST3 |  |  | 8736f6c7-ad41-4b43-b4f6-e684e0d4ad20 |  |  | 30 | [8 empty] | 11 | [5 empty] | LOCAL$MAIZ_500_PM_08!PMU-ST3 | 0.0 | 1.0 | Device statistic for Number of device errors reported by device during last reporting interval. | 0 | 1 | 1 |  | Any | STAT | Statistic | ST |  |  | STAT:3308 | 2021-07-29 22:39
|  |  | 5d83cf36-07c1-4d3d-b465-4d9a472b35f7 | 2 | STAT |  | 3309 | ONS_LOCAL$MAIZ_500_PM_08!PMU:ST4 |  |  | 8736f6c7-ad41-4b43-b4f6-e684e0d4ad20 |  |  | 30 | [8 empty] | 11 | [5 empty] | LOCAL$MAIZ_500_PM_08!PMU-ST4 | 0.0 | 1.0 | Device statistic for Number of measurements received from device during last reporting interval. | 0 | 1 | 1 |  | Any | STAT | Statistic | ST |  |  | STAT:3309 | 2021-07-29 22:39
|  |  | a628b02d-a7f7-4fed-a64f-1890b36903be | 2 | STAT |  | 3310 | ONS_LOCAL$MAIZ_500_PM_08!PMU:ST5 |  |  | 8736f6c7-ad41-4b43-b4f6-e684e0d4ad20 |  |  | 30 | [8 empty] | 11 | [5 empty] | LOCAL$MAIZ_500_PM_08!PMU-ST5 | 0.0 | 1.0 | Device statistic for Expected number of measurements received from device during last reporting interval. | 0 | 1 | 1 |  | Any | STAT | Statistic | ST |  |  | STAT:3310 | 2021-07-29 22:39
|  |  | d2fbe37e-5e33-45ef-b3e3-8598b5041d4c | 2 | STAT |  | 3311 | ONS_LOCAL$MAIZ_500_PM_08!PMU:ST6 |  |  | 8736f6c7-ad41-4b43-b4f6-e684e0d4ad20 |  |  | 30 | [8 empty] | 11 | [5 empty] | LOCAL$MAIZ_500_PM_08!PMU-ST6 | 0.0 | 1.0 | Device statistic for Number of measurements received while device was reporting errors during last reporting interval. | 0 | 1 | 1 |  | Any | STAT | Statistic | ST |  |  | STAT:3311 | 2021-07-29 22:39
|  |  | 546d8fbd-e374-4d77-9564-aefd2fdc285f | 2 | STAT |  | 3312 | ONS_LOCAL$MAIZ_500_PM_08!PMU:ST7 |  |  | 8736f6c7-ad41-4b43-b4f6-e684e0d4ad20 |  |  | 30 | [8 empty] | 11 | [5 empty] | LOCAL$MAIZ_500_PM_08!PMU-ST7 | 0.0 | 1.0 | Device statistic for Number of defined measurements (per frame) from device during last reporting interval. | 0 | 1 | 1 |  | Any | STAT | Statistic | ST |  |  | STAT:3312 | 2021-07-29 22:39
|  |  | 01ceed5f-0368-47b2-8ced-d43aea1a1bdd | 2 | STAT |  | 3313 | ONS_LOCAL$MAIZ_500_PM_09!PMU:ST1 |  |  | 8736f6c7-ad41-4b43-b4f6-e684e0d4ad20 |  |  | 30 | [8 empty] | 11 | [5 empty] | LOCAL$MAIZ_500_PM_09!PMU-ST1 | 0.0 | 1.0 | Device statistic for Number of data quality errors reported by device during last reporting interval. | 0 | 1 | 1 |  | Any | STAT | Statistic | ST |  |  | STAT:3313 | 2021-07-29 22:39
|  |  | 777e9731-230d-4df8-a920-1008298ea50f | 2 | STAT |  | 3314 | ONS_LOCAL$MAIZ_500_PM_09!PMU:ST2 |  |  | 8736f6c7-ad41-4b43-b4f6-e684e0d4ad20 |  |  | 30 | [8 empty] | 11 | [5 empty] | LOCAL$MAIZ_500_PM_09!PMU-ST2 | 0.0 | 1.0 | Device statistic for Number of time quality errors reported by device during last reporting interval. | 0 | 1 | 1 |  | Any | STAT | Statistic | ST |  |  | STAT:3314 | 2021-07-29 22:39
|  |  | af3b7339-2849-4c1d-ae1d-6475f170c5a6 | 2 | STAT |  | 3315 | ONS_LOCAL$MAIZ_500_PM_09!PMU:ST3 |  |  | 8736f6c7-ad41-4b43-b4f6-e684e0d4ad20 |  |  | 30 | [8 empty] | 11 | [5 empty] | LOCAL$MAIZ_500_PM_09!PMU-ST3 | 0.0 | 1.0 | Device statistic for Number of device errors reported by device during last reporting interval. | 0 | 1 | 1 |  | Any | STAT | Statistic | ST |  |  | STAT:3315 | 2021-07-29 22:39
|  |  | e0d80dca-2b18-4476-b300-81e6e368a470 | 2 | STAT |  | 3316 | ONS_LOCAL$MAIZ_500_PM_09!PMU:ST4 |  |  | 8736f6c7-ad41-4b43-b4f6-e684e0d4ad20 |  |  | 30 | [8 empty] | 11 | [5 empty] | LOCAL$MAIZ_500_PM_09!PMU-ST4 | 0.0 | 1.0 | Device statistic for Number of measurements received from device during last reporting interval. | 0 | 1 | 1 |  | Any | STAT | Statistic | ST |  |  | STAT:3316 | 2021-07-29 22:39
|  |  | 031bcab8-2c34-454a-9b71-ea93b162766a | 2 | STAT |  | 3317 | ONS_LOCAL$MAIZ_500_PM_09!PMU:ST5 |  |  | 8736f6c7-ad41-4b43-b4f6-e684e0d4ad20 |  |  | 30 | [8 empty] | 11 | [5 empty] | LOCAL$MAIZ_500_PM_09!PMU-ST5 | 0.0 | 1.0 | Device statistic for Expected number of measurements received from device during last reporting interval. | 0 | 1 | 1 |  | Any | STAT | Statistic | ST |  |  | STAT:3317 | 2021-07-29 22:39
|  |  | 69db0913-922e-4bad-8a8f-101ab3ea76f0 | 2 | STAT |  | 3318 | ONS_LOCAL$MAIZ_500_PM_09!PMU:ST6 |  |  | 8736f6c7-ad41-4b43-b4f6-e684e0d4ad20 |  |  | 30 | [8 empty] | 11 | [5 empty] | LOCAL$MAIZ_500_PM_09!PMU-ST6 | 0.0 | 1.0 | Device statistic for Number of measurements received while device was reporting errors during last reporting interval. | 0 | 1 | 1 |  | Any | STAT | Statistic | ST |  |  | STAT:3318 | 2021-07-29 22:39
|  |  | 07d126c5-a9a9-4ebe-8d07-1d97a4298f3b | 2 | STAT |  | 3319 | ONS_LOCAL$MAIZ_500_PM_09!PMU:ST7 |  |  | 8736f6c7-ad41-4b43-b4f6-e684e0d4ad20 |  |  | 30 | [8 empty] | 11 | [5 empty] | LOCAL$MAIZ_500_PM_09!PMU-ST7 | 0.0 | 1.0 | Device statistic for Number of defined measurements (per frame) from device during last reporting interval. | 0 | 1 | 1 |  | Any | STAT | Statistic | ST |  |  | STAT:3319 | 2021-07-29 22:39
|  |  | e8199264-ddcc-423a-9e48-cbe718e31d7d | 2 | STAT |  | 3320 | ONS_LOCAL$MAIZ_500_PM_10!PMU:ST1 |  |  | 8736f6c7-ad41-4b43-b4f6-e684e0d4ad20 |  |  | 30 | [8 empty] | 11 | [5 empty] | LOCAL$MAIZ_500_PM_10!PMU-ST1 | 0.0 | 1.0 | Device statistic for Number of data quality errors reported by device during last reporting interval. | 0 | 1 | 1 |  | Any | STAT | Statistic | ST |  |  | STAT:3320 | 2021-07-29 22:39
|  |  | b891647a-f579-4d3a-89d2-1e00593067f1 | 2 | STAT |  | 3321 | ONS_LOCAL$MAIZ_500_PM_10!PMU:ST2 |  |  | 8736f6c7-ad41-4b43-b4f6-e684e0d4ad20 |  |  | 30 | [8 empty] | 11 | [5 empty] | LOCAL$MAIZ_500_PM_10!PMU-ST2 | 0.0 | 1.0 | Device statistic for Number of time quality errors reported by device during last reporting interval. | 0 | 1 | 1 |  | Any | STAT | Statistic | ST |  |  | STAT:3321 | 2021-07-29 22:39
|  |  | 07513596-14c2-4291-a838-ffd5e5c9a728 | 2 | STAT |  | 3322 | ONS_LOCAL$MAIZ_500_PM_10!PMU:ST3 |  |  | 8736f6c7-ad41-4b43-b4f6-e684e0d4ad20 |  |  | 30 | [8 empty] | 11 | [5 empty] | LOCAL$MAIZ_500_PM_10!PMU-ST3 | 0.0 | 1.0 | Device statistic for Number of device errors reported by device during last reporting interval. | 0 | 1 | 1 |  | Any | STAT | Statistic | ST |  |  | STAT:3322 | 2021-07-29 22:39
|  |  | b3a02556-d830-42ae-b2a3-399385107b42 | 2 | STAT |  | 3323 | ONS_LOCAL$MAIZ_500_PM_10!PMU:ST4 |  |  | 8736f6c7-ad41-4b43-b4f6-e684e0d4ad20 |  |  | 30 | [8 empty] | 11 | [5 empty] | LOCAL$MAIZ_500_PM_10!PMU-ST4 | 0.0 | 1.0 | Device statistic for Number of measurements received from device during last reporting interval. | 0 | 1 | 1 |  | Any | STAT | Statistic | ST |  |  | STAT:3323 | 2021-07-29 22:39
|  |  | 54c3a690-261d-4867-842e-bd5bd7565564 | 2 | STAT |  | 3324 | ONS_LOCAL$MAIZ_500_PM_10!PMU:ST5 |  |  | 8736f6c7-ad41-4b43-b4f6-e684e0d4ad20 |  |  | 30 | [8 empty] | 11 | [5 empty] | LOCAL$MAIZ_500_PM_10!PMU-ST5 | 0.0 | 1.0 | Device statistic for Expected number of measurements received from device during last reporting interval. | 0 | 1 | 1 |  | Any | STAT | Statistic | ST |  |  | STAT:3324 | 2021-07-29 22:39
|  |  | 4723b171-e8e9-4789-a386-987ac9e062e1 | 2 | STAT |  | 3325 | ONS_LOCAL$MAIZ_500_PM_10!PMU:ST6 |  |  | 8736f6c7-ad41-4b43-b4f6-e684e0d4ad20 |  |  | 30 | [8 empty] | 11 | [5 empty] | LOCAL$MAIZ_500_PM_10!PMU-ST6 | 0.0 | 1.0 | Device statistic for Number of measurements received while device was reporting errors during last reporting interval. | 0 | 1 | 1 |  | Any | STAT | Statistic | ST |  |  | STAT:3325 | 2021-07-29 22:39
|  |  | 7fd80c9c-680c-447c-a711-28a76e982eff | 2 | STAT |  | 3326 | ONS_LOCAL$MAIZ_500_PM_10!PMU:ST7 |  |  | 8736f6c7-ad41-4b43-b4f6-e684e0d4ad20 |  |  | 30 | [8 empty] | 11 | [5 empty] | LOCAL$MAIZ_500_PM_10!PMU-ST7 | 0.0 | 1.0 | Device statistic for Number of defined measurements (per frame) from device during last reporting interval. | 0 | 1 | 1 |  | Any | STAT | Statistic | ST |  |  | STAT:3326 | 2021-07-29 22:39
|  |  | 2d078b12-b5a6-4e77-b496-793380cd7eb7 | 2 | STAT |  | 3327 | ONS_LOCAL$MAIZ_500_PM_11!PMU:ST1 |  |  | 8736f6c7-ad41-4b43-b4f6-e684e0d4ad20 |  |  | 30 | [8 empty] | 11 | [5 empty] | LOCAL$MAIZ_500_PM_11!PMU-ST1 | 0.0 | 1.0 | Device statistic for Number of data quality errors reported by device during last reporting interval. | 0 | 1 | 1 |  | Any | STAT | Statistic | ST |  |  | STAT:3327 | 2021-07-29 22:39
|  |  | c73ffd68-60dd-42fe-bc64-947d1e40e850 | 2 | STAT |  | 3328 | ONS_LOCAL$MAIZ_500_PM_11!PMU:ST2 |  |  | 8736f6c7-ad41-4b43-b4f6-e684e0d4ad20 |  |  | 30 | [8 empty] | 11 | [5 empty] | LOCAL$MAIZ_500_PM_11!PMU-ST2 | 0.0 | 1.0 | Device statistic for Number of time quality errors reported by device during last reporting interval. | 0 | 1 | 1 |  | Any | STAT | Statistic | ST |  |  | STAT:3328 | 2021-07-29 22:39
|  |  | e0e047fd-7be2-46cf-b54f-a2c468b19ca8 | 2 | STAT |  | 3329 | ONS_LOCAL$MAIZ_500_PM_11!PMU:ST3 |  |  | 8736f6c7-ad41-4b43-b4f6-e684e0d4ad20 |  |  | 30 | [8 empty] | 11 | [5 empty] | LOCAL$MAIZ_500_PM_11!PMU-ST3 | 0.0 | 1.0 | Device statistic for Number of device errors reported by device during last reporting interval. | 0 | 1 | 1 |  | Any | STAT | Statistic | ST |  |  | STAT:3329 | 2021-07-29 22:39
|  |  | b273b390-5471-4076-aa64-6147e588823f | 2 | STAT |  | 3330 | ONS_LOCAL$MAIZ_500_PM_11!PMU:ST4 |  |  | 8736f6c7-ad41-4b43-b4f6-e684e0d4ad20 |  |  | 30 | [8 empty] | 11 | [5 empty] | LOCAL$MAIZ_500_PM_11!PMU-ST4 | 0.0 | 1.0 | Device statistic for Number of measurements received from device during last reporting interval. | 0 | 1 | 1 |  | Any | STAT | Statistic | ST |  |  | STAT:3330 | 2021-07-29 22:39
|  |  | ed839777-0457-47fd-96a8-cf38722dcca7 | 2 | STAT |  | 3331 | ONS_LOCAL$MAIZ_500_PM_11!PMU:ST5 |  |  | 8736f6c7-ad41-4b43-b4f6-e684e0d4ad20 |  |  | 30 | [8 empty] | 11 | [5 empty] | LOCAL$MAIZ_500_PM_11!PMU-ST5 | 0.0 | 1.0 | Device statistic for Expected number of measurements received from device during last reporting interval. | 0 | 1 | 1 |  | Any | STAT | Statistic | ST |  |  | STAT:3331 | 2021-07-29 22:39
|  |  | a2066782-c69b-44e5-9ebc-e2bf679a848e | 2 | STAT |  | 3332 | ONS_LOCAL$MAIZ_500_PM_11!PMU:ST6 |  |  | 8736f6c7-ad41-4b43-b4f6-e684e0d4ad20 |  |  | 30 | [8 empty] | 11 | [5 empty] | LOCAL$MAIZ_500_PM_11!PMU-ST6 | 0.0 | 1.0 | Device statistic for Number of measurements received while device was reporting errors during last reporting interval. | 0 | 1 | 1 |  | Any | STAT | Statistic | ST |  |  | STAT:3332 | 2021-07-29 22:39
|  |  | feb46bf5-2252-45f6-ad34-9bf1bc2e09ed | 2 | STAT |  | 3333 | ONS_LOCAL$MAIZ_500_PM_11!PMU:ST7 |  |  | 8736f6c7-ad41-4b43-b4f6-e684e0d4ad20 |  |  | 30 | [8 empty] | 11 | [5 empty] | LOCAL$MAIZ_500_PM_11!PMU-ST7 | 0.0 | 1.0 | Device statistic for Number of defined measurements (per frame) from device during last reporting interval. | 0 | 1 | 1 |  | Any | STAT | Statistic | ST |  |  | STAT:3333 | 2021-07-29 22:39
|  |  | 9ef68151-53dc-40a1-82d2-49aceebbc675 | 2 | STAT |  | 3334 | ONS_LOCAL$MAPD_500_PM_03!PMU:ST1 |  |  | 8736f6c7-ad41-4b43-b4f6-e684e0d4ad20 |  |  | 30 | [8 empty] | 11 | [5 empty] | LOCAL$MAPD_500_PM_03!PMU-ST1 | 0.0 | 1.0 | Device statistic for Number of data quality errors reported by device during last reporting interval. | 0 | 1 | 1 |  | Any | STAT | Statistic | ST |  |  | STAT:3334 | 2021-07-29 22:39
|  |  | 6aec7195-23f9-41e0-93ce-5bf8cb2dfc7d | 2 | STAT |  | 3335 | ONS_LOCAL$MAPD_500_PM_03!PMU:ST2 |  |  | 8736f6c7-ad41-4b43-b4f6-e684e0d4ad20 |  |  | 30 | [8 empty] | 11 | [5 empty] | LOCAL$MAPD_500_PM_03!PMU-ST2 | 0.0 | 1.0 | Device statistic for Number of time quality errors reported by device during last reporting interval. | 0 | 1 | 1 |  | Any | STAT | Statistic | ST |  |  | STAT:3335 | 2021-07-29 22:39
|  |  | da992483-bc32-4427-ac20-e71c8ebc3ad3 | 2 | STAT |  | 3336 | ONS_LOCAL$MAPD_500_PM_03!PMU:ST3 |  |  | 8736f6c7-ad41-4b43-b4f6-e684e0d4ad20 |  |  | 30 | [8 empty] | 11 | [5 empty] | LOCAL$MAPD_500_PM_03!PMU-ST3 | 0.0 | 1.0 | Device statistic for Number of device errors reported by device during last reporting interval. | 0 | 1 | 1 |  | Any | STAT | Statistic | ST |  |  | STAT:3336 | 2021-07-29 22:39
|  |  | ac79688e-c211-435e-b16e-c0b40b5a6554 | 2 | STAT |  | 3337 | ONS_LOCAL$MAPD_500_PM_03!PMU:ST4 |  |  | 8736f6c7-ad41-4b43-b4f6-e684e0d4ad20 |  |  | 30 | [8 empty] | 11 | [5 empty] | LOCAL$MAPD_500_PM_03!PMU-ST4 | 0.0 | 1.0 | Device statistic for Number of measurements received from device during last reporting interval. | 0 | 1 | 1 |  | Any | STAT | Statistic | ST |  |  | STAT:3337 | 2021-07-29 22:39
|  |  | 0cbddaa3-f6f7-4158-a643-6504e93f1b92 | 2 | STAT |  | 3338 | ONS_LOCAL$MAPD_500_PM_03!PMU:ST5 |  |  | 8736f6c7-ad41-4b43-b4f6-e684e0d4ad20 |  |  | 30 | [8 empty] | 11 | [5 empty] | LOCAL$MAPD_500_PM_03!PMU-ST5 | 0.0 | 1.0 | Device statistic for Expected number of measurements received from device during last reporting interval. | 0 | 1 | 1 |  | Any | STAT | Statistic | ST |  |  | STAT:3338 | 2021-07-29 22:39
|  |  | 188f0ab9-05e0-4ae1-ad3e-c7e39eb5c81c | 2 | STAT |  | 3339 | ONS_LOCAL$MAPD_500_PM_03!PMU:ST6 |  |  | 8736f6c7-ad41-4b43-b4f6-e684e0d4ad20 |  |  | 30 | [8 empty] | 11 | [5 empty] | LOCAL$MAPD_500_PM_03!PMU-ST6 | 0.0 | 1.0 | Device statistic for Number of measurements received while device was reporting errors during last reporting interval. | 0 | 1 | 1 |  | Any | STAT | Statistic | ST |  |  | STAT:3339 | 2021-07-29 22:39
|  |  | 78ff42e5-5d81-4368-a41e-2eaac315435b | 2 | STAT |  | 3340 | ONS_LOCAL$MAPD_500_PM_03!PMU:ST7 |  |  | 8736f6c7-ad41-4b43-b4f6-e684e0d4ad20 |  |  | 30 | [8 empty] | 11 | [5 empty] | LOCAL$MAPD_500_PM_03!PMU-ST7 | 0.0 | 1.0 | Device statistic for Number of defined measurements (per frame) from device during last reporting interval. | 0 | 1 | 1 |  | Any | STAT | Statistic | ST |  |  | STAT:3340 | 2021-07-29 22:39
|  |  | 94daa909-bb56-48ac-a8bf-1aa6d2adde12 | 2 | STAT |  | 3341 | ONS_LOCAL$MAPD_500_PM_04!PMU:ST1 |  |  | 8736f6c7-ad41-4b43-b4f6-e684e0d4ad20 |  |  | 30 | [8 empty] | 11 | [5 empty] | LOCAL$MAPD_500_PM_04!PMU-ST1 | 0.0 | 1.0 | Device statistic for Number of data quality errors reported by device during last reporting interval. | 0 | 1 | 1 |  | Any | STAT | Statistic | ST |  |  | STAT:3341 | 2021-07-29 22:39
|  |  | b7b1baf9-b9d9-4a74-8895-8781cb4b487c | 2 | STAT |  | 3342 | ONS_LOCAL$MAPD_500_PM_04!PMU:ST2 |  |  | 8736f6c7-ad41-4b43-b4f6-e684e0d4ad20 |  |  | 30 | [8 empty] | 11 | [5 empty] | LOCAL$MAPD_500_PM_04!PMU-ST2 | 0.0 | 1.0 | Device statistic for Number of time quality errors reported by device during last reporting interval. | 0 | 1 | 1 |  | Any | STAT | Statistic | ST |  |  | STAT:3342 | 2021-07-29 22:39
|  |  | d0be39db-116c-49e4-bdca-c44b0262549c | 2 | STAT |  | 3343 | ONS_LOCAL$MAPD_500_PM_04!PMU:ST3 |  |  | 8736f6c7-ad41-4b43-b4f6-e684e0d4ad20 |  |  | 30 | [8 empty] | 11 | [5 empty] | LOCAL$MAPD_500_PM_04!PMU-ST3 | 0.0 | 1.0 | Device statistic for Number of device errors reported by device during last reporting interval. | 0 | 1 | 1 |  | Any | STAT | Statistic | ST |  |  | STAT:3343 | 2021-07-29 22:39
|  |  | 2f1378f8-c336-4466-85e9-9d6b9b759c3f | 2 | STAT |  | 3344 | ONS_LOCAL$MAPD_500_PM_04!PMU:ST4 |  |  | 8736f6c7-ad41-4b43-b4f6-e684e0d4ad20 |  |  | 30 | [8 empty] | 11 | [5 empty] | LOCAL$MAPD_500_PM_04!PMU-ST4 | 0.0 | 1.0 | Device statistic for Number of measurements received from device during last reporting interval. | 0 | 1 | 1 |  | Any | STAT | Statistic | ST |  |  | STAT:3344 | 2021-07-29 22:39
|  |  | cef87b88-1bfa-4b9d-8512-3a15b498a40f | 2 | STAT |  | 3345 | ONS_LOCAL$MAPD_500_PM_04!PMU:ST5 |  |  | 8736f6c7-ad41-4b43-b4f6-e684e0d4ad20 |  |  | 30 | [8 empty] | 11 | [5 empty] | LOCAL$MAPD_500_PM_04!PMU-ST5 | 0.0 | 1.0 | Device statistic for Expected number of measurements received from device during last reporting interval. | 0 | 1 | 1 |  | Any | STAT | Statistic | ST |  |  | STAT:3345 | 2021-07-29 22:39
|  |  | ce70f2e4-9ddc-4f8d-bda0-5445c08e3e5d | 2 | STAT |  | 3346 | ONS_LOCAL$MAPD_500_PM_04!PMU:ST6 |  |  | 8736f6c7-ad41-4b43-b4f6-e684e0d4ad20 |  |  | 30 | [8 empty] | 11 | [5 empty] | LOCAL$MAPD_500_PM_04!PMU-ST6 | 0.0 | 1.0 | Device statistic for Number of measurements received while device was reporting errors during last reporting interval. | 0 | 1 | 1 |  | Any | STAT | Statistic | ST |  |  | STAT:3346 | 2021-07-29 22:39
|  |  | a9aaebae-9521-4db7-95d9-6ab6b34e7da5 | 2 | STAT |  | 3347 | ONS_LOCAL$MAPD_500_PM_04!PMU:ST7 |  |  | 8736f6c7-ad41-4b43-b4f6-e684e0d4ad20 |  |  | 30 | [8 empty] | 11 | [5 empty] | LOCAL$MAPD_500_PM_04!PMU-ST7 | 0.0 | 1.0 | Device statistic for Number of defined measurements (per frame) from device during last reporting interval. | 0 | 1 | 1 |  | Any | STAT | Statistic | ST |  |  | STAT:3347 | 2021-07-29 22:39
|  |  | 4d102605-30bf-4328-bfe9-57e20d3bbd8b | 2 | STAT |  | 3348 | ONS_LOCAL$MAPD_500_PM_05!PMU:ST1 |  |  | 8736f6c7-ad41-4b43-b4f6-e684e0d4ad20 |  |  | 30 | [8 empty] | 11 | [5 empty] | LOCAL$MAPD_500_PM_05!PMU-ST1 | 0.0 | 1.0 | Device statistic for Number of data quality errors reported by device during last reporting interval. | 0 | 1 | 1 |  | Any | STAT | Statistic | ST |  |  | STAT:3348 | 2021-07-29 22:39
|  |  | 53093feb-0a66-43a7-bb45-f903c6767253 | 2 | STAT |  | 3349 | ONS_LOCAL$MAPD_500_PM_05!PMU:ST2 |  |  | 8736f6c7-ad41-4b43-b4f6-e684e0d4ad20 |  |  | 30 | [8 empty] | 11 | [5 empty] | LOCAL$MAPD_500_PM_05!PMU-ST2 | 0.0 | 1.0 | Device statistic for Number of time quality errors reported by device during last reporting interval. | 0 | 1 | 1 |  | Any | STAT | Statistic | ST |  |  | STAT:3349 | 2021-07-29 22:39
|  |  | a2fe06bf-88ca-4851-9206-21860a3d4347 | 2 | STAT |  | 3350 | ONS_LOCAL$MAPD_500_PM_05!PMU:ST3 |  |  | 8736f6c7-ad41-4b43-b4f6-e684e0d4ad20 |  |  | 30 | [8 empty] | 11 | [5 empty] | LOCAL$MAPD_500_PM_05!PMU-ST3 | 0.0 | 1.0 | Device statistic for Number of device errors reported by device during last reporting interval. | 0 | 1 | 1 |  | Any | STAT | Statistic | ST |  |  | STAT:3350 | 2021-07-29 22:39
|  |  | 158ee657-132a-4347-93ab-05b85b77a55b | 2 | STAT |  | 3351 | ONS_LOCAL$MAPD_500_PM_05!PMU:ST4 |  |  | 8736f6c7-ad41-4b43-b4f6-e684e0d4ad20 |  |  | 30 | [8 empty] | 11 | [5 empty] | LOCAL$MAPD_500_PM_05!PMU-ST4 | 0.0 | 1.0 | Device statistic for Number of measurements received from device during last reporting interval. | 0 | 1 | 1 |  | Any | STAT | Statistic | ST |  |  | STAT:3351 | 2021-07-29 22:39
|  |  | b8929013-536a-464a-8c2e-2fbe7d85b8a6 | 2 | STAT |  | 3352 | ONS_LOCAL$MAPD_500_PM_05!PMU:ST5 |  |  | 8736f6c7-ad41-4b43-b4f6-e684e0d4ad20 |  |  | 30 | [8 empty] | 11 | [5 empty] | LOCAL$MAPD_500_PM_05!PMU-ST5 | 0.0 | 1.0 | Device statistic for Expected number of measurements received from device during last reporting interval. | 0 | 1 | 1 |  | Any | STAT | Statistic | ST |  |  | STAT:3352 | 2021-07-29 22:39
|  |  | eee5c9fe-a08e-4d34-b2e1-097fde3005e0 | 2 | STAT |  | 3353 | ONS_LOCAL$MAPD_500_PM_05!PMU:ST6 |  |  | 8736f6c7-ad41-4b43-b4f6-e684e0d4ad20 |  |  | 30 | [8 empty] | 11 | [5 empty] | LOCAL$MAPD_500_PM_05!PMU-ST6 | 0.0 | 1.0 | Device statistic for Number of measurements received while device was reporting errors during last reporting interval. | 0 | 1 | 1 |  | Any | STAT | Statistic | ST |  |  | STAT:3353 | 2021-07-29 22:39
|  |  | fd1120b4-575b-4596-a3d8-a2d0ef7da672 | 2 | STAT |  | 3354 | ONS_LOCAL$MAPD_500_PM_05!PMU:ST7 |  |  | 8736f6c7-ad41-4b43-b4f6-e684e0d4ad20 |  |  | 30 | [8 empty] | 11 | [5 empty] | LOCAL$MAPD_500_PM_05!PMU-ST7 | 0.0 | 1.0 | Device statistic for Number of defined measurements (per frame) from device during last reporting interval. | 0 | 1 | 1 |  | Any | STAT | Statistic | ST |  |  | STAT:3354 | 2021-07-29 22:39
|  |  | 4b0d4fc4-1417-49c3-bd45-9fd2d453162d | 2 | STAT |  | 3355 | ONS_LOCAL$MAPD_500_PM_06!PMU:ST1 |  |  | 8736f6c7-ad41-4b43-b4f6-e684e0d4ad20 |  |  | 30 | [8 empty] | 11 | [5 empty] | LOCAL$MAPD_500_PM_06!PMU-ST1 | 0.0 | 1.0 | Device statistic for Number of data quality errors reported by device during last reporting interval. | 0 | 1 | 1 |  | Any | STAT | Statistic | ST |  |  | STAT:3355 | 2021-07-29 22:39
|  |  | aa918479-6fa7-420d-84b3-72a615ab8ac4 | 2 | STAT |  | 3356 | ONS_LOCAL$MAPD_500_PM_06!PMU:ST2 |  |  | 8736f6c7-ad41-4b43-b4f6-e684e0d4ad20 |  |  | 30 | [8 empty] | 11 | [5 empty] | LOCAL$MAPD_500_PM_06!PMU-ST2 | 0.0 | 1.0 | Device statistic for Number of time quality errors reported by device during last reporting interval. | 0 | 1 | 1 |  | Any | STAT | Statistic | ST |  |  | STAT:3356 | 2021-07-29 22:39
|  |  | 2e3130ce-d9aa-4b61-8a3e-9064fc882439 | 2 | STAT |  | 3357 | ONS_LOCAL$MAPD_500_PM_06!PMU:ST3 |  |  | 8736f6c7-ad41-4b43-b4f6-e684e0d4ad20 |  |  | 30 | [8 empty] | 11 | [5 empty] | LOCAL$MAPD_500_PM_06!PMU-ST3 | 0.0 | 1.0 | Device statistic for Number of device errors reported by device during last reporting interval. | 0 | 1 | 1 |  | Any | STAT | Statistic | ST |  |  | STAT:3357 | 2021-07-29 22:39
|  |  | 4eb43c6d-fe71-4216-8b6c-b545730c2ba8 | 2 | STAT |  | 3358 | ONS_LOCAL$MAPD_500_PM_06!PMU:ST4 |  |  | 8736f6c7-ad41-4b43-b4f6-e684e0d4ad20 |  |  | 30 | [8 empty] | 11 | [5 empty] | LOCAL$MAPD_500_PM_06!PMU-ST4 | 0.0 | 1.0 | Device statistic for Number of measurements received from device during last reporting interval. | 0 | 1 | 1 |  | Any | STAT | Statistic | ST |  |  | STAT:3358 | 2021-07-29 22:39
|  |  | 8ca7e3e9-7a82-4fc8-9a9d-3905d96bb9fe | 2 | STAT |  | 3359 | ONS_LOCAL$MAPD_500_PM_06!PMU:ST5 |  |  | 8736f6c7-ad41-4b43-b4f6-e684e0d4ad20 |  |  | 30 | [8 empty] | 11 | [5 empty] | LOCAL$MAPD_500_PM_06!PMU-ST5 | 0.0 | 1.0 | Device statistic for Expected number of measurements received from device during last reporting interval. | 0 | 1 | 1 |  | Any | STAT | Statistic | ST |  |  | STAT:3359 | 2021-07-29 22:39
|  |  | 2c14ae1d-0331-47ba-81b2-b481fbc59fc4 | 2 | STAT |  | 3360 | ONS_LOCAL$MAPD_500_PM_06!PMU:ST6 |  |  | 8736f6c7-ad41-4b43-b4f6-e684e0d4ad20 |  |  | 30 | [8 empty] | 11 | [5 empty] | LOCAL$MAPD_500_PM_06!PMU-ST6 | 0.0 | 1.0 | Device statistic for Number of measurements received while device was reporting errors during last reporting interval. | 0 | 1 | 1 |  | Any | STAT | Statistic | ST |  |  | STAT:3360 | 2021-07-29 22:39
|  |  | 1b30fecf-7f30-49a9-a74c-321a5ca41893 | 2 | STAT |  | 3361 | ONS_LOCAL$MAPD_500_PM_06!PMU:ST7 |  |  | 8736f6c7-ad41-4b43-b4f6-e684e0d4ad20 |  |  | 30 | [8 empty] | 11 | [5 empty] | LOCAL$MAPD_500_PM_06!PMU-ST7 | 0.0 | 1.0 | Device statistic for Number of defined measurements (per frame) from device during last reporting interval. | 0 | 1 | 1 |  | Any | STAT | Statistic | ST |  |  | STAT:3361 | 2021-07-29 22:39
|  |  | 1a7bb2b6-6a0e-4a26-baf7-051ac5a69c5e | 2 | STAT |  | 3362 | ONS_LOCAL$MAPD_500_PM_07!PMU:ST1 |  |  | 8736f6c7-ad41-4b43-b4f6-e684e0d4ad20 |  |  | 30 | [8 empty] | 11 | [5 empty] | LOCAL$MAPD_500_PM_07!PMU-ST1 | 0.0 | 1.0 | Device statistic for Number of data quality errors reported by device during last reporting interval. | 0 | 1 | 1 |  | Any | STAT | Statistic | ST |  |  | STAT:3362 | 2021-07-29 22:39
|  |  | e570325f-44f8-43e2-bcb5-e1c8f1350a13 | 2 | STAT |  | 3363 | ONS_LOCAL$MAPD_500_PM_07!PMU:ST2 |  |  | 8736f6c7-ad41-4b43-b4f6-e684e0d4ad20 |  |  | 30 | [8 empty] | 11 | [5 empty] | LOCAL$MAPD_500_PM_07!PMU-ST2 | 0.0 | 1.0 | Device statistic for Number of time quality errors reported by device during last reporting interval. | 0 | 1 | 1 |  | Any | STAT | Statistic | ST |  |  | STAT:3363 | 2021-07-29 22:39
|  |  | 44198c67-4ab8-4ecb-b0fe-5890155d88a1 | 2 | STAT |  | 3364 | ONS_LOCAL$MAPD_500_PM_07!PMU:ST3 |  |  | 8736f6c7-ad41-4b43-b4f6-e684e0d4ad20 |  |  | 30 | [8 empty] | 11 | [5 empty] | LOCAL$MAPD_500_PM_07!PMU-ST3 | 0.0 | 1.0 | Device statistic for Number of device errors reported by device during last reporting interval. | 0 | 1 | 1 |  | Any | STAT | Statistic | ST |  |  | STAT:3364 | 2021-07-29 22:39
|  |  | 594afc02-1b46-43e9-84a8-68329656980a | 2 | STAT |  | 3365 | ONS_LOCAL$MAPD_500_PM_07!PMU:ST4 |  |  | 8736f6c7-ad41-4b43-b4f6-e684e0d4ad20 |  |  | 30 | [8 empty] | 11 | [5 empty] | LOCAL$MAPD_500_PM_07!PMU-ST4 | 0.0 | 1.0 | Device statistic for Number of measurements received from device during last reporting interval. | 0 | 1 | 1 |  | Any | STAT | Statistic | ST |  |  | STAT:3365 | 2021-07-29 22:39
|  |  | 86e3fc9a-3241-4220-8c03-90e6cff583e9 | 2 | STAT |  | 3366 | ONS_LOCAL$MAPD_500_PM_07!PMU:ST5 |  |  | 8736f6c7-ad41-4b43-b4f6-e684e0d4ad20 |  |  | 30 | [8 empty] | 11 | [5 empty] | LOCAL$MAPD_500_PM_07!PMU-ST5 | 0.0 | 1.0 | Device statistic for Expected number of measurements received from device during last reporting interval. | 0 | 1 | 1 |  | Any | STAT | Statistic | ST |  |  | STAT:3366 | 2021-07-29 22:39
|  |  | e34de6e0-74b8-42a2-a938-2348c0061b7b | 2 | STAT |  | 3367 | ONS_LOCAL$MAPD_500_PM_07!PMU:ST6 |  |  | 8736f6c7-ad41-4b43-b4f6-e684e0d4ad20 |  |  | 30 | [8 empty] | 11 | [5 empty] | LOCAL$MAPD_500_PM_07!PMU-ST6 | 0.0 | 1.0 | Device statistic for Number of measurements received while device was reporting errors during last reporting interval. | 0 | 1 | 1 |  | Any | STAT | Statistic | ST |  |  | STAT:3367 | 2021-07-29 22:39
|  |  | cbaa1401-7335-4e46-977a-a54fe6658f43 | 2 | STAT |  | 3368 | ONS_LOCAL$MAPD_500_PM_07!PMU:ST7 |  |  | 8736f6c7-ad41-4b43-b4f6-e684e0d4ad20 |  |  | 30 | [8 empty] | 11 | [5 empty] | LOCAL$MAPD_500_PM_07!PMU-ST7 | 0.0 | 1.0 | Device statistic for Number of defined measurements (per frame) from device during last reporting interval. | 0 | 1 | 1 |  | Any | STAT | Statistic | ST |  |  | STAT:3368 | 2021-07-29 22:39
|  |  | 9ad42c08-4fb3-4f82-af51-91091482f115 | 2 | STAT |  | 3369 | ONS_LOCAL$MAPD_500_PM_08!PMU:ST1 |  |  | 8736f6c7-ad41-4b43-b4f6-e684e0d4ad20 |  |  | 30 | [8 empty] | 11 | [5 empty] | LOCAL$MAPD_500_PM_08!PMU-ST1 | 0.0 | 1.0 | Device statistic for Number of data quality errors reported by device during last reporting interval. | 0 | 1 | 1 |  | Any | STAT | Statistic | ST |  |  | STAT:3369 | 2021-07-29 22:39
|  |  | cdbef988-03bc-4086-bf8c-dca6cea30473 | 2 | STAT |  | 3370 | ONS_LOCAL$MAPD_500_PM_08!PMU:ST2 |  |  | 8736f6c7-ad41-4b43-b4f6-e684e0d4ad20 |  |  | 30 | [8 empty] | 11 | [5 empty] | LOCAL$MAPD_500_PM_08!PMU-ST2 | 0.0 | 1.0 | Device statistic for Number of time quality errors reported by device during last reporting interval. | 0 | 1 | 1 |  | Any | STAT | Statistic | ST |  |  | STAT:3370 | 2021-07-29 22:39
|  |  | c0a94233-6c84-4b4d-94b0-98377a5264ea | 2 | STAT |  | 3371 | ONS_LOCAL$MAPD_500_PM_08!PMU:ST3 |  |  | 8736f6c7-ad41-4b43-b4f6-e684e0d4ad20 |  |  | 30 | [8 empty] | 11 | [5 empty] | LOCAL$MAPD_500_PM_08!PMU-ST3 | 0.0 | 1.0 | Device statistic for Number of device errors reported by device during last reporting interval. | 0 | 1 | 1 |  | Any | STAT | Statistic | ST |  |  | STAT:3371 | 2021-07-29 22:39
|  |  | 35c43d69-4d64-4353-85b2-13b550b464db | 2 | STAT |  | 3372 | ONS_LOCAL$MAPD_500_PM_08!PMU:ST4 |  |  | 8736f6c7-ad41-4b43-b4f6-e684e0d4ad20 |  |  | 30 | [8 empty] | 11 | [5 empty] | LOCAL$MAPD_500_PM_08!PMU-ST4 | 0.0 | 1.0 | Device statistic for Number of measurements received from device during last reporting interval. | 0 | 1 | 1 |  | Any | STAT | Statistic | ST |  |  | STAT:3372 | 2021-07-29 22:39
|  |  | 0fa1a4de-faf8-42b0-a215-fa6e75ba84d4 | 2 | STAT |  | 3373 | ONS_LOCAL$MAPD_500_PM_08!PMU:ST5 |  |  | 8736f6c7-ad41-4b43-b4f6-e684e0d4ad20 |  |  | 30 | [8 empty] | 11 | [5 empty] | LOCAL$MAPD_500_PM_08!PMU-ST5 | 0.0 | 1.0 | Device statistic for Expected number of measurements received from device during last reporting interval. | 0 | 1 | 1 |  | Any | STAT | Statistic | ST |  |  | STAT:3373 | 2021-07-29 22:39
|  |  | ce5ec158-27b4-49fd-823c-9e1b898d868d | 2 | STAT |  | 3374 | ONS_LOCAL$MAPD_500_PM_08!PMU:ST6 |  |  | 8736f6c7-ad41-4b43-b4f6-e684e0d4ad20 |  |  | 30 | [8 empty] | 11 | [5 empty] | LOCAL$MAPD_500_PM_08!PMU-ST6 | 0.0 | 1.0 | Device statistic for Number of measurements received while device was reporting errors during last reporting interval. | 0 | 1 | 1 |  | Any | STAT | Statistic | ST |  |  | STAT:3374 | 2021-07-29 22:39
|  |  | a960411b-66e4-463b-87e9-99cc12541555 | 2 | STAT |  | 3375 | ONS_LOCAL$MAPD_500_PM_08!PMU:ST7 |  |  | 8736f6c7-ad41-4b43-b4f6-e684e0d4ad20 |  |  | 30 | [8 empty] | 11 | [5 empty] | LOCAL$MAPD_500_PM_08!PMU-ST7 | 0.0 | 1.0 | Device statistic for Number of defined measurements (per frame) from device during last reporting interval. | 0 | 1 | 1 |  | Any | STAT | Statistic | ST |  |  | STAT:3375 | 2021-07-29 22:39
|  |  | 472989a4-0475-4174-aafb-d6a1ca81eb1e | 2 | STAT |  | 3376 | ONS_LOCAL$MAPD_500_PM_09!PMU:ST1 |  |  | 8736f6c7-ad41-4b43-b4f6-e684e0d4ad20 |  |  | 30 | [8 empty] | 11 | [5 empty] | LOCAL$MAPD_500_PM_09!PMU-ST1 | 0.0 | 1.0 | Device statistic for Number of data quality errors reported by device during last reporting interval. | 0 | 1 | 1 |  | Any | STAT | Statistic | ST |  |  | STAT:3376 | 2021-07-29 22:39
|  |  | 62ca6bb9-672b-4ba1-a984-4c13da0719ff | 2 | STAT |  | 3377 | ONS_LOCAL$MAPD_500_PM_09!PMU:ST2 |  |  | 8736f6c7-ad41-4b43-b4f6-e684e0d4ad20 |  |  | 30 | [8 empty] | 11 | [5 empty] | LOCAL$MAPD_500_PM_09!PMU-ST2 | 0.0 | 1.0 | Device statistic for Number of time quality errors reported by device during last reporting interval. | 0 | 1 | 1 |  | Any | STAT | Statistic | ST |  |  | STAT:3377 | 2021-07-29 22:39
|  |  | 93e41a12-e9f8-4400-9d93-6ada9c84e4d0 | 2 | STAT |  | 3378 | ONS_LOCAL$MAPD_500_PM_09!PMU:ST3 |  |  | 8736f6c7-ad41-4b43-b4f6-e684e0d4ad20 |  |  | 30 | [8 empty] | 11 | [5 empty] | LOCAL$MAPD_500_PM_09!PMU-ST3 | 0.0 | 1.0 | Device statistic for Number of device errors reported by device during last reporting interval. | 0 | 1 | 1 |  | Any | STAT | Statistic | ST |  |  | STAT:3378 | 2021-07-29 22:39
|  |  | b2620875-e837-4aba-99a1-140956e4e4d6 | 2 | STAT |  | 3379 | ONS_LOCAL$MAPD_500_PM_09!PMU:ST4 |  |  | 8736f6c7-ad41-4b43-b4f6-e684e0d4ad20 |  |  | 30 | [8 empty] | 11 | [5 empty] | LOCAL$MAPD_500_PM_09!PMU-ST4 | 0.0 | 1.0 | Device statistic for Number of measurements received from device during last reporting interval. | 0 | 1 | 1 |  | Any | STAT | Statistic | ST |  |  | STAT:3379 | 2021-07-29 22:39
|  |  | 546011e6-b9b4-41e2-b885-ec4f83c4141c | 2 | STAT |  | 3380 | ONS_LOCAL$MAPD_500_PM_09!PMU:ST5 |  |  | 8736f6c7-ad41-4b43-b4f6-e684e0d4ad20 |  |  | 30 | [8 empty] | 11 | [5 empty] | LOCAL$MAPD_500_PM_09!PMU-ST5 | 0.0 | 1.0 | Device statistic for Expected number of measurements received from device during last reporting interval. | 0 | 1 | 1 |  | Any | STAT | Statistic | ST |  |  | STAT:3380 | 2021-07-29 22:39
|  |  | 7fbc6119-2846-4ce5-8937-c278d1009f06 | 2 | STAT |  | 3381 | ONS_LOCAL$MAPD_500_PM_09!PMU:ST6 |  |  | 8736f6c7-ad41-4b43-b4f6-e684e0d4ad20 |  |  | 30 | [8 empty] | 11 | [5 empty] | LOCAL$MAPD_500_PM_09!PMU-ST6 | 0.0 | 1.0 | Device statistic for Number of measurements received while device was reporting errors during last reporting interval. | 0 | 1 | 1 |  | Any | STAT | Statistic | ST |  |  | STAT:3381 | 2021-07-29 22:39
|  |  | aed4ead9-f4ab-438d-94dc-ecf7f9f6737d | 2 | STAT |  | 3382 | ONS_LOCAL$MAPD_500_PM_09!PMU:ST7 |  |  | 8736f6c7-ad41-4b43-b4f6-e684e0d4ad20 |  |  | 30 | [8 empty] | 11 | [5 empty] | LOCAL$MAPD_500_PM_09!PMU-ST7 | 0.0 | 1.0 | Device statistic for Number of defined measurements (per frame) from device during last reporting interval. | 0 | 1 | 1 |  | Any | STAT | Statistic | ST |  |  | STAT:3382 | 2021-07-29 22:39
|  |  | 74e1263c-89cd-4149-bfd1-116e8ad7089c | 2 | STAT |  | 3383 | ONS_LOCAL$MAPD_500_PM_10!PMU:ST1 |  |  | 8736f6c7-ad41-4b43-b4f6-e684e0d4ad20 |  |  | 30 | [8 empty] | 11 | [5 empty] | LOCAL$MAPD_500_PM_10!PMU-ST1 | 0.0 | 1.0 | Device statistic for Number of data quality errors reported by device during last reporting interval. | 0 | 1 | 1 |  | Any | STAT | Statistic | ST |  |  | STAT:3383 | 2021-07-29 22:39
|  |  | 90d73da1-78c1-4641-8fca-9554b18976da | 2 | STAT |  | 3384 | ONS_LOCAL$MAPD_500_PM_10!PMU:ST2 |  |  | 8736f6c7-ad41-4b43-b4f6-e684e0d4ad20 |  |  | 30 | [8 empty] | 11 | [5 empty] | LOCAL$MAPD_500_PM_10!PMU-ST2 | 0.0 | 1.0 | Device statistic for Number of time quality errors reported by device during last reporting interval. | 0 | 1 | 1 |  | Any | STAT | Statistic | ST |  |  | STAT:3384 | 2021-07-29 22:39
|  |  | aa9003fb-7e78-4f24-97e8-b5b8a2592f4d | 2 | STAT |  | 3385 | ONS_LOCAL$MAPD_500_PM_10!PMU:ST3 |  |  | 8736f6c7-ad41-4b43-b4f6-e684e0d4ad20 |  |  | 30 | [8 empty] | 11 | [5 empty] | LOCAL$MAPD_500_PM_10!PMU-ST3 | 0.0 | 1.0 | Device statistic for Number of device errors reported by device during last reporting interval. | 0 | 1 | 1 |  | Any | STAT | Statistic | ST |  |  | STAT:3385 | 2021-07-29 22:39
|  |  | 9db12bdc-0b87-4200-8fad-59513e2b8f6e | 2 | STAT |  | 3386 | ONS_LOCAL$MAPD_500_PM_10!PMU:ST4 |  |  | 8736f6c7-ad41-4b43-b4f6-e684e0d4ad20 |  |  | 30 | [8 empty] | 11 | [5 empty] | LOCAL$MAPD_500_PM_10!PMU-ST4 | 0.0 | 1.0 | Device statistic for Number of measurements received from device during last reporting interval. | 0 | 1 | 1 |  | Any | STAT | Statistic | ST |  |  | STAT:3386 | 2021-07-29 22:39
|  |  | 0ce2dad7-b3f1-4c61-9a6a-6aaad03bf2ec | 2 | STAT |  | 3387 | ONS_LOCAL$MAPD_500_PM_10!PMU:ST5 |  |  | 8736f6c7-ad41-4b43-b4f6-e684e0d4ad20 |  |  | 30 | [8 empty] | 11 | [5 empty] | LOCAL$MAPD_500_PM_10!PMU-ST5 | 0.0 | 1.0 | Device statistic for Expected number of measurements received from device during last reporting interval. | 0 | 1 | 1 |  | Any | STAT | Statistic | ST |  |  | STAT:3387 | 2021-07-29 22:39
|  |  | 6f664ee8-a0ed-402d-bf48-f5ce647d45fb | 2 | STAT |  | 3388 | ONS_LOCAL$MAPD_500_PM_10!PMU:ST6 |  |  | 8736f6c7-ad41-4b43-b4f6-e684e0d4ad20 |  |  | 30 | [8 empty] | 11 | [5 empty] | LOCAL$MAPD_500_PM_10!PMU-ST6 | 0.0 | 1.0 | Device statistic for Number of measurements received while device was reporting errors during last reporting interval. | 0 | 1 | 1 |  | Any | STAT | Statistic | ST |  |  | STAT:3388 | 2021-07-29 22:39
|  |  | bdcc2ba9-643d-4799-8700-003af571eb59 | 2 | STAT |  | 3389 | ONS_LOCAL$MAPD_500_PM_10!PMU:ST7 |  |  | 8736f6c7-ad41-4b43-b4f6-e684e0d4ad20 |  |  | 30 | [8 empty] | 11 | [5 empty] | LOCAL$MAPD_500_PM_10!PMU-ST7 | 0.0 | 1.0 | Device statistic for Number of defined measurements (per frame) from device during last reporting interval. | 0 | 1 | 1 |  | Any | STAT | Statistic | ST |  |  | STAT:3389 | 2021-07-29 22:39
|  |  | d4e6c605-fbd4-4d75-90e9-aa1a7323731d | 2 | STAT |  | 3390 | ONS_LOCAL$MAPD_500_PM_11!PMU:ST1 |  |  | 8736f6c7-ad41-4b43-b4f6-e684e0d4ad20 |  |  | 30 | [8 empty] | 11 | [5 empty] | LOCAL$MAPD_500_PM_11!PMU-ST1 | 0.0 | 1.0 | Device statistic for Number of data quality errors reported by device during last reporting interval. | 0 | 1 | 1 |  | Any | STAT | Statistic | ST |  |  | STAT:3390 | 2021-07-29 22:39
|  |  | 3cf8faba-f1d0-46e1-b8d7-15ba86b1aa4a | 2 | STAT |  | 3391 | ONS_LOCAL$MAPD_500_PM_11!PMU:ST2 |  |  | 8736f6c7-ad41-4b43-b4f6-e684e0d4ad20 |  |  | 30 | [8 empty] | 11 | [5 empty] | LOCAL$MAPD_500_PM_11!PMU-ST2 | 0.0 | 1.0 | Device statistic for Number of time quality errors reported by device during last reporting interval. | 0 | 1 | 1 |  | Any | STAT | Statistic | ST |  |  | STAT:3391 | 2021-07-29 22:39
|  |  | f979c158-de48-4f5b-a3dd-68eaddbbadf8 | 2 | STAT |  | 3392 | ONS_LOCAL$MAPD_500_PM_11!PMU:ST3 |  |  | 8736f6c7-ad41-4b43-b4f6-e684e0d4ad20 |  |  | 30 | [8 empty] | 11 | [5 empty] | LOCAL$MAPD_500_PM_11!PMU-ST3 | 0.0 | 1.0 | Device statistic for Number of device errors reported by device during last reporting interval. | 0 | 1 | 1 |  | Any | STAT | Statistic | ST |  |  | STAT:3392 | 2021-07-29 22:39
|  |  | 02a360ae-9660-447a-85ce-8d3b96b781a7 | 2 | STAT |  | 3393 | ONS_LOCAL$MAPD_500_PM_11!PMU:ST4 |  |  | 8736f6c7-ad41-4b43-b4f6-e684e0d4ad20 |  |  | 30 | [8 empty] | 11 | [5 empty] | LOCAL$MAPD_500_PM_11!PMU-ST4 | 0.0 | 1.0 | Device statistic for Number of measurements received from device during last reporting interval. | 0 | 1 | 1 |  | Any | STAT | Statistic | ST |  |  | STAT:3393 | 2021-07-29 22:39
|  |  | d0901b4b-850c-458e-b4f2-7808a14f1e6f | 2 | STAT |  | 3394 | ONS_LOCAL$MAPD_500_PM_11!PMU:ST5 |  |  | 8736f6c7-ad41-4b43-b4f6-e684e0d4ad20 |  |  | 30 | [8 empty] | 11 | [5 empty] | LOCAL$MAPD_500_PM_11!PMU-ST5 | 0.0 | 1.0 | Device statistic for Expected number of measurements received from device during last reporting interval. | 0 | 1 | 1 |  | Any | STAT | Statistic | ST |  |  | STAT:3394 | 2021-07-29 22:39
|  |  | e711384c-624e-4a7d-9460-1d0bfbe6e954 | 2 | STAT |  | 3395 | ONS_LOCAL$MAPD_500_PM_11!PMU:ST6 |  |  | 8736f6c7-ad41-4b43-b4f6-e684e0d4ad20 |  |  | 30 | [8 empty] | 11 | [5 empty] | LOCAL$MAPD_500_PM_11!PMU-ST6 | 0.0 | 1.0 | Device statistic for Number of measurements received while device was reporting errors during last reporting interval. | 0 | 1 | 1 |  | Any | STAT | Statistic | ST |  |  | STAT:3395 | 2021-07-29 22:39
|  |  | 8ff3c411-e666-4049-a2e5-50a5c24d75c7 | 2 | STAT |  | 3396 | ONS_LOCAL$MAPD_500_PM_11!PMU:ST7 |  |  | 8736f6c7-ad41-4b43-b4f6-e684e0d4ad20 |  |  | 30 | [8 empty] | 11 | [5 empty] | LOCAL$MAPD_500_PM_11!PMU-ST7 | 0.0 | 1.0 | Device statistic for Number of defined measurements (per frame) from device during last reporting interval. | 0 | 1 | 1 |  | Any | STAT | Statistic | ST |  |  | STAT:3396 | 2021-07-29 22:39
|  |  | eaa800af-b5d5-4d00-9696-b0b534b30c2f | 2 | STAT |  | 3397 | ONS_LOCAL$MTJU_230_PM_05!PMU:ST1 |  |  | 8736f6c7-ad41-4b43-b4f6-e684e0d4ad20 |  |  | 30 | [8 empty] | 11 | [5 empty] | LOCAL$MTJU_230_PM_05!PMU-ST1 | 0.0 | 1.0 | Device statistic for Number of data quality errors reported by device during last reporting interval. | 0 | 1 | 1 |  | Any | STAT | Statistic | ST |  |  | STAT:3397 | 2021-07-29 22:39
|  |  | 61d8c119-776c-4a45-87e4-9b2f25276e33 | 2 | STAT |  | 3398 | ONS_LOCAL$MTJU_230_PM_05!PMU:ST2 |  |  | 8736f6c7-ad41-4b43-b4f6-e684e0d4ad20 |  |  | 30 | [8 empty] | 11 | [5 empty] | LOCAL$MTJU_230_PM_05!PMU-ST2 | 0.0 | 1.0 | Device statistic for Number of time quality errors reported by device during last reporting interval. | 0 | 1 | 1 |  | Any | STAT | Statistic | ST |  |  | STAT:3398 | 2021-07-29 22:39
|  |  | bef93bab-a9e9-44fc-9608-6b3cdd2bb60d | 2 | STAT |  | 3399 | ONS_LOCAL$MTJU_230_PM_05!PMU:ST3 |  |  | 8736f6c7-ad41-4b43-b4f6-e684e0d4ad20 |  |  | 30 | [8 empty] | 11 | [5 empty] | LOCAL$MTJU_230_PM_05!PMU-ST3 | 0.0 | 1.0 | Device statistic for Number of device errors reported by device during last reporting interval. | 0 | 1 | 1 |  | Any | STAT | Statistic | ST |  |  | STAT:3399 | 2021-07-29 22:39
|  |  | 5b22b510-c775-4fd1-a948-853b13b9dd4b | 2 | STAT |  | 3400 | ONS_LOCAL$MTJU_230_PM_05!PMU:ST4 |  |  | 8736f6c7-ad41-4b43-b4f6-e684e0d4ad20 |  |  | 30 | [8 empty] | 11 | [5 empty] | LOCAL$MTJU_230_PM_05!PMU-ST4 | 0.0 | 1.0 | Device statistic for Number of measurements received from device during last reporting interval. | 0 | 1 | 1 |  | Any | STAT | Statistic | ST |  |  | STAT:3400 | 2021-07-29 22:39
|  |  | 25a94c34-f022-423a-86d2-237465f07a79 | 2 | STAT |  | 3401 | ONS_LOCAL$MTJU_230_PM_05!PMU:ST5 |  |  | 8736f6c7-ad41-4b43-b4f6-e684e0d4ad20 |  |  | 30 | [8 empty] | 11 | [5 empty] | LOCAL$MTJU_230_PM_05!PMU-ST5 | 0.0 | 1.0 | Device statistic for Expected number of measurements received from device during last reporting interval. | 0 | 1 | 1 |  | Any | STAT | Statistic | ST |  |  | STAT:3401 | 2021-07-29 22:39
|  |  | 7a4bad55-4712-4e05-95af-bf3238bd7f5a | 2 | STAT |  | 3402 | ONS_LOCAL$MTJU_230_PM_05!PMU:ST6 |  |  | 8736f6c7-ad41-4b43-b4f6-e684e0d4ad20 |  |  | 30 | [8 empty] | 11 | [5 empty] | LOCAL$MTJU_230_PM_05!PMU-ST6 | 0.0 | 1.0 | Device statistic for Number of measurements received while device was reporting errors during last reporting interval. | 0 | 1 | 1 |  | Any | STAT | Statistic | ST |  |  | STAT:3402 | 2021-07-29 22:39
|  |  | 1aaf03dd-5ffd-40e6-8f6b-eb44700aeabd | 2 | STAT |  | 3403 | ONS_LOCAL$MTJU_230_PM_05!PMU:ST7 |  |  | 8736f6c7-ad41-4b43-b4f6-e684e0d4ad20 |  |  | 30 | [8 empty] | 11 | [5 empty] | LOCAL$MTJU_230_PM_05!PMU-ST7 | 0.0 | 1.0 | Device statistic for Number of defined measurements (per frame) from device during last reporting interval. | 0 | 1 | 1 |  | Any | STAT | Statistic | ST |  |  | STAT:3403 | 2021-07-29 22:39
|  |  | c4fa1a46-269e-40f8-88d3-8cca2610ff6f | 2 | STAT |  | 3404 | ONS_LOCAL$MTJU_230_PM_06!PMU:ST1 |  |  | 8736f6c7-ad41-4b43-b4f6-e684e0d4ad20 |  |  | 30 | [8 empty] | 11 | [5 empty] | LOCAL$MTJU_230_PM_06!PMU-ST1 | 0.0 | 1.0 | Device statistic for Number of data quality errors reported by device during last reporting interval. | 0 | 1 | 1 |  | Any | STAT | Statistic | ST |  |  | STAT:3404 | 2021-07-29 22:39
|  |  | d9a4d38e-4785-4106-9abc-db38ae39081b | 2 | STAT |  | 3405 | ONS_LOCAL$MTJU_230_PM_06!PMU:ST2 |  |  | 8736f6c7-ad41-4b43-b4f6-e684e0d4ad20 |  |  | 30 | [8 empty] | 11 | [5 empty] | LOCAL$MTJU_230_PM_06!PMU-ST2 | 0.0 | 1.0 | Device statistic for Number of time quality errors reported by device during last reporting interval. | 0 | 1 | 1 |  | Any | STAT | Statistic | ST |  |  | STAT:3405 | 2021-07-29 22:39
|  |  | 33f65bdb-6c6f-4d4c-b8ba-c7ea141f5649 | 2 | STAT |  | 3406 | ONS_LOCAL$MTJU_230_PM_06!PMU:ST3 |  |  | 8736f6c7-ad41-4b43-b4f6-e684e0d4ad20 |  |  | 30 | [8 empty] | 11 | [5 empty] | LOCAL$MTJU_230_PM_06!PMU-ST3 | 0.0 | 1.0 | Device statistic for Number of device errors reported by device during last reporting interval. | 0 | 1 | 1 |  | Any | STAT | Statistic | ST |  |  | STAT:3406 | 2021-07-29 22:39
|  |  | fb444955-bd3f-4df4-9721-78827fb9753d | 2 | STAT |  | 3407 | ONS_LOCAL$MTJU_230_PM_06!PMU:ST4 |  |  | 8736f6c7-ad41-4b43-b4f6-e684e0d4ad20 |  |  | 30 | [8 empty] | 11 | [5 empty] | LOCAL$MTJU_230_PM_06!PMU-ST4 | 0.0 | 1.0 | Device statistic for Number of measurements received from device during last reporting interval. | 0 | 1 | 1 |  | Any | STAT | Statistic | ST |  |  | STAT:3407 | 2021-07-29 22:39
|  |  | 0a72fd5e-77c6-4080-bd8a-f055bae23cc1 | 2 | STAT |  | 3408 | ONS_LOCAL$MTJU_230_PM_06!PMU:ST5 |  |  | 8736f6c7-ad41-4b43-b4f6-e684e0d4ad20 |  |  | 30 | [8 empty] | 11 | [5 empty] | LOCAL$MTJU_230_PM_06!PMU-ST5 | 0.0 | 1.0 | Device statistic for Expected number of measurements received from device during last reporting interval. | 0 | 1 | 1 |  | Any | STAT | Statistic | ST |  |  | STAT:3408 | 2021-07-29 22:39
|  |  | fdf18ab2-01e4-48c2-939e-6da634e926e2 | 2 | STAT |  | 3409 | ONS_LOCAL$MTJU_230_PM_06!PMU:ST6 |  |  | 8736f6c7-ad41-4b43-b4f6-e684e0d4ad20 |  |  | 30 | [8 empty] | 11 | [5 empty] | LOCAL$MTJU_230_PM_06!PMU-ST6 | 0.0 | 1.0 | Device statistic for Number of measurements received while device was reporting errors during last reporting interval. | 0 | 1 | 1 |  | Any | STAT | Statistic | ST |  |  | STAT:3409 | 2021-07-29 22:39
|  |  | ae771e67-8e1e-41da-bb14-aa648fcfc9af | 2 | STAT |  | 3410 | ONS_LOCAL$MTJU_230_PM_06!PMU:ST7 |  |  | 8736f6c7-ad41-4b43-b4f6-e684e0d4ad20 |  |  | 30 | [8 empty] | 11 | [5 empty] | LOCAL$MTJU_230_PM_06!PMU-ST7 | 0.0 | 1.0 | Device statistic for Number of defined measurements (per frame) from device during last reporting interval. | 0 | 1 | 1 |  | Any | STAT | Statistic | ST |  |  | STAT:3410 | 2021-07-29 22:39
|  |  | 9b557a47-946a-47be-af41-d0e1c1c7af0e | 2 | STAT |  | 3411 | ONS_LOCAL$MTJU_230_PM_07!PMU:ST1 |  |  | 8736f6c7-ad41-4b43-b4f6-e684e0d4ad20 |  |  | 30 | [8 empty] | 11 | [5 empty] | LOCAL$MTJU_230_PM_07!PMU-ST1 | 0.0 | 1.0 | Device statistic for Number of data quality errors reported by device during last reporting interval. | 0 | 1 | 1 |  | Any | STAT | Statistic | ST |  |  | STAT:3411 | 2021-07-29 22:39
|  |  | 2432800d-fd52-497b-9882-686cdcd9bd6c | 2 | STAT |  | 3412 | ONS_LOCAL$MTJU_230_PM_07!PMU:ST2 |  |  | 8736f6c7-ad41-4b43-b4f6-e684e0d4ad20 |  |  | 30 | [8 empty] | 11 | [5 empty] | LOCAL$MTJU_230_PM_07!PMU-ST2 | 0.0 | 1.0 | Device statistic for Number of time quality errors reported by device during last reporting interval. | 0 | 1 | 1 |  | Any | STAT | Statistic | ST |  |  | STAT:3412 | 2021-07-29 22:39
|  |  | cfea85a1-80c2-48ff-844f-ee4571c22cfb | 2 | STAT |  | 3413 | ONS_LOCAL$MTJU_230_PM_07!PMU:ST3 |  |  | 8736f6c7-ad41-4b43-b4f6-e684e0d4ad20 |  |  | 30 | [8 empty] | 11 | [5 empty] | LOCAL$MTJU_230_PM_07!PMU-ST3 | 0.0 | 1.0 | Device statistic for Number of device errors reported by device during last reporting interval. | 0 | 1 | 1 |  | Any | STAT | Statistic | ST |  |  | STAT:3413 | 2021-07-29 22:39
|  |  | ee849c51-e32a-448a-ac76-341f3db39485 | 2 | STAT |  | 3414 | ONS_LOCAL$MTJU_230_PM_07!PMU:ST4 |  |  | 8736f6c7-ad41-4b43-b4f6-e684e0d4ad20 |  |  | 30 | [8 empty] | 11 | [5 empty] | LOCAL$MTJU_230_PM_07!PMU-ST4 | 0.0 | 1.0 | Device statistic for Number of measurements received from device during last reporting interval. | 0 | 1 | 1 |  | Any | STAT | Statistic | ST |  |  | STAT:3414 | 2021-07-29 22:39
|  |  | 4fb2e68d-4a5b-49aa-8e7c-42a56d1b052c | 2 | STAT |  | 3415 | ONS_LOCAL$MTJU_230_PM_07!PMU:ST5 |  |  | 8736f6c7-ad41-4b43-b4f6-e684e0d4ad20 |  |  | 30 | [8 empty] | 11 | [5 empty] | LOCAL$MTJU_230_PM_07!PMU-ST5 | 0.0 | 1.0 | Device statistic for Expected number of measurements received from device during last reporting interval. | 0 | 1 | 1 |  | Any | STAT | Statistic | ST |  |  | STAT:3415 | 2021-07-29 22:39
|  |  | 62757600-4983-49f4-9c43-1994b1e931ac | 2 | STAT |  | 3416 | ONS_LOCAL$MTJU_230_PM_07!PMU:ST6 |  |  | 8736f6c7-ad41-4b43-b4f6-e684e0d4ad20 |  |  | 30 | [8 empty] | 11 | [5 empty] | LOCAL$MTJU_230_PM_07!PMU-ST6 | 0.0 | 1.0 | Device statistic for Number of measurements received while device was reporting errors during last reporting interval. | 0 | 1 | 1 |  | Any | STAT | Statistic | ST |  |  | STAT:3416 | 2021-07-29 22:39
|  |  | e4f703ee-d7b7-4bfd-b250-13ad7c1c93f6 | 2 | STAT |  | 3417 | ONS_LOCAL$MTJU_230_PM_07!PMU:ST7 |  |  | 8736f6c7-ad41-4b43-b4f6-e684e0d4ad20 |  |  | 30 | [8 empty] | 11 | [5 empty] | LOCAL$MTJU_230_PM_07!PMU-ST7 | 0.0 | 1.0 | Device statistic for Number of defined measurements (per frame) from device during last reporting interval. | 0 | 1 | 1 |  | Any | STAT | Statistic | ST |  |  | STAT:3417 | 2021-07-29 22:39
|  |  | 9fe96e15-b90f-4a4d-8b29-d06d96262904 | 2 | STAT |  | 3418 | ONS_LOCAL$MTJU_230_PM_08!PMU:ST1 |  |  | 8736f6c7-ad41-4b43-b4f6-e684e0d4ad20 |  |  | 30 | [8 empty] | 11 | [5 empty] | LOCAL$MTJU_230_PM_08!PMU-ST1 | 0.0 | 1.0 | Device statistic for Number of data quality errors reported by device during last reporting interval. | 0 | 1 | 1 |  | Any | STAT | Statistic | ST |  |  | STAT:3418 | 2021-07-29 22:39
|  |  | 0eb2f8ce-53ee-4e6b-9575-8e33f78da000 | 2 | STAT |  | 3419 | ONS_LOCAL$MTJU_230_PM_08!PMU:ST2 |  |  | 8736f6c7-ad41-4b43-b4f6-e684e0d4ad20 |  |  | 30 | [8 empty] | 11 | [5 empty] | LOCAL$MTJU_230_PM_08!PMU-ST2 | 0.0 | 1.0 | Device statistic for Number of time quality errors reported by device during last reporting interval. | 0 | 1 | 1 |  | Any | STAT | Statistic | ST |  |  | STAT:3419 | 2021-07-29 22:39
|  |  | a88a098a-2d02-4f1a-93e9-ee1e9763d530 | 2 | STAT |  | 3420 | ONS_LOCAL$MTJU_230_PM_08!PMU:ST3 |  |  | 8736f6c7-ad41-4b43-b4f6-e684e0d4ad20 |  |  | 30 | [8 empty] | 11 | [5 empty] | LOCAL$MTJU_230_PM_08!PMU-ST3 | 0.0 | 1.0 | Device statistic for Number of device errors reported by device during last reporting interval. | 0 | 1 | 1 |  | Any | STAT | Statistic | ST |  |  | STAT:3420 | 2021-07-29 22:39
|  |  | 6562775a-8518-4701-a39f-8149f40d049d | 2 | STAT |  | 3421 | ONS_LOCAL$MTJU_230_PM_08!PMU:ST4 |  |  | 8736f6c7-ad41-4b43-b4f6-e684e0d4ad20 |  |  | 30 | [8 empty] | 11 | [5 empty] | LOCAL$MTJU_230_PM_08!PMU-ST4 | 0.0 | 1.0 | Device statistic for Number of measurements received from device during last reporting interval. | 0 | 1 | 1 |  | Any | STAT | Statistic | ST |  |  | STAT:3421 | 2021-07-29 22:39
|  |  | 254c203a-82f8-46a3-af09-51be4769f482 | 2 | STAT |  | 3422 | ONS_LOCAL$MTJU_230_PM_08!PMU:ST5 |  |  | 8736f6c7-ad41-4b43-b4f6-e684e0d4ad20 |  |  | 30 | [8 empty] | 11 | [5 empty] | LOCAL$MTJU_230_PM_08!PMU-ST5 | 0.0 | 1.0 | Device statistic for Expected number of measurements received from device during last reporting interval. | 0 | 1 | 1 |  | Any | STAT | Statistic | ST |  |  | STAT:3422 | 2021-07-29 22:39
|  |  | 500ffa72-e66b-44e0-9db9-690585eb8e9e | 2 | STAT |  | 3423 | ONS_LOCAL$MTJU_230_PM_08!PMU:ST6 |  |  | 8736f6c7-ad41-4b43-b4f6-e684e0d4ad20 |  |  | 30 | [8 empty] | 11 | [5 empty] | LOCAL$MTJU_230_PM_08!PMU-ST6 | 0.0 | 1.0 | Device statistic for Number of measurements received while device was reporting errors during last reporting interval. | 0 | 1 | 1 |  | Any | STAT | Statistic | ST |  |  | STAT:3423 | 2021-07-29 22:39
|  |  | 48a9e7b2-19b4-497a-abbd-aafa5df3be3c | 2 | STAT |  | 3424 | ONS_LOCAL$MTJU_230_PM_08!PMU:ST7 |  |  | 8736f6c7-ad41-4b43-b4f6-e684e0d4ad20 |  |  | 30 | [8 empty] | 11 | [5 empty] | LOCAL$MTJU_230_PM_08!PMU-ST7 | 0.0 | 1.0 | Device statistic for Number of defined measurements (per frame) from device during last reporting interval. | 0 | 1 | 1 |  | Any | STAT | Statistic | ST |  |  | STAT:3424 | 2021-07-29 22:39
|  |  | 44fde067-75e9-4e80-9bad-0a6b0cfdca8e | 2 | STAT |  | 3425 | ONS_LOCAL$PATC_500_PM_09!PMU:ST1 |  |  | 8736f6c7-ad41-4b43-b4f6-e684e0d4ad20 |  |  | 30 | [8 empty] | 11 | [5 empty] | LOCAL$PATC_500_PM_09!PMU-ST1 | 0.0 | 1.0 | Device statistic for Number of data quality errors reported by device during last reporting interval. | 0 | 1 | 1 |  | Any | STAT | Statistic | ST |  |  | STAT:3425 | 2021-07-29 22:39
|  |  | 3ff77e27-60fc-4627-80bc-07f03de301db | 2 | STAT |  | 3426 | ONS_LOCAL$PATC_500_PM_09!PMU:ST2 |  |  | 8736f6c7-ad41-4b43-b4f6-e684e0d4ad20 |  |  | 30 | [8 empty] | 11 | [5 empty] | LOCAL$PATC_500_PM_09!PMU-ST2 | 0.0 | 1.0 | Device statistic for Number of time quality errors reported by device during last reporting interval. | 0 | 1 | 1 |  | Any | STAT | Statistic | ST |  |  | STAT:3426 | 2021-07-29 22:39
|  |  | e4de7cfb-4431-4276-8753-d0f059f56269 | 2 | STAT |  | 3427 | ONS_LOCAL$PATC_500_PM_09!PMU:ST3 |  |  | 8736f6c7-ad41-4b43-b4f6-e684e0d4ad20 |  |  | 30 | [8 empty] | 11 | [5 empty] | LOCAL$PATC_500_PM_09!PMU-ST3 | 0.0 | 1.0 | Device statistic for Number of device errors reported by device during last reporting interval. | 0 | 1 | 1 |  | Any | STAT | Statistic | ST |  |  | STAT:3427 | 2021-07-29 22:39
|  |  | 7c557c28-7c17-4427-910f-b460cfb2f07f | 2 | STAT |  | 3428 | ONS_LOCAL$PATC_500_PM_09!PMU:ST4 |  |  | 8736f6c7-ad41-4b43-b4f6-e684e0d4ad20 |  |  | 30 | [8 empty] | 11 | [5 empty] | LOCAL$PATC_500_PM_09!PMU-ST4 | 0.0 | 1.0 | Device statistic for Number of measurements received from device during last reporting interval. | 0 | 1 | 1 |  | Any | STAT | Statistic | ST |  |  | STAT:3428 | 2021-07-29 22:39
|  |  | 3fad974f-4084-4e81-a5a8-e3442b06ef94 | 2 | STAT |  | 3429 | ONS_LOCAL$PATC_500_PM_09!PMU:ST5 |  |  | 8736f6c7-ad41-4b43-b4f6-e684e0d4ad20 |  |  | 30 | [8 empty] | 11 | [5 empty] | LOCAL$PATC_500_PM_09!PMU-ST5 | 0.0 | 1.0 | Device statistic for Expected number of measurements received from device during last reporting interval. | 0 | 1 | 1 |  | Any | STAT | Statistic | ST |  |  | STAT:3429 | 2021-07-29 22:39
|  |  | b1ccafd0-3a63-4605-a982-9e0dabe6bceb | 2 | STAT |  | 3430 | ONS_LOCAL$PATC_500_PM_09!PMU:ST6 |  |  | 8736f6c7-ad41-4b43-b4f6-e684e0d4ad20 |  |  | 30 | [8 empty] | 11 | [5 empty] | LOCAL$PATC_500_PM_09!PMU-ST6 | 0.0 | 1.0 | Device statistic for Number of measurements received while device was reporting errors during last reporting interval. | 0 | 1 | 1 |  | Any | STAT | Statistic | ST |  |  | STAT:3430 | 2021-07-29 22:39
|  |  | cbe1e2a8-80bb-4772-8c14-cdd72135bbea | 2 | STAT |  | 3431 | ONS_LOCAL$PATC_500_PM_09!PMU:ST7 |  |  | 8736f6c7-ad41-4b43-b4f6-e684e0d4ad20 |  |  | 30 | [8 empty] | 11 | [5 empty] | LOCAL$PATC_500_PM_09!PMU-ST7 | 0.0 | 1.0 | Device statistic for Number of defined measurements (per frame) from device during last reporting interval. | 0 | 1 | 1 |  | Any | STAT | Statistic | ST |  |  | STAT:3431 | 2021-07-29 22:39
|  |  | 622df28c-2f9c-4d93-81c0-e565e17ffa2b | 2 | STAT |  | 3432 | ONS_LOCAL$PATC_500_PM_10!PMU:ST1 |  |  | 8736f6c7-ad41-4b43-b4f6-e684e0d4ad20 |  |  | 30 | [8 empty] | 11 | [5 empty] | LOCAL$PATC_500_PM_10!PMU-ST1 | 0.0 | 1.0 | Device statistic for Number of data quality errors reported by device during last reporting interval. | 0 | 1 | 1 |  | Any | STAT | Statistic | ST |  |  | STAT:3432 | 2021-07-29 22:39
|  |  | 334bd5a8-5f53-4b08-ad66-e1cf73c7b67b | 2 | STAT |  | 3433 | ONS_LOCAL$PATC_500_PM_10!PMU:ST2 |  |  | 8736f6c7-ad41-4b43-b4f6-e684e0d4ad20 |  |  | 30 | [8 empty] | 11 | [5 empty] | LOCAL$PATC_500_PM_10!PMU-ST2 | 0.0 | 1.0 | Device statistic for Number of time quality errors reported by device during last reporting interval. | 0 | 1 | 1 |  | Any | STAT | Statistic | ST |  |  | STAT:3433 | 2021-07-29 22:39
|  |  | 45c15970-9017-4cad-b2ea-e67ea1e0096c | 2 | STAT |  | 3434 | ONS_LOCAL$PATC_500_PM_10!PMU:ST3 |  |  | 8736f6c7-ad41-4b43-b4f6-e684e0d4ad20 |  |  | 30 | [8 empty] | 11 | [5 empty] | LOCAL$PATC_500_PM_10!PMU-ST3 | 0.0 | 1.0 | Device statistic for Number of device errors reported by device during last reporting interval. | 0 | 1 | 1 |  | Any | STAT | Statistic | ST |  |  | STAT:3434 | 2021-07-29 22:39
|  |  | 94ece15b-7f4a-42d0-b8e3-f104f845d89d | 2 | STAT |  | 3435 | ONS_LOCAL$PATC_500_PM_10!PMU:ST4 |  |  | 8736f6c7-ad41-4b43-b4f6-e684e0d4ad20 |  |  | 30 | [8 empty] | 11 | [5 empty] | LOCAL$PATC_500_PM_10!PMU-ST4 | 0.0 | 1.0 | Device statistic for Number of measurements received from device during last reporting interval. | 0 | 1 | 1 |  | Any | STAT | Statistic | ST |  |  | STAT:3435 | 2021-07-29 22:39
|  |  | b0ebd9fc-56eb-4af1-a623-3c0f8d8b1b50 | 2 | STAT |  | 3436 | ONS_LOCAL$PATC_500_PM_10!PMU:ST5 |  |  | 8736f6c7-ad41-4b43-b4f6-e684e0d4ad20 |  |  | 30 | [8 empty] | 11 | [5 empty] | LOCAL$PATC_500_PM_10!PMU-ST5 | 0.0 | 1.0 | Device statistic for Expected number of measurements received from device during last reporting interval. | 0 | 1 | 1 |  | Any | STAT | Statistic | ST |  |  | STAT:3436 | 2021-07-29 22:39
|  |  | 1327481a-d15c-4a5f-a423-e6bede048184 | 2 | STAT |  | 3437 | ONS_LOCAL$PATC_500_PM_10!PMU:ST6 |  |  | 8736f6c7-ad41-4b43-b4f6-e684e0d4ad20 |  |  | 30 | [8 empty] | 11 | [5 empty] | LOCAL$PATC_500_PM_10!PMU-ST6 | 0.0 | 1.0 | Device statistic for Number of measurements received while device was reporting errors during last reporting interval. | 0 | 1 | 1 |  | Any | STAT | Statistic | ST |  |  | STAT:3437 | 2021-07-29 22:39
|  |  | bf91059a-f69b-4422-b5ea-9ffbffe73bda | 2 | STAT |  | 3438 | ONS_LOCAL$PATC_500_PM_10!PMU:ST7 |  |  | 8736f6c7-ad41-4b43-b4f6-e684e0d4ad20 |  |  | 30 | [8 empty] | 11 | [5 empty] | LOCAL$PATC_500_PM_10!PMU-ST7 | 0.0 | 1.0 | Device statistic for Number of defined measurements (per frame) from device during last reporting interval. | 0 | 1 | 1 |  | Any | STAT | Statistic | ST |  |  | STAT:3438 | 2021-07-29 22:39
|  |  | 41f323ef-af23-4fe0-bd01-9076d252adce | 2 | STAT |  | 3439 | ONS_LOCAL$PATC_500_PM_11!PMU:ST1 |  |  | 8736f6c7-ad41-4b43-b4f6-e684e0d4ad20 |  |  | 30 | [8 empty] | 11 | [5 empty] | LOCAL$PATC_500_PM_11!PMU-ST1 | 0.0 | 1.0 | Device statistic for Number of data quality errors reported by device during last reporting interval. | 0 | 1 | 1 |  | Any | STAT | Statistic | ST |  |  | STAT:3439 | 2021-07-29 22:39
|  |  | 982a400a-84e1-4736-af00-61ec6b59f20c | 2 | STAT |  | 3440 | ONS_LOCAL$PATC_500_PM_11!PMU:ST2 |  |  | 8736f6c7-ad41-4b43-b4f6-e684e0d4ad20 |  |  | 30 | [8 empty] | 11 | [5 empty] | LOCAL$PATC_500_PM_11!PMU-ST2 | 0.0 | 1.0 | Device statistic for Number of time quality errors reported by device during last reporting interval. | 0 | 1 | 1 |  | Any | STAT | Statistic | ST |  |  | STAT:3440 | 2021-07-29 22:39
|  |  | 323a63cf-c38d-48b9-83bf-8873aae69e42 | 2 | STAT |  | 3441 | ONS_LOCAL$PATC_500_PM_11!PMU:ST3 |  |  | 8736f6c7-ad41-4b43-b4f6-e684e0d4ad20 |  |  | 30 | [8 empty] | 11 | [5 empty] | LOCAL$PATC_500_PM_11!PMU-ST3 | 0.0 | 1.0 | Device statistic for Number of device errors reported by device during last reporting interval. | 0 | 1 | 1 |  | Any | STAT | Statistic | ST |  |  | STAT:3441 | 2021-07-29 22:39
|  |  | ddafabe3-22ca-4bbb-aaf8-a6ecba727a14 | 2 | STAT |  | 3442 | ONS_LOCAL$PATC_500_PM_11!PMU:ST4 |  |  | 8736f6c7-ad41-4b43-b4f6-e684e0d4ad20 |  |  | 30 | [8 empty] | 11 | [5 empty] | LOCAL$PATC_500_PM_11!PMU-ST4 | 0.0 | 1.0 | Device statistic for Number of measurements received from device during last reporting interval. | 0 | 1 | 1 |  | Any | STAT | Statistic | ST |  |  | STAT:3442 | 2021-07-29 22:39
|  |  | d70b264b-c847-4e1b-ac35-c70b48d20445 | 2 | STAT |  | 3443 | ONS_LOCAL$PATC_500_PM_11!PMU:ST5 |  |  | 8736f6c7-ad41-4b43-b4f6-e684e0d4ad20 |  |  | 30 | [8 empty] | 11 | [5 empty] | LOCAL$PATC_500_PM_11!PMU-ST5 | 0.0 | 1.0 | Device statistic for Expected number of measurements received from device during last reporting interval. | 0 | 1 | 1 |  | Any | STAT | Statistic | ST |  |  | STAT:3443 | 2021-07-29 22:39
|  |  | 5f3f6d21-fb27-44d6-80d8-3c598cb7f61f | 2 | STAT |  | 3444 | ONS_LOCAL$PATC_500_PM_11!PMU:ST6 |  |  | 8736f6c7-ad41-4b43-b4f6-e684e0d4ad20 |  |  | 30 | [8 empty] | 11 | [5 empty] | LOCAL$PATC_500_PM_11!PMU-ST6 | 0.0 | 1.0 | Device statistic for Number of measurements received while device was reporting errors during last reporting interval. | 0 | 1 | 1 |  | Any | STAT | Statistic | ST |  |  | STAT:3444 | 2021-07-29 22:39
|  |  | 7be67369-0540-4893-8336-91f36132136d | 2 | STAT |  | 3445 | ONS_LOCAL$PATC_500_PM_11!PMU:ST7 |  |  | 8736f6c7-ad41-4b43-b4f6-e684e0d4ad20 |  |  | 30 | [8 empty] | 11 | [5 empty] | LOCAL$PATC_500_PM_11!PMU-ST7 | 0.0 | 1.0 | Device statistic for Number of defined measurements (per frame) from device during last reporting interval. | 0 | 1 | 1 |  | Any | STAT | Statistic | ST |  |  | STAT:3445 | 2021-07-29 22:39
|  |  | a423456f-577e-47ac-95d3-5c58b8d1a629 | 2 | STAT |  | 3446 | ONS_LOCAL$PATC_500_PM_12!PMU:ST1 |  |  | 8736f6c7-ad41-4b43-b4f6-e684e0d4ad20 |  |  | 30 | [8 empty] | 11 | [5 empty] | LOCAL$PATC_500_PM_12!PMU-ST1 | 0.0 | 1.0 | Device statistic for Number of data quality errors reported by device during last reporting interval. | 0 | 1 | 1 |  | Any | STAT | Statistic | ST |  |  | STAT:3446 | 2021-07-29 22:39
|  |  | 5b45390f-4553-44f9-ad78-468d3b4e451f | 2 | STAT |  | 3447 | ONS_LOCAL$PATC_500_PM_12!PMU:ST2 |  |  | 8736f6c7-ad41-4b43-b4f6-e684e0d4ad20 |  |  | 30 | [8 empty] | 11 | [5 empty] | LOCAL$PATC_500_PM_12!PMU-ST2 | 0.0 | 1.0 | Device statistic for Number of time quality errors reported by device during last reporting interval. | 0 | 1 | 1 |  | Any | STAT | Statistic | ST |  |  | STAT:3447 | 2021-07-29 22:39
|  |  | 0919ed2a-a4c1-4c73-9eaf-92b691198011 | 2 | STAT |  | 3448 | ONS_LOCAL$PATC_500_PM_12!PMU:ST3 |  |  | 8736f6c7-ad41-4b43-b4f6-e684e0d4ad20 |  |  | 30 | [8 empty] | 11 | [5 empty] | LOCAL$PATC_500_PM_12!PMU-ST3 | 0.0 | 1.0 | Device statistic for Number of device errors reported by device during last reporting interval. | 0 | 1 | 1 |  | Any | STAT | Statistic | ST |  |  | STAT:3448 | 2021-07-29 22:39
|  |  | fdb92d32-b6a8-4e67-815a-dc96e17c008d | 2 | STAT |  | 3449 | ONS_LOCAL$PATC_500_PM_12!PMU:ST4 |  |  | 8736f6c7-ad41-4b43-b4f6-e684e0d4ad20 |  |  | 30 | [8 empty] | 11 | [5 empty] | LOCAL$PATC_500_PM_12!PMU-ST4 | 0.0 | 1.0 | Device statistic for Number of measurements received from device during last reporting interval. | 0 | 1 | 1 |  | Any | STAT | Statistic | ST |  |  | STAT:3449 | 2021-07-29 22:39
|  |  | 5016ab04-e9f0-4063-ade0-a2577ade248c | 2 | STAT |  | 3450 | ONS_LOCAL$PATC_500_PM_12!PMU:ST5 |  |  | 8736f6c7-ad41-4b43-b4f6-e684e0d4ad20 |  |  | 30 | [8 empty] | 11 | [5 empty] | LOCAL$PATC_500_PM_12!PMU-ST5 | 0.0 | 1.0 | Device statistic for Expected number of measurements received from device during last reporting interval. | 0 | 1 | 1 |  | Any | STAT | Statistic | ST |  |  | STAT:3450 | 2021-07-29 22:39
|  |  | c29962d7-3e54-4679-8da1-f83daca32c6a | 2 | STAT |  | 3451 | ONS_LOCAL$PATC_500_PM_12!PMU:ST6 |  |  | 8736f6c7-ad41-4b43-b4f6-e684e0d4ad20 |  |  | 30 | [8 empty] | 11 | [5 empty] | LOCAL$PATC_500_PM_12!PMU-ST6 | 0.0 | 1.0 | Device statistic for Number of measurements received while device was reporting errors during last reporting interval. | 0 | 1 | 1 |  | Any | STAT | Statistic | ST |  |  | STAT:3451 | 2021-07-29 22:39
|  |  | a203c280-b275-40bb-bfa8-4385d924f174 | 2 | STAT |  | 3452 | ONS_LOCAL$PATC_500_PM_12!PMU:ST7 |  |  | 8736f6c7-ad41-4b43-b4f6-e684e0d4ad20 |  |  | 30 | [8 empty] | 11 | [5 empty] | LOCAL$PATC_500_PM_12!PMU-ST7 | 0.0 | 1.0 | Device statistic for Number of defined measurements (per frame) from device during last reporting interval. | 0 | 1 | 1 |  | Any | STAT | Statistic | ST |  |  | STAT:3452 | 2021-07-29 22:39
|  |  | 1c304dbd-5e6f-42e1-bb22-893ba51ffa38 | 2 | STAT |  | 3453 | ONS_LOCAL$ROPV_230_PM_01!PMU:ST1 |  |  | 8736f6c7-ad41-4b43-b4f6-e684e0d4ad20 |  |  | 30 | [8 empty] | 11 | [5 empty] | LOCAL$ROPV_230_PM_01!PMU-ST1 | 0.0 | 1.0 | Device statistic for Number of data quality errors reported by device during last reporting interval. | 0 | 1 | 1 |  | Any | STAT | Statistic | ST |  |  | STAT:3453 | 2021-07-29 22:39
|  |  | 92e0d145-091d-4266-bf85-a50b29e7f209 | 2 | STAT |  | 3454 | ONS_LOCAL$ROPV_230_PM_01!PMU:ST2 |  |  | 8736f6c7-ad41-4b43-b4f6-e684e0d4ad20 |  |  | 30 | [8 empty] | 11 | [5 empty] | LOCAL$ROPV_230_PM_01!PMU-ST2 | 0.0 | 1.0 | Device statistic for Number of time quality errors reported by device during last reporting interval. | 0 | 1 | 1 |  | Any | STAT | Statistic | ST |  |  | STAT:3454 | 2021-07-29 22:39
|  |  | 1c119dbe-0439-4470-94dd-67a860a3574e | 2 | STAT |  | 3455 | ONS_LOCAL$ROPV_230_PM_01!PMU:ST3 |  |  | 8736f6c7-ad41-4b43-b4f6-e684e0d4ad20 |  |  | 30 | [8 empty] | 11 | [5 empty] | LOCAL$ROPV_230_PM_01!PMU-ST3 | 0.0 | 1.0 | Device statistic for Number of device errors reported by device during last reporting interval. | 0 | 1 | 1 |  | Any | STAT | Statistic | ST |  |  | STAT:3455 | 2021-07-29 22:39
|  |  | 2fc26eaa-a63a-4870-8137-2e697f91a76c | 2 | STAT |  | 3456 | ONS_LOCAL$ROPV_230_PM_01!PMU:ST4 |  |  | 8736f6c7-ad41-4b43-b4f6-e684e0d4ad20 |  |  | 30 | [8 empty] | 11 | [5 empty] | LOCAL$ROPV_230_PM_01!PMU-ST4 | 0.0 | 1.0 | Device statistic for Number of measurements received from device during last reporting interval. | 0 | 1 | 1 |  | Any | STAT | Statistic | ST |  |  | STAT:3456 | 2021-07-29 22:39
|  |  | 4dffbd21-5fb2-48e7-9b70-1539e7bda5a1 | 2 | STAT |  | 3457 | ONS_LOCAL$ROPV_230_PM_01!PMU:ST5 |  |  | 8736f6c7-ad41-4b43-b4f6-e684e0d4ad20 |  |  | 30 | [8 empty] | 11 | [5 empty] | LOCAL$ROPV_230_PM_01!PMU-ST5 | 0.0 | 1.0 | Device statistic for Expected number of measurements received from device during last reporting interval. | 0 | 1 | 1 |  | Any | STAT | Statistic | ST |  |  | STAT:3457 | 2021-07-29 22:39
|  |  | da6de33f-ee71-4844-8a91-3c1977c5c47f | 2 | STAT |  | 3458 | ONS_LOCAL$ROPV_230_PM_01!PMU:ST6 |  |  | 8736f6c7-ad41-4b43-b4f6-e684e0d4ad20 |  |  | 30 | [8 empty] | 11 | [5 empty] | LOCAL$ROPV_230_PM_01!PMU-ST6 | 0.0 | 1.0 | Device statistic for Number of measurements received while device was reporting errors during last reporting interval. | 0 | 1 | 1 |  | Any | STAT | Statistic | ST |  |  | STAT:3458 | 2021-07-29 22:39
|  |  | 38506f2f-35b4-4001-995d-14a33f8a011f | 2 | STAT |  | 3459 | ONS_LOCAL$ROPV_230_PM_01!PMU:ST7 |  |  | 8736f6c7-ad41-4b43-b4f6-e684e0d4ad20 |  |  | 30 | [8 empty] | 11 | [5 empty] | LOCAL$ROPV_230_PM_01!PMU-ST7 | 0.0 | 1.0 | Device statistic for Number of defined measurements (per frame) from device during last reporting interval. | 0 | 1 | 1 |  | Any | STAT | Statistic | ST |  |  | STAT:3459 | 2021-07-29 22:39
|  |  | 7f12d6f9-da43-49c6-91ae-641629bc422d | 2 | STAT |  | 3460 | ONS_LOCAL$ROPV_230_PM_02!PMU:ST1 |  |  | 8736f6c7-ad41-4b43-b4f6-e684e0d4ad20 |  |  | 30 | [8 empty] | 11 | [5 empty] | LOCAL$ROPV_230_PM_02!PMU-ST1 | 0.0 | 1.0 | Device statistic for Number of data quality errors reported by device during last reporting interval. | 0 | 1 | 1 |  | Any | STAT | Statistic | ST |  |  | STAT:3460 | 2021-07-29 22:39
|  |  | 519de8b2-49eb-4e8b-89d7-b805b24dd639 | 2 | STAT |  | 3461 | ONS_LOCAL$ROPV_230_PM_02!PMU:ST2 |  |  | 8736f6c7-ad41-4b43-b4f6-e684e0d4ad20 |  |  | 30 | [8 empty] | 11 | [5 empty] | LOCAL$ROPV_230_PM_02!PMU-ST2 | 0.0 | 1.0 | Device statistic for Number of time quality errors reported by device during last reporting interval. | 0 | 1 | 1 |  | Any | STAT | Statistic | ST |  |  | STAT:3461 | 2021-07-29 22:39
|  |  | 0781915c-f5d5-4aca-8129-891b721fbaaa | 2 | STAT |  | 3462 | ONS_LOCAL$ROPV_230_PM_02!PMU:ST3 |  |  | 8736f6c7-ad41-4b43-b4f6-e684e0d4ad20 |  |  | 30 | [8 empty] | 11 | [5 empty] | LOCAL$ROPV_230_PM_02!PMU-ST3 | 0.0 | 1.0 | Device statistic for Number of device errors reported by device during last reporting interval. | 0 | 1 | 1 |  | Any | STAT | Statistic | ST |  |  | STAT:3462 | 2021-07-29 22:39
|  |  | 148106fd-f577-4e01-9584-498682a1fb21 | 2 | STAT |  | 3463 | ONS_LOCAL$ROPV_230_PM_02!PMU:ST4 |  |  | 8736f6c7-ad41-4b43-b4f6-e684e0d4ad20 |  |  | 30 | [8 empty] | 11 | [5 empty] | LOCAL$ROPV_230_PM_02!PMU-ST4 | 0.0 | 1.0 | Device statistic for Number of measurements received from device during last reporting interval. | 0 | 1 | 1 |  | Any | STAT | Statistic | ST |  |  | STAT:3463 | 2021-07-29 22:39
|  |  | 56f5e681-6025-4a2a-b4e9-3596dba137c1 | 2 | STAT |  | 3464 | ONS_LOCAL$ROPV_230_PM_02!PMU:ST5 |  |  | 8736f6c7-ad41-4b43-b4f6-e684e0d4ad20 |  |  | 30 | [8 empty] | 11 | [5 empty] | LOCAL$ROPV_230_PM_02!PMU-ST5 | 0.0 | 1.0 | Device statistic for Expected number of measurements received from device during last reporting interval. | 0 | 1 | 1 |  | Any | STAT | Statistic | ST |  |  | STAT:3464 | 2021-07-29 22:39
|  |  | 1a1db60a-0f7a-47a2-978e-318e5aa7c140 | 2 | STAT |  | 3465 | ONS_LOCAL$ROPV_230_PM_02!PMU:ST6 |  |  | 8736f6c7-ad41-4b43-b4f6-e684e0d4ad20 |  |  | 30 | [8 empty] | 11 | [5 empty] | LOCAL$ROPV_230_PM_02!PMU-ST6 | 0.0 | 1.0 | Device statistic for Number of measurements received while device was reporting errors during last reporting interval. | 0 | 1 | 1 |  | Any | STAT | Statistic | ST |  |  | STAT:3465 | 2021-07-29 22:39
|  |  | 0bafbc04-3480-4b49-bfe1-f6fd7ff85ace | 2 | STAT |  | 3466 | ONS_LOCAL$ROPV_230_PM_02!PMU:ST7 |  |  | 8736f6c7-ad41-4b43-b4f6-e684e0d4ad20 |  |  | 30 | [8 empty] | 11 | [5 empty] | LOCAL$ROPV_230_PM_02!PMU-ST7 | 0.0 | 1.0 | Device statistic for Number of defined measurements (per frame) from device during last reporting interval. | 0 | 1 | 1 |  | Any | STAT | Statistic | ST |  |  | STAT:3466 | 2021-07-29 22:39
|  |  | 8bfc4fab-80be-42d7-8624-dc26d3861966 | 2 | STAT |  | 3467 | ONS_LOCAL$ROPV_230_PM_03!PMU:ST1 |  |  | 8736f6c7-ad41-4b43-b4f6-e684e0d4ad20 |  |  | 30 | [8 empty] | 11 | [5 empty] | LOCAL$ROPV_230_PM_03!PMU-ST1 | 0.0 | 1.0 | Device statistic for Number of data quality errors reported by device during last reporting interval. | 0 | 1 | 1 |  | Any | STAT | Statistic | ST |  |  | STAT:3467 | 2021-07-29 22:39
|  |  | 071a9469-c866-4482-bbd6-5c3cad544d38 | 2 | STAT |  | 3468 | ONS_LOCAL$ROPV_230_PM_03!PMU:ST2 |  |  | 8736f6c7-ad41-4b43-b4f6-e684e0d4ad20 |  |  | 30 | [8 empty] | 11 | [5 empty] | LOCAL$ROPV_230_PM_03!PMU-ST2 | 0.0 | 1.0 | Device statistic for Number of time quality errors reported by device during last reporting interval. | 0 | 1 | 1 |  | Any | STAT | Statistic | ST |  |  | STAT:3468 | 2021-07-29 22:39
|  |  | 1aa41c57-7b76-4831-8d67-b9c1dc9fccbc | 2 | STAT |  | 3469 | ONS_LOCAL$ROPV_230_PM_03!PMU:ST3 |  |  | 8736f6c7-ad41-4b43-b4f6-e684e0d4ad20 |  |  | 30 | [8 empty] | 11 | [5 empty] | LOCAL$ROPV_230_PM_03!PMU-ST3 | 0.0 | 1.0 | Device statistic for Number of device errors reported by device during last reporting interval. | 0 | 1 | 1 |  | Any | STAT | Statistic | ST |  |  | STAT:3469 | 2021-07-29 22:39
|  |  | 210ca5c3-30f3-4f93-aef4-cea05860f2ef | 2 | STAT |  | 3470 | ONS_LOCAL$ROPV_230_PM_03!PMU:ST4 |  |  | 8736f6c7-ad41-4b43-b4f6-e684e0d4ad20 |  |  | 30 | [8 empty] | 11 | [5 empty] | LOCAL$ROPV_230_PM_03!PMU-ST4 | 0.0 | 1.0 | Device statistic for Number of measurements received from device during last reporting interval. | 0 | 1 | 1 |  | Any | STAT | Statistic | ST |  |  | STAT:3470 | 2021-07-29 22:39
|  |  | d49774f4-f8f8-4e18-b60a-ca456cd227ba | 2 | STAT |  | 3471 | ONS_LOCAL$ROPV_230_PM_03!PMU:ST5 |  |  | 8736f6c7-ad41-4b43-b4f6-e684e0d4ad20 |  |  | 30 | [8 empty] | 11 | [5 empty] | LOCAL$ROPV_230_PM_03!PMU-ST5 | 0.0 | 1.0 | Device statistic for Expected number of measurements received from device during last reporting interval. | 0 | 1 | 1 |  | Any | STAT | Statistic | ST |  |  | STAT:3471 | 2021-07-29 22:39
|  |  | 30729365-88e4-4822-aed4-3a852bcad02b | 2 | STAT |  | 3472 | ONS_LOCAL$ROPV_230_PM_03!PMU:ST6 |  |  | 8736f6c7-ad41-4b43-b4f6-e684e0d4ad20 |  |  | 30 | [8 empty] | 11 | [5 empty] | LOCAL$ROPV_230_PM_03!PMU-ST6 | 0.0 | 1.0 | Device statistic for Number of measurements received while device was reporting errors during last reporting interval. | 0 | 1 | 1 |  | Any | STAT | Statistic | ST |  |  | STAT:3472 | 2021-07-29 22:39
|  |  | 2d5de518-2c62-48a3-8e91-ca0d706e6f38 | 2 | STAT |  | 3473 | ONS_LOCAL$ROPV_230_PM_03!PMU:ST7 |  |  | 8736f6c7-ad41-4b43-b4f6-e684e0d4ad20 |  |  | 30 | [8 empty] | 11 | [5 empty] | LOCAL$ROPV_230_PM_03!PMU-ST7 | 0.0 | 1.0 | Device statistic for Number of defined measurements (per frame) from device during last reporting interval. | 0 | 1 | 1 |  | Any | STAT | Statistic | ST |  |  | STAT:3473 | 2021-07-29 22:39
|  |  | a7a3d295-3165-4fa3-a10c-8596d641bf21 | 2 | STAT |  | 3474 | ONS_LOCAL$ROPV_230_PM_04!PMU:ST1 |  |  | 8736f6c7-ad41-4b43-b4f6-e684e0d4ad20 |  |  | 30 | [8 empty] | 11 | [5 empty] | LOCAL$ROPV_230_PM_04!PMU-ST1 | 0.0 | 1.0 | Device statistic for Number of data quality errors reported by device during last reporting interval. | 0 | 1 | 1 |  | Any | STAT | Statistic | ST |  |  | STAT:3474 | 2021-07-29 22:39
|  |  | c5ab01ff-aa82-4008-b20d-4a0e30c6e1c4 | 2 | STAT |  | 3475 | ONS_LOCAL$ROPV_230_PM_04!PMU:ST2 |  |  | 8736f6c7-ad41-4b43-b4f6-e684e0d4ad20 |  |  | 30 | [8 empty] | 11 | [5 empty] | LOCAL$ROPV_230_PM_04!PMU-ST2 | 0.0 | 1.0 | Device statistic for Number of time quality errors reported by device during last reporting interval. | 0 | 1 | 1 |  | Any | STAT | Statistic | ST |  |  | STAT:3475 | 2021-07-29 22:39
|  |  | 63e7e0ce-9314-40a2-af10-4ba1388a84a6 | 2 | STAT |  | 3476 | ONS_LOCAL$ROPV_230_PM_04!PMU:ST3 |  |  | 8736f6c7-ad41-4b43-b4f6-e684e0d4ad20 |  |  | 30 | [8 empty] | 11 | [5 empty] | LOCAL$ROPV_230_PM_04!PMU-ST3 | 0.0 | 1.0 | Device statistic for Number of device errors reported by device during last reporting interval. | 0 | 1 | 1 |  | Any | STAT | Statistic | ST |  |  | STAT:3476 | 2021-07-29 22:39
|  |  | a412e0d9-3830-4f4c-875b-8ae72417efd6 | 2 | STAT |  | 3477 | ONS_LOCAL$ROPV_230_PM_04!PMU:ST4 |  |  | 8736f6c7-ad41-4b43-b4f6-e684e0d4ad20 |  |  | 30 | [8 empty] | 11 | [5 empty] | LOCAL$ROPV_230_PM_04!PMU-ST4 | 0.0 | 1.0 | Device statistic for Number of measurements received from device during last reporting interval. | 0 | 1 | 1 |  | Any | STAT | Statistic | ST |  |  | STAT:3477 | 2021-07-29 22:39
|  |  | 71e16020-f48a-4ddf-b469-a28eb182ec20 | 2 | STAT |  | 3478 | ONS_LOCAL$ROPV_230_PM_04!PMU:ST5 |  |  | 8736f6c7-ad41-4b43-b4f6-e684e0d4ad20 |  |  | 30 | [8 empty] | 11 | [5 empty] | LOCAL$ROPV_230_PM_04!PMU-ST5 | 0.0 | 1.0 | Device statistic for Expected number of measurements received from device during last reporting interval. | 0 | 1 | 1 |  | Any | STAT | Statistic | ST |  |  | STAT:3478 | 2021-07-29 22:39
|  |  | 4a0f5ae3-ca3e-4531-86b3-7683602ef67d | 2 | STAT |  | 3479 | ONS_LOCAL$ROPV_230_PM_04!PMU:ST6 |  |  | 8736f6c7-ad41-4b43-b4f6-e684e0d4ad20 |  |  | 30 | [8 empty] | 11 | [5 empty] | LOCAL$ROPV_230_PM_04!PMU-ST6 | 0.0 | 1.0 | Device statistic for Number of measurements received while device was reporting errors during last reporting interval. | 0 | 1 | 1 |  | Any | STAT | Statistic | ST |  |  | STAT:3479 | 2021-07-29 22:39
|  |  | a7351f2d-efde-4840-9a23-49ab5c6b8d0b | 2 | STAT |  | 3480 | ONS_LOCAL$ROPV_230_PM_04!PMU:ST7 |  |  | 8736f6c7-ad41-4b43-b4f6-e684e0d4ad20 |  |  | 30 | [8 empty] | 11 | [5 empty] | LOCAL$ROPV_230_PM_04!PMU-ST7 | 0.0 | 1.0 | Device statistic for Number of defined measurements (per frame) from device during last reporting interval. | 0 | 1 | 1 |  | Any | STAT | Statistic | ST |  |  | STAT:3480 | 2021-07-29 22:39
|  |  | d524a576-c6dc-41f4-ad22-b77d2aef0a2b | 2 | STAT |  | 3481 | ONS_LOCAL$ROPV_230_PM_05!PMU:ST1 |  |  | 8736f6c7-ad41-4b43-b4f6-e684e0d4ad20 |  |  | 30 | [8 empty] | 11 | [5 empty] | LOCAL$ROPV_230_PM_05!PMU-ST1 | 0.0 | 1.0 | Device statistic for Number of data quality errors reported by device during last reporting interval. | 0 | 1 | 1 |  | Any | STAT | Statistic | ST |  |  | STAT:3481 | 2021-07-29 22:39
|  |  | c1266b32-a820-441c-a5d1-bceff326b61b | 2 | STAT |  | 3482 | ONS_LOCAL$ROPV_230_PM_05!PMU:ST2 |  |  | 8736f6c7-ad41-4b43-b4f6-e684e0d4ad20 |  |  | 30 | [8 empty] | 11 | [5 empty] | LOCAL$ROPV_230_PM_05!PMU-ST2 | 0.0 | 1.0 | Device statistic for Number of time quality errors reported by device during last reporting interval. | 0 | 1 | 1 |  | Any | STAT | Statistic | ST |  |  | STAT:3482 | 2021-07-29 22:39
|  |  | 310f9d85-2132-4a37-a75a-12c1f9f0c5aa | 2 | STAT |  | 3483 | ONS_LOCAL$ROPV_230_PM_05!PMU:ST3 |  |  | 8736f6c7-ad41-4b43-b4f6-e684e0d4ad20 |  |  | 30 | [8 empty] | 11 | [5 empty] | LOCAL$ROPV_230_PM_05!PMU-ST3 | 0.0 | 1.0 | Device statistic for Number of device errors reported by device during last reporting interval. | 0 | 1 | 1 |  | Any | STAT | Statistic | ST |  |  | STAT:3483 | 2021-07-29 22:39
|  |  | 9ee79383-74f4-4d38-afac-3028a8d0f0d9 | 2 | STAT |  | 3484 | ONS_LOCAL$ROPV_230_PM_05!PMU:ST4 |  |  | 8736f6c7-ad41-4b43-b4f6-e684e0d4ad20 |  |  | 30 | [8 empty] | 11 | [5 empty] | LOCAL$ROPV_230_PM_05!PMU-ST4 | 0.0 | 1.0 | Device statistic for Number of measurements received from device during last reporting interval. | 0 | 1 | 1 |  | Any | STAT | Statistic | ST |  |  | STAT:3484 | 2021-07-29 22:39
|  |  | bc13c379-fb61-4d61-af68-9847b191c720 | 2 | STAT |  | 3485 | ONS_LOCAL$ROPV_230_PM_05!PMU:ST5 |  |  | 8736f6c7-ad41-4b43-b4f6-e684e0d4ad20 |  |  | 30 | [8 empty] | 11 | [5 empty] | LOCAL$ROPV_230_PM_05!PMU-ST5 | 0.0 | 1.0 | Device statistic for Expected number of measurements received from device during last reporting interval. | 0 | 1 | 1 |  | Any | STAT | Statistic | ST |  |  | STAT:3485 | 2021-07-29 22:39
|  |  | 527e80d7-ab30-4bab-850d-06c8fdaef009 | 2 | STAT |  | 3486 | ONS_LOCAL$ROPV_230_PM_05!PMU:ST6 |  |  | 8736f6c7-ad41-4b43-b4f6-e684e0d4ad20 |  |  | 30 | [8 empty] | 11 | [5 empty] | LOCAL$ROPV_230_PM_05!PMU-ST6 | 0.0 | 1.0 | Device statistic for Number of measurements received while device was reporting errors during last reporting interval. | 0 | 1 | 1 |  | Any | STAT | Statistic | ST |  |  | STAT:3486 | 2021-07-29 22:39
|  |  | 4ca8493d-1518-47b1-be5f-8324d9d7befe | 2 | STAT |  | 3487 | ONS_LOCAL$ROPV_230_PM_05!PMU:ST7 |  |  | 8736f6c7-ad41-4b43-b4f6-e684e0d4ad20 |  |  | 30 | [8 empty] | 11 | [5 empty] | LOCAL$ROPV_230_PM_05!PMU-ST7 | 0.0 | 1.0 | Device statistic for Number of defined measurements (per frame) from device during last reporting interval. | 0 | 1 | 1 |  | Any | STAT | Statistic | ST |  |  | STAT:3487 | 2021-07-29 22:39
|  |  | 3280f2bc-e604-4ce6-b4d0-fa03ac8026d3 | 2 | STAT |  | 3488 | ONS_LOCAL$ROPV_230_PM_06!PMU:ST1 |  |  | 8736f6c7-ad41-4b43-b4f6-e684e0d4ad20 |  |  | 30 | [8 empty] | 11 | [5 empty] | LOCAL$ROPV_230_PM_06!PMU-ST1 | 0.0 | 1.0 | Device statistic for Number of data quality errors reported by device during last reporting interval. | 0 | 1 | 1 |  | Any | STAT | Statistic | ST |  |  | STAT:3488 | 2021-07-29 22:39
|  |  | d468840d-3fb4-4f9d-8631-4d0e2f4feb38 | 2 | STAT |  | 3489 | ONS_LOCAL$ROPV_230_PM_06!PMU:ST2 |  |  | 8736f6c7-ad41-4b43-b4f6-e684e0d4ad20 |  |  | 30 | [8 empty] | 11 | [5 empty] | LOCAL$ROPV_230_PM_06!PMU-ST2 | 0.0 | 1.0 | Device statistic for Number of time quality errors reported by device during last reporting interval. | 0 | 1 | 1 |  | Any | STAT | Statistic | ST |  |  | STAT:3489 | 2021-07-29 22:39
|  |  | 0a261049-8915-4d6a-8388-d6199a98a1d9 | 2 | STAT |  | 3490 | ONS_LOCAL$ROPV_230_PM_06!PMU:ST3 |  |  | 8736f6c7-ad41-4b43-b4f6-e684e0d4ad20 |  |  | 30 | [8 empty] | 11 | [5 empty] | LOCAL$ROPV_230_PM_06!PMU-ST3 | 0.0 | 1.0 | Device statistic for Number of device errors reported by device during last reporting interval. | 0 | 1 | 1 |  | Any | STAT | Statistic | ST |  |  | STAT:3490 | 2021-07-29 22:39
|  |  | d3bce52b-4196-40a8-bebc-a5bd9681b11d | 2 | STAT |  | 3491 | ONS_LOCAL$ROPV_230_PM_06!PMU:ST4 |  |  | 8736f6c7-ad41-4b43-b4f6-e684e0d4ad20 |  |  | 30 | [8 empty] | 11 | [5 empty] | LOCAL$ROPV_230_PM_06!PMU-ST4 | 0.0 | 1.0 | Device statistic for Number of measurements received from device during last reporting interval. | 0 | 1 | 1 |  | Any | STAT | Statistic | ST |  |  | STAT:3491 | 2021-07-29 22:39
|  |  | 75dfd37e-5c5d-4b3e-a528-5b63ea02b79f | 2 | STAT |  | 3492 | ONS_LOCAL$ROPV_230_PM_06!PMU:ST5 |  |  | 8736f6c7-ad41-4b43-b4f6-e684e0d4ad20 |  |  | 30 | [8 empty] | 11 | [5 empty] | LOCAL$ROPV_230_PM_06!PMU-ST5 | 0.0 | 1.0 | Device statistic for Expected number of measurements received from device during last reporting interval. | 0 | 1 | 1 |  | Any | STAT | Statistic | ST |  |  | STAT:3492 | 2021-07-29 22:39
|  |  | e74a3be3-8685-4a61-ada1-117b957f70d0 | 2 | STAT |  | 3493 | ONS_LOCAL$ROPV_230_PM_06!PMU:ST6 |  |  | 8736f6c7-ad41-4b43-b4f6-e684e0d4ad20 |  |  | 30 | [8 empty] | 11 | [5 empty] | LOCAL$ROPV_230_PM_06!PMU-ST6 | 0.0 | 1.0 | Device statistic for Number of measurements received while device was reporting errors during last reporting interval. | 0 | 1 | 1 |  | Any | STAT | Statistic | ST |  |  | STAT:3493 | 2021-07-29 22:39
|  |  | 4405f849-450e-42d2-81f2-693efecfaaf3 | 2 | STAT |  | 3494 | ONS_LOCAL$ROPV_230_PM_06!PMU:ST7 |  |  | 8736f6c7-ad41-4b43-b4f6-e684e0d4ad20 |  |  | 30 | [8 empty] | 11 | [5 empty] | LOCAL$ROPV_230_PM_06!PMU-ST7 | 0.0 | 1.0 | Device statistic for Number of defined measurements (per frame) from device during last reporting interval. | 0 | 1 | 1 |  | Any | STAT | Statistic | ST |  |  | STAT:3494 | 2021-07-29 22:39
|  |  | 72519e67-7a56-4664-94ae-c241de64b4c0 | 2 | STAT |  | 3495 | ONS_LOCAL$ROPV_230_PM_07!PMU:ST1 |  |  | 8736f6c7-ad41-4b43-b4f6-e684e0d4ad20 |  |  | 30 | [8 empty] | 11 | [5 empty] | LOCAL$ROPV_230_PM_07!PMU-ST1 | 0.0 | 1.0 | Device statistic for Number of data quality errors reported by device during last reporting interval. | 0 | 1 | 1 |  | Any | STAT | Statistic | ST |  |  | STAT:3495 | 2021-07-29 22:39
|  |  | 24e9d539-1f8e-435e-8087-6213c8f617c2 | 2 | STAT |  | 3496 | ONS_LOCAL$ROPV_230_PM_07!PMU:ST2 |  |  | 8736f6c7-ad41-4b43-b4f6-e684e0d4ad20 |  |  | 30 | [8 empty] | 11 | [5 empty] | LOCAL$ROPV_230_PM_07!PMU-ST2 | 0.0 | 1.0 | Device statistic for Number of time quality errors reported by device during last reporting interval. | 0 | 1 | 1 |  | Any | STAT | Statistic | ST |  |  | STAT:3496 | 2021-07-29 22:39
|  |  | e3f1e854-2ebb-4a2e-81b2-d6e7232dd679 | 2 | STAT |  | 3497 | ONS_LOCAL$ROPV_230_PM_07!PMU:ST3 |  |  | 8736f6c7-ad41-4b43-b4f6-e684e0d4ad20 |  |  | 30 | [8 empty] | 11 | [5 empty] | LOCAL$ROPV_230_PM_07!PMU-ST3 | 0.0 | 1.0 | Device statistic for Number of device errors reported by device during last reporting interval. | 0 | 1 | 1 |  | Any | STAT | Statistic | ST |  |  | STAT:3497 | 2021-07-29 22:39
|  |  | b3517cdc-ea18-4b70-bf6f-e6da31626055 | 2 | STAT |  | 3498 | ONS_LOCAL$ROPV_230_PM_07!PMU:ST4 |  |  | 8736f6c7-ad41-4b43-b4f6-e684e0d4ad20 |  |  | 30 | [8 empty] | 11 | [5 empty] | LOCAL$ROPV_230_PM_07!PMU-ST4 | 0.0 | 1.0 | Device statistic for Number of measurements received from device during last reporting interval. | 0 | 1 | 1 |  | Any | STAT | Statistic | ST |  |  | STAT:3498 | 2021-07-29 22:39
|  |  | 89bbcfc3-d64c-44e5-93e7-d20179e9364a | 2 | STAT |  | 3499 | ONS_LOCAL$ROPV_230_PM_07!PMU:ST5 |  |  | 8736f6c7-ad41-4b43-b4f6-e684e0d4ad20 |  |  | 30 | [8 empty] | 11 | [5 empty] | LOCAL$ROPV_230_PM_07!PMU-ST5 | 0.0 | 1.0 | Device statistic for Expected number of measurements received from device during last reporting interval. | 0 | 1 | 1 |  | Any | STAT | Statistic | ST |  |  | STAT:3499 | 2021-07-29 22:39
|  |  | 809dae7b-6383-4985-89a7-5c871336be63 | 2 | STAT |  | 3500 | ONS_LOCAL$ROPV_230_PM_07!PMU:ST6 |  |  | 8736f6c7-ad41-4b43-b4f6-e684e0d4ad20 |  |  | 30 | [8 empty] | 11 | [5 empty] | LOCAL$ROPV_230_PM_07!PMU-ST6 | 0.0 | 1.0 | Device statistic for Number of measurements received while device was reporting errors during last reporting interval. | 0 | 1 | 1 |  | Any | STAT | Statistic | ST |  |  | STAT:3500 | 2021-07-29 22:39
|  |  | cc7c9a81-4bb8-49d3-8847-e9609422194e | 2 | STAT |  | 3501 | ONS_LOCAL$ROPV_230_PM_07!PMU:ST7 |  |  | 8736f6c7-ad41-4b43-b4f6-e684e0d4ad20 |  |  | 30 | [8 empty] | 11 | [5 empty] | LOCAL$ROPV_230_PM_07!PMU-ST7 | 0.0 | 1.0 | Device statistic for Number of defined measurements (per frame) from device during last reporting interval. | 0 | 1 | 1 |  | Any | STAT | Statistic | ST |  |  | STAT:3501 | 2021-07-29 22:39
|  |  | 5d8f74e7-77b8-4133-bfb7-d7c074de393d | 2 | STAT |  | 3502 | ONS_LOCAL$ROPV_230_PM_08!PMU:ST1 |  |  | 8736f6c7-ad41-4b43-b4f6-e684e0d4ad20 |  |  | 30 | [8 empty] | 11 | [5 empty] | LOCAL$ROPV_230_PM_08!PMU-ST1 | 0.0 | 1.0 | Device statistic for Number of data quality errors reported by device during last reporting interval. | 0 | 1 | 1 |  | Any | STAT | Statistic | ST |  |  | STAT:3502 | 2021-07-29 22:39
|  |  | 0fe10498-3b95-4d9c-a245-e2d47b05fc02 | 2 | STAT |  | 3503 | ONS_LOCAL$ROPV_230_PM_08!PMU:ST2 |  |  | 8736f6c7-ad41-4b43-b4f6-e684e0d4ad20 |  |  | 30 | [8 empty] | 11 | [5 empty] | LOCAL$ROPV_230_PM_08!PMU-ST2 | 0.0 | 1.0 | Device statistic for Number of time quality errors reported by device during last reporting interval. | 0 | 1 | 1 |  | Any | STAT | Statistic | ST |  |  | STAT:3503 | 2021-07-29 22:39
|  |  | 195a2fb5-d42c-4c2a-a704-b4025425d4bb | 2 | STAT |  | 3504 | ONS_LOCAL$ROPV_230_PM_08!PMU:ST3 |  |  | 8736f6c7-ad41-4b43-b4f6-e684e0d4ad20 |  |  | 30 | [8 empty] | 11 | [5 empty] | LOCAL$ROPV_230_PM_08!PMU-ST3 | 0.0 | 1.0 | Device statistic for Number of device errors reported by device during last reporting interval. | 0 | 1 | 1 |  | Any | STAT | Statistic | ST |  |  | STAT:3504 | 2021-07-29 22:39
|  |  | 0d28b1da-752e-42c3-944a-dea2f2820b81 | 2 | STAT |  | 3505 | ONS_LOCAL$ROPV_230_PM_08!PMU:ST4 |  |  | 8736f6c7-ad41-4b43-b4f6-e684e0d4ad20 |  |  | 30 | [8 empty] | 11 | [5 empty] | LOCAL$ROPV_230_PM_08!PMU-ST4 | 0.0 | 1.0 | Device statistic for Number of measurements received from device during last reporting interval. | 0 | 1 | 1 |  | Any | STAT | Statistic | ST |  |  | STAT:3505 | 2021-07-29 22:39
|  |  | 876274ea-424d-4470-ae98-d65b716abb80 | 2 | STAT |  | 3506 | ONS_LOCAL$ROPV_230_PM_08!PMU:ST5 |  |  | 8736f6c7-ad41-4b43-b4f6-e684e0d4ad20 |  |  | 30 | [8 empty] | 11 | [5 empty] | LOCAL$ROPV_230_PM_08!PMU-ST5 | 0.0 | 1.0 | Device statistic for Expected number of measurements received from device during last reporting interval. | 0 | 1 | 1 |  | Any | STAT | Statistic | ST |  |  | STAT:3506 | 2021-07-29 22:39
|  |  | 82a11a02-8c29-4b18-b900-be29fe5bbb05 | 2 | STAT |  | 3507 | ONS_LOCAL$ROPV_230_PM_08!PMU:ST6 |  |  | 8736f6c7-ad41-4b43-b4f6-e684e0d4ad20 |  |  | 30 | [8 empty] | 11 | [5 empty] | LOCAL$ROPV_230_PM_08!PMU-ST6 | 0.0 | 1.0 | Device statistic for Number of measurements received while device was reporting errors during last reporting interval. | 0 | 1 | 1 |  | Any | STAT | Statistic | ST |  |  | STAT:3507 | 2021-07-29 22:39
|  |  | d3c343d5-cb89-443e-95ef-835a215210ca | 2 | STAT |  | 3508 | ONS_LOCAL$ROPV_230_PM_08!PMU:ST7 |  |  | 8736f6c7-ad41-4b43-b4f6-e684e0d4ad20 |  |  | 30 | [8 empty] | 11 | [5 empty] | LOCAL$ROPV_230_PM_08!PMU-ST7 | 0.0 | 1.0 | Device statistic for Number of defined measurements (per frame) from device during last reporting interval. | 0 | 1 | 1 |  | Any | STAT | Statistic | ST |  |  | STAT:3508 | 2021-07-29 22:39
|  |  | 6de0ec3b-2f9b-477a-9a12-b047d0c2f447 | 2 | STAT |  | 3509 | ONS_LOCAL$ROSM_230_PM_04!PMU:ST1 |  |  | 8736f6c7-ad41-4b43-b4f6-e684e0d4ad20 |  |  | 30 | [8 empty] | 11 | [5 empty] | LOCAL$ROSM_230_PM_04!PMU-ST1 | 0.0 | 1.0 | Device statistic for Number of data quality errors reported by device during last reporting interval. | 0 | 1 | 1 |  | Any | STAT | Statistic | ST |  |  | STAT:3509 | 2021-07-29 22:39
|  |  | f2413911-5792-4a8b-b39c-b7b66672ab72 | 2 | STAT |  | 3510 | ONS_LOCAL$ROSM_230_PM_04!PMU:ST2 |  |  | 8736f6c7-ad41-4b43-b4f6-e684e0d4ad20 |  |  | 30 | [8 empty] | 11 | [5 empty] | LOCAL$ROSM_230_PM_04!PMU-ST2 | 0.0 | 1.0 | Device statistic for Number of time quality errors reported by device during last reporting interval. | 0 | 1 | 1 |  | Any | STAT | Statistic | ST |  |  | STAT:3510 | 2021-07-29 22:39
|  |  | fb82f001-4cd1-4214-b49c-20f8cd912afc | 2 | STAT |  | 3511 | ONS_LOCAL$ROSM_230_PM_04!PMU:ST3 |  |  | 8736f6c7-ad41-4b43-b4f6-e684e0d4ad20 |  |  | 30 | [8 empty] | 11 | [5 empty] | LOCAL$ROSM_230_PM_04!PMU-ST3 | 0.0 | 1.0 | Device statistic for Number of device errors reported by device during last reporting interval. | 0 | 1 | 1 |  | Any | STAT | Statistic | ST |  |  | STAT:3511 | 2021-07-29 22:39
|  |  | c057caaf-2cfb-46df-998e-4ffbf48a9c03 | 2 | STAT |  | 3512 | ONS_LOCAL$ROSM_230_PM_04!PMU:ST4 |  |  | 8736f6c7-ad41-4b43-b4f6-e684e0d4ad20 |  |  | 30 | [8 empty] | 11 | [5 empty] | LOCAL$ROSM_230_PM_04!PMU-ST4 | 0.0 | 1.0 | Device statistic for Number of measurements received from device during last reporting interval. | 0 | 1 | 1 |  | Any | STAT | Statistic | ST |  |  | STAT:3512 | 2021-07-29 22:39
|  |  | 84f34023-17c9-4043-ab3a-27899e6852f2 | 2 | STAT |  | 3513 | ONS_LOCAL$ROSM_230_PM_04!PMU:ST5 |  |  | 8736f6c7-ad41-4b43-b4f6-e684e0d4ad20 |  |  | 30 | [8 empty] | 11 | [5 empty] | LOCAL$ROSM_230_PM_04!PMU-ST5 | 0.0 | 1.0 | Device statistic for Expected number of measurements received from device during last reporting interval. | 0 | 1 | 1 |  | Any | STAT | Statistic | ST |  |  | STAT:3513 | 2021-07-29 22:39
|  |  | 3556b2be-af07-408e-a31e-e64ca23e458f | 2 | STAT |  | 3514 | ONS_LOCAL$ROSM_230_PM_04!PMU:ST6 |  |  | 8736f6c7-ad41-4b43-b4f6-e684e0d4ad20 |  |  | 30 | [8 empty] | 11 | [5 empty] | LOCAL$ROSM_230_PM_04!PMU-ST6 | 0.0 | 1.0 | Device statistic for Number of measurements received while device was reporting errors during last reporting interval. | 0 | 1 | 1 |  | Any | STAT | Statistic | ST |  |  | STAT:3514 | 2021-07-29 22:39
|  |  | 3e1e3c90-9d1a-4589-9ea3-55b713268e15 | 2 | STAT |  | 3515 | ONS_LOCAL$ROSM_230_PM_04!PMU:ST7 |  |  | 8736f6c7-ad41-4b43-b4f6-e684e0d4ad20 |  |  | 30 | [8 empty] | 11 | [5 empty] | LOCAL$ROSM_230_PM_04!PMU-ST7 | 0.0 | 1.0 | Device statistic for Number of defined measurements (per frame) from device during last reporting interval. | 0 | 1 | 1 |  | Any | STAT | Statistic | ST |  |  | STAT:3515 | 2021-07-29 22:39
|  |  | 8d974889-6cd9-4ea6-914d-16cf68ae1921 | 2 | STAT |  | 3516 | ONS_LOCAL$ROSM_230_PM_05!PMU:ST1 |  |  | 8736f6c7-ad41-4b43-b4f6-e684e0d4ad20 |  |  | 30 | [8 empty] | 11 | [5 empty] | LOCAL$ROSM_230_PM_05!PMU-ST1 | 0.0 | 1.0 | Device statistic for Number of data quality errors reported by device during last reporting interval. | 0 | 1 | 1 |  | Any | STAT | Statistic | ST |  |  | STAT:3516 | 2021-07-29 22:39
|  |  | 81c4ebf5-c496-4f84-8b47-3ad72a764ed0 | 2 | STAT |  | 3517 | ONS_LOCAL$ROSM_230_PM_05!PMU:ST2 |  |  | 8736f6c7-ad41-4b43-b4f6-e684e0d4ad20 |  |  | 30 | [8 empty] | 11 | [5 empty] | LOCAL$ROSM_230_PM_05!PMU-ST2 | 0.0 | 1.0 | Device statistic for Number of time quality errors reported by device during last reporting interval. | 0 | 1 | 1 |  | Any | STAT | Statistic | ST |  |  | STAT:3517 | 2021-07-29 22:39
|  |  | 93a38d4a-6a89-4427-bd47-f5602ba55432 | 2 | STAT |  | 3518 | ONS_LOCAL$ROSM_230_PM_05!PMU:ST3 |  |  | 8736f6c7-ad41-4b43-b4f6-e684e0d4ad20 |  |  | 30 | [8 empty] | 11 | [5 empty] | LOCAL$ROSM_230_PM_05!PMU-ST3 | 0.0 | 1.0 | Device statistic for Number of device errors reported by device during last reporting interval. | 0 | 1 | 1 |  | Any | STAT | Statistic | ST |  |  | STAT:3518 | 2021-07-29 22:39
|  |  | c9a258fa-9319-4c34-bebe-15d26f0b5d01 | 2 | STAT |  | 3519 | ONS_LOCAL$ROSM_230_PM_05!PMU:ST4 |  |  | 8736f6c7-ad41-4b43-b4f6-e684e0d4ad20 |  |  | 30 | [8 empty] | 11 | [5 empty] | LOCAL$ROSM_230_PM_05!PMU-ST4 | 0.0 | 1.0 | Device statistic for Number of measurements received from device during last reporting interval. | 0 | 1 | 1 |  | Any | STAT | Statistic | ST |  |  | STAT:3519 | 2021-07-29 22:39
|  |  | 656a055b-b214-4d50-9c07-868a9c32171a | 2 | STAT |  | 3520 | ONS_LOCAL$ROSM_230_PM_05!PMU:ST5 |  |  | 8736f6c7-ad41-4b43-b4f6-e684e0d4ad20 |  |  | 30 | [8 empty] | 11 | [5 empty] | LOCAL$ROSM_230_PM_05!PMU-ST5 | 0.0 | 1.0 | Device statistic for Expected number of measurements received from device during last reporting interval. | 0 | 1 | 1 |  | Any | STAT | Statistic | ST |  |  | STAT:3520 | 2021-07-29 22:39
|  |  | d4bcc08e-7c5c-4362-876d-ae433b977152 | 2 | STAT |  | 3521 | ONS_LOCAL$ROSM_230_PM_05!PMU:ST6 |  |  | 8736f6c7-ad41-4b43-b4f6-e684e0d4ad20 |  |  | 30 | [8 empty] | 11 | [5 empty] | LOCAL$ROSM_230_PM_05!PMU-ST6 | 0.0 | 1.0 | Device statistic for Number of measurements received while device was reporting errors during last reporting interval. | 0 | 1 | 1 |  | Any | STAT | Statistic | ST |  |  | STAT:3521 | 2021-07-29 22:39
|  |  | 0ec0247e-f39c-4fdb-acf8-011729473691 | 2 | STAT |  | 3522 | ONS_LOCAL$ROSM_230_PM_05!PMU:ST7 |  |  | 8736f6c7-ad41-4b43-b4f6-e684e0d4ad20 |  |  | 30 | [8 empty] | 11 | [5 empty] | LOCAL$ROSM_230_PM_05!PMU-ST7 | 0.0 | 1.0 | Device statistic for Number of defined measurements (per frame) from device during last reporting interval. | 0 | 1 | 1 |  | Any | STAT | Statistic | ST |  |  | STAT:3522 | 2021-07-29 22:39
|  |  | b62c7eda-6cca-4534-bdb3-dce1ce7dfe87 | 2 | STAT |  | 3523 | ONS_LOCAL$ROSM_230_PM_06!PMU:ST1 |  |  | 8736f6c7-ad41-4b43-b4f6-e684e0d4ad20 |  |  | 30 | [8 empty] | 11 | [5 empty] | LOCAL$ROSM_230_PM_06!PMU-ST1 | 0.0 | 1.0 | Device statistic for Number of data quality errors reported by device during last reporting interval. | 0 | 1 | 1 |  | Any | STAT | Statistic | ST |  |  | STAT:3523 | 2021-07-29 22:39
|  |  | c056725e-5868-4fd3-beee-c3ca90bf4794 | 2 | STAT |  | 3524 | ONS_LOCAL$ROSM_230_PM_06!PMU:ST2 |  |  | 8736f6c7-ad41-4b43-b4f6-e684e0d4ad20 |  |  | 30 | [8 empty] | 11 | [5 empty] | LOCAL$ROSM_230_PM_06!PMU-ST2 | 0.0 | 1.0 | Device statistic for Number of time quality errors reported by device during last reporting interval. | 0 | 1 | 1 |  | Any | STAT | Statistic | ST |  |  | STAT:3524 | 2021-07-29 22:39
|  |  | a8dd6dd2-57ec-4f4d-920b-c32a768515ce | 2 | STAT |  | 3525 | ONS_LOCAL$ROSM_230_PM_06!PMU:ST3 |  |  | 8736f6c7-ad41-4b43-b4f6-e684e0d4ad20 |  |  | 30 | [8 empty] | 11 | [5 empty] | LOCAL$ROSM_230_PM_06!PMU-ST3 | 0.0 | 1.0 | Device statistic for Number of device errors reported by device during last reporting interval. | 0 | 1 | 1 |  | Any | STAT | Statistic | ST |  |  | STAT:3525 | 2021-07-29 22:39
|  |  | 3561abf9-4890-4e46-8435-8e79b41507e9 | 2 | STAT |  | 3526 | ONS_LOCAL$ROSM_230_PM_06!PMU:ST4 |  |  | 8736f6c7-ad41-4b43-b4f6-e684e0d4ad20 |  |  | 30 | [8 empty] | 11 | [5 empty] | LOCAL$ROSM_230_PM_06!PMU-ST4 | 0.0 | 1.0 | Device statistic for Number of measurements received from device during last reporting interval. | 0 | 1 | 1 |  | Any | STAT | Statistic | ST |  |  | STAT:3526 | 2021-07-29 22:39
|  |  | f87a1620-b28f-4c84-a38a-edb8a233c7f4 | 2 | STAT |  | 3527 | ONS_LOCAL$ROSM_230_PM_06!PMU:ST5 |  |  | 8736f6c7-ad41-4b43-b4f6-e684e0d4ad20 |  |  | 30 | [8 empty] | 11 | [5 empty] | LOCAL$ROSM_230_PM_06!PMU-ST5 | 0.0 | 1.0 | Device statistic for Expected number of measurements received from device during last reporting interval. | 0 | 1 | 1 |  | Any | STAT | Statistic | ST |  |  | STAT:3527 | 2021-07-29 22:39
|  |  | a238babe-637f-4504-a5d8-bd0dd5da72af | 2 | STAT |  | 3528 | ONS_LOCAL$ROSM_230_PM_06!PMU:ST6 |  |  | 8736f6c7-ad41-4b43-b4f6-e684e0d4ad20 |  |  | 30 | [8 empty] | 11 | [5 empty] | LOCAL$ROSM_230_PM_06!PMU-ST6 | 0.0 | 1.0 | Device statistic for Number of measurements received while device was reporting errors during last reporting interval. | 0 | 1 | 1 |  | Any | STAT | Statistic | ST |  |  | STAT:3528 | 2021-07-29 22:39
|  |  | 01636bf3-07f3-47f8-86d8-0129e869182a | 2 | STAT |  | 3529 | ONS_LOCAL$ROSM_230_PM_06!PMU:ST7 |  |  | 8736f6c7-ad41-4b43-b4f6-e684e0d4ad20 |  |  | 30 | [8 empty] | 11 | [5 empty] | LOCAL$ROSM_230_PM_06!PMU-ST7 | 0.0 | 1.0 | Device statistic for Number of defined measurements (per frame) from device during last reporting interval. | 0 | 1 | 1 |  | Any | STAT | Statistic | ST |  |  | STAT:3529 | 2021-07-29 22:39
|  |  | 1115e8a4-76d4-4a8d-8630-77a3ae137dec | 2 | STAT |  | 3530 | ONS_LOCAL$ROSM_230_PM_07!PMU:ST1 |  |  | 8736f6c7-ad41-4b43-b4f6-e684e0d4ad20 |  |  | 30 | [8 empty] | 11 | [5 empty] | LOCAL$ROSM_230_PM_07!PMU-ST1 | 0.0 | 1.0 | Device statistic for Number of data quality errors reported by device during last reporting interval. | 0 | 1 | 1 |  | Any | STAT | Statistic | ST |  |  | STAT:3530 | 2021-07-29 22:39
|  |  | 907a2329-df64-42cf-af61-18454a8c3448 | 2 | STAT |  | 3531 | ONS_LOCAL$ROSM_230_PM_07!PMU:ST2 |  |  | 8736f6c7-ad41-4b43-b4f6-e684e0d4ad20 |  |  | 30 | [8 empty] | 11 | [5 empty] | LOCAL$ROSM_230_PM_07!PMU-ST2 | 0.0 | 1.0 | Device statistic for Number of time quality errors reported by device during last reporting interval. | 0 | 1 | 1 |  | Any | STAT | Statistic | ST |  |  | STAT:3531 | 2021-07-29 22:39
|  |  | 2b727574-44ef-4f8c-ba13-949bb45b148b | 2 | STAT |  | 3532 | ONS_LOCAL$ROSM_230_PM_07!PMU:ST3 |  |  | 8736f6c7-ad41-4b43-b4f6-e684e0d4ad20 |  |  | 30 | [8 empty] | 11 | [5 empty] | LOCAL$ROSM_230_PM_07!PMU-ST3 | 0.0 | 1.0 | Device statistic for Number of device errors reported by device during last reporting interval. | 0 | 1 | 1 |  | Any | STAT | Statistic | ST |  |  | STAT:3532 | 2021-07-29 22:39
|  |  | e8438ee9-e888-4c27-88c0-d5c80bc33b4e | 2 | STAT |  | 3533 | ONS_LOCAL$ROSM_230_PM_07!PMU:ST4 |  |  | 8736f6c7-ad41-4b43-b4f6-e684e0d4ad20 |  |  | 30 | [8 empty] | 11 | [5 empty] | LOCAL$ROSM_230_PM_07!PMU-ST4 | 0.0 | 1.0 | Device statistic for Number of measurements received from device during last reporting interval. | 0 | 1 | 1 |  | Any | STAT | Statistic | ST |  |  | STAT:3533 | 2021-07-29 22:39
|  |  | 3fd6a094-a316-458f-b5a9-7c638f589250 | 2 | STAT |  | 3534 | ONS_LOCAL$ROSM_230_PM_07!PMU:ST5 |  |  | 8736f6c7-ad41-4b43-b4f6-e684e0d4ad20 |  |  | 30 | [8 empty] | 11 | [5 empty] | LOCAL$ROSM_230_PM_07!PMU-ST5 | 0.0 | 1.0 | Device statistic for Expected number of measurements received from device during last reporting interval. | 0 | 1 | 1 |  | Any | STAT | Statistic | ST |  |  | STAT:3534 | 2021-07-29 22:39
|  |  | d08bafd4-26b8-4a52-8f1b-88d44384ea2d | 2 | STAT |  | 3535 | ONS_LOCAL$ROSM_230_PM_07!PMU:ST6 |  |  | 8736f6c7-ad41-4b43-b4f6-e684e0d4ad20 |  |  | 30 | [8 empty] | 11 | [5 empty] | LOCAL$ROSM_230_PM_07!PMU-ST6 | 0.0 | 1.0 | Device statistic for Number of measurements received while device was reporting errors during last reporting interval. | 0 | 1 | 1 |  | Any | STAT | Statistic | ST |  |  | STAT:3535 | 2021-07-29 22:39
|  |  | 36093c84-070f-439b-b424-aee383219e32 | 1 | PPA | ArchiveDirectories={D:\openHistorian\Archive
|  |  | 14e30e23-0399-46eb-a046-3682855257ed | 1 | PPA | ArchiveDirectories={D:\openHistorian\Archive
|  |  | aa60f3c8-1db4-495b-a26c-5a83ded4054b | 1 | PPA | ArchiveDirectories={D:\openHistorian\Archive
|  |  | 13968f5b-607d-4053-97ba-1601308beb1f | 1 | PPA | ArchiveDirectories={D:\openHistorian\Archive
|  |  | 0f1a503f-4e66-4213-9765-f0bb9c515715 | 1 | PPA | ArchiveDirectories={D:\openHistorian\Archive
|  |  | e33a2a51-90f8-4321-82a7-f57a2055af6b | 1 | PPA | ArchiveDirectories={D:\openHistorian\Archive
|  |  | 50ae6053-b034-4e7f-b82e-6337ffa2af23 | 1 | PPA | ArchiveDirectories={D:\openHistorian\Archive
|  |  | e325fa08-5f3b-45a5-8971-7d3067b16b6c | 1 | PPA | ArchiveDirectories={D:\openHistorian\Archive
|  |  | 4241984a-3128-4aba-b2d3-2e8753207fd4 | 1 | PPA | ArchiveDirectories={D:\openHistorian\Archive
|  |  | ea519df9-2b10-4520-b065-4d06c02aeb57 | 1 | PPA | ArchiveDirectories={D:\openHistorian\Archive
|  |  | c853eb66-3ebc-4f90-8697-7ed65d802029 | 1 | PPA | ArchiveDirectories={D:\openHistorian\Archive
|  |  | 080adf3a-35e8-4ed1-b485-47d85dfcf8cd | 1 | PPA | ArchiveDirectories={D:\openHistorian\Archive
|  |  | 32b4fa08-6a1b-4f27-9024-f664fa5dc111 | 1 | PPA | ArchiveDirectories={D:\openHistorian\Archive
|  |  | d542f136-e387-4747-ada8-016815714a37 | 1 | PPA | ArchiveDirectories={D:\openHistorian\Archive
|  |  | 0f87b118-0442-4290-a7da-edd07ced398c | 1 | PPA | ArchiveDirectories={D:\openHistorian\Archive
|  |  | 8453e84b-76e4-4b31-bf6d-427f3a206be9 | 1 | PPA | ArchiveDirectories={D:\openHistorian\Archive
|  |  | 3e0cc017-598b-4bf7-8c34-7333500cd889 | 1 | PPA | ArchiveDirectories={D:\openHistorian\Archive
|  |  | 0e15d0da-d860-41d2-9d31-983a0f4383c0 | 1 | PPA | ArchiveDirectories={D:\openHistorian\Archive
|  |  | 6733c7fb-e66f-4603-8d3f-a198ca2f52db | 1 | PPA | ArchiveDirectories={D:\openHistorian\Archive
|  |  | 0648dd63-1d78-40df-9ed4-eb21cabeb662 | 1 | PPA | ArchiveDirectories={D:\openHistorian\Archive
|  |  | 37e27512-8e81-4aab-acff-ef95fb4b5e16 | 1 | PPA | ArchiveDirectories={D:\openHistorian\Archive
|  |  | bfa7e5ec-1bba-4cf1-9a0f-f4542ac43118 | 1 | PPA | ArchiveDirectories={D:\openHistorian\Archive
|  |  | 31daa737-9dcd-4129-b1f7-23e30cd330cc | 1 | PPA | ArchiveDirectories={D:\openHistorian\Archive
|  |  | 635770df-cfe2-4e0f-bad7-e707fb21be1c | 1 | PPA | ArchiveDirectories={D:\openHistorian\Archive
|  |  | 1236c8b7-02f2-4ef1-8685-c45cc50eacef | 1 | PPA | ArchiveDirectories={D:\openHistorian\Archive
|  |  | 296a714a-f013-490e-beca-3ab893254b8c | 1 | PPA | ArchiveDirectories={D:\openHistorian\Archive
|  |  | b3fca345-3e0e-4533-8bde-1affdcabc0d8 | 1 | PPA | ArchiveDirectories={D:\openHistorian\Archive
|  |  | e90cfbaf-5c8a-4dac-8a8c-051805fdaff7 | 1 | PPA | ArchiveDirectories={D:\openHistorian\Archive
|  |  | 32fc6cba-4b66-49db-89bc-c487118bd0d8 | 1 | PPA | ArchiveDirectories={D:\openHistorian\Archive
|  |  | a1ed4ebe-c125-4087-9d68-ad1f94df559a | 1 | PPA | ArchiveDirectories={D:\openHistorian\Archive
|  |  | e1d03522-e480-4196-87f5-e6df3f1b3c9b | 1 | PPA | ArchiveDirectories={D:\openHistorian\Archive
|  |  | 83cf09da-6a21-41da-b769-e177205be7c0 | 1 | PPA | ArchiveDirectories={D:\openHistorian\Archive
|  |  | cb3201c7-9814-40af-a6e0-56d95df6c505 | 1 | PPA | ArchiveDirectories={D:\openHistorian\Archive
|  |  | b1f251d6-1d83-4243-904e-5d25aa180548 | 1 | PPA | ArchiveDirectories={D:\openHistorian\Archive
|  |  | e2be8128-8d54-48e5-a3b0-52f67610a484 | 1 | PPA | ArchiveDirectories={D:\openHistorian\Archive
|  |  | e94a450e-fbc9-4cdb-8e7c-835cdaf434dd | 1 | PPA | ArchiveDirectories={D:\openHistorian\Archive
|  |  | 6123b8e2-89ba-46e1-af23-3fe9995a0675 | 1 | PPA | ArchiveDirectories={D:\openHistorian\Archive
|  |  | 6d3d56c6-63fe-4ae6-81e8-ef3bd70c3c5a | 1 | PPA | ArchiveDirectories={D:\openHistorian\Archive
|  |  | 3721b065-3f84-4e34-981d-20068100141f | 1 | PPA | ArchiveDirectories={D:\openHistorian\Archive
|  |  | 26ec6007-99ce-48b8-8a8f-8f8bfb818148 | 1 | PPA | ArchiveDirectories={D:\openHistorian\Archive
|  |  | 6c393a9f-7d83-4400-91c3-4caf825af35a | 1 | PPA | ArchiveDirectories={D:\openHistorian\Archive
|  |  | 49c567c4-b898-4db0-8c74-6514ad567235 | 1 | PPA | ArchiveDirectories={D:\openHistorian\Archive
|  |  | 5f398a4c-f8f3-4276-8fc6-a17656b07b17 | 1 | PPA | ArchiveDirectories={D:\openHistorian\Archive
|  |  | 870ae2a6-90e6-4e6a-ba4b-2019a6a983fd | 1 | PPA | ArchiveDirectories={D:\openHistorian\Archive
|  |  | 74e72be6-b496-4bc8-9d4c-2891e6250060 | 1 | PPA | ArchiveDirectories={D:\openHistorian\Archive
|  |  | d3f79518-c48a-4f6c-a37f-48aace49b9b1 | 1 | PPA | ArchiveDirectories={D:\openHistorian\Archive
|  |  | 4a8aa195-25e6-4d5e-be45-32390ba79811 | 1 | PPA | ArchiveDirectories={D:\openHistorian\Archive
|  |  | de2c150e-603a-4cdc-b80c-f550c06484d9 | 1 | PPA | ArchiveDirectories={D:\openHistorian\Archive
|  |  | 3ab1d485-1222-4221-9447-245cf2097ef9 | 1 | PPA | ArchiveDirectories={D:\openHistorian\Archive
|  |  | d9ad1c40-996a-47aa-9cf6-a4154b03d31b | 1 | PPA | ArchiveDirectories={D:\openHistorian\Archive
|  |  | c3a1635b-7ee5-4ebf-8aae-d54f0c74b04c | 1 | PPA | ArchiveDirectories={D:\openHistorian\Archive
|  |  | 587892e5-91ca-4e1a-9072-68d30a105284 | 1 | PPA | ArchiveDirectories={D:\openHistorian\Archive
|  |  | 07011c5c-67d1-4c64-847b-f25cda6919aa | 1 | PPA | ArchiveDirectories={D:\openHistorian\Archive
|  |  | 9feea112-88f0-44c7-801d-536df3be5e8a | 1 | PPA | ArchiveDirectories={D:\openHistorian\Archive
|  |  | 223d0096-3580-4100-8a5d-ea30b36c9047 | 1 | PPA | ArchiveDirectories={D:\openHistorian\Archive
|  |  | fa13799e-f810-4f4d-bd2a-446793d70e57 | 1 | PPA | ArchiveDirectories={D:\openHistorian\Archive
|  |  | 880ad244-2ba3-4063-8219-2ef521a0b9e3 | 1 | PPA | ArchiveDirectories={D:\openHistorian\Archive
|  |  | d46c01f8-97cf-49f4-a625-d18c05017f96 | 1 | PPA | ArchiveDirectories={D:\openHistorian\Archive
|  |  | f20357ec-bc0a-4ce7-bb0d-3eae812cbd54 | 1 | PPA | ArchiveDirectories={D:\openHistorian\Archive
|  |  | d62c5da3-3aeb-4f53-8f61-b34043a7ee66 | 1 | PPA | ArchiveDirectories={D:\openHistorian\Archive
|  |  | e9e3de59-eeb5-421a-9de0-b6560b4545c0 | 1 | PPA | ArchiveDirectories={D:\openHistorian\Archive
|  |  | 08cc9130-8665-49c9-a377-f7e5ac0005ab | 1 | PPA | ArchiveDirectories={D:\openHistorian\Archive
|  |  | c2ecf4ba-c849-4fc1-a738-38f0a023a030 | 1 | PPA | ArchiveDirectories={D:\openHistorian\Archive
|  |  | 11913823-b696-41f1-9900-cdc166cfb8c6 | 1 | PPA | ArchiveDirectories={D:\openHistorian\Archive
|  |  | 6c56ef77-2f1a-4eff-8c52-dad396c38cd1 | 1 | PPA | ArchiveDirectories={D:\openHistorian\Archive
|  |  | 2b0b1b01-cad3-46a9-bfd2-6237d19726c8 | 1 | PPA | ArchiveDirectories={D:\openHistorian\Archive
|  |  | 3029d7e6-e472-4152-8992-e566c8be4575 | 1 | PPA | ArchiveDirectories={D:\openHistorian\Archive
|  |  | 2315e0bd-e855-49ce-ba2b-294a71cfc7f7 | 1 | PPA | ArchiveDirectories={D:\openHistorian\Archive
|  |  | b4290ad5-c923-4500-b8c8-ec63b0a57c5e | 1 | PPA | ArchiveDirectories={D:\openHistorian\Archive
|  |  | e43f7f34-d71e-48ae-8e08-43731cc6a6b5 | 1 | PPA | ArchiveDirectories={D:\openHistorian\Archive
|  |  | 54b9f3da-7e6c-4908-9e0a-8b6ff3644b66 | 1 | PPA | ArchiveDirectories={D:\openHistorian\Archive
|  |  | 7ce9274c-df23-45d0-aa24-548ef7c9c069 | 1 | PPA | ArchiveDirectories={D:\openHistorian\Archive
|  |  | 0f41fc07-f865-4b36-b04c-5e0e5718aaa2 | 1 | PPA | ArchiveDirectories={D:\openHistorian\Archive
|  |  | 6a3447d1-4ef7-481c-8dae-1db522dcad10 | 1 | PPA | ArchiveDirectories={D:\openHistorian\Archive
|  |  | 61b420c8-20bb-497d-bcdd-cab8b4e555b8 | 1 | PPA | ArchiveDirectories={D:\openHistorian\Archive
|  |  | 89f7b81a-d56a-4dd9-a503-281ab6d0985f | 1 | PPA | ArchiveDirectories={D:\openHistorian\Archive
|  |  | 799f0af7-e751-46d1-ba52-7ed220370034 | 1 | PPA | ArchiveDirectories={D:\openHistorian\Archive
|  |  | c97650a6-5579-4ac8-9dab-b86c44f361cd | 1 | PPA | ArchiveDirectories={D:\openHistorian\Archive
|  |  | 83f75e07-3c63-4f99-b2f9-afed83c445ac | 1 | PPA | ArchiveDirectories={D:\openHistorian\Archive
|  |  | 842507c0-41fb-4154-805d-4971820b6c1c | 1 | PPA | ArchiveDirectories={D:\openHistorian\Archive
|  |  | a5e4f99b-839c-400a-9054-42b4d8c725ca | 1 | PPA | ArchiveDirectories={D:\openHistorian\Archive
|  |  | 4fcacf6c-eabe-4911-9a85-95aa3cb6d5ba | 1 | PPA | ArchiveDirectories={D:\openHistorian\Archive
|  |  | b56116f5-414e-4d7b-9824-d095e37d23b3 | 1 | PPA | ArchiveDirectories={D:\openHistorian\Archive
|  |  | 24c43714-77e8-453d-899c-2df86e2a89be | 1 | PPA | ArchiveDirectories={D:\openHistorian\Archive
|  |  | 1f17f202-8b2a-4c0f-80ca-4ede6c27ad79 | 1 | PPA | ArchiveDirectories={D:\openHistorian\Archive
|  |  | 9bf1ba03-ed78-4126-85f4-7ae63b68d730 | 1 | PPA | ArchiveDirectories={D:\openHistorian\Archive
|  |  | 082f18e6-224e-408f-91a6-2691e47cd5cb | 1 | PPA | ArchiveDirectories={D:\openHistorian\Archive
|  |  | e8891a9e-8a88-4793-9950-cadcd370812a | 1 | PPA | ArchiveDirectories={D:\openHistorian\Archive
|  |  | 30572840-6ea8-46a7-aa21-288d49114010 | 1 | PPA | ArchiveDirectories={D:\openHistorian\Archive
|  |  | e1440aa9-00ae-4b1a-a039-42c0fd940adb | 1 | PPA | ArchiveDirectories={D:\openHistorian\Archive
|  |  | 391a44d5-b35c-496f-a120-20f6c6a4f3c0 | 1 | PPA | ArchiveDirectories={D:\openHistorian\Archive
|  |  | a093f1dc-e7a8-4923-8dbb-62c055b72b71 | 1 | PPA | ArchiveDirectories={D:\openHistorian\Archive
|  |  | 27a04f32-7553-4bad-9deb-586acb85e492 | 1 | PPA | ArchiveDirectories={D:\openHistorian\Archive
|  |  | 7e6c9834-8cd9-4ad6-a44e-30f935d48fc8 | 1 | PPA | ArchiveDirectories={D:\openHistorian\Archive
|  |  | 25aadaf3-bbf1-49dc-aff5-05daa507dc1c | 1 | PPA | ArchiveDirectories={D:\openHistorian\Archive
|  |  | b9662797-cdb6-408f-891c-898286dfc0c0 | 1 | PPA | ArchiveDirectories={D:\openHistorian\Archive
|  |  | 112895fb-4628-4552-8475-fabfbbbdb84c | 1 | PPA | ArchiveDirectories={D:\openHistorian\Archive
|  |  | 08d1a6a8-846f-4d78-881d-2de92a95e448 | 1 | PPA | ArchiveDirectories={D:\openHistorian\Archive
|  |  | e644c53e-e973-4ae8-a255-1b2061faaa84 | 1 | PPA | ArchiveDirectories={D:\openHistorian\Archive
|  |  | f56f3aec-a4d1-4a7a-b2ab-eea21f738d6e | 1 | PPA | ArchiveDirectories={D:\openHistorian\Archive
|  |  | 0dba72a0-869a-44dc-bb61-bfa23bf22c90 | 1 | PPA | ArchiveDirectories={D:\openHistorian\Archive
|  |  | 77f58f2e-ba31-4315-8f56-a6e8bc629f6a | 1 | PPA | ArchiveDirectories={D:\openHistorian\Archive
|  |  | 29048d05-762a-4494-aa55-7fbb1c4f4d5f | 1 | PPA | ArchiveDirectories={D:\openHistorian\Archive
|  |  | 3568b141-f701-44f8-aa97-9bc22ce4e9ab | 1 | PPA | ArchiveDirectories={D:\openHistorian\Archive
|  |  | d523ae0a-eae3-42be-a0f4-10a91a3406ea | 1 | PPA | ArchiveDirectories={D:\openHistorian\Archive
|  |  | 33ecee45-cd43-4efd-9f75-0a1f8fd7eedf | 1 | PPA | ArchiveDirectories={D:\openHistorian\Archive
|  |  | 813e135d-ef62-46ac-9e13-4f37c7feb588 | 1 | PPA | ArchiveDirectories={D:\openHistorian\Archive
|  |  | a7503ecf-40e0-44d5-9fc8-6f3185718f45 | 1 | PPA | ArchiveDirectories={D:\openHistorian\Archive
|  |  | 560e7652-1285-4608-8ab8-72dbd3f77982 | 1 | PPA | ArchiveDirectories={D:\openHistorian\Archive
|  |  | a4e03bc9-2c87-47b4-9405-bcc1c5c2d058 | 1 | PPA | ArchiveDirectories={D:\openHistorian\Archive
|  |  | f241929a-3df8-4ded-8404-8ba208c17b9e | 1 | PPA | ArchiveDirectories={D:\openHistorian\Archive
|  |  | 171d0c81-013d-442d-a7f8-3cf9da872ffd | 1 | PPA | ArchiveDirectories={D:\openHistorian\Archive
|  |  | b348c67e-747e-4f24-8cfe-cab029f5d48c | 1 | PPA | ArchiveDirectories={D:\openHistorian\Archive
|  |  | c1c76ce4-9137-48a3-99a6-719dfcca39bc | 1 | PPA | ArchiveDirectories={D:\openHistorian\Archive
|  |  | cd1c99da-37d3-4251-b6d4-3bdb646977d9 | 1 | PPA | ArchiveDirectories={D:\openHistorian\Archive
|  |  | c3ad306c-a830-48e2-975a-a1b4f81ca2ab | 1 | PPA | ArchiveDirectories={D:\openHistorian\Archive
|  |  | ee4fd301-bdb8-4466-bb28-1342e2b2395d | 1 | PPA | ArchiveDirectories={D:\openHistorian\Archive
|  |  | 63194b4f-b53e-4c59-8572-f16df51d8104 | 1 | PPA | ArchiveDirectories={D:\openHistorian\Archive
|  |  | 22474a9e-9739-432b-80d6-acb76e4ca1b9 | 1 | PPA | ArchiveDirectories={D:\openHistorian\Archive
|  |  | 3abedd6e-95ac-439a-b2e3-b51969e85acd | 1 | PPA | ArchiveDirectories={D:\openHistorian\Archive
|  |  | a82e64ec-ee84-4170-8c53-444d56f369a4 | 1 | PPA | ArchiveDirectories={D:\openHistorian\Archive
|  |  | 72f34b42-9ced-4bc2-9915-b8593cdf641d | 1 | PPA | ArchiveDirectories={D:\openHistorian\Archive
|  |  | 1531a9d6-1dc0-4c49-9961-b2e230e89ec8 | 1 | PPA | ArchiveDirectories={D:\openHistorian\Archive
|  |  | de849e39-9fba-46e8-8612-53dcdcfbe893 | 1 | PPA | ArchiveDirectories={D:\openHistorian\Archive
|  |  | 1222c990-97b6-4ef0-91e9-aec164c5fe35 | 1 | PPA | ArchiveDirectories={D:\openHistorian\Archive
|  |  | 0bd06760-dd82-4051-9f4f-84ea47133732 | 1 | PPA | ArchiveDirectories={D:\openHistorian\Archive
|  |  | 9aec7689-1baf-40e4-8f92-2797c64fd2c8 | 1 | PPA | ArchiveDirectories={D:\openHistorian\Archive
|  |  | 3a8e33c6-14c7-498b-9f40-ef04e3e33088 | 1 | PPA | ArchiveDirectories={D:\openHistorian\Archive
|  |  | 030f80e0-69c1-41d2-879a-601659eadcba | 1 | PPA | ArchiveDirectories={D:\openHistorian\Archive
|  |  | 1d93d89b-a04a-49cc-aff8-cd9d1b8d8b84 | 1 | PPA | ArchiveDirectories={D:\openHistorian\Archive
|  |  | 4fa965ab-b88b-4f2c-b392-6928dcd0b5bd | 1 | PPA | ArchiveDirectories={D:\openHistorian\Archive
|  |  | c4fd1558-4418-40f3-ab9a-2497b0b49fa9 | 1 | PPA | ArchiveDirectories={D:\openHistorian\Archive
|  |  | 2c8f51b0-0447-49ec-8cc9-2f46f4b832b8 | 1 | PPA | ArchiveDirectories={D:\openHistorian\Archive
|  |  | ec5a3cdd-7430-43c4-a4e1-288fdd30a3e9 | 1 | PPA | ArchiveDirectories={D:\openHistorian\Archive
|  |  | 1b1c3644-0e13-459e-89dd-eef6c459bff1 | 1 | PPA | ArchiveDirectories={D:\openHistorian\Archive
|  |  | 1667af4a-8666-4963-95a3-580995f9d390 | 1 | PPA | ArchiveDirectories={D:\openHistorian\Archive
|  |  | 41f16952-e1df-4ae3-bdf8-254e3105169c | 1 | PPA | ArchiveDirectories={D:\openHistorian\Archive
|  |  | 6122439d-180c-4f60-af28-a278542da68c | 1 | PPA | ArchiveDirectories={D:\openHistorian\Archive
|  |  | 8724728c-7281-466f-8c4b-7029cde63296 | 1 | PPA | ArchiveDirectories={D:\openHistorian\Archive
|  |  | 7246ea7b-79be-4a51-8861-79ce98eba26e | 1 | PPA | ArchiveDirectories={D:\openHistorian\Archive
|  |  | 4bc45aac-a340-4366-b2cd-f9b93e77f1b7 | 1 | PPA | ArchiveDirectories={D:\openHistorian\Archive
|  |  | b54c82d7-85fb-47e3-a7c1-710f50f37500 | 1 | PPA | ArchiveDirectories={D:\openHistorian\Archive
|  |  | 4ecc95d7-0bbb-402c-a950-32fd23328970 | 1 | PPA | ArchiveDirectories={D:\openHistorian\Archive
|  |  | 5d9e9de0-bdbc-4a86-ac56-b04f791ee274 | 1 | PPA | ArchiveDirectories={D:\openHistorian\Archive
|  |  | bea25706-0487-4a29-b53a-ba670d05201c | 1 | PPA | ArchiveDirectories={D:\openHistorian\Archive
|  |  | 52071616-5c8c-4792-9684-b267fc567291 | 1 | PPA | ArchiveDirectories={D:\openHistorian\Archive
|  |  | 575b217b-3146-4e81-95c6-27420944b462 | 1 | PPA | ArchiveDirectories={D:\openHistorian\Archive
|  |  | 64fda2ed-d5bc-47cb-8e35-4dd43213bde3 | 1 | PPA | ArchiveDirectories={D:\openHistorian\Archive
|  |  | c343219f-cb32-4607-883e-5b9b394d0f61 | 1 | PPA | ArchiveDirectories={D:\openHistorian\Archive
|  |  | 6e66dfee-b1af-4bdd-b9d2-eaac8df8ed92 | 1 | PPA | ArchiveDirectories={D:\openHistorian\Archive
|  |  | e1b266b6-dcdc-4681-bb11-a87f6de16a98 | 1 | PPA | ArchiveDirectories={D:\openHistorian\Archive
|  |  | fe77a625-fddb-4889-bbfc-3ed2c57451be | 1 | PPA | ArchiveDirectories={D:\openHistorian\Archive
|  |  | b8d434c8-10c2-405a-8dd0-352f8a0add38 | 1 | PPA | ArchiveDirectories={D:\openHistorian\Archive
|  |  | 4aa9f928-5730-4797-bc45-61125da80f1a | 1 | PPA | ArchiveDirectories={D:\openHistorian\Archive
|  |  | 75b06e67-b42e-40ad-aedd-d7245cbb4af4 | 1 | PPA | ArchiveDirectories={D:\openHistorian\Archive
|  |  | 841bc80e-7737-467b-b0c4-2da52d086d49 | 1 | PPA | ArchiveDirectories={D:\openHistorian\Archive
|  |  | 398b60b0-95b1-4558-8e39-177770ebefdf | 1 | PPA | ArchiveDirectories={D:\openHistorian\Archive
|  |  | d4c532ce-cb69-4d74-8589-971c362eaf87 | 1 | PPA | ArchiveDirectories={D:\openHistorian\Archive
|  |  | 39910263-d6b7-450b-b6a5-145d0f10a90e | 1 | PPA | ArchiveDirectories={D:\openHistorian\Archive
|  |  | 020867a5-d0fa-499c-bc25-3f16b29d607e | 1 | PPA | ArchiveDirectories={D:\openHistorian\Archive
|  |  | eb0bc511-f550-47e8-9ee4-eeb8c2ad13c5 | 1 | PPA | ArchiveDirectories={D:\openHistorian\Archive
|  |  | df6c50e0-a264-4829-b74c-7fc357cedb44 | 1 | PPA | ArchiveDirectories={D:\openHistorian\Archive
|  |  | f24e33cb-752a-45cb-b9c9-ed8bdbf9e09b | 1 | PPA | ArchiveDirectories={D:\openHistorian\Archive
|  |  | 202d1598-9357-47af-83bf-18615b3b6e36 | 1 | PPA | ArchiveDirectories={D:\openHistorian\Archive
|  |  | bfae06a0-8fd3-4cbf-b23c-347d983339ac | 1 | PPA | ArchiveDirectories={D:\openHistorian\Archive
|  |  | 8002dd31-579d-4f4b-ad69-50459ee8d361 | 1 | PPA | ArchiveDirectories={D:\openHistorian\Archive
|  |  | 1323f95a-bd23-4535-8aa5-1807893a456a | 1 | PPA | ArchiveDirectories={D:\openHistorian\Archive
|  |  | 6a6d2107-d779-402a-9cad-357c1c7fa6b4 | 1 | PPA | ArchiveDirectories={D:\openHistorian\Archive
|  |  | 547cbf9b-72f8-4b7e-8916-efe4e9adf52c | 1 | PPA | ArchiveDirectories={D:\openHistorian\Archive
|  |  | d9088945-bd02-4957-94a7-4a5c670e061a | 1 | PPA | ArchiveDirectories={D:\openHistorian\Archive
|  |  | fa7963c9-c127-45c6-b9f4-c7331cc24d5c | 1 | PPA | ArchiveDirectories={D:\openHistorian\Archive
|  |  | 46130a55-8aa1-4949-93e3-006d98eaf728 | 1 | PPA | ArchiveDirectories={D:\openHistorian\Archive
|  |  | 99603322-c79f-4c8e-a221-533349a4d054 | 1 | PPA | ArchiveDirectories={D:\openHistorian\Archive
|  |  | 2f7cd4ff-035f-480d-a5d3-b5911ea30d1b | 1 | PPA | ArchiveDirectories={D:\openHistorian\Archive
|  |  | 70d912f0-97b3-4d53-b82d-1ed81a6942e0 | 1 | PPA | ArchiveDirectories={D:\openHistorian\Archive
|  |  | 450da511-c7fa-4e65-835d-252a66cb0836 | 1 | PPA | ArchiveDirectories={D:\openHistorian\Archive
|  |  | e1ef9195-414e-4500-8fd4-db3469c9d6ed | 1 | PPA | ArchiveDirectories={D:\openHistorian\Archive
|  |  | c2881b0d-494f-4a10-bc46-a08945fcd591 | 1 | PPA | ArchiveDirectories={D:\openHistorian\Archive
|  |  | 2b59c9a0-2f20-4675-b378-a239b4f90b4c | 1 | PPA | ArchiveDirectories={D:\openHistorian\Archive
|  |  | 10aaeb58-8458-4225-984d-a4a7489dba15 | 1 | PPA | ArchiveDirectories={D:\openHistorian\Archive
|  |  | 675c37f1-3b44-4718-a459-f811250fddf1 | 1 | PPA | ArchiveDirectories={D:\openHistorian\Archive
|  |  | 4d575a5f-ff1f-4ff7-9fb3-f7570a614046 | 1 | PPA | ArchiveDirectories={D:\openHistorian\Archive
|  |  | 2d07c43b-77ad-4474-bc85-b9f1fd175507 | 1 | PPA | ArchiveDirectories={D:\openHistorian\Archive
|  |  | 3325829a-6aad-4b31-b150-6c9608ea9fce | 1 | PPA | ArchiveDirectories={D:\openHistorian\Archive
|  |  | 0f8a2e56-4ebe-4c56-bf4d-13078d7c83b3 | 1 | PPA | ArchiveDirectories={D:\openHistorian\Archive
|  |  | 093aaaa2-d13a-4945-afba-40d4057c720b | 1 | PPA | ArchiveDirectories={D:\openHistorian\Archive
|  |  | ad2ebef8-42cf-4bbd-bdb6-393d0206b17a | 1 | PPA | ArchiveDirectories={D:\openHistorian\Archive
|  |  | 4ac0c661-4de7-437d-b53a-7d4f27afe284 | 1 | PPA | ArchiveDirectories={D:\openHistorian\Archive
|  |  | 1ba81a13-8726-4e09-b3e9-3fcecb8441cb | 1 | PPA | ArchiveDirectories={D:\openHistorian\Archive
|  |  | b26b1ac5-3905-46eb-a3b8-b5ad7b93bac3 | 1 | PPA | ArchiveDirectories={D:\openHistorian\Archive
|  |  | 15c72240-b40d-46c6-a356-8136b3fbe4e2 | 1 | PPA | ArchiveDirectories={D:\openHistorian\Archive
|  |  | 7b94ea40-36c7-4779-8c81-4b3c465058d2 | 1 | PPA | ArchiveDirectories={D:\openHistorian\Archive
|  |  | 830a6127-9a27-444e-b6d3-cb826e489939 | 1 | PPA | ArchiveDirectories={D:\openHistorian\Archive
|  |  | 0a788c8a-22c1-4caa-af2f-a132ded5a4e4 | 1 | PPA | ArchiveDirectories={D:\openHistorian\Archive
|  |  | 830a400a-6504-48ee-98ba-751b42a7dc18 | 1 | PPA | ArchiveDirectories={D:\openHistorian\Archive
|  |  | fad72494-de81-414f-bdc8-523a11ccc6ac | 1 | PPA | ArchiveDirectories={D:\openHistorian\Archive
|  |  | aaa4d974-8c64-44df-8b52-cf49cb1e5dbc | 1 | PPA | ArchiveDirectories={D:\openHistorian\Archive
|  |  | 82d71aa6-4107-46ed-b69e-4ccb101a3c81 | 1 | PPA | ArchiveDirectories={D:\openHistorian\Archive
|  |  | 030f510c-3320-468f-8f75-b0b072f76f1f | 1 | PPA | ArchiveDirectories={D:\openHistorian\Archive
|  |  | d7f5cf93-8927-432c-8eb4-bf0a08a3b540 | 1 | PPA | ArchiveDirectories={D:\openHistorian\Archive
|  |  | 3fc053a9-7cf1-4807-979a-490d41f33b42 | 1 | PPA | ArchiveDirectories={D:\openHistorian\Archive
|  |  | 99b6a3a0-8017-447f-b37b-da7ae5926142 | 1 | PPA | ArchiveDirectories={D:\openHistorian\Archive
|  |  | 63c06983-3741-4845-b010-1c20265ef3d1 | 1 | PPA | ArchiveDirectories={D:\openHistorian\Archive
|  |  | 7cff7540-179c-411d-b9ec-cef1f2608e85 | 1 | PPA | ArchiveDirectories={D:\openHistorian\Archive
|  |  | 16962935-13ce-482f-8ae6-4fbc4feb04e9 | 1 | PPA | ArchiveDirectories={D:\openHistorian\Archive
|  |  | 928683f9-a2dd-4fb5-9b9c-76761bb386ad | 1 | PPA | ArchiveDirectories={D:\openHistorian\Archive
|  |  | 196da6a5-4cb3-4df8-9908-f3c88df2685a | 1 | PPA | ArchiveDirectories={D:\openHistorian\Archive
|  |  | 89cddbf6-5b63-4be3-956d-7774c6103bf7 | 1 | PPA | ArchiveDirectories={D:\openHistorian\Archive
|  |  | 7a2ed22a-8a59-462b-b064-cf064a185301 | 1 | PPA | ArchiveDirectories={D:\openHistorian\Archive
|  |  | 2fb05299-4d22-4e5a-8920-5c1935398a0a | 1 | PPA | ArchiveDirectories={D:\openHistorian\Archive
|  |  | 8a07a904-e443-467b-8ed7-861ddaf09b51 | 1 | PPA | ArchiveDirectories={D:\openHistorian\Archive
|  |  | d4de4839-6ef8-4a29-b5d8-30dbc0c4446d | 1 | PPA | ArchiveDirectories={D:\openHistorian\Archive
|  |  | c3b2f1ac-5aa5-4253-a7f6-31e70e28b17a | 1 | PPA | ArchiveDirectories={D:\openHistorian\Archive
|  |  | cca21580-3dfc-42c0-b100-e6fe4e125f8e | 1 | PPA | ArchiveDirectories={D:\openHistorian\Archive
|  |  | e87749ec-018d-4595-82d4-f9fa7bd4eae6 | 1 | PPA | ArchiveDirectories={D:\openHistorian\Archive
|  |  | b730f1a3-5193-4eb2-9d9b-143db3a29077 | 1 | PPA | ArchiveDirectories={D:\openHistorian\Archive
|  |  | fb006d44-cab9-42cc-bf49-6161e4f260d2 | 1 | PPA | ArchiveDirectories={D:\openHistorian\Archive
|  |  | fb8828ef-f459-43b1-8772-e60f82dd1c90 | 1 | PPA | ArchiveDirectories={D:\openHistorian\Archive
|  |  | 8584534c-303c-4fc2-bd61-965ecb74f45d | 1 | PPA | ArchiveDirectories={D:\openHistorian\Archive
|  |  | 44a37ab1-c9e4-40ae-bfc4-e559d6dbd1d4 | 1 | PPA | ArchiveDirectories={D:\openHistorian\Archive
|  |  | 0bab26e9-4391-4db4-a8ee-e00810453250 | 1 | PPA | ArchiveDirectories={D:\openHistorian\Archive
|  |  | d5aa0c0a-8573-4d6a-85e3-bf461b05deb4 | 1 | PPA | ArchiveDirectories={D:\openHistorian\Archive
|  |  | 84bfa84c-f612-4714-8376-ead022bb6b74 | 1 | PPA | ArchiveDirectories={D:\openHistorian\Archive
|  |  | 755bcab9-d8ee-49af-9327-8398c7ed490d | 1 | PPA | ArchiveDirectories={D:\openHistorian\Archive
|  |  | 7e2c2fcd-1236-4d37-994b-72f7be14d28c | 1 | PPA | ArchiveDirectories={D:\openHistorian\Archive
|  |  | 0e8ac0e1-5584-435a-8a64-8f44f629d120 | 1 | PPA | ArchiveDirectories={D:\openHistorian\Archive
|  |  | 1d4c7d37-528f-4f36-aa13-847ab1c4ab11 | 1 | PPA | ArchiveDirectories={D:\openHistorian\Archive
|  |  | 8243c48a-fd0e-4e89-bf2e-123643da8f10 | 1 | PPA | ArchiveDirectories={D:\openHistorian\Archive
|  |  | 837caf46-c6cf-4b27-8b02-78b664e37ffa | 1 | PPA | ArchiveDirectories={D:\openHistorian\Archive
|  |  | f98602de-65d7-4e67-97c6-64fa552092e4 | 1 | PPA | ArchiveDirectories={D:\openHistorian\Archive
|  |  | 88b099aa-bd14-4ef6-aed7-acee67cb3d31 | 1 | PPA | ArchiveDirectories={D:\openHistorian\Archive
|  |  | 72d66357-2e2d-4db9-9319-fcf0c0934186 | 1 | PPA | ArchiveDirectories={D:\openHistorian\Archive
|  |  | 6cfba7ac-cbf6-4270-a0f4-bec59a69a4fb | 1 | PPA | ArchiveDirectories={D:\openHistorian\Archive
|  |  | 9fa17b12-1e47-4fd0-bb29-2dba086eabe4 | 1 | PPA | ArchiveDirectories={D:\openHistorian\Archive
|  |  | 98b74360-757a-425f-9e78-507d7f63b494 | 1 | PPA | ArchiveDirectories={D:\openHistorian\Archive
|  |  | dbefaa1e-de87-4800-a71d-46c75d592d05 | 1 | PPA | ArchiveDirectories={D:\openHistorian\Archive
|  |  | e4a8bb19-8ed8-4ce6-b161-bb4fabea7adb | 1 | PPA | ArchiveDirectories={D:\openHistorian\Archive
|  |  | fa2a32ef-73d7-4ed8-97da-6cda210387f6 | 1 | PPA | ArchiveDirectories={D:\openHistorian\Archive
|  |  | 3477d9a9-f2f8-4a9a-a203-bdf36fe0bfbb | 1 | PPA | ArchiveDirectories={D:\openHistorian\Archive
|  |  | 62276672-f94b-452d-9dba-c8374e306dba | 1 | PPA | ArchiveDirectories={D:\openHistorian\Archive
|  |  | e2d71208-c805-4e66-a717-d35160cf3dfd | 1 | PPA | ArchiveDirectories={D:\openHistorian\Archive
|  |  | 4dc3ba6c-907d-4933-ac9a-bffe8a927f53 | 1 | PPA | ArchiveDirectories={D:\openHistorian\Archive
|  |  | 51bbda61-3262-4467-9fd3-c91c3a0a7f97 | 1 | PPA | ArchiveDirectories={D:\openHistorian\Archive
|  |  | 34789515-490c-45c2-bd13-330a932731f4 | 1 | PPA | ArchiveDirectories={D:\openHistorian\Archive
|  |  | 9976194f-65d3-4d89-8c37-261b8bf7454c | 1 | PPA | ArchiveDirectories={D:\openHistorian\Archive
|  |  | bca5a819-77ba-475a-8ecc-8a86c79eff61 | 1 | PPA | ArchiveDirectories={D:\openHistorian\Archive
|  |  | e6b46cc7-5b48-455f-a1d6-26cc86eb4a7c | 1 | PPA | ArchiveDirectories={D:\openHistorian\Archive
|  |  | 67d8269d-dec0-460e-a36d-765fc32babf1 | 1 | PPA | ArchiveDirectories={D:\openHistorian\Archive
|  |  | 4664a1ce-ccb2-4f6d-bcd2-d5c95190c586 | 1 | PPA | ArchiveDirectories={D:\openHistorian\Archive
|  |  | 3e33c402-f092-4519-a326-07f272287319 | 1 | PPA | ArchiveDirectories={D:\openHistorian\Archive
|  |  | a51612c4-cc79-4195-83f9-2eb81ffc1afc | 1 | PPA | ArchiveDirectories={D:\openHistorian\Archive
|  |  | a175fa65-c901-456d-8f17-764817e136f8 | 1 | PPA | ArchiveDirectories={D:\openHistorian\Archive
|  |  | ba01578d-6609-4e3f-a5ee-ff7bfee5359b | 1 | PPA | ArchiveDirectories={D:\openHistorian\Archive
|  |  | c487d059-5c50-4317-a336-d6bf81292722 | 1 | PPA | ArchiveDirectories={D:\openHistorian\Archive
|  |  | 16f2eda7-90e6-45b1-a819-89cf0fff2211 | 1 | PPA | ArchiveDirectories={D:\openHistorian\Archive
|  |  | baf08697-d13b-4259-9f8b-b916e0926860 | 1 | PPA | ArchiveDirectories={D:\openHistorian\Archive
|  |  | fe84b5e7-1929-4573-8f5e-c4b1fd0e8150 | 1 | PPA | ArchiveDirectories={D:\openHistorian\Archive
|  |  | 4639ef36-2144-4f17-b76b-7cb2edf123a2 | 1 | PPA | ArchiveDirectories={D:\openHistorian\Archive
|  |  | 906df933-c3d8-4ceb-9f19-08d8703e205f | 1 | PPA | ArchiveDirectories={D:\openHistorian\Archive
|  |  | d329a576-2b57-4394-995e-297f6f8a1267 | 1 | PPA | ArchiveDirectories={D:\openHistorian\Archive
|  |  | 9a70ec9f-4702-47f8-aa98-1107ab5385f4 | 1 | PPA | ArchiveDirectories={D:\openHistorian\Archive
|  |  | 09fdb769-b89c-4d8a-a70f-deb2565b30c3 | 1 | PPA | ArchiveDirectories={D:\openHistorian\Archive
|  |  | 15e7eac5-4254-4711-9aa8-1c222f58e5e5 | 1 | PPA | ArchiveDirectories={D:\openHistorian\Archive
|  |  | 9bcf7bda-aaea-4a96-903d-8d88585386f1 | 1 | PPA | ArchiveDirectories={D:\openHistorian\Archive
|  |  | 1b390b91-5d20-4c29-8c47-e70791af1c88 | 1 | PPA | ArchiveDirectories={D:\openHistorian\Archive
|  |  | 5409bbc8-299c-4787-bb10-59b08d96fffb | 1 | PPA | ArchiveDirectories={D:\openHistorian\Archive
|  |  | 84222705-514e-4690-96b4-bfc691c4204f | 1 | PPA | ArchiveDirectories={D:\openHistorian\Archive
|  |  | 22c89f97-a86e-4a65-b8bc-918c4d1a3452 | 1 | PPA | ArchiveDirectories={D:\openHistorian\Archive
|  |  | 882a2945-bbe6-434a-9e86-2d11ae91eea8 | 1 | PPA | ArchiveDirectories={D:\openHistorian\Archive
|  |  | 33f050a5-71d1-4546-9c36-14db62b41a58 | 1 | PPA | ArchiveDirectories={D:\openHistorian\Archive
|  |  | 1075c3be-509d-44fc-9c4a-b4ff41a4961a | 1 | PPA | ArchiveDirectories={D:\openHistorian\Archive
|  |  | c0acfe7f-6105-42c5-ba96-f92288536e8d | 1 | PPA | ArchiveDirectories={D:\openHistorian\Archive
|  |  | fb065ff6-0f81-4715-bcb9-5755f3841771 | 1 | PPA | ArchiveDirectories={D:\openHistorian\Archive
|  |  | 9f7a5be4-60f8-40a6-a7fc-26a9e3a4f999 | 1 | PPA | ArchiveDirectories={D:\openHistorian\Archive
|  |  | 5fb806dc-e961-4b4f-aa5e-b40476751efc | 1 | PPA | ArchiveDirectories={D:\openHistorian\Archive
|  |  | 9b9a4995-608d-4da3-b5ae-f22a811b351c | 1 | PPA | ArchiveDirectories={D:\openHistorian\Archive
|  |  | 102b8852-06a2-4e55-8af9-c5ef95362dde | 1 | PPA | ArchiveDirectories={D:\openHistorian\Archive
|  |  | 5b4c1137-e60a-4c90-a03a-6701d1cd48e4 | 1 | PPA | ArchiveDirectories={D:\openHistorian\Archive
|  |  | bf5b96b3-4b4f-41ca-b1cd-750bc76b6d49 | 1 | PPA | ArchiveDirectories={D:\openHistorian\Archive
|  |  | 4817b760-a958-4308-be64-eedaa12c6303 | 1 | PPA | ArchiveDirectories={D:\openHistorian\Archive
|  |  | 72447116-81cc-4a66-8204-6df0a7f0af04 | 2 | STAT |  | 3816 | ONS_LOCAL$ROSM_230_PM_07!PMU:ST7 |  |  | 8736f6c7-ad41-4b43-b4f6-e684e0d4ad20 |  |  | 30 | [8 empty] | 11 | [5 empty] | LOCAL$ROSM_230_PM_07!PMU-ST7 | 0.0 | 1.0 | Device statistic for Number of defined measurements (per frame) from device during last reporting interval. | 0 | 1 | 1 |  | Any | STAT | Statistic | ST |  |  | STAT:3816 | 2021-07-29 22:39
|  |  | a3a9726b-a1c3-4038-a2a4-af10d25243aa | 2 | STAT |  | 3817 | ONS_LOCAL$ROSM_230_PM_08!PMU:ST1 |  |  | 8736f6c7-ad41-4b43-b4f6-e684e0d4ad20 |  |  | 30 | [8 empty] | 11 | [5 empty] | LOCAL$ROSM_230_PM_08!PMU-ST1 | 0.0 | 1.0 | Device statistic for Number of data quality errors reported by device during last reporting interval. | 0 | 1 | 1 |  | Any | STAT | Statistic | ST |  |  | STAT:3817 | 2021-07-29 22:39
|  |  | 9afd9546-41c6-427d-a152-823a0c2b3c88 | 2 | STAT |  | 3818 | ONS_LOCAL$ROSM_230_PM_08!PMU:ST2 |  |  | 8736f6c7-ad41-4b43-b4f6-e684e0d4ad20 |  |  | 30 | [8 empty] | 11 | [5 empty] | LOCAL$ROSM_230_PM_08!PMU-ST2 | 0.0 | 1.0 | Device statistic for Number of time quality errors reported by device during last reporting interval. | 0 | 1 | 1 |  | Any | STAT | Statistic | ST |  |  | STAT:3818 | 2021-07-29 22:39
|  |  | eb42d628-badc-4438-96c6-2f5336837367 | 2 | STAT |  | 3819 | ONS_LOCAL$ROSM_230_PM_08!PMU:ST3 |  |  | 8736f6c7-ad41-4b43-b4f6-e684e0d4ad20 |  |  | 30 | [8 empty] | 11 | [5 empty] | LOCAL$ROSM_230_PM_08!PMU-ST3 | 0.0 | 1.0 | Device statistic for Number of device errors reported by device during last reporting interval. | 0 | 1 | 1 |  | Any | STAT | Statistic | ST |  |  | STAT:3819 | 2021-07-29 22:39
|  |  | a3fa3e1b-5ada-4482-9d71-c7e2416c558c | 2 | STAT |  | 3820 | ONS_LOCAL$ROSM_230_PM_08!PMU:ST4 |  |  | 8736f6c7-ad41-4b43-b4f6-e684e0d4ad20 |  |  | 30 | [8 empty] | 11 | [5 empty] | LOCAL$ROSM_230_PM_08!PMU-ST4 | 0.0 | 1.0 | Device statistic for Number of measurements received from device during last reporting interval. | 0 | 1 | 1 |  | Any | STAT | Statistic | ST |  |  | STAT:3820 | 2021-07-29 22:39
|  |  | 313430f7-770f-4875-b565-f6b495bf17b0 | 2 | STAT |  | 3821 | ONS_LOCAL$ROSM_230_PM_08!PMU:ST5 |  |  | 8736f6c7-ad41-4b43-b4f6-e684e0d4ad20 |  |  | 30 | [8 empty] | 11 | [5 empty] | LOCAL$ROSM_230_PM_08!PMU-ST5 | 0.0 | 1.0 | Device statistic for Expected number of measurements received from device during last reporting interval. | 0 | 1 | 1 |  | Any | STAT | Statistic | ST |  |  | STAT:3821 | 2021-07-29 22:39
|  |  | 2020c0cc-84df-4514-aa91-911c6b759461 | 2 | STAT |  | 3822 | ONS_LOCAL$ROSM_230_PM_08!PMU:ST6 |  |  | 8736f6c7-ad41-4b43-b4f6-e684e0d4ad20 |  |  | 30 | [8 empty] | 11 | [5 empty] | LOCAL$ROSM_230_PM_08!PMU-ST6 | 0.0 | 1.0 | Device statistic for Number of measurements received while device was reporting errors during last reporting interval. | 0 | 1 | 1 |  | Any | STAT | Statistic | ST |  |  | STAT:3822 | 2021-07-29 22:39
|  |  | ec5c1f1c-5bb0-4936-b6a5-49433815db7c | 2 | STAT |  | 3823 | ONS_LOCAL$ROSM_230_PM_08!PMU:ST7 |  |  | 8736f6c7-ad41-4b43-b4f6-e684e0d4ad20 |  |  | 30 | [8 empty] | 11 | [5 empty] | LOCAL$ROSM_230_PM_08!PMU-ST7 | 0.0 | 1.0 | Device statistic for Number of defined measurements (per frame) from device during last reporting interval. | 0 | 1 | 1 |  | Any | STAT | Statistic | ST |  |  | STAT:3823 | 2021-07-29 22:39
|  |  | 5121dff5-40da-45a8-b14d-8ae2a1b2a45e | 2 | STAT |  | 3824 | ONS_LOCAL$TOCO_500_PM_06!PMU:ST1 |  |  | 8736f6c7-ad41-4b43-b4f6-e684e0d4ad20 |  |  | 30 | [8 empty] | 11 | [5 empty] | LOCAL$TOCO_500_PM_06!PMU-ST1 | 0.0 | 1.0 | Device statistic for Number of data quality errors reported by device during last reporting interval. | 0 | 1 | 1 |  | Any | STAT | Statistic | ST |  |  | STAT:3824 | 2021-07-29 22:39
|  |  | 4394d83c-e55e-4986-8739-ef9f8d5ad0c3 | 2 | STAT |  | 3825 | ONS_LOCAL$TOCO_500_PM_06!PMU:ST2 |  |  | 8736f6c7-ad41-4b43-b4f6-e684e0d4ad20 |  |  | 30 | [8 empty] | 11 | [5 empty] | LOCAL$TOCO_500_PM_06!PMU-ST2 | 0.0 | 1.0 | Device statistic for Number of time quality errors reported by device during last reporting interval. | 0 | 1 | 1 |  | Any | STAT | Statistic | ST |  |  | STAT:3825 | 2021-07-29 22:39
|  |  | b8c38dcd-aec6-42f3-a0e1-8203f9184624 | 2 | STAT |  | 3826 | ONS_LOCAL$TOCO_500_PM_06!PMU:ST3 |  |  | 8736f6c7-ad41-4b43-b4f6-e684e0d4ad20 |  |  | 30 | [8 empty] | 11 | [5 empty] | LOCAL$TOCO_500_PM_06!PMU-ST3 | 0.0 | 1.0 | Device statistic for Number of device errors reported by device during last reporting interval. | 0 | 1 | 1 |  | Any | STAT | Statistic | ST |  |  | STAT:3826 | 2021-07-29 22:39
|  |  | 35faf57d-5d60-40bb-8a7e-ef8b375aa9ea | 2 | STAT |  | 3827 | ONS_LOCAL$TOCO_500_PM_06!PMU:ST4 |  |  | 8736f6c7-ad41-4b43-b4f6-e684e0d4ad20 |  |  | 30 | [8 empty] | 11 | [5 empty] | LOCAL$TOCO_500_PM_06!PMU-ST4 | 0.0 | 1.0 | Device statistic for Number of measurements received from device during last reporting interval. | 0 | 1 | 1 |  | Any | STAT | Statistic | ST |  |  | STAT:3827 | 2021-07-29 22:39
|  |  | 9b1a8ee5-e4e2-48cc-bfd0-62e9ec91d603 | 2 | STAT |  | 3828 | ONS_LOCAL$TOCO_500_PM_06!PMU:ST5 |  |  | 8736f6c7-ad41-4b43-b4f6-e684e0d4ad20 |  |  | 30 | [8 empty] | 11 | [5 empty] | LOCAL$TOCO_500_PM_06!PMU-ST5 | 0.0 | 1.0 | Device statistic for Expected number of measurements received from device during last reporting interval. | 0 | 1 | 1 |  | Any | STAT | Statistic | ST |  |  | STAT:3828 | 2021-07-29 22:39
|  |  | 4caeb255-4a03-4b9a-8468-34b2023cb323 | 2 | STAT |  | 3829 | ONS_LOCAL$TOCO_500_PM_06!PMU:ST6 |  |  | 8736f6c7-ad41-4b43-b4f6-e684e0d4ad20 |  |  | 30 | [8 empty] | 11 | [5 empty] | LOCAL$TOCO_500_PM_06!PMU-ST6 | 0.0 | 1.0 | Device statistic for Number of measurements received while device was reporting errors during last reporting interval. | 0 | 1 | 1 |  | Any | STAT | Statistic | ST |  |  | STAT:3829 | 2021-07-29 22:39
|  |  | 9119e559-8f7d-4a88-b9ea-45b7f292138f | 2 | STAT |  | 3830 | ONS_LOCAL$TOCO_500_PM_06!PMU:ST7 |  |  | 8736f6c7-ad41-4b43-b4f6-e684e0d4ad20 |  |  | 30 | [8 empty] | 11 | [5 empty] | LOCAL$TOCO_500_PM_06!PMU-ST7 | 0.0 | 1.0 | Device statistic for Number of defined measurements (per frame) from device during last reporting interval. | 0 | 1 | 1 |  | Any | STAT | Statistic | ST |  |  | STAT:3830 | 2021-07-29 22:39
|  |  | 98eb5fb9-5bf4-4516-92c3-4e9370382c95 | 2 | STAT |  | 3831 | ONS_LOCAL$TOCO_500_PM_07!PMU:ST1 |  |  | 8736f6c7-ad41-4b43-b4f6-e684e0d4ad20 |  |  | 30 | [8 empty] | 11 | [5 empty] | LOCAL$TOCO_500_PM_07!PMU-ST1 | 0.0 | 1.0 | Device statistic for Number of data quality errors reported by device during last reporting interval. | 0 | 1 | 1 |  | Any | STAT | Statistic | ST |  |  | STAT:3831 | 2021-07-29 22:39
|  |  | 7b5af600-44e8-4815-988d-28acb0d48a0e | 2 | STAT |  | 3832 | ONS_LOCAL$TOCO_500_PM_07!PMU:ST2 |  |  | 8736f6c7-ad41-4b43-b4f6-e684e0d4ad20 |  |  | 30 | [8 empty] | 11 | [5 empty] | LOCAL$TOCO_500_PM_07!PMU-ST2 | 0.0 | 1.0 | Device statistic for Number of time quality errors reported by device during last reporting interval. | 0 | 1 | 1 |  | Any | STAT | Statistic | ST |  |  | STAT:3832 | 2021-07-29 22:39
|  |  | 0152de7f-9a97-4ddf-a88f-44561609b3ba | 2 | STAT |  | 3833 | ONS_LOCAL$TOCO_500_PM_07!PMU:ST3 |  |  | 8736f6c7-ad41-4b43-b4f6-e684e0d4ad20 |  |  | 30 | [8 empty] | 11 | [5 empty] | LOCAL$TOCO_500_PM_07!PMU-ST3 | 0.0 | 1.0 | Device statistic for Number of device errors reported by device during last reporting interval. | 0 | 1 | 1 |  | Any | STAT | Statistic | ST |  |  | STAT:3833 | 2021-07-29 22:39
|  |  | c420fedf-dc34-462a-b6f5-05d5101e4766 | 2 | STAT |  | 3834 | ONS_LOCAL$TOCO_500_PM_07!PMU:ST4 |  |  | 8736f6c7-ad41-4b43-b4f6-e684e0d4ad20 |  |  | 30 | [8 empty] | 11 | [5 empty] | LOCAL$TOCO_500_PM_07!PMU-ST4 | 0.0 | 1.0 | Device statistic for Number of measurements received from device during last reporting interval. | 0 | 1 | 1 |  | Any | STAT | Statistic | ST |  |  | STAT:3834 | 2021-07-29 22:39
|  |  | d3e1ff33-5547-49e3-baa4-96d5e5ce3787 | 2 | STAT |  | 3835 | ONS_LOCAL$TOCO_500_PM_07!PMU:ST5 |  |  | 8736f6c7-ad41-4b43-b4f6-e684e0d4ad20 |  |  | 30 | [8 empty] | 11 | [5 empty] | LOCAL$TOCO_500_PM_07!PMU-ST5 | 0.0 | 1.0 | Device statistic for Expected number of measurements received from device during last reporting interval. | 0 | 1 | 1 |  | Any | STAT | Statistic | ST |  |  | STAT:3835 | 2021-07-29 22:39
|  |  | ac257c4c-3a6a-4409-913a-9cebfa386b9e | 2 | STAT |  | 3836 | ONS_LOCAL$TOCO_500_PM_07!PMU:ST6 |  |  | 8736f6c7-ad41-4b43-b4f6-e684e0d4ad20 |  |  | 30 | [8 empty] | 11 | [5 empty] | LOCAL$TOCO_500_PM_07!PMU-ST6 | 0.0 | 1.0 | Device statistic for Number of measurements received while device was reporting errors during last reporting interval. | 0 | 1 | 1 |  | Any | STAT | Statistic | ST |  |  | STAT:3836 | 2021-07-29 22:39
|  |  | 59215733-c0d9-419d-8d1f-87dfbf433b64 | 2 | STAT |  | 3837 | ONS_LOCAL$TOCO_500_PM_07!PMU:ST7 |  |  | 8736f6c7-ad41-4b43-b4f6-e684e0d4ad20 |  |  | 30 | [8 empty] | 11 | [5 empty] | LOCAL$TOCO_500_PM_07!PMU-ST7 | 0.0 | 1.0 | Device statistic for Number of defined measurements (per frame) from device during last reporting interval. | 0 | 1 | 1 |  | Any | STAT | Statistic | ST |  |  | STAT:3837 | 2021-07-29 22:39
|  |  | 112dabef-889b-46b4-9455-91a74e7d08b9 | 2 | STAT |  | 3838 | ONS_LOCAL$TOCO_500_PM_08!PMU:ST1 |  |  | 8736f6c7-ad41-4b43-b4f6-e684e0d4ad20 |  |  | 30 | [8 empty] | 11 | [5 empty] | LOCAL$TOCO_500_PM_08!PMU-ST1 | 0.0 | 1.0 | Device statistic for Number of data quality errors reported by device during last reporting interval. | 0 | 1 | 1 |  | Any | STAT | Statistic | ST |  |  | STAT:3838 | 2021-07-29 22:39
|  |  | 02dc25c1-1fb0-4a88-8a94-595125ec7fb8 | 2 | STAT |  | 3839 | ONS_LOCAL$TOCO_500_PM_08!PMU:ST2 |  |  | 8736f6c7-ad41-4b43-b4f6-e684e0d4ad20 |  |  | 30 | [8 empty] | 11 | [5 empty] | LOCAL$TOCO_500_PM_08!PMU-ST2 | 0.0 | 1.0 | Device statistic for Number of time quality errors reported by device during last reporting interval. | 0 | 1 | 1 |  | Any | STAT | Statistic | ST |  |  | STAT:3839 | 2021-07-29 22:39
|  |  | 78b1068f-e8ae-4394-aeff-1f21934792ea | 2 | STAT |  | 3840 | ONS_LOCAL$TOCO_500_PM_08!PMU:ST3 |  |  | 8736f6c7-ad41-4b43-b4f6-e684e0d4ad20 |  |  | 30 | [8 empty] | 11 | [5 empty] | LOCAL$TOCO_500_PM_08!PMU-ST3 | 0.0 | 1.0 | Device statistic for Number of device errors reported by device during last reporting interval. | 0 | 1 | 1 |  | Any | STAT | Statistic | ST |  |  | STAT:3840 | 2021-07-29 22:39
|  |  | f9bfb1b0-f17b-4412-bc32-24308fbf1866 | 2 | STAT |  | 3841 | ONS_LOCAL$TOCO_500_PM_08!PMU:ST4 |  |  | 8736f6c7-ad41-4b43-b4f6-e684e0d4ad20 |  |  | 30 | [8 empty] | 11 | [5 empty] | LOCAL$TOCO_500_PM_08!PMU-ST4 | 0.0 | 1.0 | Device statistic for Number of measurements received from device during last reporting interval. | 0 | 1 | 1 |  | Any | STAT | Statistic | ST |  |  | STAT:3841 | 2021-07-29 22:39
|  |  | 7e0ae6cf-aadf-43ee-8dfb-3c4f5c3eaa66 | 2 | STAT |  | 3842 | ONS_LOCAL$TOCO_500_PM_08!PMU:ST5 |  |  | 8736f6c7-ad41-4b43-b4f6-e684e0d4ad20 |  |  | 30 | [8 empty] | 11 | [5 empty] | LOCAL$TOCO_500_PM_08!PMU-ST5 | 0.0 | 1.0 | Device statistic for Expected number of measurements received from device during last reporting interval. | 0 | 1 | 1 |  | Any | STAT | Statistic | ST |  |  | STAT:3842 | 2021-07-29 22:39
|  |  | 9c373761-b2b4-456f-91f0-a15ff12ede67 | 2 | STAT |  | 3843 | ONS_LOCAL$TOCO_500_PM_08!PMU:ST6 |  |  | 8736f6c7-ad41-4b43-b4f6-e684e0d4ad20 |  |  | 30 | [8 empty] | 11 | [5 empty] | LOCAL$TOCO_500_PM_08!PMU-ST6 | 0.0 | 1.0 | Device statistic for Number of measurements received while device was reporting errors during last reporting interval. | 0 | 1 | 1 |  | Any | STAT | Statistic | ST |  |  | STAT:3843 | 2021-07-29 22:39
|  |  | bf261a69-95f6-470d-a2ca-9dc2ab5f21da | 2 | STAT |  | 3844 | ONS_LOCAL$TOCO_500_PM_08!PMU:ST7 |  |  | 8736f6c7-ad41-4b43-b4f6-e684e0d4ad20 |  |  | 30 | [8 empty] | 11 | [5 empty] | LOCAL$TOCO_500_PM_08!PMU-ST7 | 0.0 | 1.0 | Device statistic for Number of defined measurements (per frame) from device during last reporting interval. | 0 | 1 | 1 |  | Any | STAT | Statistic | ST |  |  | STAT:3844 | 2021-07-29 22:39
|  |  | 955d4478-cd8c-421d-b698-3d242bcf4d67 | 2 | STAT |  | 3845 | ONS_LOCAL$TOCO_500_PM_09!PMU:ST1 |  |  | 8736f6c7-ad41-4b43-b4f6-e684e0d4ad20 |  |  | 30 | [8 empty] | 11 | [5 empty] | LOCAL$TOCO_500_PM_09!PMU-ST1 | 0.0 | 1.0 | Device statistic for Number of data quality errors reported by device during last reporting interval. | 0 | 1 | 1 |  | Any | STAT | Statistic | ST |  |  | STAT:3845 | 2021-07-29 22:39
|  |  | bbc2c786-6fab-4e35-9c7c-231a43430a25 | 2 | STAT |  | 3846 | ONS_LOCAL$TOCO_500_PM_09!PMU:ST2 |  |  | 8736f6c7-ad41-4b43-b4f6-e684e0d4ad20 |  |  | 30 | [8 empty] | 11 | [5 empty] | LOCAL$TOCO_500_PM_09!PMU-ST2 | 0.0 | 1.0 | Device statistic for Number of time quality errors reported by device during last reporting interval. | 0 | 1 | 1 |  | Any | STAT | Statistic | ST |  |  | STAT:3846 | 2021-07-29 22:39
|  |  | 2e8b6e47-8c9d-406e-ab7d-987bf05dfc99 | 2 | STAT |  | 3847 | ONS_LOCAL$TOCO_500_PM_09!PMU:ST3 |  |  | 8736f6c7-ad41-4b43-b4f6-e684e0d4ad20 |  |  | 30 | [8 empty] | 11 | [5 empty] | LOCAL$TOCO_500_PM_09!PMU-ST3 | 0.0 | 1.0 | Device statistic for Number of device errors reported by device during last reporting interval. | 0 | 1 | 1 |  | Any | STAT | Statistic | ST |  |  | STAT:3847 | 2021-07-29 22:39
|  |  | d1a07be9-76cb-43b6-b955-11c2a327c692 | 2 | STAT |  | 3848 | ONS_LOCAL$TOCO_500_PM_09!PMU:ST4 |  |  | 8736f6c7-ad41-4b43-b4f6-e684e0d4ad20 |  |  | 30 | [8 empty] | 11 | [5 empty] | LOCAL$TOCO_500_PM_09!PMU-ST4 | 0.0 | 1.0 | Device statistic for Number of measurements received from device during last reporting interval. | 0 | 1 | 1 |  | Any | STAT | Statistic | ST |  |  | STAT:3848 | 2021-07-29 22:39
|  |  | f806ce8d-34b4-41b9-b4fd-dae67d3ded8f | 2 | STAT |  | 3849 | ONS_LOCAL$TOCO_500_PM_09!PMU:ST5 |  |  | 8736f6c7-ad41-4b43-b4f6-e684e0d4ad20 |  |  | 30 | [8 empty] | 11 | [5 empty] | LOCAL$TOCO_500_PM_09!PMU-ST5 | 0.0 | 1.0 | Device statistic for Expected number of measurements received from device during last reporting interval. | 0 | 1 | 1 |  | Any | STAT | Statistic | ST |  |  | STAT:3849 | 2021-07-29 22:39
|  |  | f1e50f82-5b23-4bd9-8b1c-9daa64bccab2 | 2 | STAT |  | 3850 | ONS_LOCAL$TOCO_500_PM_09!PMU:ST6 |  |  | 8736f6c7-ad41-4b43-b4f6-e684e0d4ad20 |  |  | 30 | [8 empty] | 11 | [5 empty] | LOCAL$TOCO_500_PM_09!PMU-ST6 | 0.0 | 1.0 | Device statistic for Number of measurements received while device was reporting errors during last reporting interval. | 0 | 1 | 1 |  | Any | STAT | Statistic | ST |  |  | STAT:3850 | 2021-07-29 22:39
|  |  | 2e1d147d-663b-44df-b56b-7115914bfa20 | 2 | STAT |  | 3851 | ONS_LOCAL$TOCO_500_PM_09!PMU:ST7 |  |  | 8736f6c7-ad41-4b43-b4f6-e684e0d4ad20 |  |  | 30 | [8 empty] | 11 | [5 empty] | LOCAL$TOCO_500_PM_09!PMU-ST7 | 0.0 | 1.0 | Device statistic for Number of defined measurements (per frame) from device during last reporting interval. | 0 | 1 | 1 |  | Any | STAT | Statistic | ST |  |  | STAT:3851 | 2021-07-29 22:39
|  |  | 1b3a6a50-1234-4eb8-b6f9-19f8ecd42906 | 1 | PPA | ArchiveDirectories={D:\openHistorian\Archive
|  |  | 2cbdec6c-812f-4049-be72-12d5414b8bb1 | 1 | PPA | ArchiveDirectories={D:\openHistorian\Archive
|  |  | fbf62ab7-355e-4375-a9b2-4bf5833ef806 | 1 | PPA | ArchiveDirectories={D:\openHistorian\Archive
|  |  | c3b4cd7e-6906-4579-a0ed-3d5040fa30cd | 1 | PPA | ArchiveDirectories={D:\openHistorian\Archive
|  |  | 85432a53-e256-4156-a0fb-07be25ca24fa | 1 | PPA | ArchiveDirectories={D:\openHistorian\Archive
|  |  | a44575a5-9c71-4910-98fa-b0ec5744f345 | 1 | PPA | ArchiveDirectories={D:\openHistorian\Archive
|  |  | d31e1fe8-46cd-4ded-a920-9149b30974fe | 1 | PPA | ArchiveDirectories={D:\openHistorian\Archive
|  |  | 2a75274b-5cfd-4e1a-a8b3-eff659c8ba2b | 1 | PPA | ArchiveDirectories={D:\openHistorian\Archive
|  |  | a49290e4-c627-4063-bb1f-ee07bec900f3 | 1 | PPA | ArchiveDirectories={D:\openHistorian\Archive
|  |  | 98756537-a747-4c45-a068-4c9006101199 | 1 | PPA | ArchiveDirectories={D:\openHistorian\Archive
|  |  | 2a911b43-db18-46ea-896d-750121551469 | 1 | PPA | ArchiveDirectories={D:\openHistorian\Archive
|  |  | 45a2b737-a53b-4d14-8a3b-e14e9e84bfc0 | 1 | PPA | ArchiveDirectories={D:\openHistorian\Archive
|  |  | 5996d04c-a230-4f73-a398-e20ef5976ec1 | 1 | PPA | ArchiveDirectories={D:\openHistorian\Archive
|  |  | 10a7c44e-d89d-4230-9b9e-0667ee7f5a48 | 1 | PPA | ArchiveDirectories={D:\openHistorian\Archive
|  |  | ce6ba0cc-3c3e-40f3-a834-180443db6591 | 1 | PPA | ArchiveDirectories={D:\openHistorian\Archive
|  |  | 82782f0d-ddba-46f7-9516-2c2a2185b4b6 | 1 | PPA | ArchiveDirectories={D:\openHistorian\Archive
|  |  | ed8d7f26-5b12-46a8-8277-24d870eaa922 | 1 | PPA | ArchiveDirectories={D:\openHistorian\Archive
|  |  | 3ac52550-a6c6-4df8-a78e-d88b78b4177a | 1 | PPA | ArchiveDirectories={D:\openHistorian\Archive
|  |  | d94b582e-f3c7-436c-8ece-6d08a27e8ee6 | 1 | PPA | ArchiveDirectories={D:\openHistorian\Archive
|  |  | 3dbf900e-02c2-49c4-bf54-c684dee50b4b | 1 | PPA | ArchiveDirectories={D:\openHistorian\Archive
|  |  | 0cc35429-592f-48b5-bc0f-8c9552d263e7 | 1 | PPA | ArchiveDirectories={D:\openHistorian\Archive
|  |  | 57c7d4e8-8cfb-4621-ad32-4f5500a57cc0 | 1 | PPA | ArchiveDirectories={D:\openHistorian\Archive
|  |  | 4ccbb594-b2d3-4094-bb21-ed49e9babb35 | 1 | PPA | ArchiveDirectories={D:\openHistorian\Archive
|  |  | 50f9cf1b-f109-4904-8cd7-3d711b9e2f7e | 1 | PPA | ArchiveDirectories={D:\openHistorian\Archive
|  |  | 54be90b4-9596-4c4e-8915-2e8a491a09da | 1 | PPA | ArchiveDirectories={D:\openHistorian\Archive
|  |  | 455e0edc-2f69-4b23-a2be-4aad407f21c3 | 1 | PPA | ArchiveDirectories={D:\openHistorian\Archive
|  |  | 1958b97e-950a-4f57-adc3-8561bcd29916 | 1 | PPA | ArchiveDirectories={D:\openHistorian\Archive
|  |  | b168378f-12a4-4ff0-a40b-1d3812529f96 | 1 | PPA | ArchiveDirectories={D:\openHistorian\Archive
|  |  | 512d8a5f-9fac-4cdc-a091-bb96862202da | 1 | PPA | ArchiveDirectories={D:\openHistorian\Archive
|  |  | ed4e8fa0-39b2-4bfe-9ea9-1505c7dfb923 | 1 | PPA | ArchiveDirectories={D:\openHistorian\Archive
|  |  | 99805ef8-20c8-4c33-8376-e9d004668b44 | 1 | PPA | ArchiveDirectories={D:\openHistorian\Archive
|  |  | c5054d67-4a2b-4e0e-a5c0-e366b04b9c5c | 1 | PPA | ArchiveDirectories={D:\openHistorian\Archive
|  |  | de393354-516f-4634-9115-8b8e592e8a2e | 1 | PPA | ArchiveDirectories={D:\openHistorian\Archive
|  |  | 8f9e5af6-fd5f-42c0-990e-c35ed9e5b8f9 | 1 | PPA | ArchiveDirectories={D:\openHistorian\Archive
|  |  | 90a6f8b6-6127-44ff-afa5-50b4b6b1906d | 1 | PPA | ArchiveDirectories={D:\openHistorian\Archive
|  |  | 8aba405d-f376-4bfe-ab46-d5eaaefef302 | 1 | PPA | ArchiveDirectories={D:\openHistorian\Archive
|  |  | 41f448eb-20a3-45ad-a078-3e617bb95ef2 | 1 | PPA | ArchiveDirectories={D:\openHistorian\Archive
|  |  | a640c766-f2c2-4a85-9ea1-3caf38d0d853 | 1 | PPA | ArchiveDirectories={D:\openHistorian\Archive
|  |  | 0af6cb91-716b-496e-8035-eacc85e2a787 | 1 | PPA | ArchiveDirectories={D:\openHistorian\Archive
|  |  | a2d5ebe0-da8d-47ca-9919-4cf7bfb59eea | 1 | PPA | ArchiveDirectories={D:\openHistorian\Archive
|  |  | c544d759-e918-4b49-8313-fa094ed2da74 | 1 | PPA | ArchiveDirectories={D:\openHistorian\Archive
|  |  | c668a85d-9ad6-4a4f-a37d-7efee813ea2a | 1 | PPA | ArchiveDirectories={D:\openHistorian\Archive
|  |  | 358762a5-bc48-4d44-a1db-9893d5030502 | 1 | PPA | ArchiveDirectories={D:\openHistorian\Archive
|  |  | 6dbbee09-1a11-41fd-89b7-6be824cd8054 | 1 | PPA | ArchiveDirectories={D:\openHistorian\Archive
|  |  | 6314b39b-7092-4801-b6c5-f60dd3b2a5f0 | 1 | PPA | ArchiveDirectories={D:\openHistorian\Archive
|  |  | 1bb17963-bccf-478a-9c0a-58ce4fc775bc | 1 | PPA | ArchiveDirectories={D:\openHistorian\Archive
|  |  | ec0b39cf-bf05-4620-969a-935dd323eddf | 1 | PPA | ArchiveDirectories={D:\openHistorian\Archive
|  |  | 2b6802aa-f7b9-42e1-942e-7f6be29a5d20 | 1 | PPA | ArchiveDirectories={D:\openHistorian\Archive
|  |  | fbb6a6a8-61e5-4fec-8e2d-e41972517970 | 1 | PPA | ArchiveDirectories={D:\openHistorian\Archive
|  |  | 698d9359-417d-46a2-976b-80547ba43c59 | 1 | PPA | ArchiveDirectories={D:\openHistorian\Archive
|  |  | bb107a68-e883-4f3a-b0b8-995072c61bfc | 1 | PPA | ArchiveDirectories={D:\openHistorian\Archive
|  |  | 04f6a2a7-5fac-4c5a-9739-ac251b7bb77d | 1 | PPA | ArchiveDirectories={D:\openHistorian\Archive
|  |  | e1f57880-1bb1-404c-8579-1837777eeb38 | 1 | PPA | ArchiveDirectories={D:\openHistorian\Archive
|  |  | 7e91835d-c9ff-4feb-a6df-53c751a01458 | 1 | PPA | ArchiveDirectories={D:\openHistorian\Archive
|  |  | d93adac8-2d39-4a98-933f-74fb26db5419 | 1 | PPA | ArchiveDirectories={D:\openHistorian\Archive
|  |  | 1db845b1-aebf-4105-a285-addb6b50ed29 | 1 | PPA | ArchiveDirectories={D:\openHistorian\Archive
|  |  | dd7801c6-520f-4fa7-a506-378f1fce9a7a | 1 | PPA | ArchiveDirectories={D:\openHistorian\Archive
|  |  | 0a060e46-9128-4fe0-a334-428d27dbe6ed | 1 | PPA | ArchiveDirectories={D:\openHistorian\Archive
|  |  | 98f37be2-2a5c-45a4-96c5-9c12959918ff | 1 | PPA | ArchiveDirectories={D:\openHistorian\Archive
|  |  | 47635fe1-2b85-4d0d-bbdd-c6317ef4a533 | 1 | PPA | ArchiveDirectories={D:\openHistorian\Archive
|  |  | b172f88b-5c97-469c-bdd9-dd4f789ebcf3 | 1 | PPA | ArchiveDirectories={D:\openHistorian\Archive
|  |  | c6de92b0-744b-4640-a1ca-174666a476ae | 1 | PPA | ArchiveDirectories={D:\openHistorian\Archive
|  |  | 40b14590-f26b-4778-b6d5-3c5f8557e47b | 1 | PPA | ArchiveDirectories={D:\openHistorian\Archive
|  |  | f2530dce-3cd6-4032-b431-fa3e81ce67bf | 1 | PPA | ArchiveDirectories={D:\openHistorian\Archive
|  |  | 3b39b525-d77d-4bba-9330-2ba9e59bf52a | 1 | PPA | ArchiveDirectories={D:\openHistorian\Archive
|  |  | cc3d8933-7269-4fb2-aac8-f183a63206cb | 1 | PPA | ArchiveDirectories={D:\openHistorian\Archive
|  |  | 01ab33f7-3b79-4f6f-94c0-c51fc9e626f3 | 1 | PPA | ArchiveDirectories={D:\openHistorian\Archive
|  |  | 0670da2d-4233-4902-84b7-8d659add5e31 | 1 | PPA | ArchiveDirectories={D:\openHistorian\Archive
|  |  | ee2e5171-fca2-4dc7-8253-8ec97bfdf6d1 | 1 | PPA | ArchiveDirectories={D:\openHistorian\Archive
|  |  | af75f179-5667-4e98-b0fa-bb329b3dd344 | 1 | PPA | ArchiveDirectories={D:\openHistorian\Archive
|  |  | 311069ef-6494-4c6f-8da0-ac0bac327d97 | 1 | PPA | ArchiveDirectories={D:\openHistorian\Archive
|  |  | fe9dda9a-5a6d-43d5-a37d-54e4f35b430c | 1 | PPA | ArchiveDirectories={D:\openHistorian\Archive
|  |  | ab5b4b4b-d14c-4714-95ba-6262b663e46e | 1 | PPA | ArchiveDirectories={D:\openHistorian\Archive
|  |  | eb4922ee-dfbf-4e08-965a-20db4a8d9716 | 1 | PPA | ArchiveDirectories={D:\openHistorian\Archive
|  |  | 805e5841-e109-4164-a6ab-2d76d4a61992 | 1 | PPA | ArchiveDirectories={D:\openHistorian\Archive
|  |  | eef71734-6c9c-42f4-9250-878d20f14da2 | 1 | PPA | ArchiveDirectories={D:\openHistorian\Archive
|  |  | b1c44087-dca5-411b-9bd9-3d09ce251218 | 1 | PPA | ArchiveDirectories={D:\openHistorian\Archive
|  |  | 6138eda3-e779-4d7f-82ec-9b718019d155 | 1 | PPA | ArchiveDirectories={D:\openHistorian\Archive
|  |  | 23bed24a-73c5-48f9-9cb3-e7a6910b8001 | 1 | PPA | ArchiveDirectories={D:\openHistorian\Archive
|  |  | ba2cf05a-7372-435f-8766-f96d0ad30f60 | 1 | PPA | ArchiveDirectories={D:\openHistorian\Archive
|  |  | d8d2893c-2442-4ed1-8c41-9960d64b0d01 | 1 | PPA | ArchiveDirectories={D:\openHistorian\Archive
|  |  | 927546f3-d159-4872-8143-0c9b174d1c0e | 1 | PPA | ArchiveDirectories={D:\openHistorian\Archive
|  |  | 83af1248-2588-42c1-b02c-e74197d47d58 | 1 | PPA | ArchiveDirectories={D:\openHistorian\Archive
|  |  | d9f8f2e7-0596-4fba-a9d7-f90f1db72b72 | 1 | PPA | ArchiveDirectories={D:\openHistorian\Archive
|  |  | 51e46602-8e7d-4f69-89da-2b57c6ef6050 | 1 | PPA | ArchiveDirectories={D:\openHistorian\Archive
|  |  | a137b65b-becd-456c-b21e-da8b9b0aab75 | 1 | PPA | ArchiveDirectories={D:\openHistorian\Archive
|  |  | 556481dc-c3e2-4084-8dc4-071027a433bd | 1 | PPA | ArchiveDirectories={D:\openHistorian\Archive
|  |  | 3029ff52-3949-486e-9b1c-e47b64ff533c | 1 | PPA | ArchiveDirectories={D:\openHistorian\Archive
|  |  | 9226b054-5fb8-40b0-a844-ee1bb85cbe14 | 1 | PPA | ArchiveDirectories={D:\openHistorian\Archive
|  |  | 59bd4446-6f65-4055-81cf-333bbc6f0c33 | 1 | PPA | ArchiveDirectories={D:\openHistorian\Archive
|  |  | 4706bfd9-4d5c-4e77-b017-339803081c63 | 1 | PPA | ArchiveDirectories={D:\openHistorian\Archive
|  |  | 54be26b7-8878-4012-822b-be9ca4851978 | 1 | PPA | ArchiveDirectories={D:\openHistorian\Archive
|  |  | dd933cce-b047-45c7-a00c-423e35720a43 | 1 | PPA | ArchiveDirectories={D:\openHistorian\Archive
|  |  | 81698807-4c4d-48f7-8752-dfaf24b6fb66 | 1 | PPA | ArchiveDirectories={D:\openHistorian\Archive
|  |  | 645f19f4-fbe6-4ef3-9691-528215129373 | 1 | PPA | ArchiveDirectories={D:\openHistorian\Archive
|  |  | 05eb676f-da2c-4a35-8fe4-fa99841905e3 | 1 | PPA | ArchiveDirectories={D:\openHistorian\Archive
|  |  | 1a947174-d8d8-4907-9870-efefda5a32af | 1 | PPA | ArchiveDirectories={D:\openHistorian\Archive
|  |  | a2a8e110-0775-4253-ae46-48600c9b0a84 | 1 | PPA | ArchiveDirectories={D:\openHistorian\Archive
|  |  | fa4d32df-57fa-4e16-a9bf-51515481b613 | 1 | PPA | ArchiveDirectories={D:\openHistorian\Archive
|  |  | 823c44f6-4809-487e-919d-00ee2915ea8f | 1 | PPA | ArchiveDirectories={D:\openHistorian\Archive
|  |  | 4b48d9a5-f260-4200-9606-fa455f143794 | 1 | PPA | ArchiveDirectories={D:\openHistorian\Archive
|  |  | 4552b2b1-cb4b-4610-b6aa-9cde151feeeb | 1 | PPA | ArchiveDirectories={D:\openHistorian\Archive
|  |  | 239e974b-0301-48ce-a62b-697eedc788e7 | 1 | PPA | ArchiveDirectories={D:\openHistorian\Archive
|  |  | e41b871a-238f-40ff-b2d3-53ac8b2a30b4 | 1 | PPA | ArchiveDirectories={D:\openHistorian\Archive
|  |  | 546bfee9-02f0-4f3a-9a92-18d8cb8b36c1 | 1 | PPA | ArchiveDirectories={D:\openHistorian\Archive
|  |  | 889bac41-4b78-4f29-a953-6c392017449a | 1 | PPA | ArchiveDirectories={D:\openHistorian\Archive
|  |  | 6fefbcb6-4f6a-4048-b605-c50956f26919 | 1 | PPA | ArchiveDirectories={D:\openHistorian\Archive
|  |  | 3e8550af-92ff-4ee8-8f83-f0c1ab4e733f | 1 | PPA | ArchiveDirectories={D:\openHistorian\Archive
|  |  | 4d84696b-b0df-46d6-a6b3-7525c36fb682 | 1 | PPA | ArchiveDirectories={D:\openHistorian\Archive
|  |  | 9822daba-3912-444a-b581-a13b22dc86c2 | 1 | PPA | ArchiveDirectories={D:\openHistorian\Archive
|  |  | dba35aaf-cdb6-47dc-a2ce-4a16b166a7eb | 1 | PPA | ArchiveDirectories={D:\openHistorian\Archive
|  |  | 310567ef-ef60-4a46-bb28-bb93c0f640b0 | 1 | PPA | ArchiveDirectories={D:\openHistorian\Archive
|  |  | d433c133-8e11-454a-9aef-828b9b5f4820 | 1 | PPA | ArchiveDirectories={D:\openHistorian\Archive
|  |  | 30ea0a2b-84e6-4bba-8ec3-b98678aade22 | 1 | PPA | ArchiveDirectories={D:\openHistorian\Archive
|  |  | 7170ca94-6bac-4470-b926-0cc9bf8f52a5 | 1 | PPA | ArchiveDirectories={D:\openHistorian\Archive
|  |  | de9e220d-664d-4d6e-8ccd-3b9277568815 | 1 | PPA | ArchiveDirectories={D:\openHistorian\Archive
|  |  | e161c881-33c3-4457-ae32-1c7eb631b70b | 1 | PPA | ArchiveDirectories={D:\openHistorian\Archive
|  |  | 3e7f6d9a-350b-46ac-bd1d-509dc7c95509 | 1 | PPA | ArchiveDirectories={D:\openHistorian\Archive
|  |  | 74a34f68-a7a4-4bf4-ba0a-e63996afe706 | 1 | PPA | ArchiveDirectories={D:\openHistorian\Archive
|  |  | 3b555286-41be-4360-9926-56dad70e5764 | 1 | PPA | ArchiveDirectories={D:\openHistorian\Archive
|  |  | 8912e143-44da-4419-af8a-d08b3c6c5b06 | 1 | PPA | ArchiveDirectories={D:\openHistorian\Archive
|  |  | be9e88da-e20a-4809-b07a-b59975ac9842 | 1 | PPA | ArchiveDirectories={D:\openHistorian\Archive
|  |  | 851e4860-993a-469d-bbcb-b214d359707e | 1 | PPA | ArchiveDirectories={D:\openHistorian\Archive
|  |  | 0ab0fa8d-5e5e-402e-a82b-07ef1b05a06d | 1 | PPA | ArchiveDirectories={D:\openHistorian\Archive
|  |  | 609f80b0-bab3-4c37-8a14-7e86be1d6d59 | 1 | PPA | ArchiveDirectories={D:\openHistorian\Archive
|  |  | 670d8c81-3d44-44f4-b3d4-6eb113e59097 | 1 | PPA | ArchiveDirectories={D:\openHistorian\Archive
|  |  | 996ecb8e-3e0d-4951-bbc3-8864ff11200c | 1 | PPA | ArchiveDirectories={D:\openHistorian\Archive
|  |  | 39cf3f73-6359-4aeb-9752-2062211fea6e | 1 | PPA | ArchiveDirectories={D:\openHistorian\Archive
|  |  | a16bbaed-5195-4e42-ab00-f0e670565b50 | 1 | PPA | ArchiveDirectories={D:\openHistorian\Archive
|  |  | 6485dd68-de48-46d6-ae60-751e20095fe3 | 1 | PPA | ArchiveDirectories={D:\openHistorian\Archive
|  |  | 24bf237a-d482-424a-bcc9-f83b79c8b4a7 | 1 | PPA | ArchiveDirectories={D:\openHistorian\Archive
|  |  | 84a2e2a0-5b66-4788-912f-548948327604 | 1 | PPA | ArchiveDirectories={D:\openHistorian\Archive
|  |  | ab9d1588-90fe-4d40-b653-3e913e7ad707 | 1 | PPA | ArchiveDirectories={D:\openHistorian\Archive
|  |  | 8cc066d7-ab58-44fa-a2b4-0dfb1aece3ba | 1 | PPA | ArchiveDirectories={D:\openHistorian\Archive
|  |  | 3093c866-36f1-40b2-b7e2-2a612f0f924e | 1 | PPA | ArchiveDirectories={D:\openHistorian\Archive
|  |  | f877dffc-bfb8-401c-82b3-dcbb2e21f89d | 1 | PPA | ArchiveDirectories={D:\openHistorian\Archive
|  |  | 12280931-d730-4d0a-971d-025a2c39ab3e | 1 | PPA | ArchiveDirectories={D:\openHistorian\Archive
|  |  | 858abd15-64cb-4be2-b8b3-6e3a98c4bdfc | 1 | PPA | ArchiveDirectories={D:\openHistorian\Archive
|  |  | a7c905b3-2a23-47c2-955c-3cd58fed4e38 | 1 | PPA | ArchiveDirectories={D:\openHistorian\Archive
|  |  | 0b4466d4-6a21-4bb5-92d0-eb1b492ca2ec | 1 | PPA | ArchiveDirectories={D:\openHistorian\Archive
|  |  | c3fd07b7-4d48-4407-a592-2ed82bd6413f | 1 | PPA | ArchiveDirectories={D:\openHistorian\Archive
|  |  | b63c370c-0efe-42c5-8bbd-daded2533a6e | 1 | PPA | ArchiveDirectories={D:\openHistorian\Archive
|  |  | fadee178-52f3-4919-a912-e98339908be6 | 1 | PPA | ArchiveDirectories={D:\openHistorian\Archive
|  |  | 4c3a76cd-8eed-46f2-b3ca-d72f1e29fd65 | 1 | PPA | ArchiveDirectories={D:\openHistorian\Archive
|  |  | 1633c2d7-014d-4b8f-b42e-f1c09b07a50f | 1 | PPA | ArchiveDirectories={D:\openHistorian\Archive
|  |  | 3ca29236-2146-452e-be89-33ba8dbc19c6 | 1 | PPA | ArchiveDirectories={D:\openHistorian\Archive
|  |  | d98e070d-06ba-4bdf-bf0e-e4d08711d29c | 1 | PPA | ArchiveDirectories={D:\openHistorian\Archive
|  |  | c7737afd-c3f1-4dad-8e94-4dfd14e1a9be | 1 | PPA | ArchiveDirectories={D:\openHistorian\Archive
|  |  | e89ad3ae-327c-48ba-9a15-658bca7a6775 | 1 | PPA | ArchiveDirectories={D:\openHistorian\Archive
|  |  | 5d664363-2eaa-4c53-b97a-b1025593f300 | 1 | PPA | ArchiveDirectories={D:\openHistorian\Archive
|  |  | b27f0b1f-744c-4dc6-9815-1dd55a85fc57 | 1 | PPA | ArchiveDirectories={D:\openHistorian\Archive
|  |  | 19ca15b2-54e2-4763-985f-15f1d84c32d3 | 1 | PPA | ArchiveDirectories={D:\openHistorian\Archive
|  |  | 39bb1483-91aa-47f3-a911-49b85bf73f11 | 1 | PPA | ArchiveDirectories={D:\openHistorian\Archive
|  |  | 03a2d041-34e6-4508-b9da-365158f42b14 | 1 | PPA | ArchiveDirectories={D:\openHistorian\Archive
|  |  | 4122a2c1-c322-4ef3-9de8-42e3e82dd934 | 1 | PPA | ArchiveDirectories={D:\openHistorian\Archive
|  |  | 7cccc1d0-b269-4e39-98d9-fd6172eaa109 | 1 | PPA | ArchiveDirectories={D:\openHistorian\Archive
|  |  | 18088c78-df72-4593-82f2-1d5bfeec7f4b | 1 | PPA | ArchiveDirectories={D:\openHistorian\Archive
|  |  | 82cbdcac-30bc-4158-a14e-69d7ab2f297e | 1 | PPA | ArchiveDirectories={D:\openHistorian\Archive
|  |  | 242f8b88-ebd7-43d9-9649-de10a3a30e44 | 1 | PPA | ArchiveDirectories={D:\openHistorian\Archive
|  |  | e16fd798-63ea-4889-a847-9dace3232227 | 1 | PPA | ArchiveDirectories={D:\openHistorian\Archive
|  |  | 987b8360-b68f-4cf4-b68e-8a7c6ef4ee7b | 1 | PPA | ArchiveDirectories={D:\openHistorian\Archive
|  |  | 234a1eb8-569e-40ba-874d-d9f1cf39578f | 1 | PPA | ArchiveDirectories={D:\openHistorian\Archive
|  |  | dd1ca6d1-c14f-4f6d-987a-e84cfd47f0bb | 1 | PPA | ArchiveDirectories={D:\openHistorian\Archive
|  |  | ac8657ab-7c51-4160-bd1a-2b4433f10de6 | 1 | PPA | ArchiveDirectories={D:\openHistorian\Archive
|  |  | bdabff63-639f-4fe4-ba22-20281289665f | 1 | PPA | ArchiveDirectories={D:\openHistorian\Archive
|  |  | 34384132-16c5-4c14-9e31-49d964b40ee8 | 1 | PPA | ArchiveDirectories={D:\openHistorian\Archive
|  |  | a0f998d9-e5ba-4ecc-af90-583186f9e53c | 1 | PPA | ArchiveDirectories={D:\openHistorian\Archive
|  |  | e26284e1-70cb-413e-94af-49c22df4d910 | 1 | PPA | ArchiveDirectories={D:\openHistorian\Archive
|  |  | 11e949bb-09cb-4cd6-ba7c-6a9f067b5d00 | 1 | PPA | ArchiveDirectories={D:\openHistorian\Archive
|  |  | 0e98862f-f5f8-4b1a-b2bf-48b339e0e42d | 1 | PPA | ArchiveDirectories={D:\openHistorian\Archive
|  |  | 3978e271-a69f-450a-872e-0dc975646b53 | 1 | PPA | ArchiveDirectories={D:\openHistorian\Archive
|  |  | 531405d7-8876-4231-a522-32a659fed2b6 | 1 | PPA | ArchiveDirectories={D:\openHistorian\Archive
|  |  | 6c3f2e5d-79ef-4748-a665-b44fbef4fe4b | 1 | PPA | ArchiveDirectories={D:\openHistorian\Archive
|  |  | 28a3d5ea-a5e4-4d44-ba47-d0667ecc1781 | 1 | PPA | ArchiveDirectories={D:\openHistorian\Archive
|  |  | 20bca284-ccd4-4b6b-ba5b-0de5482d5025 | 1 | PPA | ArchiveDirectories={D:\openHistorian\Archive
|  |  | 379f8b01-6a80-4ae3-8be3-4f68dc82eeda | 1 | PPA | ArchiveDirectories={D:\openHistorian\Archive
|  |  | 4b5b7eda-97b2-41ae-b296-c44ef3e0771a | 1 | PPA | ArchiveDirectories={D:\openHistorian\Archive
|  |  | 693d1bba-591b-4c53-88c9-de12fba59ad8 | 1 | PPA | ArchiveDirectories={D:\openHistorian\Archive
|  |  | b1a2f923-60b2-470e-9cd6-f0dbc4f5af6c | 1 | PPA | ArchiveDirectories={D:\openHistorian\Archive
|  |  | ba8dab61-a62f-4124-b8d4-4cb8492951fd | 1 | PPA | ArchiveDirectories={D:\openHistorian\Archive
|  |  | f311fd28-5f5f-431c-8720-a49499a86ead | 1 | PPA | ArchiveDirectories={D:\openHistorian\Archive
|  |  | 229474d7-0470-4e86-9339-72afb793a42a | 1 | PPA | ArchiveDirectories={D:\openHistorian\Archive
|  |  | e8c649b3-425c-4d6e-880e-85e709f03998 | 1 | PPA | ArchiveDirectories={D:\openHistorian\Archive
|  |  | 5ba75876-10d0-4ef8-9872-a916f8990a55 | 1 | PPA | ArchiveDirectories={D:\openHistorian\Archive
|  |  | 84c4ecab-9982-4f31-8a00-d373698ccd2b | 1 | PPA | ArchiveDirectories={D:\openHistorian\Archive
|  |  | 56b2f25e-6300-48e0-8432-c3f2e7e6d6e9 | 1 | PPA | ArchiveDirectories={D:\openHistorian\Archive
|  |  | 1d5fbdd3-4357-4a8c-9fd1-5de9c553e1b6 | 1 | PPA | ArchiveDirectories={D:\openHistorian\Archive
|  |  | 35f60c9a-2eb3-468f-87fe-639aff96c7af | 1 | PPA | ArchiveDirectories={D:\openHistorian\Archive
|  |  | ebb72175-6a52-471a-b28e-373e2da0d134 | 1 | PPA | ArchiveDirectories={D:\openHistorian\Archive
|  |  | 4aed4408-4fe4-4f6b-b070-bc63f93bd3c0 | 1 | PPA | ArchiveDirectories={D:\openHistorian\Archive
|  |  | e88f519a-e685-4e2f-8ae3-21fcff54df60 | 1 | PPA | ArchiveDirectories={D:\openHistorian\Archive
|  |  | 7b2d19b4-0444-4c3f-8a65-43d3e72ca5fe | 1 | PPA | ArchiveDirectories={D:\openHistorian\Archive
|  |  | 27381ec2-a335-413b-aa30-b7357a5cbcb6 | 1 | PPA | ArchiveDirectories={D:\openHistorian\Archive
|  |  | 6ee14199-3e99-42d6-b808-732a89b66a3e | 1 | PPA | ArchiveDirectories={D:\openHistorian\Archive
|  |  | bc311451-779b-4b8a-a986-9547786be41b | 1 | PPA | ArchiveDirectories={D:\openHistorian\Archive
|  |  | 5512aa82-6abc-462c-a2f9-92de55ef8e6f | 1 | PPA | ArchiveDirectories={D:\openHistorian\Archive
|  |  | b98ac668-823e-435a-84d9-8b8947a04526 | 1 | PPA | ArchiveDirectories={D:\openHistorian\Archive
|  |  | 64f1dcc7-6928-47ae-a822-e1672c66abc5 | 1 | PPA | ArchiveDirectories={D:\openHistorian\Archive
|  |  | 373281bd-70ed-43a4-b3a2-44b46fbf2c0e | 1 | PPA | ArchiveDirectories={D:\openHistorian\Archive
|  |  | 8d8b9d88-bbfc-4dc0-b0a4-c006509fa2d4 | 1 | PPA | ArchiveDirectories={D:\openHistorian\Archive
|  |  | 6f463f52-9d0f-4a5c-802a-74dcfb1e0750 | 1 | PPA | ArchiveDirectories={D:\openHistorian\Archive
|  |  | 537676f2-b5e2-4f16-b1a2-7ad6447106bd | 1 | PPA | ArchiveDirectories={D:\openHistorian\Archive
|  |  | 2e50efc9-306a-4626-8c9a-f77588f60fe3 | 1 | PPA | ArchiveDirectories={D:\openHistorian\Archive
|  |  | ed991f1e-24ff-44f9-81ad-6564fee231e4 | 1 | PPA | ArchiveDirectories={D:\openHistorian\Archive
|  |  | 8e573285-28db-45ec-ae69-6d38ef0c9a2a | 1 | PPA | ArchiveDirectories={D:\openHistorian\Archive
|  |  | 7acf0326-c86f-4bbc-b0d4-0e0e53d758a8 | 1 | PPA | ArchiveDirectories={D:\openHistorian\Archive
|  |  | 21bc13df-b1a7-422b-b9a6-278edd855139 | 1 | PPA | ArchiveDirectories={D:\openHistorian\Archive
|  |  | 6563d87d-b1a2-45c2-bc0e-c3ce6b00c76a | 1 | PPA | ArchiveDirectories={D:\openHistorian\Archive
|  |  | 884eccca-7b8d-40ec-bbd7-393db850ef93 | 1 | PPA | ArchiveDirectories={D:\openHistorian\Archive
|  |  | a50e2e49-e2f3-4fdd-8205-b9ea4c3455bf | 1 | PPA | ArchiveDirectories={D:\openHistorian\Archive
|  |  | 562455d9-476d-42d6-a92e-523d8c6e203b | 1 | PPA | ArchiveDirectories={D:\openHistorian\Archive
|  |  | 40388a6e-ffbe-4fed-ae8c-1d113b237b27 | 1 | PPA | ArchiveDirectories={D:\openHistorian\Archive
|  |  | c112cf66-74e0-4cd1-a20d-a7b318197c2e | 1 | PPA | ArchiveDirectories={D:\openHistorian\Archive
|  |  | 72fe166e-0e2b-4856-a53a-c1b987e1140f | 1 | PPA | ArchiveDirectories={D:\openHistorian\Archive
|  |  | 922117a9-d10a-4688-8829-47f67aa4a8b7 | 1 | PPA | ArchiveDirectories={D:\openHistorian\Archive
|  |  | 20f05e2d-24f4-4a09-a38a-01d0f6784b75 | 1 | PPA | ArchiveDirectories={D:\openHistorian\Archive
|  |  | 8606fb8c-7c30-44ee-9429-ac5a769fef04 | 1 | PPA | ArchiveDirectories={D:\openHistorian\Archive
|  |  | 2088467c-1118-4ccf-bf4a-b1fb8891666a | 1 | PPA | ArchiveDirectories={D:\openHistorian\Archive
|  |  | a0ac2c8a-b566-4495-ae93-c5ac3495962d | 1 | PPA | ArchiveDirectories={D:\openHistorian\Archive
|  |  | c6ccb607-eb58-4dec-9444-c4ccd0e72c0f | 1 | PPA | ArchiveDirectories={D:\openHistorian\Archive
|  |  | 097b1f7b-55d4-49be-9984-b46391bf43ce | 1 | PPA | ArchiveDirectories={D:\openHistorian\Archive
|  |  | f3cdb1f4-bd67-4336-8ac2-ae3961ee09ad | 1 | PPA | ArchiveDirectories={D:\openHistorian\Archive
|  |  | 58180475-d976-4ae1-9ca4-806bd9473da1 | 1 | PPA | ArchiveDirectories={D:\openHistorian\Archive
|  |  | 6858ec85-eb80-47f2-8015-c44d68949a4d | 1 | PPA | ArchiveDirectories={D:\openHistorian\Archive
|  |  | 71d92ffb-2155-459b-a993-b76c49770ff4 | 1 | PPA | ArchiveDirectories={D:\openHistorian\Archive
|  |  | 6b0e9a01-c770-4ba5-894e-646f5e54063f | 1 | PPA | ArchiveDirectories={D:\openHistorian\Archive
|  |  | 534df5e1-a001-439a-a6d0-0e001ac7889c | 1 | PPA | ArchiveDirectories={D:\openHistorian\Archive
|  |  | ee088790-4185-41a0-9b3e-c298234e58b4 | 1 | PPA | ArchiveDirectories={D:\openHistorian\Archive
|  |  | 94850cd6-4207-4c55-89ca-ebf0644f1c28 | 1 | PPA | ArchiveDirectories={D:\openHistorian\Archive
|  |  | 4ca1edf4-353f-4325-9ea2-b388da71cdf6 | 1 | PPA | ArchiveDirectories={D:\openHistorian\Archive
|  |  | c977c776-febc-4039-92e5-1aa4a577973d | 1 | PPA | ArchiveDirectories={D:\openHistorian\Archive
|  |  | 3d88b0ac-9ca2-4362-8e01-e1e52eb7065c | 1 | PPA | ArchiveDirectories={D:\openHistorian\Archive
|  |  | 81bcf2e2-ba29-4eae-aa22-7d37af27a5b6 | 1 | PPA | ArchiveDirectories={D:\openHistorian\Archive
|  |  | 9a02bfe3-e49c-4264-bf73-484b6d3434c2 | 1 | PPA | ArchiveDirectories={D:\openHistorian\Archive
|  |  | e3bfa37d-83a7-4eee-9b7d-74a311184ee6 | 1 | PPA | ArchiveDirectories={D:\openHistorian\Archive
|  |  | 974936dd-4467-45f5-81fa-c1d0cd091a01 | 1 | PPA | ArchiveDirectories={D:\openHistorian\Archive
|  |  | 808f45af-3df7-4316-8968-54a30ee274fc | 1 | PPA | ArchiveDirectories={D:\openHistorian\Archive
|  |  | 246e3513-fe26-449f-9300-12d5d74bceb2 | 1 | PPA | ArchiveDirectories={D:\openHistorian\Archive
|  |  | b7d63f22-6967-4bb4-b5df-44965dffd0bd | 1 | PPA | ArchiveDirectories={D:\openHistorian\Archive
|  |  | f70a2d46-9db0-4637-b0c1-86cbd19a12b7 | 1 | PPA | ArchiveDirectories={D:\openHistorian\Archive
|  |  | 2bb56ad8-cfc8-430a-9883-0302afba35c2 | 1 | PPA | ArchiveDirectories={D:\openHistorian\Archive
|  |  | e1595d8f-788a-4f80-9cb7-f67c53db7a0e | 1 | PPA | ArchiveDirectories={D:\openHistorian\Archive
|  |  | c6c00bfd-a0b7-4916-9589-93237d2cb99f | 1 | PPA | ArchiveDirectories={D:\openHistorian\Archive
|  |  | 9c5cdebb-ef59-4558-a562-bc326b6b6e65 | 1 | PPA | ArchiveDirectories={D:\openHistorian\Archive
|  |  | 97aa60b2-11b7-4aae-b899-9a13f86019f6 | 1 | PPA | ArchiveDirectories={D:\openHistorian\Archive
|  |  | aed45494-911f-4aff-a824-263a25ad027f | 1 | PPA | ArchiveDirectories={D:\openHistorian\Archive
|  |  | 5f19b3db-8211-47e4-9411-1fc1c89e75e3 | 1 | PPA | ArchiveDirectories={D:\openHistorian\Archive
|  |  | 115c0a82-3880-4fc6-886d-74e953b30bad | 1 | PPA | ArchiveDirectories={D:\openHistorian\Archive
|  |  | 31b0c64a-a493-4c7d-a310-5c4156c5deb7 | 1 | PPA | ArchiveDirectories={D:\openHistorian\Archive
|  |  | aa0aee66-c174-4ed0-aad6-ada45b17755c | 1 | PPA | ArchiveDirectories={D:\openHistorian\Archive
|  |  | 109332e0-5cdd-4e11-a92c-09f5c0d2827a | 1 | PPA | ArchiveDirectories={D:\openHistorian\Archive
|  |  | fed46ca6-b4c3-436d-9ad5-412f3e877f40 | 1 | PPA | ArchiveDirectories={D:\openHistorian\Archive
|  |  | 0ca945ed-edbc-48ae-8018-5755deef5601 | 1 | PPA | ArchiveDirectories={D:\openHistorian\Archive
|  |  | 03c74ba1-258f-434a-806f-2fce881e4605 | 1 | PPA | ArchiveDirectories={D:\openHistorian\Archive
|  |  | 6645dcd3-55d9-4c2e-9f11-674f469bec3d | 1 | PPA | ArchiveDirectories={D:\openHistorian\Archive
|  |  | 0551e985-6503-4f62-bdbf-3e21452e1723 | 1 | PPA | ArchiveDirectories={D:\openHistorian\Archive
|  |  | 5bf3a134-4d30-4fbb-ad07-789a6885a352 | 1 | PPA | ArchiveDirectories={D:\openHistorian\Archive
|  |  | 9129025d-161c-4012-a8bf-2d8a7255f4c0 | 1 | PPA | ArchiveDirectories={D:\openHistorian\Archive
|  |  | ec168765-4b55-4673-9bf2-f6e7358671a9 | 1 | PPA | ArchiveDirectories={D:\openHistorian\Archive
|  |  | 5f5da821-4228-4b0e-9b49-ff19c0e62a2e | 1 | PPA | ArchiveDirectories={D:\openHistorian\Archive
|  |  | 330f7a3a-9baf-4555-b824-8f612ac4c242 | 1 | PPA | ArchiveDirectories={D:\openHistorian\Archive
|  |  | 271629f8-3bf7-4ca2-aebc-d986ecf35ac8 | 1 | PPA | ArchiveDirectories={D:\openHistorian\Archive
|  |  | 700a5abd-ac5f-4d0a-80b0-7c5ade7c9b61 | 1 | PPA | ArchiveDirectories={D:\openHistorian\Archive
|  |  | 6b986f32-41b3-46f4-b6cd-708684c08ac0 | 1 | PPA | ArchiveDirectories={D:\openHistorian\Archive
|  |  | bc41012a-2837-4965-9410-8b0a930d9b24 | 1 | PPA | ArchiveDirectories={D:\openHistorian\Archive
|  |  | 4c48fb5d-59a6-4b9b-a39a-29bbbe6a08ba | 1 | PPA | ArchiveDirectories={D:\openHistorian\Archive
|  |  | c68955c0-ca9a-417b-8b81-f975f1faa1b6 | 1 | PPA | ArchiveDirectories={D:\openHistorian\Archive
|  |  | 7af385e1-cb4e-4aa2-ae89-2065ac824df5 | 1 | PPA | ArchiveDirectories={D:\openHistorian\Archive
|  |  | 755c75f4-1389-4c1b-881e-b8c7079e70c6 | 1 | PPA | ArchiveDirectories={D:\openHistorian\Archive
|  |  | 545ec263-1055-4936-863f-f5a86d67a1f5 | 1 | PPA | ArchiveDirectories={D:\openHistorian\Archive
|  |  | dd6b1f5c-ad38-4086-8248-b62122fbe97b | 1 | PPA | ArchiveDirectories={D:\openHistorian\Archive
|  |  | b4a01337-d6f9-4981-b111-86797b0c14df | 1 | PPA | ArchiveDirectories={D:\openHistorian\Archive
|  |  | 7c5f5d37-e15b-44f4-88bc-f9d3880f9cbd | 1 | PPA | ArchiveDirectories={D:\openHistorian\Archive
|  |  | c62ad587-f7c3-45f9-942f-74436f22ce3c | 1 | PPA | ArchiveDirectories={D:\openHistorian\Archive
|  |  | 17b8ad9d-b40f-4d74-b7b8-424b05f235c0 | 1 | PPA | ArchiveDirectories={D:\openHistorian\Archive
|  |  | 6b757324-b818-4595-b16b-55772e302eea | 1 | PPA | ArchiveDirectories={D:\openHistorian\Archive
|  |  | bb8b5795-d004-477f-aca8-14549b16ba47 | 1 | PPA | ArchiveDirectories={D:\openHistorian\Archive
|  |  | d69ed6b4-ccf5-4881-8f74-45d9f2ed05a4 | 1 | PPA | ArchiveDirectories={D:\openHistorian\Archive
|  |  | 1d8b99db-163f-43da-aa1e-565af8aead27 | 2 | STAT |  | 4130 | ONS_LOCAL$MGJGSE_500_PM_01!PMU:ST1 |  |  | 8736f6c7-ad41-4b43-b4f6-e684e0d4ad20 |  |  | 30 | [8 empty] | 11 | [5 empty] | LOCAL$MGJGSE_500_PM_01!PMU-ST1 | 0.0 | 1.0 | Device statistic for Number of data quality errors reported by device during last reporting interval. | 0 | 1 | 1 |  | Any | STAT | Statistic | ST |  |  | STAT:4130 | 2021-07-29 23:03
|  |  | 251aa765-0976-43ea-94c2-41b3d4c6e02d | 2 | STAT |  | 4131 | ONS_LOCAL$MGJGSE_500_PM_01!PMU:ST2 |  |  | 8736f6c7-ad41-4b43-b4f6-e684e0d4ad20 |  |  | 30 | [8 empty] | 11 | [5 empty] | LOCAL$MGJGSE_500_PM_01!PMU-ST2 | 0.0 | 1.0 | Device statistic for Number of time quality errors reported by device during last reporting interval. | 0 | 1 | 1 |  | Any | STAT | Statistic | ST |  |  | STAT:4131 | 2021-07-29 23:03
|  |  | 2cf16d94-fccc-43f6-af04-2b8c5c5414d5 | 2 | STAT |  | 4132 | ONS_LOCAL$MGJGSE_500_PM_01!PMU:ST3 |  |  | 8736f6c7-ad41-4b43-b4f6-e684e0d4ad20 |  |  | 30 | [8 empty] | 11 | [5 empty] | LOCAL$MGJGSE_500_PM_01!PMU-ST3 | 0.0 | 1.0 | Device statistic for Number of device errors reported by device during last reporting interval. | 0 | 1 | 1 |  | Any | STAT | Statistic | ST |  |  | STAT:4132 | 2021-07-29 23:03
|  |  | 1889ca82-512f-4847-9758-c6306bbdf315 | 2 | STAT |  | 4133 | ONS_LOCAL$MGJGSE_500_PM_01!PMU:ST4 |  |  | 8736f6c7-ad41-4b43-b4f6-e684e0d4ad20 |  |  | 30 | [8 empty] | 11 | [5 empty] | LOCAL$MGJGSE_500_PM_01!PMU-ST4 | 0.0 | 1.0 | Device statistic for Number of measurements received from device during last reporting interval. | 0 | 1 | 1 |  | Any | STAT | Statistic | ST |  |  | STAT:4133 | 2021-07-29 23:03
|  |  | df912373-ccf2-475d-b98d-d8016710caa0 | 2 | STAT |  | 4134 | ONS_LOCAL$MGJGSE_500_PM_01!PMU:ST5 |  |  | 8736f6c7-ad41-4b43-b4f6-e684e0d4ad20 |  |  | 30 | [8 empty] | 11 | [5 empty] | LOCAL$MGJGSE_500_PM_01!PMU-ST5 | 0.0 | 1.0 | Device statistic for Expected number of measurements received from device during last reporting interval. | 0 | 1 | 1 |  | Any | STAT | Statistic | ST |  |  | STAT:4134 | 2021-07-29 23:03
|  |  | b4f0c654-97b2-4d2f-bdd3-ac6ef2b177b6 | 2 | STAT |  | 4135 | ONS_LOCAL$MGJGSE_500_PM_01!PMU:ST6 |  |  | 8736f6c7-ad41-4b43-b4f6-e684e0d4ad20 |  |  | 30 | [8 empty] | 11 | [5 empty] | LOCAL$MGJGSE_500_PM_01!PMU-ST6 | 0.0 | 1.0 | Device statistic for Number of measurements received while device was reporting errors during last reporting interval. | 0 | 1 | 1 |  | Any | STAT | Statistic | ST |  |  | STAT:4135 | 2021-07-29 23:03
|  |  | 26f59b84-b83f-442a-9df9-5943be0647ff | 2 | STAT |  | 4136 | ONS_LOCAL$MGJGSE_500_PM_01!PMU:ST7 |  |  | 8736f6c7-ad41-4b43-b4f6-e684e0d4ad20 |  |  | 30 | [8 empty] | 11 | [5 empty] | LOCAL$MGJGSE_500_PM_01!PMU-ST7 | 0.0 | 1.0 | Device statistic for Number of defined measurements (per frame) from device during last reporting interval. | 0 | 1 | 1 |  | Any | STAT | Statistic | ST |  |  | STAT:4136 | 2021-07-29 23:03
|  |  | ae410ef0-0bd0-4a46-b3f2-28206372db24 | 2 | STAT |  | 4137 | ONS_LOCAL$MGJGSE_500_PM_02!PMU:ST1 |  |  | 8736f6c7-ad41-4b43-b4f6-e684e0d4ad20 |  |  | 30 | [8 empty] | 11 | [5 empty] | LOCAL$MGJGSE_500_PM_02!PMU-ST1 | 0.0 | 1.0 | Device statistic for Number of data quality errors reported by device during last reporting interval. | 0 | 1 | 1 |  | Any | STAT | Statistic | ST |  |  | STAT:4137 | 2021-07-29 23:03
|  |  | 4879cdee-fedd-466b-a6e2-ddce0067dea8 | 2 | STAT |  | 4138 | ONS_LOCAL$MGJGSE_500_PM_02!PMU:ST2 |  |  | 8736f6c7-ad41-4b43-b4f6-e684e0d4ad20 |  |  | 30 | [8 empty] | 11 | [5 empty] | LOCAL$MGJGSE_500_PM_02!PMU-ST2 | 0.0 | 1.0 | Device statistic for Number of time quality errors reported by device during last reporting interval. | 0 | 1 | 1 |  | Any | STAT | Statistic | ST |  |  | STAT:4138 | 2021-07-29 23:03
|  |  | 7b62a121-cb40-45e9-bedd-88c495565f47 | 2 | STAT |  | 4139 | ONS_LOCAL$MGJGSE_500_PM_02!PMU:ST3 |  |  | 8736f6c7-ad41-4b43-b4f6-e684e0d4ad20 |  |  | 30 | [8 empty] | 11 | [5 empty] | LOCAL$MGJGSE_500_PM_02!PMU-ST3 | 0.0 | 1.0 | Device statistic for Number of device errors reported by device during last reporting interval. | 0 | 1 | 1 |  | Any | STAT | Statistic | ST |  |  | STAT:4139 | 2021-07-29 23:03
|  |  | 7fe92cef-f7aa-4da6-8be7-2e874f9f91a3 | 2 | STAT |  | 4140 | ONS_LOCAL$MGJGSE_500_PM_02!PMU:ST4 |  |  | 8736f6c7-ad41-4b43-b4f6-e684e0d4ad20 |  |  | 30 | [8 empty] | 11 | [5 empty] | LOCAL$MGJGSE_500_PM_02!PMU-ST4 | 0.0 | 1.0 | Device statistic for Number of measurements received from device during last reporting interval. | 0 | 1 | 1 |  | Any | STAT | Statistic | ST |  |  | STAT:4140 | 2021-07-29 23:03
|  |  | 6d71ede2-dd9d-497b-b212-f77f796482e3 | 2 | STAT |  | 4141 | ONS_LOCAL$MGJGSE_500_PM_02!PMU:ST5 |  |  | 8736f6c7-ad41-4b43-b4f6-e684e0d4ad20 |  |  | 30 | [8 empty] | 11 | [5 empty] | LOCAL$MGJGSE_500_PM_02!PMU-ST5 | 0.0 | 1.0 | Device statistic for Expected number of measurements received from device during last reporting interval. | 0 | 1 | 1 |  | Any | STAT | Statistic | ST |  |  | STAT:4141 | 2021-07-29 23:03
|  |  | 54dc4113-445b-417e-b6fd-523427082faf | 2 | STAT |  | 4142 | ONS_LOCAL$MGJGSE_500_PM_02!PMU:ST6 |  |  | 8736f6c7-ad41-4b43-b4f6-e684e0d4ad20 |  |  | 30 | [8 empty] | 11 | [5 empty] | LOCAL$MGJGSE_500_PM_02!PMU-ST6 | 0.0 | 1.0 | Device statistic for Number of measurements received while device was reporting errors during last reporting interval. | 0 | 1 | 1 |  | Any | STAT | Statistic | ST |  |  | STAT:4142 | 2021-07-29 23:03
|  |  | 2a6002bd-3571-48c7-bdaa-43e5252afa7f | 2 | STAT |  | 4143 | ONS_LOCAL$MGJGSE_500_PM_02!PMU:ST7 |  |  | 8736f6c7-ad41-4b43-b4f6-e684e0d4ad20 |  |  | 30 | [8 empty] | 11 | [5 empty] | LOCAL$MGJGSE_500_PM_02!PMU-ST7 | 0.0 | 1.0 | Device statistic for Number of defined measurements (per frame) from device during last reporting interval. | 0 | 1 | 1 |  | Any | STAT | Statistic | ST |  |  | STAT:4143 | 2021-07-29 23:03
|  |  | e5f523e3-30e9-4895-b772-72bc25e201a9 | 2 | STAT |  | 4144 | ONS_LOCAL$MGUSIM_500_PM_01!PMU:ST1 |  |  | 8736f6c7-ad41-4b43-b4f6-e684e0d4ad20 |  |  | 30 | [8 empty] | 11 | [5 empty] | LOCAL$MGUSIM_500_PM_01!PMU-ST1 | 0.0 | 1.0 | Device statistic for Number of data quality errors reported by device during last reporting interval. | 0 | 1 | 1 |  | Any | STAT | Statistic | ST |  |  | STAT:4144 | 2021-07-29 23:03
|  |  | 04190671-791b-4b89-8fa0-5e4a52180447 | 2 | STAT |  | 4145 | ONS_LOCAL$MGUSIM_500_PM_01!PMU:ST2 |  |  | 8736f6c7-ad41-4b43-b4f6-e684e0d4ad20 |  |  | 30 | [8 empty] | 11 | [5 empty] | LOCAL$MGUSIM_500_PM_01!PMU-ST2 | 0.0 | 1.0 | Device statistic for Number of time quality errors reported by device during last reporting interval. | 0 | 1 | 1 |  | Any | STAT | Statistic | ST |  |  | STAT:4145 | 2021-07-29 23:03
|  |  | ef32718c-e5cd-41d3-b843-e0704e8ab1cf | 2 | STAT |  | 4146 | ONS_LOCAL$MGUSIM_500_PM_01!PMU:ST3 |  |  | 8736f6c7-ad41-4b43-b4f6-e684e0d4ad20 |  |  | 30 | [8 empty] | 11 | [5 empty] | LOCAL$MGUSIM_500_PM_01!PMU-ST3 | 0.0 | 1.0 | Device statistic for Number of device errors reported by device during last reporting interval. | 0 | 1 | 1 |  | Any | STAT | Statistic | ST |  |  | STAT:4146 | 2021-07-29 23:03
|  |  | b9e07f44-d739-402e-971e-96c36f93b87f | 2 | STAT |  | 4147 | ONS_LOCAL$MGUSIM_500_PM_01!PMU:ST4 |  |  | 8736f6c7-ad41-4b43-b4f6-e684e0d4ad20 |  |  | 30 | [8 empty] | 11 | [5 empty] | LOCAL$MGUSIM_500_PM_01!PMU-ST4 | 0.0 | 1.0 | Device statistic for Number of measurements received from device during last reporting interval. | 0 | 1 | 1 |  | Any | STAT | Statistic | ST |  |  | STAT:4147 | 2021-07-29 23:03
|  |  | 2d341607-43cb-41a8-977a-585db101776e | 2 | STAT |  | 4148 | ONS_LOCAL$MGUSIM_500_PM_01!PMU:ST5 |  |  | 8736f6c7-ad41-4b43-b4f6-e684e0d4ad20 |  |  | 30 | [8 empty] | 11 | [5 empty] | LOCAL$MGUSIM_500_PM_01!PMU-ST5 | 0.0 | 1.0 | Device statistic for Expected number of measurements received from device during last reporting interval. | 0 | 1 | 1 |  | Any | STAT | Statistic | ST |  |  | STAT:4148 | 2021-07-29 23:03
|  |  | a871cf28-c39e-4968-980e-6dc1695d44f8 | 2 | STAT |  | 4149 | ONS_LOCAL$MGUSIM_500_PM_01!PMU:ST6 |  |  | 8736f6c7-ad41-4b43-b4f6-e684e0d4ad20 |  |  | 30 | [8 empty] | 11 | [5 empty] | LOCAL$MGUSIM_500_PM_01!PMU-ST6 | 0.0 | 1.0 | Device statistic for Number of measurements received while device was reporting errors during last reporting interval. | 0 | 1 | 1 |  | Any | STAT | Statistic | ST |  |  | STAT:4149 | 2021-07-29 23:03
|  |  | c513d221-dfc4-4b55-b873-07431242d34f | 2 | STAT |  | 4150 | ONS_LOCAL$MGUSIM_500_PM_01!PMU:ST7 |  |  | 8736f6c7-ad41-4b43-b4f6-e684e0d4ad20 |  |  | 30 | [8 empty] | 11 | [5 empty] | LOCAL$MGUSIM_500_PM_01!PMU-ST7 | 0.0 | 1.0 | Device statistic for Number of defined measurements (per frame) from device during last reporting interval. | 0 | 1 | 1 |  | Any | STAT | Statistic | ST |  |  | STAT:4150 | 2021-07-29 23:03
|  |  | 654a6ee5-95ef-4499-8fac-4910dd71d163 | 2 | STAT |  | 4151 | ONS_LOCAL$MGUSIM_500_PM_02!PMU:ST1 |  |  | 8736f6c7-ad41-4b43-b4f6-e684e0d4ad20 |  |  | 30 | [8 empty] | 11 | [5 empty] | LOCAL$MGUSIM_500_PM_02!PMU-ST1 | 0.0 | 1.0 | Device statistic for Number of data quality errors reported by device during last reporting interval. | 0 | 1 | 1 |  | Any | STAT | Statistic | ST |  |  | STAT:4151 | 2021-07-29 23:03
|  |  | 314654cc-15d6-455e-9609-f7a45f6dab0c | 2 | STAT |  | 4152 | ONS_LOCAL$MGUSIM_500_PM_02!PMU:ST2 |  |  | 8736f6c7-ad41-4b43-b4f6-e684e0d4ad20 |  |  | 30 | [8 empty] | 11 | [5 empty] | LOCAL$MGUSIM_500_PM_02!PMU-ST2 | 0.0 | 1.0 | Device statistic for Number of time quality errors reported by device during last reporting interval. | 0 | 1 | 1 |  | Any | STAT | Statistic | ST |  |  | STAT:4152 | 2021-07-29 23:03
|  |  | fa386445-6869-440a-8910-cadd4a7bd6aa | 2 | STAT |  | 4153 | ONS_LOCAL$MGUSIM_500_PM_02!PMU:ST3 |  |  | 8736f6c7-ad41-4b43-b4f6-e684e0d4ad20 |  |  | 30 | [8 empty] | 11 | [5 empty] | LOCAL$MGUSIM_500_PM_02!PMU-ST3 | 0.0 | 1.0 | Device statistic for Number of device errors reported by device during last reporting interval. | 0 | 1 | 1 |  | Any | STAT | Statistic | ST |  |  | STAT:4153 | 2021-07-29 23:03
|  |  | c5f76835-64a3-4d1d-a6ca-873e418ca3f8 | 2 | STAT |  | 4154 | ONS_LOCAL$MGUSIM_500_PM_02!PMU:ST4 |  |  | 8736f6c7-ad41-4b43-b4f6-e684e0d4ad20 |  |  | 30 | [8 empty] | 11 | [5 empty] | LOCAL$MGUSIM_500_PM_02!PMU-ST4 | 0.0 | 1.0 | Device statistic for Number of measurements received from device during last reporting interval. | 0 | 1 | 1 |  | Any | STAT | Statistic | ST |  |  | STAT:4154 | 2021-07-29 23:03
|  |  | b557cdc6-ea6f-4223-8618-545b26d72ec8 | 2 | STAT |  | 4155 | ONS_LOCAL$MGUSIM_500_PM_02!PMU:ST5 |  |  | 8736f6c7-ad41-4b43-b4f6-e684e0d4ad20 |  |  | 30 | [8 empty] | 11 | [5 empty] | LOCAL$MGUSIM_500_PM_02!PMU-ST5 | 0.0 | 1.0 | Device statistic for Expected number of measurements received from device during last reporting interval. | 0 | 1 | 1 |  | Any | STAT | Statistic | ST |  |  | STAT:4155 | 2021-07-29 23:03
|  |  | b3d67346-d076-4414-8462-1fdfffb393f7 | 2 | STAT |  | 4156 | ONS_LOCAL$MGUSIM_500_PM_02!PMU:ST6 |  |  | 8736f6c7-ad41-4b43-b4f6-e684e0d4ad20 |  |  | 30 | [8 empty] | 11 | [5 empty] | LOCAL$MGUSIM_500_PM_02!PMU-ST6 | 0.0 | 1.0 | Device statistic for Number of measurements received while device was reporting errors during last reporting interval. | 0 | 1 | 1 |  | Any | STAT | Statistic | ST |  |  | STAT:4156 | 2021-07-29 23:03
|  |  | 1c6425ea-8ee0-4531-89d2-36d7b91448b0 | 2 | STAT |  | 4157 | ONS_LOCAL$MGUSIM_500_PM_02!PMU:ST7 |  |  | 8736f6c7-ad41-4b43-b4f6-e684e0d4ad20 |  |  | 30 | [8 empty] | 11 | [5 empty] | LOCAL$MGUSIM_500_PM_02!PMU-ST7 | 0.0 | 1.0 | Device statistic for Number of defined measurements (per frame) from device during last reporting interval. | 0 | 1 | 1 |  | Any | STAT | Statistic | ST |  |  | STAT:4157 | 2021-07-29 23:03
|  |  | 4053e724-a433-4224-bb53-5ae85123449f | 2 | STAT |  | 4158 | ONS_LOCAL$MGUSIM_500_PM_03!PMU:ST1 |  |  | 8736f6c7-ad41-4b43-b4f6-e684e0d4ad20 |  |  | 30 | [8 empty] | 11 | [5 empty] | LOCAL$MGUSIM_500_PM_03!PMU-ST1 | 0.0 | 1.0 | Device statistic for Number of data quality errors reported by device during last reporting interval. | 0 | 1 | 1 |  | Any | STAT | Statistic | ST |  |  | STAT:4158 | 2021-07-29 23:03
|  |  | 81231000-c931-4180-bee9-1e13d139cc2b | 2 | STAT |  | 4159 | ONS_LOCAL$MGUSIM_500_PM_03!PMU:ST2 |  |  | 8736f6c7-ad41-4b43-b4f6-e684e0d4ad20 |  |  | 30 | [8 empty] | 11 | [5 empty] | LOCAL$MGUSIM_500_PM_03!PMU-ST2 | 0.0 | 1.0 | Device statistic for Number of time quality errors reported by device during last reporting interval. | 0 | 1 | 1 |  | Any | STAT | Statistic | ST |  |  | STAT:4159 | 2021-07-29 23:03
|  |  | 2f4fc0cb-3624-4706-9e50-9972adbf5ac3 | 2 | STAT |  | 4160 | ONS_LOCAL$MGUSIM_500_PM_03!PMU:ST3 |  |  | 8736f6c7-ad41-4b43-b4f6-e684e0d4ad20 |  |  | 30 | [8 empty] | 11 | [5 empty] | LOCAL$MGUSIM_500_PM_03!PMU-ST3 | 0.0 | 1.0 | Device statistic for Number of device errors reported by device during last reporting interval. | 0 | 1 | 1 |  | Any | STAT | Statistic | ST |  |  | STAT:4160 | 2021-07-29 23:03
|  |  | e7d0ffb5-acec-4961-adfa-924c9a7960d7 | 2 | STAT |  | 4161 | ONS_LOCAL$MGUSIM_500_PM_03!PMU:ST4 |  |  | 8736f6c7-ad41-4b43-b4f6-e684e0d4ad20 |  |  | 30 | [8 empty] | 11 | [5 empty] | LOCAL$MGUSIM_500_PM_03!PMU-ST4 | 0.0 | 1.0 | Device statistic for Number of measurements received from device during last reporting interval. | 0 | 1 | 1 |  | Any | STAT | Statistic | ST |  |  | STAT:4161 | 2021-07-29 23:03
|  |  | 4c678e09-b744-4802-a9d7-bc7e25b1b404 | 2 | STAT |  | 4162 | ONS_LOCAL$MGUSIM_500_PM_03!PMU:ST5 |  |  | 8736f6c7-ad41-4b43-b4f6-e684e0d4ad20 |  |  | 30 | [8 empty] | 11 | [5 empty] | LOCAL$MGUSIM_500_PM_03!PMU-ST5 | 0.0 | 1.0 | Device statistic for Expected number of measurements received from device during last reporting interval. | 0 | 1 | 1 |  | Any | STAT | Statistic | ST |  |  | STAT:4162 | 2021-07-29 23:03
|  |  | f9055dc2-940c-45ac-b7dd-bae9818a33c3 | 2 | STAT |  | 4163 | ONS_LOCAL$MGUSIM_500_PM_03!PMU:ST6 |  |  | 8736f6c7-ad41-4b43-b4f6-e684e0d4ad20 |  |  | 30 | [8 empty] | 11 | [5 empty] | LOCAL$MGUSIM_500_PM_03!PMU-ST6 | 0.0 | 1.0 | Device statistic for Number of measurements received while device was reporting errors during last reporting interval. | 0 | 1 | 1 |  | Any | STAT | Statistic | ST |  |  | STAT:4163 | 2021-07-29 23:03
|  |  | 2ea03fb8-885c-49e8-b4d1-be5f5f077139 | 2 | STAT |  | 4164 | ONS_LOCAL$MGUSIM_500_PM_03!PMU:ST7 |  |  | 8736f6c7-ad41-4b43-b4f6-e684e0d4ad20 |  |  | 30 | [8 empty] | 11 | [5 empty] | LOCAL$MGUSIM_500_PM_03!PMU-ST7 | 0.0 | 1.0 | Device statistic for Number of defined measurements (per frame) from device during last reporting interval. | 0 | 1 | 1 |  | Any | STAT | Statistic | ST |  |  | STAT:4164 | 2021-07-29 23:03
|  |  | 2b943939-97be-4790-a5a7-0829de3212cf | 2 | STAT |  | 4165 | ONS_LOCAL$MGUSIM_500_PM_05!PMU:ST1 |  |  | 8736f6c7-ad41-4b43-b4f6-e684e0d4ad20 |  |  | 30 | [8 empty] | 11 | [5 empty] | LOCAL$MGUSIM_500_PM_05!PMU-ST1 | 0.0 | 1.0 | Device statistic for Number of data quality errors reported by device during last reporting interval. | 0 | 1 | 1 |  | Any | STAT | Statistic | ST |  |  | STAT:4165 | 2021-07-29 23:03
|  |  | 1367a674-11ff-4a2c-be35-43517d1c9da7 | 2 | STAT |  | 4166 | ONS_LOCAL$MGUSIM_500_PM_05!PMU:ST2 |  |  | 8736f6c7-ad41-4b43-b4f6-e684e0d4ad20 |  |  | 30 | [8 empty] | 11 | [5 empty] | LOCAL$MGUSIM_500_PM_05!PMU-ST2 | 0.0 | 1.0 | Device statistic for Number of time quality errors reported by device during last reporting interval. | 0 | 1 | 1 |  | Any | STAT | Statistic | ST |  |  | STAT:4166 | 2021-07-29 23:03
|  |  | 644ce3f7-0605-41e7-9b23-ce84801a614c | 2 | STAT |  | 4167 | ONS_LOCAL$MGUSIM_500_PM_05!PMU:ST3 |  |  | 8736f6c7-ad41-4b43-b4f6-e684e0d4ad20 |  |  | 30 | [8 empty] | 11 | [5 empty] | LOCAL$MGUSIM_500_PM_05!PMU-ST3 | 0.0 | 1.0 | Device statistic for Number of device errors reported by device during last reporting interval. | 0 | 1 | 1 |  | Any | STAT | Statistic | ST |  |  | STAT:4167 | 2021-07-29 23:03
|  |  | cba2fbd2-aa60-4879-8ffb-d3c65ca19a74 | 2 | STAT |  | 4168 | ONS_LOCAL$MGUSIM_500_PM_05!PMU:ST4 |  |  | 8736f6c7-ad41-4b43-b4f6-e684e0d4ad20 |  |  | 30 | [8 empty] | 11 | [5 empty] | LOCAL$MGUSIM_500_PM_05!PMU-ST4 | 0.0 | 1.0 | Device statistic for Number of measurements received from device during last reporting interval. | 0 | 1 | 1 |  | Any | STAT | Statistic | ST |  |  | STAT:4168 | 2021-07-29 23:03
|  |  | ab627e3c-3127-4d94-b1c6-74e14c97fa4a | 2 | STAT |  | 4169 | ONS_LOCAL$MGUSIM_500_PM_05!PMU:ST5 |  |  | 8736f6c7-ad41-4b43-b4f6-e684e0d4ad20 |  |  | 30 | [8 empty] | 11 | [5 empty] | LOCAL$MGUSIM_500_PM_05!PMU-ST5 | 0.0 | 1.0 | Device statistic for Expected number of measurements received from device during last reporting interval. | 0 | 1 | 1 |  | Any | STAT | Statistic | ST |  |  | STAT:4169 | 2021-07-29 23:03
|  |  | 14beab5f-aa74-4279-a25b-447529ab6513 | 2 | STAT |  | 4170 | ONS_LOCAL$MGUSIM_500_PM_05!PMU:ST6 |  |  | 8736f6c7-ad41-4b43-b4f6-e684e0d4ad20 |  |  | 30 | [8 empty] | 11 | [5 empty] | LOCAL$MGUSIM_500_PM_05!PMU-ST6 | 0.0 | 1.0 | Device statistic for Number of measurements received while device was reporting errors during last reporting interval. | 0 | 1 | 1 |  | Any | STAT | Statistic | ST |  |  | STAT:4170 | 2021-07-29 23:03
|  |  | 308dd6df-a6a3-41b0-87f4-6ace9f8dd39d | 2 | STAT |  | 4171 | ONS_LOCAL$MGUSIM_500_PM_05!PMU:ST7 |  |  | 8736f6c7-ad41-4b43-b4f6-e684e0d4ad20 |  |  | 30 | [8 empty] | 11 | [5 empty] | LOCAL$MGUSIM_500_PM_05!PMU-ST7 | 0.0 | 1.0 | Device statistic for Number of defined measurements (per frame) from device during last reporting interval. | 0 | 1 | 1 |  | Any | STAT | Statistic | ST |  |  | STAT:4171 | 2021-07-29 23:03
|  |  | 473504f4-20ed-48b1-aba4-49ac2ab405ff | 2 | STAT |  | 4172 | ONS_LOCAL$MGUSIM_500_PM_06!PMU:ST1 |  |  | 8736f6c7-ad41-4b43-b4f6-e684e0d4ad20 |  |  | 30 | [8 empty] | 11 | [5 empty] | LOCAL$MGUSIM_500_PM_06!PMU-ST1 | 0.0 | 1.0 | Device statistic for Number of data quality errors reported by device during last reporting interval. | 0 | 1 | 1 |  | Any | STAT | Statistic | ST |  |  | STAT:4172 | 2021-07-29 23:03
|  |  | c652fab8-6c12-48ff-93c7-fdc6dac480de | 2 | STAT |  | 4173 | ONS_LOCAL$MGUSIM_500_PM_06!PMU:ST2 |  |  | 8736f6c7-ad41-4b43-b4f6-e684e0d4ad20 |  |  | 30 | [8 empty] | 11 | [5 empty] | LOCAL$MGUSIM_500_PM_06!PMU-ST2 | 0.0 | 1.0 | Device statistic for Number of time quality errors reported by device during last reporting interval. | 0 | 1 | 1 |  | Any | STAT | Statistic | ST |  |  | STAT:4173 | 2021-07-29 23:03
|  |  | 0b4b666b-34ce-40d8-a64b-3586bcd4c38e | 2 | STAT |  | 4174 | ONS_LOCAL$MGUSIM_500_PM_06!PMU:ST3 |  |  | 8736f6c7-ad41-4b43-b4f6-e684e0d4ad20 |  |  | 30 | [8 empty] | 11 | [5 empty] | LOCAL$MGUSIM_500_PM_06!PMU-ST3 | 0.0 | 1.0 | Device statistic for Number of device errors reported by device during last reporting interval. | 0 | 1 | 1 |  | Any | STAT | Statistic | ST |  |  | STAT:4174 | 2021-07-29 23:03
|  |  | 550602d3-f613-4eca-b6f9-e22f4732c1db | 2 | STAT |  | 4175 | ONS_LOCAL$MGUSIM_500_PM_06!PMU:ST4 |  |  | 8736f6c7-ad41-4b43-b4f6-e684e0d4ad20 |  |  | 30 | [8 empty] | 11 | [5 empty] | LOCAL$MGUSIM_500_PM_06!PMU-ST4 | 0.0 | 1.0 | Device statistic for Number of measurements received from device during last reporting interval. | 0 | 1 | 1 |  | Any | STAT | Statistic | ST |  |  | STAT:4175 | 2021-07-29 23:03
|  |  | a528a5f6-dcf5-4c9f-a35c-1cab540813c9 | 2 | STAT |  | 4176 | ONS_LOCAL$MGUSIM_500_PM_06!PMU:ST5 |  |  | 8736f6c7-ad41-4b43-b4f6-e684e0d4ad20 |  |  | 30 | [8 empty] | 11 | [5 empty] | LOCAL$MGUSIM_500_PM_06!PMU-ST5 | 0.0 | 1.0 | Device statistic for Expected number of measurements received from device during last reporting interval. | 0 | 1 | 1 |  | Any | STAT | Statistic | ST |  |  | STAT:4176 | 2021-07-29 23:03
|  |  | 0b3b419d-781d-4cc7-a796-b81e0c148917 | 2 | STAT |  | 4177 | ONS_LOCAL$MGUSIM_500_PM_06!PMU:ST6 |  |  | 8736f6c7-ad41-4b43-b4f6-e684e0d4ad20 |  |  | 30 | [8 empty] | 11 | [5 empty] | LOCAL$MGUSIM_500_PM_06!PMU-ST6 | 0.0 | 1.0 | Device statistic for Number of measurements received while device was reporting errors during last reporting interval. | 0 | 1 | 1 |  | Any | STAT | Statistic | ST |  |  | STAT:4177 | 2021-07-29 23:03
|  |  | cbd27d74-fd65-4d77-b609-b98930ca8b1f | 2 | STAT |  | 4178 | ONS_LOCAL$MGUSIM_500_PM_06!PMU:ST7 |  |  | 8736f6c7-ad41-4b43-b4f6-e684e0d4ad20 |  |  | 30 | [8 empty] | 11 | [5 empty] | LOCAL$MGUSIM_500_PM_06!PMU-ST7 | 0.0 | 1.0 | Device statistic for Number of defined measurements (per frame) from device during last reporting interval. | 0 | 1 | 1 |  | Any | STAT | Statistic | ST |  |  | STAT:4178 | 2021-07-29 23:03
|  |  | d98351e6-d9ff-4687-aa09-dd0cd8bd1b2e | 2 | STAT |  | 4179 | ONS_LOCAL$MTCLD_500_PM_01!PMU:ST1 |  |  | 8736f6c7-ad41-4b43-b4f6-e684e0d4ad20 |  |  | 30 | [8 empty] | 11 | [5 empty] | LOCAL$MTCLD_500_PM_01!PMU-ST1 | 0.0 | 1.0 | Device statistic for Number of data quality errors reported by device during last reporting interval. | 0 | 1 | 1 |  | Any | STAT | Statistic | ST |  |  | STAT:4179 | 2021-07-29 23:03
|  |  | 8b96d0ef-2ba8-4d3d-8572-78b7749c0c96 | 2 | STAT |  | 4180 | ONS_LOCAL$MTCLD_500_PM_01!PMU:ST2 |  |  | 8736f6c7-ad41-4b43-b4f6-e684e0d4ad20 |  |  | 30 | [8 empty] | 11 | [5 empty] | LOCAL$MTCLD_500_PM_01!PMU-ST2 | 0.0 | 1.0 | Device statistic for Number of time quality errors reported by device during last reporting interval. | 0 | 1 | 1 |  | Any | STAT | Statistic | ST |  |  | STAT:4180 | 2021-07-29 23:03
|  |  | 506022e4-45e1-4535-b0eb-76ee4329ed6c | 2 | STAT |  | 4181 | ONS_LOCAL$MTCLD_500_PM_01!PMU:ST3 |  |  | 8736f6c7-ad41-4b43-b4f6-e684e0d4ad20 |  |  | 30 | [8 empty] | 11 | [5 empty] | LOCAL$MTCLD_500_PM_01!PMU-ST3 | 0.0 | 1.0 | Device statistic for Number of device errors reported by device during last reporting interval. | 0 | 1 | 1 |  | Any | STAT | Statistic | ST |  |  | STAT:4181 | 2021-07-29 23:03
|  |  | c47c5c8f-935d-4666-9d55-73fd98b92097 | 2 | STAT |  | 4182 | ONS_LOCAL$MTCLD_500_PM_01!PMU:ST4 |  |  | 8736f6c7-ad41-4b43-b4f6-e684e0d4ad20 |  |  | 30 | [8 empty] | 11 | [5 empty] | LOCAL$MTCLD_500_PM_01!PMU-ST4 | 0.0 | 1.0 | Device statistic for Number of measurements received from device during last reporting interval. | 0 | 1 | 1 |  | Any | STAT | Statistic | ST |  |  | STAT:4182 | 2021-07-29 23:03
|  |  | 80394f0c-cf2e-4ce8-a2f2-36f4ac355c79 | 2 | STAT |  | 4183 | ONS_LOCAL$MTCLD_500_PM_01!PMU:ST5 |  |  | 8736f6c7-ad41-4b43-b4f6-e684e0d4ad20 |  |  | 30 | [8 empty] | 11 | [5 empty] | LOCAL$MTCLD_500_PM_01!PMU-ST5 | 0.0 | 1.0 | Device statistic for Expected number of measurements received from device during last reporting interval. | 0 | 1 | 1 |  | Any | STAT | Statistic | ST |  |  | STAT:4183 | 2021-07-29 23:03
|  |  | 6d55b1cc-edc8-4cb3-8897-4ab223fef48a | 2 | STAT |  | 4184 | ONS_LOCAL$MTCLD_500_PM_01!PMU:ST6 |  |  | 8736f6c7-ad41-4b43-b4f6-e684e0d4ad20 |  |  | 30 | [8 empty] | 11 | [5 empty] | LOCAL$MTCLD_500_PM_01!PMU-ST6 | 0.0 | 1.0 | Device statistic for Number of measurements received while device was reporting errors during last reporting interval. | 0 | 1 | 1 |  | Any | STAT | Statistic | ST |  |  | STAT:4184 | 2021-07-29 23:03
|  |  | 08a39cf9-2135-4679-8907-d993b5634666 | 2 | STAT |  | 4185 | ONS_LOCAL$MTCLD_500_PM_01!PMU:ST7 |  |  | 8736f6c7-ad41-4b43-b4f6-e684e0d4ad20 |  |  | 30 | [8 empty] | 11 | [5 empty] | LOCAL$MTCLD_500_PM_01!PMU-ST7 | 0.0 | 1.0 | Device statistic for Number of defined measurements (per frame) from device during last reporting interval. | 0 | 1 | 1 |  | Any | STAT | Statistic | ST |  |  | STAT:4185 | 2021-07-29 23:03
|  |  | 87a42ada-de1e-4daa-b837-f704b1b86cef | 2 | STAT |  | 4186 | ONS_LOCAL$MTCLD_500_PM_02!PMU:ST1 |  |  | 8736f6c7-ad41-4b43-b4f6-e684e0d4ad20 |  |  | 30 | [8 empty] | 11 | [5 empty] | LOCAL$MTCLD_500_PM_02!PMU-ST1 | 0.0 | 1.0 | Device statistic for Number of data quality errors reported by device during last reporting interval. | 0 | 1 | 1 |  | Any | STAT | Statistic | ST |  |  | STAT:4186 | 2021-07-29 23:03
|  |  | d6c470c4-8e53-440e-ab71-3bcd395bf633 | 2 | STAT |  | 4187 | ONS_LOCAL$MTCLD_500_PM_02!PMU:ST2 |  |  | 8736f6c7-ad41-4b43-b4f6-e684e0d4ad20 |  |  | 30 | [8 empty] | 11 | [5 empty] | LOCAL$MTCLD_500_PM_02!PMU-ST2 | 0.0 | 1.0 | Device statistic for Number of time quality errors reported by device during last reporting interval. | 0 | 1 | 1 |  | Any | STAT | Statistic | ST |  |  | STAT:4187 | 2021-07-29 23:03
|  |  | 5568b369-440a-4af0-88cf-b4ec169d7f5e | 2 | STAT |  | 4188 | ONS_LOCAL$MTCLD_500_PM_02!PMU:ST3 |  |  | 8736f6c7-ad41-4b43-b4f6-e684e0d4ad20 |  |  | 30 | [8 empty] | 11 | [5 empty] | LOCAL$MTCLD_500_PM_02!PMU-ST3 | 0.0 | 1.0 | Device statistic for Number of device errors reported by device during last reporting interval. | 0 | 1 | 1 |  | Any | STAT | Statistic | ST |  |  | STAT:4188 | 2021-07-29 23:03
|  |  | c866fc00-19f6-401c-bdb6-34bc1ff3005d | 2 | STAT |  | 4189 | ONS_LOCAL$MTCLD_500_PM_02!PMU:ST4 |  |  | 8736f6c7-ad41-4b43-b4f6-e684e0d4ad20 |  |  | 30 | [8 empty] | 11 | [5 empty] | LOCAL$MTCLD_500_PM_02!PMU-ST4 | 0.0 | 1.0 | Device statistic for Number of measurements received from device during last reporting interval. | 0 | 1 | 1 |  | Any | STAT | Statistic | ST |  |  | STAT:4189 | 2021-07-29 23:03
|  |  | 1d47da33-8487-49bb-9ed9-f3bc44736193 | 2 | STAT |  | 4190 | ONS_LOCAL$MTCLD_500_PM_02!PMU:ST5 |  |  | 8736f6c7-ad41-4b43-b4f6-e684e0d4ad20 |  |  | 30 | [8 empty] | 11 | [5 empty] | LOCAL$MTCLD_500_PM_02!PMU-ST5 | 0.0 | 1.0 | Device statistic for Expected number of measurements received from device during last reporting interval. | 0 | 1 | 1 |  | Any | STAT | Statistic | ST |  |  | STAT:4190 | 2021-07-29 23:03
|  |  | 1218afb5-bfea-481d-a01b-44fa27c989f1 | 2 | STAT |  | 4191 | ONS_LOCAL$MTCLD_500_PM_02!PMU:ST6 |  |  | 8736f6c7-ad41-4b43-b4f6-e684e0d4ad20 |  |  | 30 | [8 empty] | 11 | [5 empty] | LOCAL$MTCLD_500_PM_02!PMU-ST6 | 0.0 | 1.0 | Device statistic for Number of measurements received while device was reporting errors during last reporting interval. | 0 | 1 | 1 |  | Any | STAT | Statistic | ST |  |  | STAT:4191 | 2021-07-29 23:03
|  |  | fd74cccc-7107-422e-8058-7cfe2599b224 | 2 | STAT |  | 4192 | ONS_LOCAL$MTCLD_500_PM_02!PMU:ST7 |  |  | 8736f6c7-ad41-4b43-b4f6-e684e0d4ad20 |  |  | 30 | [8 empty] | 11 | [5 empty] | LOCAL$MTCLD_500_PM_02!PMU-ST7 | 0.0 | 1.0 | Device statistic for Number of defined measurements (per frame) from device during last reporting interval. | 0 | 1 | 1 |  | Any | STAT | Statistic | ST |  |  | STAT:4192 | 2021-07-29 23:03
|  |  | 9d154408-abac-491b-8f7a-3c97d0351de3 | 2 | STAT |  | 4193 | ONS_LOCAL$MTCLD_500_PM_03!PMU:ST1 |  |  | 8736f6c7-ad41-4b43-b4f6-e684e0d4ad20 |  |  | 30 | [8 empty] | 11 | [5 empty] | LOCAL$MTCLD_500_PM_03!PMU-ST1 | 0.0 | 1.0 | Device statistic for Number of data quality errors reported by device during last reporting interval. | 0 | 1 | 1 |  | Any | STAT | Statistic | ST |  |  | STAT:4193 | 2021-07-29 23:03
|  |  | 13541e8d-904e-4873-890f-7cc7efe6810b | 2 | STAT |  | 4194 | ONS_LOCAL$MTCLD_500_PM_03!PMU:ST2 |  |  | 8736f6c7-ad41-4b43-b4f6-e684e0d4ad20 |  |  | 30 | [8 empty] | 11 | [5 empty] | LOCAL$MTCLD_500_PM_03!PMU-ST2 | 0.0 | 1.0 | Device statistic for Number of time quality errors reported by device during last reporting interval. | 0 | 1 | 1 |  | Any | STAT | Statistic | ST |  |  | STAT:4194 | 2021-07-29 23:03
|  |  | 57dbfcb7-c48a-42ee-b14a-17022ddc036b | 2 | STAT |  | 4195 | ONS_LOCAL$MTCLD_500_PM_03!PMU:ST3 |  |  | 8736f6c7-ad41-4b43-b4f6-e684e0d4ad20 |  |  | 30 | [8 empty] | 11 | [5 empty] | LOCAL$MTCLD_500_PM_03!PMU-ST3 | 0.0 | 1.0 | Device statistic for Number of device errors reported by device during last reporting interval. | 0 | 1 | 1 |  | Any | STAT | Statistic | ST |  |  | STAT:4195 | 2021-07-29 23:03
|  |  | 58b06089-dab7-423f-af36-5daa38823aa3 | 2 | STAT |  | 4196 | ONS_LOCAL$MTCLD_500_PM_03!PMU:ST4 |  |  | 8736f6c7-ad41-4b43-b4f6-e684e0d4ad20 |  |  | 30 | [8 empty] | 11 | [5 empty] | LOCAL$MTCLD_500_PM_03!PMU-ST4 | 0.0 | 1.0 | Device statistic for Number of measurements received from device during last reporting interval. | 0 | 1 | 1 |  | Any | STAT | Statistic | ST |  |  | STAT:4196 | 2021-07-29 23:03
|  |  | 7792c7da-ece5-4e1f-936f-421ab9e3ad6d | 2 | STAT |  | 4197 | ONS_LOCAL$MTCLD_500_PM_03!PMU:ST5 |  |  | 8736f6c7-ad41-4b43-b4f6-e684e0d4ad20 |  |  | 30 | [8 empty] | 11 | [5 empty] | LOCAL$MTCLD_500_PM_03!PMU-ST5 | 0.0 | 1.0 | Device statistic for Expected number of measurements received from device during last reporting interval. | 0 | 1 | 1 |  | Any | STAT | Statistic | ST |  |  | STAT:4197 | 2021-07-29 23:03
|  |  | 30d31ec6-4273-4385-bcec-fd34a5e65489 | 2 | STAT |  | 4198 | ONS_LOCAL$MTCLD_500_PM_03!PMU:ST6 |  |  | 8736f6c7-ad41-4b43-b4f6-e684e0d4ad20 |  |  | 30 | [8 empty] | 11 | [5 empty] | LOCAL$MTCLD_500_PM_03!PMU-ST6 | 0.0 | 1.0 | Device statistic for Number of measurements received while device was reporting errors during last reporting interval. | 0 | 1 | 1 |  | Any | STAT | Statistic | ST |  |  | STAT:4198 | 2021-07-29 23:03
|  |  | dd3ce56a-c415-4201-a155-a7c41af16179 | 2 | STAT |  | 4199 | ONS_LOCAL$MTCLD_500_PM_03!PMU:ST7 |  |  | 8736f6c7-ad41-4b43-b4f6-e684e0d4ad20 |  |  | 30 | [8 empty] | 11 | [5 empty] | LOCAL$MTCLD_500_PM_03!PMU-ST7 | 0.0 | 1.0 | Device statistic for Number of defined measurements (per frame) from device during last reporting interval. | 0 | 1 | 1 |  | Any | STAT | Statistic | ST |  |  | STAT:4199 | 2021-07-29 23:03
|  |  | 4984c595-72a7-4b35-af7b-1657252bd523 | 2 | STAT |  | 4200 | ONS_LOCAL$MTPRG_500_PM_01!PMU:ST1 |  |  | 8736f6c7-ad41-4b43-b4f6-e684e0d4ad20 |  |  | 30 | [8 empty] | 11 | [5 empty] | LOCAL$MTPRG_500_PM_01!PMU-ST1 | 0.0 | 1.0 | Device statistic for Number of data quality errors reported by device during last reporting interval. | 0 | 1 | 1 |  | Any | STAT | Statistic | ST |  |  | STAT:4200 | 2021-07-29 23:03
|  |  | 62ab9f72-fc60-4c21-86e2-5ee7e641d263 | 2 | STAT |  | 4201 | ONS_LOCAL$MTPRG_500_PM_01!PMU:ST2 |  |  | 8736f6c7-ad41-4b43-b4f6-e684e0d4ad20 |  |  | 30 | [8 empty] | 11 | [5 empty] | LOCAL$MTPRG_500_PM_01!PMU-ST2 | 0.0 | 1.0 | Device statistic for Number of time quality errors reported by device during last reporting interval. | 0 | 1 | 1 |  | Any | STAT | Statistic | ST |  |  | STAT:4201 | 2021-07-29 23:03
|  |  | 303eb75a-0401-43e4-9659-39350fa3ba54 | 2 | STAT |  | 4202 | ONS_LOCAL$MTPRG_500_PM_01!PMU:ST3 |  |  | 8736f6c7-ad41-4b43-b4f6-e684e0d4ad20 |  |  | 30 | [8 empty] | 11 | [5 empty] | LOCAL$MTPRG_500_PM_01!PMU-ST3 | 0.0 | 1.0 | Device statistic for Number of device errors reported by device during last reporting interval. | 0 | 1 | 1 |  | Any | STAT | Statistic | ST |  |  | STAT:4202 | 2021-07-29 23:03
|  |  | d2e8ce18-ed8d-49ac-ad51-45656bdd9b79 | 2 | STAT |  | 4203 | ONS_LOCAL$MTPRG_500_PM_01!PMU:ST4 |  |  | 8736f6c7-ad41-4b43-b4f6-e684e0d4ad20 |  |  | 30 | [8 empty] | 11 | [5 empty] | LOCAL$MTPRG_500_PM_01!PMU-ST4 | 0.0 | 1.0 | Device statistic for Number of measurements received from device during last reporting interval. | 0 | 1 | 1 |  | Any | STAT | Statistic | ST |  |  | STAT:4203 | 2021-07-29 23:03
|  |  | ee08e163-a319-4855-8677-a72a7b07e983 | 2 | STAT |  | 4204 | ONS_LOCAL$MTPRG_500_PM_01!PMU:ST5 |  |  | 8736f6c7-ad41-4b43-b4f6-e684e0d4ad20 |  |  | 30 | [8 empty] | 11 | [5 empty] | LOCAL$MTPRG_500_PM_01!PMU-ST5 | 0.0 | 1.0 | Device statistic for Expected number of measurements received from device during last reporting interval. | 0 | 1 | 1 |  | Any | STAT | Statistic | ST |  |  | STAT:4204 | 2021-07-29 23:03
|  |  | 85006172-eb20-4e4d-847a-5db488c16a26 | 2 | STAT |  | 4205 | ONS_LOCAL$MTPRG_500_PM_01!PMU:ST6 |  |  | 8736f6c7-ad41-4b43-b4f6-e684e0d4ad20 |  |  | 30 | [8 empty] | 11 | [5 empty] | LOCAL$MTPRG_500_PM_01!PMU-ST6 | 0.0 | 1.0 | Device statistic for Number of measurements received while device was reporting errors during last reporting interval. | 0 | 1 | 1 |  | Any | STAT | Statistic | ST |  |  | STAT:4205 | 2021-07-29 23:03
|  |  | de8e3dad-b6b9-4257-812b-de0001b56a66 | 2 | STAT |  | 4206 | ONS_LOCAL$MTPRG_500_PM_01!PMU:ST7 |  |  | 8736f6c7-ad41-4b43-b4f6-e684e0d4ad20 |  |  | 30 | [8 empty] | 11 | [5 empty] | LOCAL$MTPRG_500_PM_01!PMU-ST7 | 0.0 | 1.0 | Device statistic for Number of defined measurements (per frame) from device during last reporting interval. | 0 | 1 | 1 |  | Any | STAT | Statistic | ST |  |  | STAT:4206 | 2021-07-29 23:03
|  |  | f7a9fbca-cc29-4265-875f-691dc4c3fa71 | 2 | STAT |  | 4207 | ONS_LOCAL$MTPRG_500_PM_02!PMU:ST1 |  |  | 8736f6c7-ad41-4b43-b4f6-e684e0d4ad20 |  |  | 30 | [8 empty] | 11 | [5 empty] | LOCAL$MTPRG_500_PM_02!PMU-ST1 | 0.0 | 1.0 | Device statistic for Number of data quality errors reported by device during last reporting interval. | 0 | 1 | 1 |  | Any | STAT | Statistic | ST |  |  | STAT:4207 | 2021-07-29 23:03
|  |  | 457a547b-8c79-4b77-9d01-e1aed0d6577b | 2 | STAT |  | 4208 | ONS_LOCAL$MTPRG_500_PM_02!PMU:ST2 |  |  | 8736f6c7-ad41-4b43-b4f6-e684e0d4ad20 |  |  | 30 | [8 empty] | 11 | [5 empty] | LOCAL$MTPRG_500_PM_02!PMU-ST2 | 0.0 | 1.0 | Device statistic for Number of time quality errors reported by device during last reporting interval. | 0 | 1 | 1 |  | Any | STAT | Statistic | ST |  |  | STAT:4208 | 2021-07-29 23:03
|  |  | b8186210-5b14-4abb-8dc4-7fb05eed2f1c | 2 | STAT |  | 4209 | ONS_LOCAL$MTPRG_500_PM_02!PMU:ST3 |  |  | 8736f6c7-ad41-4b43-b4f6-e684e0d4ad20 |  |  | 30 | [8 empty] | 11 | [5 empty] | LOCAL$MTPRG_500_PM_02!PMU-ST3 | 0.0 | 1.0 | Device statistic for Number of device errors reported by device during last reporting interval. | 0 | 1 | 1 |  | Any | STAT | Statistic | ST |  |  | STAT:4209 | 2021-07-29 23:03
|  |  | daeabd7d-7da1-443b-8d17-0fd563db14e6 | 2 | STAT |  | 4210 | ONS_LOCAL$MTPRG_500_PM_02!PMU:ST4 |  |  | 8736f6c7-ad41-4b43-b4f6-e684e0d4ad20 |  |  | 30 | [8 empty] | 11 | [5 empty] | LOCAL$MTPRG_500_PM_02!PMU-ST4 | 0.0 | 1.0 | Device statistic for Number of measurements received from device during last reporting interval. | 0 | 1 | 1 |  | Any | STAT | Statistic | ST |  |  | STAT:4210 | 2021-07-29 23:03
|  |  | 79313c8e-0470-4de4-999e-dabb4cf99041 | 2 | STAT |  | 4211 | ONS_LOCAL$MTPRG_500_PM_02!PMU:ST5 |  |  | 8736f6c7-ad41-4b43-b4f6-e684e0d4ad20 |  |  | 30 | [8 empty] | 11 | [5 empty] | LOCAL$MTPRG_500_PM_02!PMU-ST5 | 0.0 | 1.0 | Device statistic for Expected number of measurements received from device during last reporting interval. | 0 | 1 | 1 |  | Any | STAT | Statistic | ST |  |  | STAT:4211 | 2021-07-29 23:03
|  |  | fe95c4aa-39c6-4532-b507-57a40fbd2a0a | 2 | STAT |  | 4212 | ONS_LOCAL$MTPRG_500_PM_02!PMU:ST6 |  |  | 8736f6c7-ad41-4b43-b4f6-e684e0d4ad20 |  |  | 30 | [8 empty] | 11 | [5 empty] | LOCAL$MTPRG_500_PM_02!PMU-ST6 | 0.0 | 1.0 | Device statistic for Number of measurements received while device was reporting errors during last reporting interval. | 0 | 1 | 1 |  | Any | STAT | Statistic | ST |  |  | STAT:4212 | 2021-07-29 23:03
|  |  | 8e21f272-9373-4fe5-a794-c0d737910f0b | 2 | STAT |  | 4213 | ONS_LOCAL$MTPRG_500_PM_02!PMU:ST7 |  |  | 8736f6c7-ad41-4b43-b4f6-e684e0d4ad20 |  |  | 30 | [8 empty] | 11 | [5 empty] | LOCAL$MTPRG_500_PM_02!PMU-ST7 | 0.0 | 1.0 | Device statistic for Number of defined measurements (per frame) from device during last reporting interval. | 0 | 1 | 1 |  | Any | STAT | Statistic | ST |  |  | STAT:4213 | 2021-07-29 23:03
|  |  | a64b2856-ab07-4bff-81e0-0f98c885c623 | 2 | STAT |  | 4214 | ONS_LOCAL$MTPRG_500_PM_03!PMU:ST1 |  |  | 8736f6c7-ad41-4b43-b4f6-e684e0d4ad20 |  |  | 30 | [8 empty] | 11 | [5 empty] | LOCAL$MTPRG_500_PM_03!PMU-ST1 | 0.0 | 1.0 | Device statistic for Number of data quality errors reported by device during last reporting interval. | 0 | 1 | 1 |  | Any | STAT | Statistic | ST |  |  | STAT:4214 | 2021-07-29 23:03
|  |  | 3059895f-e6f6-4367-b143-81df23186d1e | 2 | STAT |  | 4215 | ONS_LOCAL$MTPRG_500_PM_03!PMU:ST2 |  |  | 8736f6c7-ad41-4b43-b4f6-e684e0d4ad20 |  |  | 30 | [8 empty] | 11 | [5 empty] | LOCAL$MTPRG_500_PM_03!PMU-ST2 | 0.0 | 1.0 | Device statistic for Number of time quality errors reported by device during last reporting interval. | 0 | 1 | 1 |  | Any | STAT | Statistic | ST |  |  | STAT:4215 | 2021-07-29 23:03
|  |  | d26b30be-b838-4e65-996b-00ab42d16885 | 2 | STAT |  | 4216 | ONS_LOCAL$MTPRG_500_PM_03!PMU:ST3 |  |  | 8736f6c7-ad41-4b43-b4f6-e684e0d4ad20 |  |  | 30 | [8 empty] | 11 | [5 empty] | LOCAL$MTPRG_500_PM_03!PMU-ST3 | 0.0 | 1.0 | Device statistic for Number of device errors reported by device during last reporting interval. | 0 | 1 | 1 |  | Any | STAT | Statistic | ST |  |  | STAT:4216 | 2021-07-29 23:03
|  |  | 6941fe2b-ea57-4aab-b0ba-08717fcff12f | 2 | STAT |  | 4217 | ONS_LOCAL$MTPRG_500_PM_03!PMU:ST4 |  |  | 8736f6c7-ad41-4b43-b4f6-e684e0d4ad20 |  |  | 30 | [8 empty] | 11 | [5 empty] | LOCAL$MTPRG_500_PM_03!PMU-ST4 | 0.0 | 1.0 | Device statistic for Number of measurements received from device during last reporting interval. | 0 | 1 | 1 |  | Any | STAT | Statistic | ST |  |  | STAT:4217 | 2021-07-29 23:03
|  |  | 0807246e-be88-4bb6-aa74-e73cfd8cf769 | 2 | STAT |  | 4218 | ONS_LOCAL$MTPRG_500_PM_03!PMU:ST5 |  |  | 8736f6c7-ad41-4b43-b4f6-e684e0d4ad20 |  |  | 30 | [8 empty] | 11 | [5 empty] | LOCAL$MTPRG_500_PM_03!PMU-ST5 | 0.0 | 1.0 | Device statistic for Expected number of measurements received from device during last reporting interval. | 0 | 1 | 1 |  | Any | STAT | Statistic | ST |  |  | STAT:4218 | 2021-07-29 23:03
|  |  | 8dcc44fc-76f5-4092-bfb0-a2e3bce43638 | 2 | STAT |  | 4219 | ONS_LOCAL$MTPRG_500_PM_03!PMU:ST6 |  |  | 8736f6c7-ad41-4b43-b4f6-e684e0d4ad20 |  |  | 30 | [8 empty] | 11 | [5 empty] | LOCAL$MTPRG_500_PM_03!PMU-ST6 | 0.0 | 1.0 | Device statistic for Number of measurements received while device was reporting errors during last reporting interval. | 0 | 1 | 1 |  | Any | STAT | Statistic | ST |  |  | STAT:4219 | 2021-07-29 23:03
|  |  | 32b0b08b-59e0-4dbc-9c59-0be0bd87bc89 | 2 | STAT |  | 4220 | ONS_LOCAL$MTPRG_500_PM_03!PMU:ST7 |  |  | 8736f6c7-ad41-4b43-b4f6-e684e0d4ad20 |  |  | 30 | [8 empty] | 11 | [5 empty] | LOCAL$MTPRG_500_PM_03!PMU-ST7 | 0.0 | 1.0 | Device statistic for Number of defined measurements (per frame) from device during last reporting interval. | 0 | 1 | 1 |  | Any | STAT | Statistic | ST |  |  | STAT:4220 | 2021-07-29 23:03
|  |  | e29771a0-b31a-4f0d-8355-2048f45e314f | 2 | STAT |  | 4221 | ONS_LOCAL$MTPRT_500_PM_01!PMU:ST1 |  |  | 8736f6c7-ad41-4b43-b4f6-e684e0d4ad20 |  |  | 30 | [8 empty] | 11 | [5 empty] | LOCAL$MTPRT_500_PM_01!PMU-ST1 | 0.0 | 1.0 | Device statistic for Number of data quality errors reported by device during last reporting interval. | 0 | 1 | 1 |  | Any | STAT | Statistic | ST |  |  | STAT:4221 | 2021-07-29 23:03
|  |  | 53bd06e3-1834-4160-9e32-b7d0e747bbdf | 2 | STAT |  | 4222 | ONS_LOCAL$MTPRT_500_PM_01!PMU:ST2 |  |  | 8736f6c7-ad41-4b43-b4f6-e684e0d4ad20 |  |  | 30 | [8 empty] | 11 | [5 empty] | LOCAL$MTPRT_500_PM_01!PMU-ST2 | 0.0 | 1.0 | Device statistic for Number of time quality errors reported by device during last reporting interval. | 0 | 1 | 1 |  | Any | STAT | Statistic | ST |  |  | STAT:4222 | 2021-07-29 23:03
|  |  | c2499415-ec41-4a9c-a3d5-a95299b18f28 | 2 | STAT |  | 4223 | ONS_LOCAL$MTPRT_500_PM_01!PMU:ST3 |  |  | 8736f6c7-ad41-4b43-b4f6-e684e0d4ad20 |  |  | 30 | [8 empty] | 11 | [5 empty] | LOCAL$MTPRT_500_PM_01!PMU-ST3 | 0.0 | 1.0 | Device statistic for Number of device errors reported by device during last reporting interval. | 0 | 1 | 1 |  | Any | STAT | Statistic | ST |  |  | STAT:4223 | 2021-07-29 23:03
|  |  | 0eb1bf79-9662-4c95-aae8-ebfd953aae4b | 2 | STAT |  | 4224 | ONS_LOCAL$MTPRT_500_PM_01!PMU:ST4 |  |  | 8736f6c7-ad41-4b43-b4f6-e684e0d4ad20 |  |  | 30 | [8 empty] | 11 | [5 empty] | LOCAL$MTPRT_500_PM_01!PMU-ST4 | 0.0 | 1.0 | Device statistic for Number of measurements received from device during last reporting interval. | 0 | 1 | 1 |  | Any | STAT | Statistic | ST |  |  | STAT:4224 | 2021-07-29 23:03
|  |  | a644ec89-f6c5-4bc0-b4f3-daa3b67f36b0 | 2 | STAT |  | 4225 | ONS_LOCAL$MTPRT_500_PM_01!PMU:ST5 |  |  | 8736f6c7-ad41-4b43-b4f6-e684e0d4ad20 |  |  | 30 | [8 empty] | 11 | [5 empty] | LOCAL$MTPRT_500_PM_01!PMU-ST5 | 0.0 | 1.0 | Device statistic for Expected number of measurements received from device during last reporting interval. | 0 | 1 | 1 |  | Any | STAT | Statistic | ST |  |  | STAT:4225 | 2021-07-29 23:03
|  |  | be610857-0892-4c38-825c-121dd92fb2fa | 2 | STAT |  | 4226 | ONS_LOCAL$MTPRT_500_PM_01!PMU:ST6 |  |  | 8736f6c7-ad41-4b43-b4f6-e684e0d4ad20 |  |  | 30 | [8 empty] | 11 | [5 empty] | LOCAL$MTPRT_500_PM_01!PMU-ST6 | 0.0 | 1.0 | Device statistic for Number of measurements received while device was reporting errors during last reporting interval. | 0 | 1 | 1 |  | Any | STAT | Statistic | ST |  |  | STAT:4226 | 2021-07-29 23:03
|  |  | f7b2dd37-eabd-448e-9a8f-5b74cc68b76f | 2 | STAT |  | 4227 | ONS_LOCAL$MTPRT_500_PM_01!PMU:ST7 |  |  | 8736f6c7-ad41-4b43-b4f6-e684e0d4ad20 |  |  | 30 | [8 empty] | 11 | [5 empty] | LOCAL$MTPRT_500_PM_01!PMU-ST7 | 0.0 | 1.0 | Device statistic for Number of defined measurements (per frame) from device during last reporting interval. | 0 | 1 | 1 |  | Any | STAT | Statistic | ST |  |  | STAT:4227 | 2021-07-29 23:03
|  |  | 27e07b73-f950-4a31-9949-29c0b509ed1e | 2 | STAT |  | 4228 | ONS_LOCAL$MTPRT_500_PM_02!PMU:ST1 |  |  | 8736f6c7-ad41-4b43-b4f6-e684e0d4ad20 |  |  | 30 | [8 empty] | 11 | [5 empty] | LOCAL$MTPRT_500_PM_02!PMU-ST1 | 0.0 | 1.0 | Device statistic for Number of data quality errors reported by device during last reporting interval. | 0 | 1 | 1 |  | Any | STAT | Statistic | ST |  |  | STAT:4228 | 2021-07-29 23:03
|  |  | ed935893-acbb-4e65-b2cd-8bf55e5292ce | 2 | STAT |  | 4229 | ONS_LOCAL$MTPRT_500_PM_02!PMU:ST2 |  |  | 8736f6c7-ad41-4b43-b4f6-e684e0d4ad20 |  |  | 30 | [8 empty] | 11 | [5 empty] | LOCAL$MTPRT_500_PM_02!PMU-ST2 | 0.0 | 1.0 | Device statistic for Number of time quality errors reported by device during last reporting interval. | 0 | 1 | 1 |  | Any | STAT | Statistic | ST |  |  | STAT:4229 | 2021-07-29 23:03
|  |  | ff8e1ece-aa8b-425b-acb0-c87a93812bd9 | 2 | STAT |  | 4230 | ONS_LOCAL$MTPRT_500_PM_02!PMU:ST3 |  |  | 8736f6c7-ad41-4b43-b4f6-e684e0d4ad20 |  |  | 30 | [8 empty] | 11 | [5 empty] | LOCAL$MTPRT_500_PM_02!PMU-ST3 | 0.0 | 1.0 | Device statistic for Number of device errors reported by device during last reporting interval. | 0 | 1 | 1 |  | Any | STAT | Statistic | ST |  |  | STAT:4230 | 2021-07-29 23:03
|  |  | b50c4ab6-80d1-43e0-baea-8dcbc1179eb9 | 2 | STAT |  | 4231 | ONS_LOCAL$MTPRT_500_PM_02!PMU:ST4 |  |  | 8736f6c7-ad41-4b43-b4f6-e684e0d4ad20 |  |  | 30 | [8 empty] | 11 | [5 empty] | LOCAL$MTPRT_500_PM_02!PMU-ST4 | 0.0 | 1.0 | Device statistic for Number of measurements received from device during last reporting interval. | 0 | 1 | 1 |  | Any | STAT | Statistic | ST |  |  | STAT:4231 | 2021-07-29 23:03
|  |  | ff031b95-d093-407f-9430-dd72c7e820f6 | 2 | STAT |  | 4232 | ONS_LOCAL$MTPRT_500_PM_02!PMU:ST5 |  |  | 8736f6c7-ad41-4b43-b4f6-e684e0d4ad20 |  |  | 30 | [8 empty] | 11 | [5 empty] | LOCAL$MTPRT_500_PM_02!PMU-ST5 | 0.0 | 1.0 | Device statistic for Expected number of measurements received from device during last reporting interval. | 0 | 1 | 1 |  | Any | STAT | Statistic | ST |  |  | STAT:4232 | 2021-07-29 23:03
|  |  | ba9b1805-92a9-4be3-a6ef-44dc1e607012 | 2 | STAT |  | 4233 | ONS_LOCAL$MTPRT_500_PM_02!PMU:ST6 |  |  | 8736f6c7-ad41-4b43-b4f6-e684e0d4ad20 |  |  | 30 | [8 empty] | 11 | [5 empty] | LOCAL$MTPRT_500_PM_02!PMU-ST6 | 0.0 | 1.0 | Device statistic for Number of measurements received while device was reporting errors during last reporting interval. | 0 | 1 | 1 |  | Any | STAT | Statistic | ST |  |  | STAT:4233 | 2021-07-29 23:03
|  |  | 452329dd-e186-4821-9665-f88ee2cd6b32 | 2 | STAT |  | 4234 | ONS_LOCAL$MTPRT_500_PM_02!PMU:ST7 |  |  | 8736f6c7-ad41-4b43-b4f6-e684e0d4ad20 |  |  | 30 | [8 empty] | 11 | [5 empty] | LOCAL$MTPRT_500_PM_02!PMU-ST7 | 0.0 | 1.0 | Device statistic for Number of defined measurements (per frame) from device during last reporting interval. | 0 | 1 | 1 |  | Any | STAT | Statistic | ST |  |  | STAT:4234 | 2021-07-29 23:03
|  |  | 64437f33-c4cd-4eeb-87da-7db405afa68f | 2 | STAT |  | 4235 | ONS_LOCAL$MTRIB_500_PM_01!PMU:ST1 |  |  | 8736f6c7-ad41-4b43-b4f6-e684e0d4ad20 |  |  | 30 | [8 empty] | 11 | [5 empty] | LOCAL$MTRIB_500_PM_01!PMU-ST1 | 0.0 | 1.0 | Device statistic for Number of data quality errors reported by device during last reporting interval. | 0 | 1 | 1 |  | Any | STAT | Statistic | ST |  |  | STAT:4235 | 2021-07-29 23:03
|  |  | e320d84f-50eb-4c94-81cd-e82ac3452de2 | 2 | STAT |  | 4236 | ONS_LOCAL$MTRIB_500_PM_01!PMU:ST2 |  |  | 8736f6c7-ad41-4b43-b4f6-e684e0d4ad20 |  |  | 30 | [8 empty] | 11 | [5 empty] | LOCAL$MTRIB_500_PM_01!PMU-ST2 | 0.0 | 1.0 | Device statistic for Number of time quality errors reported by device during last reporting interval. | 0 | 1 | 1 |  | Any | STAT | Statistic | ST |  |  | STAT:4236 | 2021-07-29 23:03
|  |  | c2d9cd54-56bc-4cc6-80cf-0f6ce616d3b8 | 2 | STAT |  | 4237 | ONS_LOCAL$MTRIB_500_PM_01!PMU:ST3 |  |  | 8736f6c7-ad41-4b43-b4f6-e684e0d4ad20 |  |  | 30 | [8 empty] | 11 | [5 empty] | LOCAL$MTRIB_500_PM_01!PMU-ST3 | 0.0 | 1.0 | Device statistic for Number of device errors reported by device during last reporting interval. | 0 | 1 | 1 |  | Any | STAT | Statistic | ST |  |  | STAT:4237 | 2021-07-29 23:03
|  |  | b984eee0-86f2-4882-bb60-7b263b2ca24f | 2 | STAT |  | 4238 | ONS_LOCAL$MTRIB_500_PM_01!PMU:ST4 |  |  | 8736f6c7-ad41-4b43-b4f6-e684e0d4ad20 |  |  | 30 | [8 empty] | 11 | [5 empty] | LOCAL$MTRIB_500_PM_01!PMU-ST4 | 0.0 | 1.0 | Device statistic for Number of measurements received from device during last reporting interval. | 0 | 1 | 1 |  | Any | STAT | Statistic | ST |  |  | STAT:4238 | 2021-07-29 23:03
|  |  | ae2f5f70-2613-46bf-8bf3-baec56303cbf | 2 | STAT |  | 4239 | ONS_LOCAL$MTRIB_500_PM_01!PMU:ST5 |  |  | 8736f6c7-ad41-4b43-b4f6-e684e0d4ad20 |  |  | 30 | [8 empty] | 11 | [5 empty] | LOCAL$MTRIB_500_PM_01!PMU-ST5 | 0.0 | 1.0 | Device statistic for Expected number of measurements received from device during last reporting interval. | 0 | 1 | 1 |  | Any | STAT | Statistic | ST |  |  | STAT:4239 | 2021-07-29 23:03
|  |  | 4bda12df-f9e9-40e5-b386-99020a24a8f5 | 2 | STAT |  | 4240 | ONS_LOCAL$MTRIB_500_PM_01!PMU:ST6 |  |  | 8736f6c7-ad41-4b43-b4f6-e684e0d4ad20 |  |  | 30 | [8 empty] | 11 | [5 empty] | LOCAL$MTRIB_500_PM_01!PMU-ST6 | 0.0 | 1.0 | Device statistic for Number of measurements received while device was reporting errors during last reporting interval. | 0 | 1 | 1 |  | Any | STAT | Statistic | ST |  |  | STAT:4240 | 2021-07-29 23:03
|  |  | 970a17db-8987-4216-bb4e-212f896e4d3d | 2 | STAT |  | 4241 | ONS_LOCAL$MTRIB_500_PM_01!PMU:ST7 |  |  | 8736f6c7-ad41-4b43-b4f6-e684e0d4ad20 |  |  | 30 | [8 empty] | 11 | [5 empty] | LOCAL$MTRIB_500_PM_01!PMU-ST7 | 0.0 | 1.0 | Device statistic for Number of defined measurements (per frame) from device during last reporting interval. | 0 | 1 | 1 |  | Any | STAT | Statistic | ST |  |  | STAT:4241 | 2021-07-29 23:03
|  |  | 7daf7ad1-a1c5-441b-b9f1-21c0b94d040e | 2 | STAT |  | 4242 | ONS_LOCAL$MTRIB_500_PM_02!PMU:ST1 |  |  | 8736f6c7-ad41-4b43-b4f6-e684e0d4ad20 |  |  | 30 | [8 empty] | 11 | [5 empty] | LOCAL$MTRIB_500_PM_02!PMU-ST1 | 0.0 | 1.0 | Device statistic for Number of data quality errors reported by device during last reporting interval. | 0 | 1 | 1 |  | Any | STAT | Statistic | ST |  |  | STAT:4242 | 2021-07-29 23:03
|  |  | 4d45324f-4add-450f-a5bb-e32b4d14a7de | 2 | STAT |  | 4243 | ONS_LOCAL$MTRIB_500_PM_02!PMU:ST2 |  |  | 8736f6c7-ad41-4b43-b4f6-e684e0d4ad20 |  |  | 30 | [8 empty] | 11 | [5 empty] | LOCAL$MTRIB_500_PM_02!PMU-ST2 | 0.0 | 1.0 | Device statistic for Number of time quality errors reported by device during last reporting interval. | 0 | 1 | 1 |  | Any | STAT | Statistic | ST |  |  | STAT:4243 | 2021-07-29 23:03
|  |  | 0c2d9fa3-6b1a-4d98-8576-69080469d73f | 2 | STAT |  | 4244 | ONS_LOCAL$MTRIB_500_PM_02!PMU:ST3 |  |  | 8736f6c7-ad41-4b43-b4f6-e684e0d4ad20 |  |  | 30 | [8 empty] | 11 | [5 empty] | LOCAL$MTRIB_500_PM_02!PMU-ST3 | 0.0 | 1.0 | Device statistic for Number of device errors reported by device during last reporting interval. | 0 | 1 | 1 |  | Any | STAT | Statistic | ST |  |  | STAT:4244 | 2021-07-29 23:03
|  |  | ff8928b8-e75e-4793-9675-ffb9e63c3fed | 2 | STAT |  | 4245 | ONS_LOCAL$MTRIB_500_PM_02!PMU:ST4 |  |  | 8736f6c7-ad41-4b43-b4f6-e684e0d4ad20 |  |  | 30 | [8 empty] | 11 | [5 empty] | LOCAL$MTRIB_500_PM_02!PMU-ST4 | 0.0 | 1.0 | Device statistic for Number of measurements received from device during last reporting interval. | 0 | 1 | 1 |  | Any | STAT | Statistic | ST |  |  | STAT:4245 | 2021-07-29 23:03
|  |  | b83b46f4-b7ad-469c-b7fb-a4fe9e57d846 | 2 | STAT |  | 4246 | ONS_LOCAL$MTRIB_500_PM_02!PMU:ST5 |  |  | 8736f6c7-ad41-4b43-b4f6-e684e0d4ad20 |  |  | 30 | [8 empty] | 11 | [5 empty] | LOCAL$MTRIB_500_PM_02!PMU-ST5 | 0.0 | 1.0 | Device statistic for Expected number of measurements received from device during last reporting interval. | 0 | 1 | 1 |  | Any | STAT | Statistic | ST |  |  | STAT:4246 | 2021-07-29 23:03
|  |  | 69af7cf6-be0a-4599-bf42-093439a63716 | 2 | STAT |  | 4247 | ONS_LOCAL$MTRIB_500_PM_02!PMU:ST6 |  |  | 8736f6c7-ad41-4b43-b4f6-e684e0d4ad20 |  |  | 30 | [8 empty] | 11 | [5 empty] | LOCAL$MTRIB_500_PM_02!PMU-ST6 | 0.0 | 1.0 | Device statistic for Number of measurements received while device was reporting errors during last reporting interval. | 0 | 1 | 1 |  | Any | STAT | Statistic | ST |  |  | STAT:4247 | 2021-07-29 23:03
|  |  | 79dba894-bd49-48d8-951c-97e4fbeed0de | 2 | STAT |  | 4248 | ONS_LOCAL$MTRIB_500_PM_02!PMU:ST7 |  |  | 8736f6c7-ad41-4b43-b4f6-e684e0d4ad20 |  |  | 30 | [8 empty] | 11 | [5 empty] | LOCAL$MTRIB_500_PM_02!PMU-ST7 | 0.0 | 1.0 | Device statistic for Number of defined measurements (per frame) from device during last reporting interval. | 0 | 1 | 1 |  | Any | STAT | Statistic | ST |  |  | STAT:4248 | 2021-07-29 23:03
|  |  | 56cdd4e4-c613-4bb0-9f43-f2126c283422 | 2 | STAT |  | 4249 | ONS_LOCAL$SPILS_440_PM_01!PMU:ST1 |  |  | 8736f6c7-ad41-4b43-b4f6-e684e0d4ad20 |  |  | 30 | [8 empty] | 11 | [5 empty] | LOCAL$SPILS_440_PM_01!PMU-ST1 | 0.0 | 1.0 | Device statistic for Number of data quality errors reported by device during last reporting interval. | 0 | 1 | 1 |  | Any | STAT | Statistic | ST |  |  | STAT:4249 | 2021-07-29 23:03
|  |  | 988bb275-2f21-485f-b9ee-afe723d62904 | 2 | STAT |  | 4250 | ONS_LOCAL$SPILS_440_PM_01!PMU:ST2 |  |  | 8736f6c7-ad41-4b43-b4f6-e684e0d4ad20 |  |  | 30 | [8 empty] | 11 | [5 empty] | LOCAL$SPILS_440_PM_01!PMU-ST2 | 0.0 | 1.0 | Device statistic for Number of time quality errors reported by device during last reporting interval. | 0 | 1 | 1 |  | Any | STAT | Statistic | ST |  |  | STAT:4250 | 2021-07-29 23:03
|  |  | 758f9df2-6092-4149-b06d-c69f4611f1fa | 2 | STAT |  | 4251 | ONS_LOCAL$SPILS_440_PM_01!PMU:ST3 |  |  | 8736f6c7-ad41-4b43-b4f6-e684e0d4ad20 |  |  | 30 | [8 empty] | 11 | [5 empty] | LOCAL$SPILS_440_PM_01!PMU-ST3 | 0.0 | 1.0 | Device statistic for Number of device errors reported by device during last reporting interval. | 0 | 1 | 1 |  | Any | STAT | Statistic | ST |  |  | STAT:4251 | 2021-07-29 23:03
|  |  | 5a3cc077-ce77-4446-9279-94c9c0ca33ec | 2 | STAT |  | 4252 | ONS_LOCAL$SPILS_440_PM_01!PMU:ST4 |  |  | 8736f6c7-ad41-4b43-b4f6-e684e0d4ad20 |  |  | 30 | [8 empty] | 11 | [5 empty] | LOCAL$SPILS_440_PM_01!PMU-ST4 | 0.0 | 1.0 | Device statistic for Number of measurements received from device during last reporting interval. | 0 | 1 | 1 |  | Any | STAT | Statistic | ST |  |  | STAT:4252 | 2021-07-29 23:03
|  |  | a33e2873-be25-4b54-8d7f-cec871ebb514 | 2 | STAT |  | 4253 | ONS_LOCAL$SPILS_440_PM_01!PMU:ST5 |  |  | 8736f6c7-ad41-4b43-b4f6-e684e0d4ad20 |  |  | 30 | [8 empty] | 11 | [5 empty] | LOCAL$SPILS_440_PM_01!PMU-ST5 | 0.0 | 1.0 | Device statistic for Expected number of measurements received from device during last reporting interval. | 0 | 1 | 1 |  | Any | STAT | Statistic | ST |  |  | STAT:4253 | 2021-07-29 23:03
|  |  | 290cf2b3-ec4c-4a4a-b7ef-182740ba6fed | 2 | STAT |  | 4254 | ONS_LOCAL$SPILS_440_PM_01!PMU:ST6 |  |  | 8736f6c7-ad41-4b43-b4f6-e684e0d4ad20 |  |  | 30 | [8 empty] | 11 | [5 empty] | LOCAL$SPILS_440_PM_01!PMU-ST6 | 0.0 | 1.0 | Device statistic for Number of measurements received while device was reporting errors during last reporting interval. | 0 | 1 | 1 |  | Any | STAT | Statistic | ST |  |  | STAT:4254 | 2021-07-29 23:03
|  |  | f4867f3f-2330-4d1b-be99-50767781e36e | 2 | STAT |  | 4255 | ONS_LOCAL$SPILS_440_PM_01!PMU:ST7 |  |  | 8736f6c7-ad41-4b43-b4f6-e684e0d4ad20 |  |  | 30 | [8 empty] | 11 | [5 empty] | LOCAL$SPILS_440_PM_01!PMU-ST7 | 0.0 | 1.0 | Device statistic for Number of defined measurements (per frame) from device during last reporting interval. | 0 | 1 | 1 |  | Any | STAT | Statistic | ST |  |  | STAT:4255 | 2021-07-29 23:03
|  |  | 1c0d7a08-0fb2-4839-a753-d1189685c7d5 | 2 | STAT |  | 4256 | ONS_LOCAL$SPILS_440_PM_02!PMU:ST1 |  |  | 8736f6c7-ad41-4b43-b4f6-e684e0d4ad20 |  |  | 30 | [8 empty] | 11 | [5 empty] | LOCAL$SPILS_440_PM_02!PMU-ST1 | 0.0 | 1.0 | Device statistic for Number of data quality errors reported by device during last reporting interval. | 0 | 1 | 1 |  | Any | STAT | Statistic | ST |  |  | STAT:4256 | 2021-07-29 23:03
|  |  | e1e1935f-4472-427a-b896-05bd368a54ae | 2 | STAT |  | 4257 | ONS_LOCAL$SPILS_440_PM_02!PMU:ST2 |  |  | 8736f6c7-ad41-4b43-b4f6-e684e0d4ad20 |  |  | 30 | [8 empty] | 11 | [5 empty] | LOCAL$SPILS_440_PM_02!PMU-ST2 | 0.0 | 1.0 | Device statistic for Number of time quality errors reported by device during last reporting interval. | 0 | 1 | 1 |  | Any | STAT | Statistic | ST |  |  | STAT:4257 | 2021-07-29 23:03
|  |  | 3af08b78-2cd9-4d08-8ee4-886aa33a7eee | 2 | STAT |  | 4258 | ONS_LOCAL$SPILS_440_PM_02!PMU:ST3 |  |  | 8736f6c7-ad41-4b43-b4f6-e684e0d4ad20 |  |  | 30 | [8 empty] | 11 | [5 empty] | LOCAL$SPILS_440_PM_02!PMU-ST3 | 0.0 | 1.0 | Device statistic for Number of device errors reported by device during last reporting interval. | 0 | 1 | 1 |  | Any | STAT | Statistic | ST |  |  | STAT:4258 | 2021-07-29 23:03
|  |  | 880ec55b-28e5-414b-af3c-0ab68423d122 | 2 | STAT |  | 4259 | ONS_LOCAL$SPILS_440_PM_02!PMU:ST4 |  |  | 8736f6c7-ad41-4b43-b4f6-e684e0d4ad20 |  |  | 30 | [8 empty] | 11 | [5 empty] | LOCAL$SPILS_440_PM_02!PMU-ST4 | 0.0 | 1.0 | Device statistic for Number of measurements received from device during last reporting interval. | 0 | 1 | 1 |  | Any | STAT | Statistic | ST |  |  | STAT:4259 | 2021-07-29 23:03
|  |  | 427e357f-12b5-4dbf-8f54-19e0c0dba0a3 | 2 | STAT |  | 4260 | ONS_LOCAL$SPILS_440_PM_02!PMU:ST5 |  |  | 8736f6c7-ad41-4b43-b4f6-e684e0d4ad20 |  |  | 30 | [8 empty] | 11 | [5 empty] | LOCAL$SPILS_440_PM_02!PMU-ST5 | 0.0 | 1.0 | Device statistic for Expected number of measurements received from device during last reporting interval. | 0 | 1 | 1 |  | Any | STAT | Statistic | ST |  |  | STAT:4260 | 2021-07-29 23:03
|  |  | b90463e6-148b-4703-b899-c50406ab1407 | 2 | STAT |  | 4261 | ONS_LOCAL$SPILS_440_PM_02!PMU:ST6 |  |  | 8736f6c7-ad41-4b43-b4f6-e684e0d4ad20 |  |  | 30 | [8 empty] | 11 | [5 empty] | LOCAL$SPILS_440_PM_02!PMU-ST6 | 0.0 | 1.0 | Device statistic for Number of measurements received while device was reporting errors during last reporting interval. | 0 | 1 | 1 |  | Any | STAT | Statistic | ST |  |  | STAT:4261 | 2021-07-29 23:03
|  |  | f3a5b23f-7ea9-48f8-98e7-b14eb1807090 | 2 | STAT |  | 4262 | ONS_LOCAL$SPILS_440_PM_02!PMU:ST7 |  |  | 8736f6c7-ad41-4b43-b4f6-e684e0d4ad20 |  |  | 30 | [8 empty] | 11 | [5 empty] | LOCAL$SPILS_440_PM_02!PMU-ST7 | 0.0 | 1.0 | Device statistic for Number of defined measurements (per frame) from device during last reporting interval. | 0 | 1 | 1 |  | Any | STAT | Statistic | ST |  |  | STAT:4262 | 2021-07-29 23:03
|  |  | f3276536-8b4f-4d00-9abc-64f9b64f79c4 | 2 | STAT |  | 4263 | ONS_LOCAL$SPILS_440_PM_03!PMU:ST1 |  |  | 8736f6c7-ad41-4b43-b4f6-e684e0d4ad20 |  |  | 30 | [8 empty] | 11 | [5 empty] | LOCAL$SPILS_440_PM_03!PMU-ST1 | 0.0 | 1.0 | Device statistic for Number of data quality errors reported by device during last reporting interval. | 0 | 1 | 1 |  | Any | STAT | Statistic | ST |  |  | STAT:4263 | 2021-07-29 23:03
|  |  | d4665aa6-27b2-482d-b843-0ccc0044485e | 2 | STAT |  | 4264 | ONS_LOCAL$SPILS_440_PM_03!PMU:ST2 |  |  | 8736f6c7-ad41-4b43-b4f6-e684e0d4ad20 |  |  | 30 | [8 empty] | 11 | [5 empty] | LOCAL$SPILS_440_PM_03!PMU-ST2 | 0.0 | 1.0 | Device statistic for Number of time quality errors reported by device during last reporting interval. | 0 | 1 | 1 |  | Any | STAT | Statistic | ST |  |  | STAT:4264 | 2021-07-29 23:03
|  |  | b5f4d563-250d-4e91-83b4-c6ae53946b77 | 2 | STAT |  | 4265 | ONS_LOCAL$SPILS_440_PM_03!PMU:ST3 |  |  | 8736f6c7-ad41-4b43-b4f6-e684e0d4ad20 |  |  | 30 | [8 empty] | 11 | [5 empty] | LOCAL$SPILS_440_PM_03!PMU-ST3 | 0.0 | 1.0 | Device statistic for Number of device errors reported by device during last reporting interval. | 0 | 1 | 1 |  | Any | STAT | Statistic | ST |  |  | STAT:4265 | 2021-07-29 23:03
|  |  | 8f619e91-2b13-4d9e-9607-48a7402d9707 | 2 | STAT |  | 4266 | ONS_LOCAL$SPILS_440_PM_03!PMU:ST4 |  |  | 8736f6c7-ad41-4b43-b4f6-e684e0d4ad20 |  |  | 30 | [8 empty] | 11 | [5 empty] | LOCAL$SPILS_440_PM_03!PMU-ST4 | 0.0 | 1.0 | Device statistic for Number of measurements received from device during last reporting interval. | 0 | 1 | 1 |  | Any | STAT | Statistic | ST |  |  | STAT:4266 | 2021-07-29 23:03
|  |  | 3b30c4ce-ee2b-4829-bb7f-a69a4de62b43 | 2 | STAT |  | 4267 | ONS_LOCAL$SPILS_440_PM_03!PMU:ST5 |  |  | 8736f6c7-ad41-4b43-b4f6-e684e0d4ad20 |  |  | 30 | [8 empty] | 11 | [5 empty] | LOCAL$SPILS_440_PM_03!PMU-ST5 | 0.0 | 1.0 | Device statistic for Expected number of measurements received from device during last reporting interval. | 0 | 1 | 1 |  | Any | STAT | Statistic | ST |  |  | STAT:4267 | 2021-07-29 23:03
|  |  | d0972945-ca48-43d9-bc61-93abe5b26d2a | 2 | STAT |  | 4268 | ONS_LOCAL$SPILS_440_PM_03!PMU:ST6 |  |  | 8736f6c7-ad41-4b43-b4f6-e684e0d4ad20 |  |  | 30 | [8 empty] | 11 | [5 empty] | LOCAL$SPILS_440_PM_03!PMU-ST6 | 0.0 | 1.0 | Device statistic for Number of measurements received while device was reporting errors during last reporting interval. | 0 | 1 | 1 |  | Any | STAT | Statistic | ST |  |  | STAT:4268 | 2021-07-29 23:03
|  |  | 4658b9a3-8881-44ca-8bc4-60900bb0550e | 2 | STAT |  | 4269 | ONS_LOCAL$SPILS_440_PM_03!PMU:ST7 |  |  | 8736f6c7-ad41-4b43-b4f6-e684e0d4ad20 |  |  | 30 | [8 empty] | 11 | [5 empty] | LOCAL$SPILS_440_PM_03!PMU-ST7 | 0.0 | 1.0 | Device statistic for Number of defined measurements (per frame) from device during last reporting interval. | 0 | 1 | 1 |  | Any | STAT | Statistic | ST |  |  | STAT:4269 | 2021-07-29 23:03
|  |  | 6d505471-e6d3-4b57-9bd4-bb84ce25cbe8 | 2 | STAT |  | 4270 | ONS_LOCAL$SPILS_440_PM_04!PMU:ST1 |  |  | 8736f6c7-ad41-4b43-b4f6-e684e0d4ad20 |  |  | 30 | [8 empty] | 11 | [5 empty] | LOCAL$SPILS_440_PM_04!PMU-ST1 | 0.0 | 1.0 | Device statistic for Number of data quality errors reported by device during last reporting interval. | 0 | 1 | 1 |  | Any | STAT | Statistic | ST |  |  | STAT:4270 | 2021-07-29 23:03
|  |  | a0ea57b3-5eca-49a8-9f5a-277d44edb444 | 2 | STAT |  | 4271 | ONS_LOCAL$SPILS_440_PM_04!PMU:ST2 |  |  | 8736f6c7-ad41-4b43-b4f6-e684e0d4ad20 |  |  | 30 | [8 empty] | 11 | [5 empty] | LOCAL$SPILS_440_PM_04!PMU-ST2 | 0.0 | 1.0 | Device statistic for Number of time quality errors reported by device during last reporting interval. | 0 | 1 | 1 |  | Any | STAT | Statistic | ST |  |  | STAT:4271 | 2021-07-29 23:03
|  |  | 5abce447-7fde-495d-82cb-a2e26fe8a228 | 2 | STAT |  | 4272 | ONS_LOCAL$SPILS_440_PM_04!PMU:ST3 |  |  | 8736f6c7-ad41-4b43-b4f6-e684e0d4ad20 |  |  | 30 | [8 empty] | 11 | [5 empty] | LOCAL$SPILS_440_PM_04!PMU-ST3 | 0.0 | 1.0 | Device statistic for Number of device errors reported by device during last reporting interval. | 0 | 1 | 1 |  | Any | STAT | Statistic | ST |  |  | STAT:4272 | 2021-07-29 23:03
|  |  | 849c2a18-6ea0-4127-b0f1-9e9a85356f28 | 2 | STAT |  | 4273 | ONS_LOCAL$SPILS_440_PM_04!PMU:ST4 |  |  | 8736f6c7-ad41-4b43-b4f6-e684e0d4ad20 |  |  | 30 | [8 empty] | 11 | [5 empty] | LOCAL$SPILS_440_PM_04!PMU-ST4 | 0.0 | 1.0 | Device statistic for Number of measurements received from device during last reporting interval. | 0 | 1 | 1 |  | Any | STAT | Statistic | ST |  |  | STAT:4273 | 2021-07-29 23:03
|  |  | 6de9b55d-1fbe-4403-8d70-e796c7cbc6a6 | 2 | STAT |  | 4274 | ONS_LOCAL$SPILS_440_PM_04!PMU:ST5 |  |  | 8736f6c7-ad41-4b43-b4f6-e684e0d4ad20 |  |  | 30 | [8 empty] | 11 | [5 empty] | LOCAL$SPILS_440_PM_04!PMU-ST5 | 0.0 | 1.0 | Device statistic for Expected number of measurements received from device during last reporting interval. | 0 | 1 | 1 |  | Any | STAT | Statistic | ST |  |  | STAT:4274 | 2021-07-29 23:03
|  |  | b7ae96df-cb53-4324-8634-1aef10feb95b | 2 | STAT |  | 4275 | ONS_LOCAL$SPILS_440_PM_04!PMU:ST6 |  |  | 8736f6c7-ad41-4b43-b4f6-e684e0d4ad20 |  |  | 30 | [8 empty] | 11 | [5 empty] | LOCAL$SPILS_440_PM_04!PMU-ST6 | 0.0 | 1.0 | Device statistic for Number of measurements received while device was reporting errors during last reporting interval. | 0 | 1 | 1 |  | Any | STAT | Statistic | ST |  |  | STAT:4275 | 2021-07-29 23:03
|  |  | 3ce38289-e1e3-4156-a8ed-749224b2e435 | 2 | STAT |  | 4276 | ONS_LOCAL$SPILS_440_PM_04!PMU:ST7 |  |  | 8736f6c7-ad41-4b43-b4f6-e684e0d4ad20 |  |  | 30 | [8 empty] | 11 | [5 empty] | LOCAL$SPILS_440_PM_04!PMU-ST7 | 0.0 | 1.0 | Device statistic for Number of defined measurements (per frame) from device during last reporting interval. | 0 | 1 | 1 |  | Any | STAT | Statistic | ST |  |  | STAT:4276 | 2021-07-29 23:03
|  |  | c0ce267c-2ade-41ee-a431-1833b119d246 | 2 | STAT |  | 4277 | ONS_LOCAL$USIM01B!PMU:ST1 |  |  | 8736f6c7-ad41-4b43-b4f6-e684e0d4ad20 |  |  | 30 | [8 empty] | 11 | [5 empty] | LOCAL$USIM01B!PMU-ST1 | 0.0 | 1.0 | Device statistic for Number of data quality errors reported by device during last reporting interval. | 0 | 1 | 1 |  | Any | STAT | Statistic | ST |  |  | STAT:4277 | 2021-07-29 23:03
|  |  | 3b02125e-f237-499d-888e-9068e988f5c0 | 2 | STAT |  | 4278 | ONS_LOCAL$USIM01B!PMU:ST2 |  |  | 8736f6c7-ad41-4b43-b4f6-e684e0d4ad20 |  |  | 30 | [8 empty] | 11 | [5 empty] | LOCAL$USIM01B!PMU-ST2 | 0.0 | 1.0 | Device statistic for Number of time quality errors reported by device during last reporting interval. | 0 | 1 | 1 |  | Any | STAT | Statistic | ST |  |  | STAT:4278 | 2021-07-29 23:03
|  |  | d7d5b1ef-70f4-41e7-bfdb-0b336507b5e5 | 2 | STAT |  | 4279 | ONS_LOCAL$USIM01B!PMU:ST3 |  |  | 8736f6c7-ad41-4b43-b4f6-e684e0d4ad20 |  |  | 30 | [8 empty] | 11 | [5 empty] | LOCAL$USIM01B!PMU-ST3 | 0.0 | 1.0 | Device statistic for Number of device errors reported by device during last reporting interval. | 0 | 1 | 1 |  | Any | STAT | Statistic | ST |  |  | STAT:4279 | 2021-07-29 23:03
|  |  | 44eb1adb-a75b-43f1-93c6-261b5b5fadd1 | 2 | STAT |  | 4280 | ONS_LOCAL$USIM01B!PMU:ST4 |  |  | 8736f6c7-ad41-4b43-b4f6-e684e0d4ad20 |  |  | 30 | [8 empty] | 11 | [5 empty] | LOCAL$USIM01B!PMU-ST4 | 0.0 | 1.0 | Device statistic for Number of measurements received from device during last reporting interval. | 0 | 1 | 1 |  | Any | STAT | Statistic | ST |  |  | STAT:4280 | 2021-07-29 23:03
|  |  | abee1b15-e051-4971-b2e3-8cc692bb5550 | 2 | STAT |  | 4281 | ONS_LOCAL$USIM01B!PMU:ST5 |  |  | 8736f6c7-ad41-4b43-b4f6-e684e0d4ad20 |  |  | 30 | [8 empty] | 11 | [5 empty] | LOCAL$USIM01B!PMU-ST5 | 0.0 | 1.0 | Device statistic for Expected number of measurements received from device during last reporting interval. | 0 | 1 | 1 |  | Any | STAT | Statistic | ST |  |  | STAT:4281 | 2021-07-29 23:03
|  |  | b5fbaef7-b7e4-4b4f-9d27-73aba28e755b | 2 | STAT |  | 4282 | ONS_LOCAL$USIM01B!PMU:ST6 |  |  | 8736f6c7-ad41-4b43-b4f6-e684e0d4ad20 |  |  | 30 | [8 empty] | 11 | [5 empty] | LOCAL$USIM01B!PMU-ST6 | 0.0 | 1.0 | Device statistic for Number of measurements received while device was reporting errors during last reporting interval. | 0 | 1 | 1 |  | Any | STAT | Statistic | ST |  |  | STAT:4282 | 2021-07-29 23:03
|  |  | 5b54065b-afae-4e37-a1a4-72478f5b772d | 2 | STAT |  | 4283 | ONS_LOCAL$USIM01B!PMU:ST7 |  |  | 8736f6c7-ad41-4b43-b4f6-e684e0d4ad20 |  |  | 30 | [8 empty] | 11 | [5 empty] | LOCAL$USIM01B!PMU-ST7 | 0.0 | 1.0 | Device statistic for Number of defined measurements (per frame) from device during last reporting interval. | 0 | 1 | 1 |  | Any | STAT | Statistic | ST |  |  | STAT:4283 | 2021-07-29 23:03
|  |  | c0de7780-e0f3-4e71-92f5-76530e177c34 | 1 | PPA | ArchiveDirectories={D:\openHistorian\Archive
|  |  | 605d9b89-e8ec-40a5-9d6a-e7c7d4fbada4 | 1 | PPA | ArchiveDirectories={D:\openHistorian\Archive
|  |  | 4379f7ad-b517-4d8b-8800-f42814c0445e | 1 | PPA | ArchiveDirectories={D:\openHistorian\Archive
|  |  | c30f52c1-4cd0-4f55-9bc9-8ff5ecbb59a4 | 1 | PPA | ArchiveDirectories={D:\openHistorian\Archive
|  |  | 4264c27b-3934-46cb-8729-296924c6dc47 | 1 | PPA | ArchiveDirectories={D:\openHistorian\Archive
|  |  | 9a8ba8ca-06b9-47ea-aa24-ced518b33c73 | 1 | PPA | ArchiveDirectories={D:\openHistorian\Archive
|  |  | 7a250fad-1307-4322-9894-171e86ebf9f1 | 1 | PPA | ArchiveDirectories={D:\openHistorian\Archive
|  |  | 7b4da2bd-80ae-4723-b9c5-3f79f5096f2b | 1 | PPA | ArchiveDirectories={D:\openHistorian\Archive
|  |  | c687087a-7112-4617-85ee-1209ffc6230b | 1 | PPA | ArchiveDirectories={D:\openHistorian\Archive
|  |  | 9fc1f43a-983c-4582-8cc4-25b91f111ba3 | 1 | PPA | ArchiveDirectories={D:\openHistorian\Archive
|  |  | 85b506e0-a012-4cad-a5f7-4231a69161b7 | 1 | PPA | ArchiveDirectories={D:\openHistorian\Archive
|  |  | eb51c844-b63f-454f-a128-6d6ac2587682 | 1 | PPA | ArchiveDirectories={D:\openHistorian\Archive
|  |  | 4376959f-2f00-46a6-a417-804a0a830051 | 1 | PPA | ArchiveDirectories={D:\openHistorian\Archive
|  |  | 201fe1ea-cb5b-430d-807e-4830c915e233 | 1 | PPA | ArchiveDirectories={D:\openHistorian\Archive
|  |  | 89a9e4e3-2b55-49da-ae9f-cacf2bfa4cfb | 1 | PPA | ArchiveDirectories={D:\openHistorian\Archive
|  |  | 225a290e-06f2-412e-a8ca-80d9882ec52a | 1 | PPA | ArchiveDirectories={D:\openHistorian\Archive
|  |  | 7653e567-eb93-48ed-b094-18ec6051307c | 1 | PPA | ArchiveDirectories={D:\openHistorian\Archive
|  |  | 9e0e12be-345a-484b-b21b-7c3d6de95bb8 | 1 | PPA | ArchiveDirectories={D:\openHistorian\Archive
|  |  | e1658d3d-20ac-4e34-9c36-d7fa2a10f865 | 1 | PPA | ArchiveDirectories={D:\openHistorian\Archive
|  |  | 2ea9dfe6-14fe-4bc1-880c-8d3cd202e962 | 1 | PPA | ArchiveDirectories={D:\openHistorian\Archive
|  |  | 2b82e554-3d82-4220-88fc-965532907010 | 1 | PPA | ArchiveDirectories={D:\openHistorian\Archive
|  |  | 08e39ea7-e66b-4982-a9df-7011c11a7d6b | 1 | PPA | ArchiveDirectories={D:\openHistorian\Archive
|  |  | 013b5c8f-d91c-44c6-b607-64b40d168ee2 | 1 | PPA | ArchiveDirectories={D:\openHistorian\Archive
|  |  | bd5f2658-c57d-42a0-adc5-067613f07cb1 | 1 | PPA | ArchiveDirectories={D:\openHistorian\Archive
|  |  | c3028df7-4f75-40a4-8abd-2d506b57303e | 1 | PPA | ArchiveDirectories={D:\openHistorian\Archive
|  |  | ca1c2431-1f3a-47bd-86e4-03460334cfb0 | 1 | PPA | ArchiveDirectories={D:\openHistorian\Archive
|  |  | b33f6b3e-ab4e-4de4-90a5-f03d6f99e072 | 1 | PPA | ArchiveDirectories={D:\openHistorian\Archive
|  |  | 5d36d328-a916-48ab-91ff-2a9a5b064b1a | 1 | PPA | ArchiveDirectories={D:\openHistorian\Archive
|  |  | 64b57f41-3cd3-49ea-8fed-2cb44065b150 | 1 | PPA | ArchiveDirectories={D:\openHistorian\Archive
|  |  | 66eaf023-0a7e-4091-8d62-976b00a3fbfb | 1 | PPA | ArchiveDirectories={D:\openHistorian\Archive
|  |  | 3fc07f3e-c8e2-4c92-ba10-39fc7af8ce10 | 1 | PPA | ArchiveDirectories={D:\openHistorian\Archive
|  |  | 84639205-9467-4cf0-a5fb-b89bb6cadc7f | 1 | PPA | ArchiveDirectories={D:\openHistorian\Archive
|  |  | d5af0357-9bc9-448a-876b-ae7777816169 | 1 | PPA | ArchiveDirectories={D:\openHistorian\Archive
|  |  | 2fc09a71-89bd-4131-be77-f7f29643d3a6 | 1 | PPA | ArchiveDirectories={D:\openHistorian\Archive
|  |  | 82da39f4-f46e-4333-a362-0f0849ec4e75 | 1 | PPA | ArchiveDirectories={D:\openHistorian\Archive
|  |  | 9250be61-50bd-4905-b1c7-cbca1fd14e29 | 1 | PPA | ArchiveDirectories={D:\openHistorian\Archive
|  |  | a499274f-0418-44ed-85b6-72e9e2edbd88 | 1 | PPA | ArchiveDirectories={D:\openHistorian\Archive
|  |  | 189ecdb5-727c-41c4-a7e8-478e4b06a135 | 1 | PPA | ArchiveDirectories={D:\openHistorian\Archive
|  |  | 2ae362ee-3b9d-4026-b74f-f81e3a9e733e | 1 | PPA | ArchiveDirectories={D:\openHistorian\Archive
|  |  | 2347a054-e64f-449b-b5ec-f2d2ec9af5ab | 1 | PPA | ArchiveDirectories={D:\openHistorian\Archive
|  |  | 3fcbad94-056d-4574-86b5-9537a1b2915b | 1 | PPA | ArchiveDirectories={D:\openHistorian\Archive
|  |  | 3f086a97-707f-4cac-b334-a565eed9f6aa | 1 | PPA | ArchiveDirectories={D:\openHistorian\Archive
|  |  | c6d7e269-2464-4ff5-a2a0-ed2e82bd4658 | 1 | PPA | ArchiveDirectories={D:\openHistorian\Archive
|  |  | e4c2effa-6460-4b04-ac9a-01cc9eb6651f | 1 | PPA | ArchiveDirectories={D:\openHistorian\Archive
|  |  | 6b35d83b-d089-4700-8adf-ca45c534d0e7 | 1 | PPA | ArchiveDirectories={D:\openHistorian\Archive
|  |  | fe73db9a-d533-4c14-ae3d-a95337a80696 | 1 | PPA | ArchiveDirectories={D:\openHistorian\Archive
|  |  | 3a080a6f-b8de-4064-82c1-2ad6b88bfb09 | 1 | PPA | ArchiveDirectories={D:\openHistorian\Archive
|  |  | bb77191a-ba24-4e20-a737-0a2c250aa92b | 1 | PPA | ArchiveDirectories={D:\openHistorian\Archive
|  |  | b521a6ea-c914-434a-9429-6c037cb99dc7 | 1 | PPA | ArchiveDirectories={D:\openHistorian\Archive
|  |  | 8436fd4e-14d9-4bc5-a701-3188dc551f43 | 1 | PPA | ArchiveDirectories={D:\openHistorian\Archive
|  |  | a02d9e16-9a0d-4c60-9b59-1d613c50aa08 | 1 | PPA | ArchiveDirectories={D:\openHistorian\Archive
|  |  | 76c75e81-6da4-44a4-81e6-2772d75c98cb | 1 | PPA | ArchiveDirectories={D:\openHistorian\Archive
|  |  | fb5820cd-32a6-4260-a8d1-4243e6bbd16c | 1 | PPA | ArchiveDirectories={D:\openHistorian\Archive
|  |  | 840d1214-4231-4d9a-8b90-6f727cf54c28 | 1 | PPA | ArchiveDirectories={D:\openHistorian\Archive
|  |  | c7bfe9e0-12a3-4465-a9fd-ac15eb79f9f2 | 1 | PPA | ArchiveDirectories={D:\openHistorian\Archive
|  |  | de9a91f0-f47a-4734-8163-0d95714f1887 | 1 | PPA | ArchiveDirectories={D:\openHistorian\Archive
|  |  | 8c9fccf1-3b7f-4c2b-8dd1-718072265077 | 1 | PPA | ArchiveDirectories={D:\openHistorian\Archive
|  |  | fba9038e-1aed-4da4-95a6-135fb2f2c414 | 1 | PPA | ArchiveDirectories={D:\openHistorian\Archive
|  |  | 78d5d5fb-e4aa-4452-8a13-e566be110a15 | 1 | PPA | ArchiveDirectories={D:\openHistorian\Archive
|  |  | 92faa552-e7ac-4019-a8de-83e473bacd46 | 1 | PPA | ArchiveDirectories={D:\openHistorian\Archive
|  |  | 521323db-3e67-436e-863d-f5254d01bf81 | 1 | PPA | ArchiveDirectories={D:\openHistorian\Archive
|  |  | 2590254f-e2f4-4da9-b074-f329caafccf7 | 1 | PPA | ArchiveDirectories={D:\openHistorian\Archive
|  |  | ba6f8d44-3a39-4de1-958e-045604fe31ad | 1 | PPA | ArchiveDirectories={D:\openHistorian\Archive
|  |  | 846ffb47-537b-498f-8644-21d9b7530278 | 1 | PPA | ArchiveDirectories={D:\openHistorian\Archive
|  |  | c7b61869-fd7f-4386-9d64-20704e7ba2dd | 1 | PPA | ArchiveDirectories={D:\openHistorian\Archive
|  |  | 210a0774-352f-4b55-b485-fc8f92e392b7 | 1 | PPA | ArchiveDirectories={D:\openHistorian\Archive
|  |  | 7f1ea7d0-62a1-4ee7-8d2c-78228d672b93 | 1 | PPA | ArchiveDirectories={D:\openHistorian\Archive
|  |  | a0b55309-062d-4750-8912-9e03a9a0b136 | 1 | PPA | ArchiveDirectories={D:\openHistorian\Archive
|  |  | 405e0744-b4d3-46ef-90cc-b46e5997027e | 1 | PPA | ArchiveDirectories={D:\openHistorian\Archive
|  |  | 6e2290b2-d7df-415b-8392-7855db89c3b1 | 1 | PPA | ArchiveDirectories={D:\openHistorian\Archive
|  |  | 8129f187-7d03-47f7-80f0-4cdfcdcb4dde | 1 | PPA | ArchiveDirectories={D:\openHistorian\Archive
|  |  | 2a4a42c7-8eba-4cb9-a28f-c56bec788e92 | 1 | PPA | ArchiveDirectories={D:\openHistorian\Archive
|  |  | fe9fcb48-1178-4930-b46b-ec190a040aaf | 1 | PPA | ArchiveDirectories={D:\openHistorian\Archive
|  |  | 41dded52-998f-4e0f-9cb9-ab1cb0d192e5 | 1 | PPA | ArchiveDirectories={D:\openHistorian\Archive
|  |  | 3bb547a0-2782-4f9f-97fd-bd5a81ad9738 | 1 | PPA | ArchiveDirectories={D:\openHistorian\Archive
|  |  | faddf844-6be6-47fe-a9c5-826f5cd3a482 | 1 | PPA | ArchiveDirectories={D:\openHistorian\Archive
|  |  | 50587136-8e5f-4cd1-8bdd-40d2922d48a5 | 1 | PPA | ArchiveDirectories={D:\openHistorian\Archive
|  |  | eddd2fbc-a1de-46e0-97b1-335a85afa94c | 1 | PPA | ArchiveDirectories={D:\openHistorian\Archive
|  |  | 4212e81e-0f25-4be5-b99a-29937e3599da | 1 | PPA | ArchiveDirectories={D:\openHistorian\Archive
|  |  | 0d108893-da0f-44f9-beba-2e641444a108 | 1 | PPA | ArchiveDirectories={D:\openHistorian\Archive
|  |  | 151d6340-775b-4e82-8a3a-8457016948fc | 1 | PPA | ArchiveDirectories={D:\openHistorian\Archive
|  |  | db3e6ece-80b4-4248-9980-df2328909960 | 1 | PPA | ArchiveDirectories={D:\openHistorian\Archive
|  |  | 3a83662b-2de0-46e1-8ab4-39901d9b7a8c | 1 | PPA | ArchiveDirectories={D:\openHistorian\Archive
|  |  | 77b23e9b-3121-46ac-99c8-ad4e42dc3e21 | 1 | PPA | ArchiveDirectories={D:\openHistorian\Archive
|  |  | 6cbd5171-219a-476a-9a52-252c904e0c46 | 1 | PPA | ArchiveDirectories={D:\openHistorian\Archive
|  |  | 7d4b5ba3-f44e-4c28-bd8a-ebe0e37d11b0 | 1 | PPA | ArchiveDirectories={D:\openHistorian\Archive
|  |  | 84bc0f7f-91d7-4cc4-9cf3-e46ddb8d6235 | 1 | PPA | ArchiveDirectories={D:\openHistorian\Archive
|  |  | 2598dd60-51fe-41f8-b637-143fb8a1f3e7 | 1 | PPA | ArchiveDirectories={D:\openHistorian\Archive
|  |  | 0dd6559e-935a-4a6a-8593-0ab54a91f66b | 1 | PPA | ArchiveDirectories={D:\openHistorian\Archive
|  |  | d87954bc-ad0e-41f7-8dae-896e503ec418 | 1 | PPA | ArchiveDirectories={D:\openHistorian\Archive
|  |  | 91594c8c-996f-477d-b7c5-82347f7cf4c0 | 1 | PPA | ArchiveDirectories={D:\openHistorian\Archive
|  |  | 9a905fc3-31d2-42c2-b13b-10ba07a2abcf | 1 | PPA | ArchiveDirectories={D:\openHistorian\Archive
|  |  | 6d9fca7c-25db-4f4e-b3e7-0b2c52c8b1bf | 1 | PPA | ArchiveDirectories={D:\openHistorian\Archive
|  |  | c6119a58-c8e8-4ea0-a65c-24d869ba0a5e | 1 | PPA | ArchiveDirectories={D:\openHistorian\Archive
|  |  | 417f62a3-d13b-4021-b0d8-9a5f0d502b2a | 1 | PPA | ArchiveDirectories={D:\openHistorian\Archive
|  |  | d7e12480-295d-400a-ae2b-f0f81d59d662 | 1 | PPA | ArchiveDirectories={D:\openHistorian\Archive
|  |  | 45c70e3b-c43e-40dc-981c-495baa03ffe2 | 1 | PPA | ArchiveDirectories={D:\openHistorian\Archive
|  |  | 3bcfa1e1-6b83-4161-95d5-7095a2d5e603 | 1 | PPA | ArchiveDirectories={D:\openHistorian\Archive
|  |  | b48a8251-c99d-4ec4-9f37-771498bb82d9 | 1 | PPA | ArchiveDirectories={D:\openHistorian\Archive
|  |  | 840d5f2e-f3f5-48f7-b60b-bdf84f62c049 | 1 | PPA | ArchiveDirectories={D:\openHistorian\Archive
|  |  | e2b8464a-994d-4ca6-b4a6-229cf2ce70d6 | 1 | PPA | ArchiveDirectories={D:\openHistorian\Archive
|  |  | ad1da031-5a74-4549-95b5-c3c0a8ff4d7c | 1 | PPA | ArchiveDirectories={D:\openHistorian\Archive
|  |  | c77c0e0b-8c23-43dd-aac6-0ae41dd1ea7b | 1 | PPA | ArchiveDirectories={D:\openHistorian\Archive
|  |  | 5f249d86-6cf0-419e-a184-8a4c73712f9a | 1 | PPA | ArchiveDirectories={D:\openHistorian\Archive
|  |  | 8d60e0be-ebbd-4777-8ff3-e41dd078f476 | 1 | PPA | ArchiveDirectories={D:\openHistorian\Archive
|  |  | ede99b01-eabf-448d-a78e-046abd62a17d | 1 | PPA | ArchiveDirectories={D:\openHistorian\Archive
|  |  | 6e45ab0b-29d8-4e65-8cf2-711b668758c3 | 1 | PPA | ArchiveDirectories={D:\openHistorian\Archive
|  |  | ec6e0675-99ee-4f86-8074-19be35bdda35 | 1 | PPA | ArchiveDirectories={D:\openHistorian\Archive
|  |  | 787adb81-882d-4907-bae3-8e4b394993ac | 1 | PPA | ArchiveDirectories={D:\openHistorian\Archive
|  |  | b721a6d0-3f29-4f39-aeef-4425fed62244 | 1 | PPA | ArchiveDirectories={D:\openHistorian\Archive
|  |  | 580ba5db-bc9e-441c-9d5d-5f001e63911d | 1 | PPA | ArchiveDirectories={D:\openHistorian\Archive
|  |  | 225ad75b-15a6-4b95-96c4-dc8ada19ade9 | 1 | PPA | ArchiveDirectories={D:\openHistorian\Archive
|  |  | 33d13e59-32d9-4ed3-b401-66f4bfb3311c | 1 | PPA | ArchiveDirectories={D:\openHistorian\Archive
|  |  | b5606845-02bd-444d-82f4-bc3fd4203fce | 1 | PPA | ArchiveDirectories={D:\openHistorian\Archive
|  |  | 86c86672-217c-474a-a536-81906ec374a6 | 1 | PPA | ArchiveDirectories={D:\openHistorian\Archive
|  |  | 14ef65ba-0780-4b93-a79c-eb87011bec01 | 1 | PPA | ArchiveDirectories={D:\openHistorian\Archive
|  |  | 88d0d76c-ad9d-484f-b2d0-5cf968dc47dc | 1 | PPA | ArchiveDirectories={D:\openHistorian\Archive
|  |  | e05e9ac8-1262-4580-ab0d-176111aeeab5 | 1 | PPA | ArchiveDirectories={D:\openHistorian\Archive
|  |  | 4231fd90-bb1c-4040-b592-9d455c870c72 | 1 | PPA | ArchiveDirectories={D:\openHistorian\Archive
|  |  | 7a956d54-fb3c-49f4-81a1-cd1d8497d0c1 | 1 | PPA | ArchiveDirectories={D:\openHistorian\Archive
|  |  | dfc94993-ccb6-4b90-847f-b48db4e691a1 | 1 | PPA | ArchiveDirectories={D:\openHistorian\Archive
|  |  | 677bacb8-55a8-4e73-8b66-ddb5488952d3 | 1 | PPA | ArchiveDirectories={D:\openHistorian\Archive
|  |  | baceb47d-bf83-450f-a903-09f7b153ee6c | 1 | PPA | ArchiveDirectories={D:\openHistorian\Archive
|  |  | 8f9d594e-7c42-4e9d-a76b-eb73ebc5c7db | 1 | PPA | ArchiveDirectories={D:\openHistorian\Archive
|  |  | 11231360-be08-4288-8b65-92ab52b6b3fb | 1 | PPA | ArchiveDirectories={D:\openHistorian\Archive
|  |  | 0fc38a90-53b5-487f-b5f4-6c36c13903d3 | 1 | PPA | ArchiveDirectories={D:\openHistorian\Archive
|  |  | 3325b8b9-becf-42a9-b7f4-2df863b4e87f | 1 | PPA | ArchiveDirectories={D:\openHistorian\Archive
|  |  | f6b469da-6fbb-45c1-b965-61a0ebeedfa5 | 1 | PPA | ArchiveDirectories={D:\openHistorian\Archive
|  |  | 3ec7e1c4-11a7-4bfd-ae08-a535205b637b | 1 | PPA | ArchiveDirectories={D:\openHistorian\Archive
|  |  | a18cde34-bfd4-4420-a404-0d914c4852bd | 1 | PPA | ArchiveDirectories={D:\openHistorian\Archive
|  |  | e3c9b93e-d801-4b3e-be6b-1c18fc2d382f | 1 | PPA | ArchiveDirectories={D:\openHistorian\Archive
|  |  | f77a9658-fa5c-4664-8ce2-3ad3501c89d4 | 1 | PPA | ArchiveDirectories={D:\openHistorian\Archive
|  |  | b4f99585-5278-428e-b150-f2e47ebcd30a | 1 | PPA | ArchiveDirectories={D:\openHistorian\Archive
|  |  | 7519d83d-f91e-4986-ab0c-af10c4cd64fc | 1 | PPA | ArchiveDirectories={D:\openHistorian\Archive
|  |  | e68d035e-3005-401c-b08f-d3115e51ba87 | 1 | PPA | ArchiveDirectories={D:\openHistorian\Archive
|  |  | 046f92ca-fc31-4b24-9051-df7a392b58ed | 1 | PPA | ArchiveDirectories={D:\openHistorian\Archive
|  |  | f96181f7-2b52-4bfe-b793-518f25127da6 | 1 | PPA | ArchiveDirectories={D:\openHistorian\Archive
|  |  | e31b522a-2e9c-43ea-9b32-af5b87dafbd1 | 1 | PPA | ArchiveDirectories={D:\openHistorian\Archive
|  |  | 8b4e2677-ac8e-4a87-a69c-ab1c9fc4f65b | 1 | PPA | ArchiveDirectories={D:\openHistorian\Archive
|  |  | b12f60db-da0f-4e21-9154-b374aa5a3158 | 1 | PPA | ArchiveDirectories={D:\openHistorian\Archive
|  |  | 5b0c163c-01f6-425e-9b87-7ff71f2c138b | 1 | PPA | ArchiveDirectories={D:\openHistorian\Archive
|  |  | e844e2ca-3201-473b-b292-d9aa05282f14 | 1 | PPA | ArchiveDirectories={D:\openHistorian\Archive
|  |  | 0e12cd72-dbe9-4a8c-865a-7ac03f24c08c | 1 | PPA | ArchiveDirectories={D:\openHistorian\Archive
|  |  | 8ce1f39d-a956-431a-b7d1-a6234192fc52 | 1 | PPA | ArchiveDirectories={D:\openHistorian\Archive
|  |  | ad08dd21-8ac2-472f-8397-9b9a5cc84586 | 1 | PPA | ArchiveDirectories={D:\openHistorian\Archive
|  |  | 7e0d2bee-24f7-4507-a5d9-8acdb5fc2fe9 | 1 | PPA | ArchiveDirectories={D:\openHistorian\Archive
|  |  | c4023e57-24ba-4633-bd29-bd7a9755c1f7 | 1 | PPA | ArchiveDirectories={D:\openHistorian\Archive
|  |  | 2a716c07-89eb-4031-91f1-ee251c73a61c | 1 | PPA | ArchiveDirectories={D:\openHistorian\Archive
|  |  | eedb3e15-cc1c-4eba-9250-a79bb88f09f8 | 1 | PPA | ArchiveDirectories={D:\openHistorian\Archive
|  |  | e0b05ab1-56ed-4a4d-befd-aacba5fa7847 | 1 | PPA | ArchiveDirectories={D:\openHistorian\Archive
|  |  | 99f8cbf0-c129-44f2-b610-1a1a3dd98f38 | 1 | PPA | ArchiveDirectories={D:\openHistorian\Archive
|  |  | 5b6aae53-54a5-4c1f-af22-4bb758fa5ef1 | 1 | PPA | ArchiveDirectories={D:\openHistorian\Archive
|  |  | 78a3099c-81b6-4504-8b82-0b4a456a75fe | 1 | PPA | ArchiveDirectories={D:\openHistorian\Archive
|  |  | 0fda5969-3a1a-40f9-9452-7dacb9de3364 | 1 | PPA | ArchiveDirectories={D:\openHistorian\Archive
|  |  | 6eddf033-5002-405e-9fc5-51ac431a9580 | 1 | PPA | ArchiveDirectories={D:\openHistorian\Archive
|  |  | c6f13577-da90-4c3f-a43f-d01a405b8f8e | 1 | PPA | ArchiveDirectories={D:\openHistorian\Archive
|  |  | ec98b7db-8b06-4ecd-aafd-52b5e6282b5e | 1 | PPA | ArchiveDirectories={D:\openHistorian\Archive
|  |  | 0a0c4db3-a42e-46e8-871b-d39658253e87 | 1 | PPA | ArchiveDirectories={D:\openHistorian\Archive
|  |  | 96ec89b2-9703-4d0c-84b0-56a2e7c61457 | 1 | PPA | ArchiveDirectories={D:\openHistorian\Archive
|  |  | df8483bc-1674-4ea3-a8f1-19d5d7679f66 | 1 | PPA | ArchiveDirectories={D:\openHistorian\Archive
|  |  | d52a3801-7aa6-4bf9-b35c-dc0a48651970 | 1 | PPA | ArchiveDirectories={D:\openHistorian\Archive
|  |  | c3032d14-1d7a-431a-a6cc-fff79ac2b523 | 1 | PPA | ArchiveDirectories={D:\openHistorian\Archive
|  |  | 6f1cf200-878a-4fd4-b3ce-9a9356458efe | 1 | PPA | ArchiveDirectories={D:\openHistorian\Archive
|  |  | 5cbfbb8b-3a0b-4634-bf76-7b492626a869 | 1 | PPA | ArchiveDirectories={D:\openHistorian\Archive
|  |  | 5a99ee05-ca6b-48e7-86dd-bb2c5ea818d8 | 1 | PPA | ArchiveDirectories={D:\openHistorian\Archive
|  |  | 3417812b-fdc4-4037-a255-7f0fb975cb8d | 1 | PPA | ArchiveDirectories={D:\openHistorian\Archive
|  |  | b50e430d-349e-4fd2-a72b-7809612772e4 | 1 | PPA | ArchiveDirectories={D:\openHistorian\Archive
|  |  | 8bbecb77-cd04-4567-b959-1b18564d89a3 | 1 | PPA | ArchiveDirectories={D:\openHistorian\Archive
|  |  | 3eb4115d-36fb-44a1-9062-92890e8d997d | 1 | PPA | ArchiveDirectories={D:\openHistorian\Archive
|  |  | 1e956384-bc21-47f5-8216-f9ab26eeffee | 1 | PPA | ArchiveDirectories={D:\openHistorian\Archive
|  |  | 43f3bb2f-7fc6-43ab-92d3-845b99742c25 | 1 | PPA | ArchiveDirectories={D:\openHistorian\Archive
|  |  | 498f0736-3766-47c0-9c99-688fc6953bae | 1 | PPA | ArchiveDirectories={D:\openHistorian\Archive
|  |  | b0285ffd-e657-4519-9f05-0ddbfc7e9985 | 1 | PPA | ArchiveDirectories={D:\openHistorian\Archive
|  |  | 0a75d6e7-8dac-415d-bcee-a47a201802de | 1 | PPA | ArchiveDirectories={D:\openHistorian\Archive
|  |  | 40a5e62c-5ecd-467c-86de-ce4715d137d9 | 1 | PPA | ArchiveDirectories={D:\openHistorian\Archive
|  |  | 94dcaf97-d9fc-44c0-8c67-0ea6fb04552b | 1 | PPA | ArchiveDirectories={D:\openHistorian\Archive
|  |  | 85663620-2b5b-404d-ac50-13f01d5f71dd | 1 | PPA | ArchiveDirectories={D:\openHistorian\Archive
|  |  | 54482c84-2f75-4b98-8c6a-43923c49facc | 1 | PPA | ArchiveDirectories={D:\openHistorian\Archive
|  |  | 0e0902d2-7cc2-4c09-b6af-269bf65e2256 | 1 | PPA | ArchiveDirectories={D:\openHistorian\Archive
|  |  | ff7cdae7-ae49-4433-b88b-18282c9f8a21 | 1 | PPA | ArchiveDirectories={D:\openHistorian\Archive
|  |  | 02e9cea7-80f5-45d0-b23f-444d0738ab50 | 1 | PPA | ArchiveDirectories={D:\openHistorian\Archive
|  |  | b4ab9d62-3e2e-4d5e-abee-db9d274e6ab0 | 1 | PPA | ArchiveDirectories={D:\openHistorian\Archive
|  |  | 4594ddc9-124c-449c-95b5-b1b5a42a6230 | 1 | PPA | ArchiveDirectories={D:\openHistorian\Archive
|  |  | 0cb18985-6144-42bc-9c19-179578136b3f | 1 | PPA | ArchiveDirectories={D:\openHistorian\Archive
|  |  | a4faf964-c71f-410d-af15-d4ebe7334625 | 1 | PPA | ArchiveDirectories={D:\openHistorian\Archive
|  |  | ac608ae2-71a1-46fd-9a76-1bad7ba8c954 | 1 | PPA | ArchiveDirectories={D:\openHistorian\Archive
|  |  | 3de35941-2612-4b97-aa05-6b10ea93765b | 1 | PPA | ArchiveDirectories={D:\openHistorian\Archive
|  |  | 41475bba-8eaf-4b8b-8e0e-0036855c0ff3 | 1 | PPA | ArchiveDirectories={D:\openHistorian\Archive
|  |  | b5deae94-99d7-4d69-a6d0-94ad0644da36 | 1 | PPA | ArchiveDirectories={D:\openHistorian\Archive
|  |  | 8cc44cbb-32c3-4e8d-a303-828def5370c3 | 1 | PPA | ArchiveDirectories={D:\openHistorian\Archive
|  |  | 9d11f423-f01d-4c1f-a9b6-2610d6d061a1 | 1 | PPA | ArchiveDirectories={D:\openHistorian\Archive
|  |  | 99e0cd3b-7701-40e9-b37c-e5d868355e2a | 1 | PPA | ArchiveDirectories={D:\openHistorian\Archive
|  |  | 9330b1ad-1af0-4a72-89c4-5451a971d7f0 | 1 | PPA | ArchiveDirectories={D:\openHistorian\Archive
|  |  | 71cdb797-8586-4c14-93ab-18b3bec7e075 | 1 | PPA | ArchiveDirectories={D:\openHistorian\Archive
|  |  | 197eeaf2-f927-48cb-974c-0f9c83f996ac | 1 | PPA | ArchiveDirectories={D:\openHistorian\Archive
|  |  | eae4686c-67c2-4769-97a3-448a3622ceaa | 1 | PPA | ArchiveDirectories={D:\openHistorian\Archive
|  |  | 8b6672ef-021b-4e7d-a43b-e699a8434035 | 1 | PPA | ArchiveDirectories={D:\openHistorian\Archive
|  |  | b6483bb5-4b77-4ea8-818a-dd6906834b42 | 1 | PPA | ArchiveDirectories={D:\openHistorian\Archive
|  |  | 98951c33-0ea0-43d6-8e8c-892efd9b741b | 1 | PPA | ArchiveDirectories={D:\openHistorian\Archive
|  |  | 23c86c28-8ff3-452c-9018-65cd83471558 | 1 | PPA | ArchiveDirectories={D:\openHistorian\Archive
|  |  | b1d9a697-60ce-4041-86b7-620242d47203 | 1 | PPA | ArchiveDirectories={D:\openHistorian\Archive
|  |  | 80bfe2c8-369a-416f-ab31-14d464a2794c | 1 | PPA | ArchiveDirectories={D:\openHistorian\Archive
|  |  | fe10b1ee-712a-4e2d-bfcb-11a1db6f05d2 | 1 | PPA | ArchiveDirectories={D:\openHistorian\Archive
|  |  | 98d3a296-3353-4be3-8b36-76b1bae5b1c6 | 1 | PPA | ArchiveDirectories={D:\openHistorian\Archive
|  |  | 83bbb33b-91fa-47dd-b098-e15165bd4969 | 1 | PPA | ArchiveDirectories={D:\openHistorian\Archive
|  |  | 10bf68ec-402d-490d-94a4-88ddc71243b1 | 1 | PPA | ArchiveDirectories={D:\openHistorian\Archive
|  |  | dfa8e94c-ff06-4de0-8635-1d2eaf74f9e0 | 1 | PPA | ArchiveDirectories={D:\openHistorian\Archive
|  |  | 68306cb9-3e3d-417d-9f3a-63c061e63407 | 1 | PPA | ArchiveDirectories={D:\openHistorian\Archive
|  |  | f44118bc-ba8f-4d32-92a1-4c82fd278cd4 | 1 | PPA | ArchiveDirectories={D:\openHistorian\Archive
|  |  | fe2ba71f-a347-4a94-83da-f7fdf5985708 | 1 | PPA | ArchiveDirectories={D:\openHistorian\Archive
|  |  | 9544739d-2c3a-418d-9c88-d05874a3c2e8 | 1 | PPA | ArchiveDirectories={D:\openHistorian\Archive
|  |  | 44cb7362-4566-470b-bded-ab0fd554f759 | 1 | PPA | ArchiveDirectories={D:\openHistorian\Archive
|  |  | 940f6144-857a-4977-bf21-5f96580f79b3 | 1 | PPA | ArchiveDirectories={D:\openHistorian\Archive
|  |  | 3cc8176e-6c13-4cfd-9f89-e7041a2ca8a1 | 1 | PPA | ArchiveDirectories={D:\openHistorian\Archive
|  |  | 656ca1ef-55e0-47f4-bab4-8ec9ab0b5059 | 1 | PPA | ArchiveDirectories={D:\openHistorian\Archive
|  |  | ba5ed207-141b-42c4-9cfa-be619b9b5671 | 1 | PPA | ArchiveDirectories={D:\openHistorian\Archive
|  |  | 35df3965-87db-4aca-a2a7-e99a41d074ee | 1 | PPA | ArchiveDirectories={D:\openHistorian\Archive
|  |  | a248aa9d-c5c3-4126-8f59-f7f18074664c | 1 | PPA | ArchiveDirectories={D:\openHistorian\Archive
|  |  | 354dda2b-7fb4-4c65-b409-e1ac82608e0b | 1 | PPA | ArchiveDirectories={D:\openHistorian\Archive
|  |  | c5a6e347-a110-4bef-b071-eccd3d50f8bd | 1 | PPA | ArchiveDirectories={D:\openHistorian\Archive
|  |  | 7fbd5bd2-ec43-482a-8eda-d66e83c5e2f4 | 1 | PPA | ArchiveDirectories={D:\openHistorian\Archive
|  |  | c8f38a1d-978c-47a5-b098-95b928c4877d | 1 | PPA | ArchiveDirectories={D:\openHistorian\Archive
|  |  | c37b255b-0b82-4bf9-9051-e6b4acb17810 | 1 | PPA | ArchiveDirectories={D:\openHistorian\Archive
|  |  | d61aba4e-ac1f-4cdb-86da-d3a69fbcbbbf | 1 | PPA | ArchiveDirectories={D:\openHistorian\Archive
|  |  | 0b9b5c66-1732-465b-bde6-90a19038c80e | 1 | PPA | ArchiveDirectories={D:\openHistorian\Archive
|  |  | 993b1a95-329c-4019-8180-172c5d9c6605 | 1 | PPA | ArchiveDirectories={D:\openHistorian\Archive
|  |  | 560e8a65-d230-443b-a96e-aaffb20ea09c | 1 | PPA | ArchiveDirectories={D:\openHistorian\Archive
|  |  | a4f466c3-0b3d-4645-b55b-132976eb9269 | 1 | PPA | ArchiveDirectories={D:\openHistorian\Archive
|  |  | 3a48bd06-225b-436d-a476-64f84281f17e | 1 | PPA | ArchiveDirectories={D:\openHistorian\Archive
|  |  | f45103bd-ce1e-4a35-8f05-08c67bc7e8bf | 1 | PPA | ArchiveDirectories={D:\openHistorian\Archive
|  |  | e22334e7-f9e3-4214-821b-62f60ddd55bb | 1 | PPA | ArchiveDirectories={D:\openHistorian\Archive
|  |  | a0acb93e-1e2a-4672-939b-5c1befb8b7f1 | 1 | PPA | ArchiveDirectories={D:\openHistorian\Archive
|  |  | 66931c6e-d420-4a81-96eb-1811a9f69833 | 1 | PPA | ArchiveDirectories={D:\openHistorian\Archive
|  |  | b29dbdf1-eb1f-4178-bb85-4f360a374847 | 1 | PPA | ArchiveDirectories={D:\openHistorian\Archive
|  |  | 051b80c2-5d4a-4ae7-8a82-f890f37791cf | 1 | PPA | ArchiveDirectories={D:\openHistorian\Archive
|  |  | b66fbe6e-e2e0-4f5a-b487-ad7dc019205c | 1 | PPA | ArchiveDirectories={D:\openHistorian\Archive
|  |  | 842aaec1-457c-4999-8818-4dde50119349 | 1 | PPA | ArchiveDirectories={D:\openHistorian\Archive
|  |  | a4b35a56-6bd7-4d28-b95a-c6081587e9b6 | 1 | PPA | ArchiveDirectories={D:\openHistorian\Archive
|  |  | aceb088a-8351-486d-a851-493b86be9af1 | 1 | PPA | ArchiveDirectories={D:\openHistorian\Archive
|  |  | f6ace439-f143-4e2d-ae62-d9de256d279e | 1 | PPA | ArchiveDirectories={D:\openHistorian\Archive
|  |  | fdedece1-bb40-43bc-a6c9-2e2579e42772 | 1 | PPA | ArchiveDirectories={D:\openHistorian\Archive
|  |  | 4bc8404e-de7b-4d48-9a5e-0d755fd7ab3e | 1 | PPA | ArchiveDirectories={D:\openHistorian\Archive
|  |  | fbc2a54a-9935-4357-ba5a-f6af79b84d19 | 1 | PPA | ArchiveDirectories={D:\openHistorian\Archive
|  |  | d6cfacdb-d5a5-4f75-93c5-f18f26419d74 | 1 | PPA | ArchiveDirectories={D:\openHistorian\Archive
|  |  | 3800c87f-5d2c-44b4-8984-09cadbb13c2b | 1 | PPA | ArchiveDirectories={D:\openHistorian\Archive
|  |  | f4356bf2-946c-4c2d-905b-c8ee27d2b757 | 1 | PPA | ArchiveDirectories={D:\openHistorian\Archive
|  |  | 41c282ab-a5b3-4301-af7c-f708b3f90508 | 1 | PPA | ArchiveDirectories={D:\openHistorian\Archive
|  |  | 7800fc72-d7eb-4469-967e-da324e9b65fd | 1 | PPA | ArchiveDirectories={D:\openHistorian\Archive
|  |  | 5c0f450d-3aef-43d0-993f-8f6ee7320810 | 1 | PPA | ArchiveDirectories={D:\openHistorian\Archive
|  |  | 23ff478d-9ca1-40a2-b32b-75e87499b3f9 | 1 | PPA | ArchiveDirectories={D:\openHistorian\Archive
|  |  | ef7fdd28-795a-4c1d-b0d9-19fd0cb6803f | 1 | PPA | ArchiveDirectories={D:\openHistorian\Archive
|  |  | addd7742-2609-4e32-b37a-1dc4372f7fff | 1 | PPA | ArchiveDirectories={D:\openHistorian\Archive
|  |  | e028a581-54f7-41a5-98a0-acacd8a57d27 | 1 | PPA | ArchiveDirectories={D:\openHistorian\Archive
|  |  | 66130ca1-9816-4fdd-bd65-816f6372cb80 | 1 | PPA | ArchiveDirectories={D:\openHistorian\Archive
|  |  | fcc8ee50-ef02-419c-87fa-3e5d0188dfae | 1 | PPA | ArchiveDirectories={D:\openHistorian\Archive
|  |  | aa7df200-9d22-47e3-a23b-67bd7f4ca32f | 1 | PPA | ArchiveDirectories={D:\openHistorian\Archive
|  |  | 08d96c34-c7e6-41a7-8aa9-ac86407513e4 | 1 | PPA | ArchiveDirectories={D:\openHistorian\Archive
|  |  | 55524feb-c39a-4e80-953e-3ea76d650070 | 1 | PPA | ArchiveDirectories={D:\openHistorian\Archive
|  |  | 4de595c5-93e6-45a7-92ef-fca99022fc1a | 1 | PPA | ArchiveDirectories={D:\openHistorian\Archive
|  |  | a0179c3a-f92a-43e2-b69c-36346bdd80e2 | 1 | PPA | ArchiveDirectories={D:\openHistorian\Archive
|  |  | e174de3e-e272-4438-9c07-c142c5980d95 | 1 | PPA | ArchiveDirectories={D:\openHistorian\Archive
|  |  | 9f6b49ff-6d84-4671-bce6-f75c10673850 | 1 | PPA | ArchiveDirectories={D:\openHistorian\Archive
|  |  | db777e90-41bb-4602-871b-cb765902e5a2 | 1 | PPA | ArchiveDirectories={D:\openHistorian\Archive
|  |  | 9a5f30eb-7ecb-4d7b-a7d2-ce16d9dd987d | 1 | PPA | ArchiveDirectories={D:\openHistorian\Archive
|  |  | 350cd4a7-b49f-481d-a730-123ffec20f95 | 1 | PPA | ArchiveDirectories={D:\openHistorian\Archive
|  |  | f68f931d-bd3c-4910-bdca-e63201bd8181 | 1 | PPA | ArchiveDirectories={D:\openHistorian\Archive
|  |  | 13ccda11-4f0a-4825-8898-de2bf0b582d8 | 1 | PPA | ArchiveDirectories={D:\openHistorian\Archive
|  |  | b37bb7cf-b7c4-491f-8284-59326f08802d | 1 | PPA | ArchiveDirectories={D:\openHistorian\Archive
|  |  | 28461daf-68d9-4457-8c97-1dded33c6957 | 1 | PPA | ArchiveDirectories={D:\openHistorian\Archive
|  |  | d9c9fb30-daab-45b2-aa10-a37662637b68 | 1 | PPA | ArchiveDirectories={D:\openHistorian\Archive
|  |  | 0c2ea5e9-63fb-4831-83b4-003cfbd2bf9b | 1 | PPA | ArchiveDirectories={D:\openHistorian\Archive
|  |  | 951fe85e-2e3b-4649-8b36-a7b26a3a9830 | 1 | PPA | ArchiveDirectories={D:\openHistorian\Archive
|  |  | b3990f68-daab-402b-9ff3-a205337be5d8 | 1 | PPA | ArchiveDirectories={D:\openHistorian\Archive
|  |  | 29e1916b-2788-4037-a968-98b8b7b7cc65 | 1 | PPA | ArchiveDirectories={D:\openHistorian\Archive
|  |  | f12acacb-047b-4be7-9317-bedce15143e4 | 1 | PPA | ArchiveDirectories={D:\openHistorian\Archive
|  |  | a474ee24-8be8-40f0-a628-31eac9a86152 | 1 | PPA | ArchiveDirectories={D:\openHistorian\Archive
|  |  | 6b5ddb75-92e2-4101-a4db-1853237caccf | 1 | PPA | ArchiveDirectories={D:\openHistorian\Archive
|  |  | 64435b90-875d-4757-87e5-1bca4d85e1ec | 1 | PPA | ArchiveDirectories={D:\openHistorian\Archive
|  |  | 1aad9178-4ea0-4f6a-9bc3-634c167e9175 | 1 | PPA | ArchiveDirectories={D:\openHistorian\Archive
|  |  | bfa21efd-ee30-4eaf-a9e6-c62a7439220b | 1 | PPA | ArchiveDirectories={D:\openHistorian\Archive
|  |  | a24c5abb-6af0-4177-a970-c2ed89ec90f8 | 1 | PPA | ArchiveDirectories={D:\openHistorian\Archive
|  |  | 8df67f17-b405-4e96-96e1-1061b87993d0 | 1 | PPA | ArchiveDirectories={D:\openHistorian\Archive
|  |  | 58872fe1-dddc-4c27-98c9-7990e8453b14 | 1 | PPA | ArchiveDirectories={D:\openHistorian\Archive
|  |  | e67c9b43-f92d-4f55-8711-5ae3cba9e882 | 1 | PPA | ArchiveDirectories={D:\openHistorian\Archive
|  |  | f9814c55-f781-4462-845b-09036ee30ee6 | 1 | PPA | ArchiveDirectories={D:\openHistorian\Archive
|  |  | 0ed69a1a-a997-4551-aa06-26950d60a236 | 1 | PPA | ArchiveDirectories={D:\openHistorian\Archive
|  |  | 21ef8ff0-e07e-4583-9c15-cd86f040036e | 1 | PPA | ArchiveDirectories={D:\openHistorian\Archive
|  |  | eb67faba-9da3-4ca0-b022-946735807f54 | 1 | PPA | ArchiveDirectories={D:\openHistorian\Archive
|  |  | d56e3714-9b91-432b-a556-9a6298fefded | 1 | PPA | ArchiveDirectories={D:\openHistorian\Archive
|  |  | 0f232c50-9e8b-4603-a42c-4fd86a8bdd8b | 1 | PPA | ArchiveDirectories={D:\openHistorian\Archive
|  |  | 25b9a2f9-150c-4da1-bdc2-6dd1bbff1646 | 1 | PPA | ArchiveDirectories={D:\openHistorian\Archive
|  |  | 670b56a4-7a18-4743-9ad2-9d9881b68fb3 | 1 | PPA | ArchiveDirectories={D:\openHistorian\Archive
|  |  | 430ef1c4-2bd4-41a2-b693-feba3914e348 | 1 | PPA | ArchiveDirectories={D:\openHistorian\Archive
|  |  | cd877e72-6f34-41b3-8b4d-22791094ede2 | 1 | PPA | ArchiveDirectories={D:\openHistorian\Archive
|  |  | b66274c4-9bab-4c5f-a278-44b0a5eecb25 | 1 | PPA | ArchiveDirectories={D:\openHistorian\Archive
|  |  | 0f2b048f-07d6-4240-b0b4-da24f3859429 | 1 | PPA | ArchiveDirectories={D:\openHistorian\Archive
|  |  | c0c238d2-6de9-461f-a115-bd557257c362 | 1 | PPA | ArchiveDirectories={D:\openHistorian\Archive
|  |  | 98d2eef4-570e-43f5-8a28-2bccb4fb8ce2 | 1 | PPA | ArchiveDirectories={D:\openHistorian\Archive
|  |  | ec0ccf20-1b14-4718-b381-1d0bdbc50c4f | 1 | PPA | ArchiveDirectories={D:\openHistorian\Archive
|  |  | 4d0d30f5-bb43-43e4-a421-2630a7781782 | 1 | PPA | ArchiveDirectories={D:\openHistorian\Archive
|  |  | d6f4cb39-bde5-4149-9c83-30e9c08a93c4 | 1 | PPA | ArchiveDirectories={D:\openHistorian\Archive
|  |  | abf514fe-11d8-4834-aff9-adb75dcd836f | 1 | PPA | ArchiveDirectories={D:\openHistorian\Archive
|  |  | 770e3be9-3271-4e3d-8aa2-4bb8681285c5 | 1 | PPA | ArchiveDirectories={D:\openHistorian\Archive
|  |  | a4d384b5-b096-4898-b872-d384832850f3 | 1 | PPA | ArchiveDirectories={D:\openHistorian\Archive
|  |  | da0dd339-eeb0-4e7a-8a82-0f502ee98edd | 1 | PPA | ArchiveDirectories={D:\openHistorian\Archive
|  |  | d2e00116-01a6-4ab7-9d25-e039382ef2ee | 1 | PPA | ArchiveDirectories={D:\openHistorian\Archive
|  |  | f0ab4dc9-f08c-4a63-8893-e35b67f3231f | 1 | PPA | ArchiveDirectories={D:\openHistorian\Archive
|  |  | 61367596-3a43-4ddb-ae36-36d58a74de32 | 1 | PPA | ArchiveDirectories={D:\openHistorian\Archive
|  |  | 3e098734-35c2-44b7-850f-48d54a12cf5b | 1 | PPA | ArchiveDirectories={D:\openHistorian\Archive
|  |  | a8f7d020-d6fc-4e36-aa28-96dc65f95351 | 1 | PPA | ArchiveDirectories={D:\openHistorian\Archive
|  |  | 44664ebc-38c1-4bc2-8f04-211ce0abffbd | 1 | PPA | ArchiveDirectories={D:\openHistorian\Archive
|  |  | 7202a621-eafc-4856-8a98-a8a370a70ba2 | 1 | PPA | ArchiveDirectories={D:\openHistorian\Archive
|  |  | 563c786a-f9a1-433b-9682-7a147b311970 | 1 | PPA | ArchiveDirectories={D:\openHistorian\Archive
|  |  | 9ff64159-1a14-4270-81d9-f80f81ce1bf3 | 1 | PPA | ArchiveDirectories={D:\openHistorian\Archive
|  |  | efa97ae2-2e3a-4fa0-b6c2-0e344c0974a4 | 1 | PPA | ArchiveDirectories={D:\openHistorian\Archive
|  |  | 245fdd5e-0cc7-48d1-adb0-0c1d44e898b4 | 1 | PPA | ArchiveDirectories={D:\openHistorian\Archive
|  |  | ade8a9e1-7f5e-461f-97b3-5b5e4f34db73 | 1 | PPA | ArchiveDirectories={D:\openHistorian\Archive
|  |  | b34f1010-e15f-44c7-8058-d8b6e4a09a1d | 1 | PPA | ArchiveDirectories={D:\openHistorian\Archive
|  |  | 2ad84c91-7ee1-4d9a-ad19-379d917e369f | 1 | PPA | ArchiveDirectories={D:\openHistorian\Archive
|  |  | badc31b6-b7bc-40ca-af86-38f5eb68731e | 1 | PPA | ArchiveDirectories={D:\openHistorian\Archive
|  |  | bfbd385b-4428-4c13-ba5a-14e2b9243faf | 1 | PPA | ArchiveDirectories={D:\openHistorian\Archive
|  |  | 6af843b1-ee39-4548-89d1-ef5dfcdf4668 | 1 | PPA | ArchiveDirectories={D:\openHistorian\Archive
|  |  | 1dd5c1b0-5f25-4421-a6dc-45cf6f7a7c8e | 1 | PPA | ArchiveDirectories={D:\openHistorian\Archive
|  |  | 53fa430a-4b1c-448a-980f-af932e642490 | 1 | PPA | ArchiveDirectories={D:\openHistorian\Archive
|  |  | d1a8a260-2e7e-4ad5-afac-c84f6f217426 | 1 | PPA | ArchiveDirectories={D:\openHistorian\Archive
|  |  | e4b2824e-a186-4fbc-81a9-351821cdf450 | 1 | PPA | ArchiveDirectories={D:\openHistorian\Archive
|  |  | b644277a-a482-42a4-bcca-fad6f59aed94 | 1 | PPA | ArchiveDirectories={D:\openHistorian\Archive
|  |  | d84f0cc1-11ed-46d4-9eee-271ed47ce180 | 1 | PPA | ArchiveDirectories={D:\openHistorian\Archive
|  |  | e9301493-f107-43a2-9e91-8a257fc67fe8 | 1 | PPA | ArchiveDirectories={D:\openHistorian\Archive
|  |  | 6a992a43-0c92-4cf6-b6a9-34fc983d335e | 1 | PPA | ArchiveDirectories={D:\openHistorian\Archive
|  |  | 3b59cf57-e923-4bc2-8c3c-9074d7ff78b1 | 1 | PPA | ArchiveDirectories={D:\openHistorian\Archive
|  |  | 51aed06c-2e5a-4953-a286-d50ed25bb6dc | 1 | PPA | ArchiveDirectories={D:\openHistorian\Archive
|  |  | 866f8504-d7f9-4155-bba0-7d4414235ad2 | 1 | PPA | ArchiveDirectories={D:\openHistorian\Archive
|  |  | afdb4d08-4595-4f5b-a556-e0b844992b8f | 1 | PPA | ArchiveDirectories={D:\openHistorian\Archive
|  |  | 9d0c2ef4-6a7e-4e21-a0f2-13188ffd7ce8 | 1 | PPA | ArchiveDirectories={D:\openHistorian\Archive
|  |  | 2d4f11dc-66b6-44cb-a774-94fc05c7eba5 | 1 | PPA | ArchiveDirectories={D:\openHistorian\Archive
|  |  | 8c0b1599-8c17-4f1a-b23a-35ad1d51b66d | 1 | PPA | ArchiveDirectories={D:\openHistorian\Archive
|  |  | 225bd5f9-5e1f-4d50-9d84-030c7da639cd | 1 | PPA | ArchiveDirectories={D:\openHistorian\Archive
|  |  | 8c58c49c-711a-44e2-accb-333a779640fc | 1 | PPA | ArchiveDirectories={D:\openHistorian\Archive
|  |  | 36fc258d-49fe-42bf-a7f8-6d1ba10fe917 | 1 | PPA | ArchiveDirectories={D:\openHistorian\Archive
|  |  | c59d95d5-4ec9-428a-aa96-d0ddfc4301c9 | 1 | PPA | ArchiveDirectories={D:\openHistorian\Archive
|  |  | a7d8ab8c-4c06-4c60-9160-fa89e5181885 | 1 | PPA | ArchiveDirectories={D:\openHistorian\Archive
|  |  | d79419ed-91c0-4630-80fa-8b9e65777b69 | 1 | PPA | ArchiveDirectories={D:\openHistorian\Archive
|  |  | 5ffd8014-4da8-46ff-bb15-886aa494281e | 1 | PPA | ArchiveDirectories={D:\openHistorian\Archive
|  |  | 73665e5e-1e89-4147-991d-f56f97232882 | 1 | PPA | ArchiveDirectories={D:\openHistorian\Archive
|  |  | 68ec50da-90c7-49f3-980d-0a5a7a548e5f | 1 | PPA | ArchiveDirectories={D:\openHistorian\Archive
|  |  | f92eaaf0-be12-4387-9f27-2163eccd0d39 | 1 | PPA | ArchiveDirectories={D:\openHistorian\Archive
|  |  | d2aef833-68ad-4ff2-8951-559c3aa5a18e | 1 | PPA | ArchiveDirectories={D:\openHistorian\Archive
|  |  | 6384bab8-9ae0-437d-8d76-5ec979ec4819 | 1 | PPA | ArchiveDirectories={D:\openHistorian\Archive
|  |  | bb87cd25-de61-4ed1-8383-6b3e41b2e14a | 1 | PPA | ArchiveDirectories={D:\openHistorian\Archive
|  |  | 2e835a0f-e852-43c5-b26c-1f8afac89c4b | 1 | PPA | ArchiveDirectories={D:\openHistorian\Archive
|  |  | d48accf4-bf81-4439-b58b-e71abac1d585 | 1 | PPA | ArchiveDirectories={D:\openHistorian\Archive
|  |  | 1538f058-f4ce-48a9-9fdf-fe79f3aadcfd | 1 | PPA | ArchiveDirectories={D:\openHistorian\Archive
|  |  | a7ce5dcd-8518-4f6d-bb60-d911befb039b | 1 | PPA | ArchiveDirectories={D:\openHistorian\Archive
|  |  | 3db777da-38c8-4678-895c-11f43abf4e28 | 1 | PPA | ArchiveDirectories={D:\openHistorian\Archive
|  |  | 626bb091-542e-412e-93ac-f49ddbc13b5b | 1 | PPA | ArchiveDirectories={D:\openHistorian\Archive
|  |  | 24166335-4106-405e-ac3b-31bb41566b8d | 1 | PPA | ArchiveDirectories={D:\openHistorian\Archive
|  |  | c7b8ccba-0b04-434a-95ee-f345067ea60b | 1 | PPA | ArchiveDirectories={D:\openHistorian\Archive
|  |  | 7c35b17e-d910-4535-90bd-7f7a0cbd5b41 | 1 | PPA | ArchiveDirectories={D:\openHistorian\Archive
|  |  | 4c81fccc-7551-44bc-9cdb-07c55cfd745b | 1 | PPA | ArchiveDirectories={D:\openHistorian\Archive
|  |  | e987b6b9-670e-4803-a633-0f19a7a49cd5 | 1 | PPA | ArchiveDirectories={D:\openHistorian\Archive
|  |  | a95385c8-db39-4778-9b30-96d62ff7df8f | 1 | PPA | ArchiveDirectories={D:\openHistorian\Archive
|  |  | 5da462b7-038e-40cd-aa3c-387439ef6001 | 1 | PPA | ArchiveDirectories={D:\openHistorian\Archive
|  |  | 8219aa0b-3ffc-46a1-a26d-ede6a1f73c02 | 1 | PPA | ArchiveDirectories={D:\openHistorian\Archive
|  |  | aab24bdb-c44d-44b6-b50f-c3dd9f44427d | 1 | PPA | ArchiveDirectories={D:\openHistorian\Archive
|  |  | 0c197441-053f-4b48-8f2a-f3be68f04404 | 1 | PPA | ArchiveDirectories={D:\openHistorian\Archive
|  |  | cee38124-3f20-4e0a-be7d-3c04778264f3 | 1 | PPA | ArchiveDirectories={D:\openHistorian\Archive
|  |  | 896b6ff8-e090-4d6b-942c-4be98a0b56d3 | 1 | PPA | ArchiveDirectories={D:\openHistorian\Archive
|  |  | 350caabd-4f1d-4f25-a0cb-fd9d082ee0be | 1 | PPA | ArchiveDirectories={D:\openHistorian\Archive
|  |  | 4f7d4a96-45f9-4708-aa92-87d1b1161262 | 1 | PPA | ArchiveDirectories={D:\openHistorian\Archive
|  |  | 7f99f537-faa5-443c-a771-119c4cbfdc58 | 1 | PPA | ArchiveDirectories={D:\openHistorian\Archive
|  |  | 969ad54e-689a-434c-9b53-34396b426dc4 | 1 | PPA | ArchiveDirectories={D:\openHistorian\Archive
|  |  | b839d54e-8351-4991-9719-cb69465dbe87 | 1 | PPA | ArchiveDirectories={D:\openHistorian\Archive
|  |  | 85966177-d1bf-46f0-8526-d00a0a0e6ff2 | 1 | PPA | ArchiveDirectories={D:\openHistorian\Archive
|  |  | f1fad8fa-0002-4426-bacb-b5d93de6064b | 1 | PPA | ArchiveDirectories={D:\openHistorian\Archive
|  |  | 18b6382a-98e4-40a1-bc55-3492c73d3036 | 1 | PPA | ArchiveDirectories={D:\openHistorian\Archive
|  |  | 4caa2c3e-cd13-4585-9e0a-798742c2e03f | 1 | PPA | ArchiveDirectories={D:\openHistorian\Archive
|  |  | 9a2c2ef6-95f9-46fd-8300-abcdfa0044fb | 1 | PPA | ArchiveDirectories={D:\openHistorian\Archive
|  |  | 10096439-c3d0-43c3-a60b-087f3c2200de | 1 | PPA | ArchiveDirectories={D:\openHistorian\Archive
|  |  | 52753ba7-baf9-45b0-a97c-6e0d4ae0f4c9 | 1 | PPA | ArchiveDirectories={D:\openHistorian\Archive
|  |  | 251b0702-4ea9-41f5-8c42-24fbf89b7dce | 1 | PPA | ArchiveDirectories={D:\openHistorian\Archive
|  |  | 467cee7f-8da5-466a-9df8-b5410bb23f79 | 1 | PPA | ArchiveDirectories={D:\openHistorian\Archive
|  |  | 56b242e3-26b7-4b98-b114-9978b5b4e249 | 1 | PPA | ArchiveDirectories={D:\openHistorian\Archive
|  |  | 3828deb9-6b02-4f6b-909f-95ffb491bb1a | 1 | PPA | ArchiveDirectories={D:\openHistorian\Archive
|  |  | 63b09924-7c4a-470a-baa1-79100963ec44 | 1 | PPA | ArchiveDirectories={D:\openHistorian\Archive
|  |  | 5cbea6b5-a6e5-4733-868a-5bf343536500 | 1 | PPA | ArchiveDirectories={D:\openHistorian\Archive
|  |  | c1e1de6a-9d8d-4092-9639-b82179344efc | 1 | PPA | ArchiveDirectories={D:\openHistorian\Archive
|  |  | 00425030-8a41-47ea-999b-1f6801606389 | 1 | PPA | ArchiveDirectories={D:\openHistorian\Archive
|  |  | b1aaa316-1ef6-4ff5-bb36-af523100416d | 1 | PPA | ArchiveDirectories={D:\openHistorian\Archive
|  |  | 7cb4b067-7040-466c-b2b4-1c672090ddad | 1 | PPA | ArchiveDirectories={D:\openHistorian\Archive
|  |  | 125a68dd-d759-42cf-a1ee-8042ec5c4017 | 1 | PPA | ArchiveDirectories={D:\openHistorian\Archive
|  |  | 894e3931-93d9-4113-bead-4079258c7d3f | 1 | PPA | ArchiveDirectories={D:\openHistorian\Archive
|  |  | e70909c3-f352-4b48-a945-d0829af642a2 | 1 | PPA | ArchiveDirectories={D:\openHistorian\Archive
|  |  | b242be0d-ce29-495d-9fff-035b9616be11 | 1 | PPA | ArchiveDirectories={D:\openHistorian\Archive
|  |  | dc8b4c0e-45ed-4a18-ae24-48469260cf8a | 1 | PPA | ArchiveDirectories={D:\openHistorian\Archive
|  |  | c89b2986-9c44-48d0-8afd-6386044525f6 | 1 | PPA | ArchiveDirectories={D:\openHistorian\Archive
|  |  | c8b7fe9a-2a01-4ec9-bbf6-3ebe04027d4b | 1 | PPA | ArchiveDirectories={D:\openHistorian\Archive
|  |  | 7e306f8c-9da8-4df3-93cd-a19a318f1199 | 1 | PPA | ArchiveDirectories={D:\openHistorian\Archive
|  |  | 16de1db7-5df5-4b6c-b3f9-c1331306fad4 | 1 | PPA | ArchiveDirectories={D:\openHistorian\Archive
|  |  | 1f1c814b-dcfd-4030-9662-fc5988fd9293 | 1 | PPA | ArchiveDirectories={D:\openHistorian\Archive
|  |  | c0d166b2-c83b-4e4e-ae67-ba70f8dba9fd | 1 | PPA | ArchiveDirectories={D:\openHistorian\Archive
|  |  | 35993f8e-fab5-414b-805d-29b4f1d2e7b2 | 1 | PPA | ArchiveDirectories={D:\openHistorian\Archive
|  |  | 0d76473a-6a2f-4661-ac0a-00f6067d950c | 1 | PPA | ArchiveDirectories={D:\openHistorian\Archive
|  |  | 5775da3c-f6b4-4399-94b6-5bb4a5fb8c46 | 1 | PPA | ArchiveDirectories={D:\openHistorian\Archive
|  |  | fd8d54db-81ed-4dff-a6e0-ba68536cc7f9 | 1 | PPA | ArchiveDirectories={D:\openHistorian\Archive
|  |  | 36a5704f-2006-41d8-b202-da5c310b3bb1 | 1 | PPA | ArchiveDirectories={D:\openHistorian\Archive
|  |  | 863557c9-45c2-4080-9dc1-b69c5c20bf2d | 1 | PPA | ArchiveDirectories={D:\openHistorian\Archive
|  |  | b92a78db-7fb4-4492-8005-693c2b6e590c | 1 | PPA | ArchiveDirectories={D:\openHistorian\Archive
|  |  | 5632b24b-eecb-4852-87f3-9f2324cc8649 | 1 | PPA | ArchiveDirectories={D:\openHistorian\Archive
|  |  | d602d05b-cf45-46bd-8577-512191be17aa | 1 | PPA | ArchiveDirectories={D:\openHistorian\Archive
|  |  | 0470f88f-ed2c-4030-a02b-fc1dc200ee21 | 1 | PPA | ArchiveDirectories={D:\openHistorian\Archive
|  |  | d8baa078-525a-4d62-90c2-826c47ac242c | 1 | PPA | ArchiveDirectories={D:\openHistorian\Archive
|  |  | 35a1cc7d-48fa-40e2-a1e7-ad646883c5a3 | 2 | STAT |  | 4696 | ONS_LOCAL$BAICA_500_PM_01!PMU:ST1 |  |  | 8736f6c7-ad41-4b43-b4f6-e684e0d4ad20 |  |  | 30 | [8 empty] | 11 | [5 empty] | LOCAL$BAICA_500_PM_01!PMU-ST1 | 0.0 | 1.0 | Device statistic for Number of data quality errors reported by device during last reporting interval. | 0 | 1 | 1 |  | Any | STAT | Statistic | ST |  |  | STAT:4696 | 2021-08-03 20:59
|  |  | 6802a9da-1f9b-4c6f-951d-cd55790b0062 | 2 | STAT |  | 4697 | ONS_LOCAL$BAICA_500_PM_01!PMU:ST2 |  |  | 8736f6c7-ad41-4b43-b4f6-e684e0d4ad20 |  |  | 30 | [8 empty] | 11 | [5 empty] | LOCAL$BAICA_500_PM_01!PMU-ST2 | 0.0 | 1.0 | Device statistic for Number of time quality errors reported by device during last reporting interval. | 0 | 1 | 1 |  | Any | STAT | Statistic | ST |  |  | STAT:4697 | 2021-08-03 20:59
|  |  | 0f264f53-1983-462a-9362-6b4d7857d9a2 | 2 | STAT |  | 4698 | ONS_LOCAL$BAICA_500_PM_01!PMU:ST3 |  |  | 8736f6c7-ad41-4b43-b4f6-e684e0d4ad20 |  |  | 30 | [8 empty] | 11 | [5 empty] | LOCAL$BAICA_500_PM_01!PMU-ST3 | 0.0 | 1.0 | Device statistic for Number of device errors reported by device during last reporting interval. | 0 | 1 | 1 |  | Any | STAT | Statistic | ST |  |  | STAT:4698 | 2021-08-03 20:59
|  |  | 55ae067d-1c5a-45eb-a45c-78c736f236ec | 2 | STAT |  | 4699 | ONS_LOCAL$BAICA_500_PM_01!PMU:ST4 |  |  | 8736f6c7-ad41-4b43-b4f6-e684e0d4ad20 |  |  | 30 | [8 empty] | 11 | [5 empty] | LOCAL$BAICA_500_PM_01!PMU-ST4 | 0.0 | 1.0 | Device statistic for Number of measurements received from device during last reporting interval. | 0 | 1 | 1 |  | Any | STAT | Statistic | ST |  |  | STAT:4699 | 2021-08-03 20:59
|  |  | 2c5e32a9-8322-4f87-b875-e66de2450f98 | 2 | STAT |  | 4700 | ONS_LOCAL$BAICA_500_PM_01!PMU:ST5 |  |  | 8736f6c7-ad41-4b43-b4f6-e684e0d4ad20 |  |  | 30 | [8 empty] | 11 | [5 empty] | LOCAL$BAICA_500_PM_01!PMU-ST5 | 0.0 | 1.0 | Device statistic for Expected number of measurements received from device during last reporting interval. | 0 | 1 | 1 |  | Any | STAT | Statistic | ST |  |  | STAT:4700 | 2021-08-03 20:59
|  |  | 11c7769f-911c-491e-9659-2cd754536132 | 2 | STAT |  | 4701 | ONS_LOCAL$BAICA_500_PM_01!PMU:ST6 |  |  | 8736f6c7-ad41-4b43-b4f6-e684e0d4ad20 |  |  | 30 | [8 empty] | 11 | [5 empty] | LOCAL$BAICA_500_PM_01!PMU-ST6 | 0.0 | 1.0 | Device statistic for Number of measurements received while device was reporting errors during last reporting interval. | 0 | 1 | 1 |  | Any | STAT | Statistic | ST |  |  | STAT:4701 | 2021-08-03 20:59
|  |  | 6f1c5419-e043-4c12-a2c9-7038e0367416 | 2 | STAT |  | 4702 | ONS_LOCAL$BAICA_500_PM_01!PMU:ST7 |  |  | 8736f6c7-ad41-4b43-b4f6-e684e0d4ad20 |  |  | 30 | [8 empty] | 11 | [5 empty] | LOCAL$BAICA_500_PM_01!PMU-ST7 | 0.0 | 1.0 | Device statistic for Number of defined measurements (per frame) from device during last reporting interval. | 0 | 1 | 1 |  | Any | STAT | Statistic | ST |  |  | STAT:4702 | 2021-08-03 20:59
|  |  | 12620d93-b75c-41b2-9c33-4903bbfb810a | 2 | STAT |  | 4703 | ONS_LOCAL$BAPOT_500_PM_01!PMU:ST1 |  |  | 8736f6c7-ad41-4b43-b4f6-e684e0d4ad20 |  |  | 30 | [8 empty] | 11 | [5 empty] | LOCAL$BAPOT_500_PM_01!PMU-ST1 | 0.0 | 1.0 | Device statistic for Number of data quality errors reported by device during last reporting interval. | 0 | 1 | 1 |  | Any | STAT | Statistic | ST |  |  | STAT:4703 | 2021-08-03 20:59
|  |  | e9f6d24b-a632-4568-9f96-0f07b69847dc | 2 | STAT |  | 4704 | ONS_LOCAL$BAPOT_500_PM_01!PMU:ST2 |  |  | 8736f6c7-ad41-4b43-b4f6-e684e0d4ad20 |  |  | 30 | [8 empty] | 11 | [5 empty] | LOCAL$BAPOT_500_PM_01!PMU-ST2 | 0.0 | 1.0 | Device statistic for Number of time quality errors reported by device during last reporting interval. | 0 | 1 | 1 |  | Any | STAT | Statistic | ST |  |  | STAT:4704 | 2021-08-03 20:59
|  |  | 94953c4f-06e8-4bc4-a3e4-0c8e513a2489 | 2 | STAT |  | 4705 | ONS_LOCAL$BAPOT_500_PM_01!PMU:ST3 |  |  | 8736f6c7-ad41-4b43-b4f6-e684e0d4ad20 |  |  | 30 | [8 empty] | 11 | [5 empty] | LOCAL$BAPOT_500_PM_01!PMU-ST3 | 0.0 | 1.0 | Device statistic for Number of device errors reported by device during last reporting interval. | 0 | 1 | 1 |  | Any | STAT | Statistic | ST |  |  | STAT:4705 | 2021-08-03 20:59
|  |  | b7a71823-fede-42dc-92ee-585a4f70eddf | 2 | STAT |  | 4706 | ONS_LOCAL$BAPOT_500_PM_01!PMU:ST4 |  |  | 8736f6c7-ad41-4b43-b4f6-e684e0d4ad20 |  |  | 30 | [8 empty] | 11 | [5 empty] | LOCAL$BAPOT_500_PM_01!PMU-ST4 | 0.0 | 1.0 | Device statistic for Number of measurements received from device during last reporting interval. | 0 | 1 | 1 |  | Any | STAT | Statistic | ST |  |  | STAT:4706 | 2021-08-03 20:59
|  |  | fe7fec1a-df51-49c3-9b9b-b9098eb3628a | 2 | STAT |  | 4707 | ONS_LOCAL$BAPOT_500_PM_01!PMU:ST5 |  |  | 8736f6c7-ad41-4b43-b4f6-e684e0d4ad20 |  |  | 30 | [8 empty] | 11 | [5 empty] | LOCAL$BAPOT_500_PM_01!PMU-ST5 | 0.0 | 1.0 | Device statistic for Expected number of measurements received from device during last reporting interval. | 0 | 1 | 1 |  | Any | STAT | Statistic | ST |  |  | STAT:4707 | 2021-08-03 20:59
|  |  | 1c5c7476-8f56-4584-babc-f550b49c2ee5 | 2 | STAT |  | 4708 | ONS_LOCAL$BAPOT_500_PM_01!PMU:ST6 |  |  | 8736f6c7-ad41-4b43-b4f6-e684e0d4ad20 |  |  | 30 | [8 empty] | 11 | [5 empty] | LOCAL$BAPOT_500_PM_01!PMU-ST6 | 0.0 | 1.0 | Device statistic for Number of measurements received while device was reporting errors during last reporting interval. | 0 | 1 | 1 |  | Any | STAT | Statistic | ST |  |  | STAT:4708 | 2021-08-03 20:59
|  |  | 973c68c8-1bc0-4b88-bffe-b9b6a817e248 | 2 | STAT |  | 4709 | ONS_LOCAL$BAPOT_500_PM_01!PMU:ST7 |  |  | 8736f6c7-ad41-4b43-b4f6-e684e0d4ad20 |  |  | 30 | [8 empty] | 11 | [5 empty] | LOCAL$BAPOT_500_PM_01!PMU-ST7 | 0.0 | 1.0 | Device statistic for Number of defined measurements (per frame) from device during last reporting interval. | 0 | 1 | 1 |  | Any | STAT | Statistic | ST |  |  | STAT:4709 | 2021-08-03 20:59
|  |  | 6de7b031-fb2d-49a3-a0fa-cda1dcaece86 | 2 | STAT |  | 4710 | ONS_LOCAL$BAPOT_500_PM_02!PMU:ST1 |  |  | 8736f6c7-ad41-4b43-b4f6-e684e0d4ad20 |  |  | 30 | [8 empty] | 11 | [5 empty] | LOCAL$BAPOT_500_PM_02!PMU-ST1 | 0.0 | 1.0 | Device statistic for Number of data quality errors reported by device during last reporting interval. | 0 | 1 | 1 |  | Any | STAT | Statistic | ST |  |  | STAT:4710 | 2021-08-03 20:59
|  |  | fb190253-45b7-4c88-9d80-478ab3de2086 | 2 | STAT |  | 4711 | ONS_LOCAL$BAPOT_500_PM_02!PMU:ST2 |  |  | 8736f6c7-ad41-4b43-b4f6-e684e0d4ad20 |  |  | 30 | [8 empty] | 11 | [5 empty] | LOCAL$BAPOT_500_PM_02!PMU-ST2 | 0.0 | 1.0 | Device statistic for Number of time quality errors reported by device during last reporting interval. | 0 | 1 | 1 |  | Any | STAT | Statistic | ST |  |  | STAT:4711 | 2021-08-03 20:59
|  |  | d712cadb-2ff1-4d60-8016-8dda8f3484db | 2 | STAT |  | 4712 | ONS_LOCAL$BAPOT_500_PM_02!PMU:ST3 |  |  | 8736f6c7-ad41-4b43-b4f6-e684e0d4ad20 |  |  | 30 | [8 empty] | 11 | [5 empty] | LOCAL$BAPOT_500_PM_02!PMU-ST3 | 0.0 | 1.0 | Device statistic for Number of device errors reported by device during last reporting interval. | 0 | 1 | 1 |  | Any | STAT | Statistic | ST |  |  | STAT:4712 | 2021-08-03 20:59
|  |  | 9327a502-549c-4a66-ae3d-1a45c9353a44 | 2 | STAT |  | 4713 | ONS_LOCAL$BAPOT_500_PM_02!PMU:ST4 |  |  | 8736f6c7-ad41-4b43-b4f6-e684e0d4ad20 |  |  | 30 | [8 empty] | 11 | [5 empty] | LOCAL$BAPOT_500_PM_02!PMU-ST4 | 0.0 | 1.0 | Device statistic for Number of measurements received from device during last reporting interval. | 0 | 1 | 1 |  | Any | STAT | Statistic | ST |  |  | STAT:4713 | 2021-08-03 20:59
|  |  | 0fe2faa7-1a08-4a83-98e4-b3d27513c5bd | 2 | STAT |  | 4714 | ONS_LOCAL$BAPOT_500_PM_02!PMU:ST5 |  |  | 8736f6c7-ad41-4b43-b4f6-e684e0d4ad20 |  |  | 30 | [8 empty] | 11 | [5 empty] | LOCAL$BAPOT_500_PM_02!PMU-ST5 | 0.0 | 1.0 | Device statistic for Expected number of measurements received from device during last reporting interval. | 0 | 1 | 1 |  | Any | STAT | Statistic | ST |  |  | STAT:4714 | 2021-08-03 20:59
|  |  | 3dbe4980-c32d-40a0-a67c-e45daef9c4db | 2 | STAT |  | 4715 | ONS_LOCAL$BAPOT_500_PM_02!PMU:ST6 |  |  | 8736f6c7-ad41-4b43-b4f6-e684e0d4ad20 |  |  | 30 | [8 empty] | 11 | [5 empty] | LOCAL$BAPOT_500_PM_02!PMU-ST6 | 0.0 | 1.0 | Device statistic for Number of measurements received while device was reporting errors during last reporting interval. | 0 | 1 | 1 |  | Any | STAT | Statistic | ST |  |  | STAT:4715 | 2021-08-03 20:59
|  |  | e02f5468-b6be-4c0b-bf87-022f0c5c2355 | 2 | STAT |  | 4716 | ONS_LOCAL$BAPOT_500_PM_02!PMU:ST7 |  |  | 8736f6c7-ad41-4b43-b4f6-e684e0d4ad20 |  |  | 30 | [8 empty] | 11 | [5 empty] | LOCAL$BAPOT_500_PM_02!PMU-ST7 | 0.0 | 1.0 | Device statistic for Number of defined measurements (per frame) from device during last reporting interval. | 0 | 1 | 1 |  | Any | STAT | Statistic | ST |  |  | STAT:4716 | 2021-08-03 20:59
|  |  | 4017eab0-8286-47b4-bfd4-7a58b6b8fe98 | 2 | STAT |  | 4717 | ONS_LOCAL$BAPOT_500_PM_03!PMU:ST1 |  |  | 8736f6c7-ad41-4b43-b4f6-e684e0d4ad20 |  |  | 30 | [8 empty] | 11 | [5 empty] | LOCAL$BAPOT_500_PM_03!PMU-ST1 | 0.0 | 1.0 | Device statistic for Number of data quality errors reported by device during last reporting interval. | 0 | 1 | 1 |  | Any | STAT | Statistic | ST |  |  | STAT:4717 | 2021-08-03 20:59
|  |  | 6aae7efc-dca7-43a8-8cb7-aded9edfe25e | 2 | STAT |  | 4718 | ONS_LOCAL$BAPOT_500_PM_03!PMU:ST2 |  |  | 8736f6c7-ad41-4b43-b4f6-e684e0d4ad20 |  |  | 30 | [8 empty] | 11 | [5 empty] | LOCAL$BAPOT_500_PM_03!PMU-ST2 | 0.0 | 1.0 | Device statistic for Number of time quality errors reported by device during last reporting interval. | 0 | 1 | 1 |  | Any | STAT | Statistic | ST |  |  | STAT:4718 | 2021-08-03 20:59
|  |  | fa85bff5-6c2c-4af7-a5d4-aca87abc9c56 | 2 | STAT |  | 4719 | ONS_LOCAL$BAPOT_500_PM_03!PMU:ST3 |  |  | 8736f6c7-ad41-4b43-b4f6-e684e0d4ad20 |  |  | 30 | [8 empty] | 11 | [5 empty] | LOCAL$BAPOT_500_PM_03!PMU-ST3 | 0.0 | 1.0 | Device statistic for Number of device errors reported by device during last reporting interval. | 0 | 1 | 1 |  | Any | STAT | Statistic | ST |  |  | STAT:4719 | 2021-08-03 20:59
|  |  | 17e07042-bfdf-4ba6-abb2-47e0c9dcc4c1 | 2 | STAT |  | 4720 | ONS_LOCAL$BAPOT_500_PM_03!PMU:ST4 |  |  | 8736f6c7-ad41-4b43-b4f6-e684e0d4ad20 |  |  | 30 | [8 empty] | 11 | [5 empty] | LOCAL$BAPOT_500_PM_03!PMU-ST4 | 0.0 | 1.0 | Device statistic for Number of measurements received from device during last reporting interval. | 0 | 1 | 1 |  | Any | STAT | Statistic | ST |  |  | STAT:4720 | 2021-08-03 20:59
|  |  | 2fdbd3e5-f0f7-4019-9c79-b797e9e763eb | 2 | STAT |  | 4721 | ONS_LOCAL$BAPOT_500_PM_03!PMU:ST5 |  |  | 8736f6c7-ad41-4b43-b4f6-e684e0d4ad20 |  |  | 30 | [8 empty] | 11 | [5 empty] | LOCAL$BAPOT_500_PM_03!PMU-ST5 | 0.0 | 1.0 | Device statistic for Expected number of measurements received from device during last reporting interval. | 0 | 1 | 1 |  | Any | STAT | Statistic | ST |  |  | STAT:4721 | 2021-08-03 20:59
|  |  | a0653760-7c75-4bce-8d40-d7648aa566f4 | 2 | STAT |  | 4722 | ONS_LOCAL$BAPOT_500_PM_03!PMU:ST6 |  |  | 8736f6c7-ad41-4b43-b4f6-e684e0d4ad20 |  |  | 30 | [8 empty] | 11 | [5 empty] | LOCAL$BAPOT_500_PM_03!PMU-ST6 | 0.0 | 1.0 | Device statistic for Number of measurements received while device was reporting errors during last reporting interval. | 0 | 1 | 1 |  | Any | STAT | Statistic | ST |  |  | STAT:4722 | 2021-08-03 20:59
|  |  | b92a5fdb-37d9-4626-83c7-c754ede93543 | 2 | STAT |  | 4723 | ONS_LOCAL$BAPOT_500_PM_03!PMU:ST7 |  |  | 8736f6c7-ad41-4b43-b4f6-e684e0d4ad20 |  |  | 30 | [8 empty] | 11 | [5 empty] | LOCAL$BAPOT_500_PM_03!PMU-ST7 | 0.0 | 1.0 | Device statistic for Number of defined measurements (per frame) from device during last reporting interval. | 0 | 1 | 1 |  | Any | STAT | Statistic | ST |  |  | STAT:4723 | 2021-08-03 20:59
|  |  | 4737a949-ff17-45ad-be3d-75e068c009d8 | 2 | STAT |  | 4724 | ONS_LOCAL$MAIZ_500_PM_01!PMU:ST1 |  |  | 8736f6c7-ad41-4b43-b4f6-e684e0d4ad20 |  |  | 30 | [8 empty] | 11 | [5 empty] | LOCAL$MAIZ_500_PM_01!PMU-ST1 | 0.0 | 1.0 | Device statistic for Number of data quality errors reported by device during last reporting interval. | 0 | 1 | 1 |  | Any | STAT | Statistic | ST |  |  | STAT:4724 | 2021-08-03 20:59
|  |  | 71b3dfea-7599-46b5-815a-f8dcff62be24 | 2 | STAT |  | 4725 | ONS_LOCAL$MAIZ_500_PM_01!PMU:ST2 |  |  | 8736f6c7-ad41-4b43-b4f6-e684e0d4ad20 |  |  | 30 | [8 empty] | 11 | [5 empty] | LOCAL$MAIZ_500_PM_01!PMU-ST2 | 0.0 | 1.0 | Device statistic for Number of time quality errors reported by device during last reporting interval. | 0 | 1 | 1 |  | Any | STAT | Statistic | ST |  |  | STAT:4725 | 2021-08-03 20:59
|  |  | f236e0a5-3448-4169-8dc0-18364d2505cb | 2 | STAT |  | 4726 | ONS_LOCAL$MAIZ_500_PM_01!PMU:ST3 |  |  | 8736f6c7-ad41-4b43-b4f6-e684e0d4ad20 |  |  | 30 | [8 empty] | 11 | [5 empty] | LOCAL$MAIZ_500_PM_01!PMU-ST3 | 0.0 | 1.0 | Device statistic for Number of device errors reported by device during last reporting interval. | 0 | 1 | 1 |  | Any | STAT | Statistic | ST |  |  | STAT:4726 | 2021-08-03 20:59
|  |  | 12274be5-6a12-4221-ab5f-c15deb74091e | 2 | STAT |  | 4727 | ONS_LOCAL$MAIZ_500_PM_01!PMU:ST4 |  |  | 8736f6c7-ad41-4b43-b4f6-e684e0d4ad20 |  |  | 30 | [8 empty] | 11 | [5 empty] | LOCAL$MAIZ_500_PM_01!PMU-ST4 | 0.0 | 1.0 | Device statistic for Number of measurements received from device during last reporting interval. | 0 | 1 | 1 |  | Any | STAT | Statistic | ST |  |  | STAT:4727 | 2021-08-03 20:59
|  |  | da92d569-39e8-415e-934c-eaeb1c5ca358 | 2 | STAT |  | 4728 | ONS_LOCAL$MAIZ_500_PM_01!PMU:ST5 |  |  | 8736f6c7-ad41-4b43-b4f6-e684e0d4ad20 |  |  | 30 | [8 empty] | 11 | [5 empty] | LOCAL$MAIZ_500_PM_01!PMU-ST5 | 0.0 | 1.0 | Device statistic for Expected number of measurements received from device during last reporting interval. | 0 | 1 | 1 |  | Any | STAT | Statistic | ST |  |  | STAT:4728 | 2021-08-03 20:59
|  |  | 27f7342b-4671-464e-871e-ebcd7773ed9a | 2 | STAT |  | 4729 | ONS_LOCAL$MAIZ_500_PM_01!PMU:ST6 |  |  | 8736f6c7-ad41-4b43-b4f6-e684e0d4ad20 |  |  | 30 | [8 empty] | 11 | [5 empty] | LOCAL$MAIZ_500_PM_01!PMU-ST6 | 0.0 | 1.0 | Device statistic for Number of measurements received while device was reporting errors during last reporting interval. | 0 | 1 | 1 |  | Any | STAT | Statistic | ST |  |  | STAT:4729 | 2021-08-03 20:59
|  |  | c14281cd-e39b-47c8-821b-4679e081cee4 | 2 | STAT |  | 4730 | ONS_LOCAL$MAIZ_500_PM_01!PMU:ST7 |  |  | 8736f6c7-ad41-4b43-b4f6-e684e0d4ad20 |  |  | 30 | [8 empty] | 11 | [5 empty] | LOCAL$MAIZ_500_PM_01!PMU-ST7 | 0.0 | 1.0 | Device statistic for Number of defined measurements (per frame) from device during last reporting interval. | 0 | 1 | 1 |  | Any | STAT | Statistic | ST |  |  | STAT:4730 | 2021-08-03 20:59
|  |  | b52d635c-357e-457e-a70a-0a99c67393d4 | 2 | STAT |  | 4731 | ONS_LOCAL$MAPD_500_PM_01!PMU:ST1 |  |  | 8736f6c7-ad41-4b43-b4f6-e684e0d4ad20 |  |  | 30 | [8 empty] | 11 | [5 empty] | LOCAL$MAPD_500_PM_01!PMU-ST1 | 0.0 | 1.0 | Device statistic for Number of data quality errors reported by device during last reporting interval. | 0 | 1 | 1 |  | Any | STAT | Statistic | ST |  |  | STAT:4731 | 2021-08-03 20:59
|  |  | 5da7b496-32fa-43e7-85b5-376851962c77 | 2 | STAT |  | 4732 | ONS_LOCAL$MAPD_500_PM_01!PMU:ST2 |  |  | 8736f6c7-ad41-4b43-b4f6-e684e0d4ad20 |  |  | 30 | [8 empty] | 11 | [5 empty] | LOCAL$MAPD_500_PM_01!PMU-ST2 | 0.0 | 1.0 | Device statistic for Number of time quality errors reported by device during last reporting interval. | 0 | 1 | 1 |  | Any | STAT | Statistic | ST |  |  | STAT:4732 | 2021-08-03 20:59
|  |  | 5025330e-82ff-415d-ac33-2fce7d7ac5e8 | 2 | STAT |  | 4733 | ONS_LOCAL$MAPD_500_PM_01!PMU:ST3 |  |  | 8736f6c7-ad41-4b43-b4f6-e684e0d4ad20 |  |  | 30 | [8 empty] | 11 | [5 empty] | LOCAL$MAPD_500_PM_01!PMU-ST3 | 0.0 | 1.0 | Device statistic for Number of device errors reported by device during last reporting interval. | 0 | 1 | 1 |  | Any | STAT | Statistic | ST |  |  | STAT:4733 | 2021-08-03 20:59
|  |  | f70ecf64-cbc0-4a63-88f8-cb5955dadb36 | 2 | STAT |  | 4734 | ONS_LOCAL$MAPD_500_PM_01!PMU:ST4 |  |  | 8736f6c7-ad41-4b43-b4f6-e684e0d4ad20 |  |  | 30 | [8 empty] | 11 | [5 empty] | LOCAL$MAPD_500_PM_01!PMU-ST4 | 0.0 | 1.0 | Device statistic for Number of measurements received from device during last reporting interval. | 0 | 1 | 1 |  | Any | STAT | Statistic | ST |  |  | STAT:4734 | 2021-08-03 20:59
|  |  | b3dd04af-2036-4355-83e5-bdffcafa7887 | 2 | STAT |  | 4735 | ONS_LOCAL$MAPD_500_PM_01!PMU:ST5 |  |  | 8736f6c7-ad41-4b43-b4f6-e684e0d4ad20 |  |  | 30 | [8 empty] | 11 | [5 empty] | LOCAL$MAPD_500_PM_01!PMU-ST5 | 0.0 | 1.0 | Device statistic for Expected number of measurements received from device during last reporting interval. | 0 | 1 | 1 |  | Any | STAT | Statistic | ST |  |  | STAT:4735 | 2021-08-03 20:59
|  |  | 51222167-c109-48c9-8b11-45e97988e256 | 2 | STAT |  | 4736 | ONS_LOCAL$MAPD_500_PM_01!PMU:ST6 |  |  | 8736f6c7-ad41-4b43-b4f6-e684e0d4ad20 |  |  | 30 | [8 empty] | 11 | [5 empty] | LOCAL$MAPD_500_PM_01!PMU-ST6 | 0.0 | 1.0 | Device statistic for Number of measurements received while device was reporting errors during last reporting interval. | 0 | 1 | 1 |  | Any | STAT | Statistic | ST |  |  | STAT:4736 | 2021-08-03 20:59
|  |  | 7b451169-6d99-40df-8d7c-4af529f26120 | 2 | STAT |  | 4737 | ONS_LOCAL$MAPD_500_PM_01!PMU:ST7 |  |  | 8736f6c7-ad41-4b43-b4f6-e684e0d4ad20 |  |  | 30 | [8 empty] | 11 | [5 empty] | LOCAL$MAPD_500_PM_01!PMU-ST7 | 0.0 | 1.0 | Device statistic for Number of defined measurements (per frame) from device during last reporting interval. | 0 | 1 | 1 |  | Any | STAT | Statistic | ST |  |  | STAT:4737 | 2021-08-03 20:59
|  |  | 8a369d70-4a0f-4a10-84d7-bd4dbc6724fa | 2 | STAT |  | 4738 | ONS_LOCAL$PATC_500_PM_05!PMU:ST1 |  |  | 8736f6c7-ad41-4b43-b4f6-e684e0d4ad20 |  |  | 30 | [8 empty] | 11 | [5 empty] | LOCAL$PATC_500_PM_05!PMU-ST1 | 0.0 | 1.0 | Device statistic for Number of data quality errors reported by device during last reporting interval. | 0 | 1 | 1 |  | Any | STAT | Statistic | ST |  |  | STAT:4738 | 2021-08-03 20:59
|  |  | 7f7d95ac-2c55-430f-80af-0fc86e59b1c9 | 2 | STAT |  | 4739 | ONS_LOCAL$PATC_500_PM_05!PMU:ST2 |  |  | 8736f6c7-ad41-4b43-b4f6-e684e0d4ad20 |  |  | 30 | [8 empty] | 11 | [5 empty] | LOCAL$PATC_500_PM_05!PMU-ST2 | 0.0 | 1.0 | Device statistic for Number of time quality errors reported by device during last reporting interval. | 0 | 1 | 1 |  | Any | STAT | Statistic | ST |  |  | STAT:4739 | 2021-08-03 20:59
|  |  | 0b99932b-016e-4fa3-83a9-bb7fb7d2dc83 | 2 | STAT |  | 4740 | ONS_LOCAL$PATC_500_PM_05!PMU:ST3 |  |  | 8736f6c7-ad41-4b43-b4f6-e684e0d4ad20 |  |  | 30 | [8 empty] | 11 | [5 empty] | LOCAL$PATC_500_PM_05!PMU-ST3 | 0.0 | 1.0 | Device statistic for Number of device errors reported by device during last reporting interval. | 0 | 1 | 1 |  | Any | STAT | Statistic | ST |  |  | STAT:4740 | 2021-08-03 20:59
|  |  | e67c13cf-029e-443c-98f9-c2781d0b2200 | 2 | STAT |  | 4741 | ONS_LOCAL$PATC_500_PM_05!PMU:ST4 |  |  | 8736f6c7-ad41-4b43-b4f6-e684e0d4ad20 |  |  | 30 | [8 empty] | 11 | [5 empty] | LOCAL$PATC_500_PM_05!PMU-ST4 | 0.0 | 1.0 | Device statistic for Number of measurements received from device during last reporting interval. | 0 | 1 | 1 |  | Any | STAT | Statistic | ST |  |  | STAT:4741 | 2021-08-03 20:59
|  |  | 42b2c3ce-8c6e-4151-bd2c-ff57e320eb1d | 2 | STAT |  | 4742 | ONS_LOCAL$PATC_500_PM_05!PMU:ST5 |  |  | 8736f6c7-ad41-4b43-b4f6-e684e0d4ad20 |  |  | 30 | [8 empty] | 11 | [5 empty] | LOCAL$PATC_500_PM_05!PMU-ST5 | 0.0 | 1.0 | Device statistic for Expected number of measurements received from device during last reporting interval. | 0 | 1 | 1 |  | Any | STAT | Statistic | ST |  |  | STAT:4742 | 2021-08-03 20:59
|  |  | 529cb272-d0b3-4a0e-997c-27a242ac72ed | 2 | STAT |  | 4743 | ONS_LOCAL$PATC_500_PM_05!PMU:ST6 |  |  | 8736f6c7-ad41-4b43-b4f6-e684e0d4ad20 |  |  | 30 | [8 empty] | 11 | [5 empty] | LOCAL$PATC_500_PM_05!PMU-ST6 | 0.0 | 1.0 | Device statistic for Number of measurements received while device was reporting errors during last reporting interval. | 0 | 1 | 1 |  | Any | STAT | Statistic | ST |  |  | STAT:4743 | 2021-08-03 20:59
|  |  | 27f6d893-8971-4dc9-b313-f2a8cf04192e | 2 | STAT |  | 4744 | ONS_LOCAL$PATC_500_PM_05!PMU:ST7 |  |  | 8736f6c7-ad41-4b43-b4f6-e684e0d4ad20 |  |  | 30 | [8 empty] | 11 | [5 empty] | LOCAL$PATC_500_PM_05!PMU-ST7 | 0.0 | 1.0 | Device statistic for Number of defined measurements (per frame) from device during last reporting interval. | 0 | 1 | 1 |  | Any | STAT | Statistic | ST |  |  | STAT:4744 | 2021-08-03 20:59
|  |  | 69fb7b30-8e2a-4ba2-a410-626e63b0c0de | 2 | STAT |  | 4745 | ONS_LOCAL$PATC_500_PM_07!PMU:ST1 |  |  | 8736f6c7-ad41-4b43-b4f6-e684e0d4ad20 |  |  | 30 | [8 empty] | 11 | [5 empty] | LOCAL$PATC_500_PM_07!PMU-ST1 | 0.0 | 1.0 | Device statistic for Number of data quality errors reported by device during last reporting interval. | 0 | 1 | 1 |  | Any | STAT | Statistic | ST |  |  | STAT:4745 | 2021-08-03 20:59
|  |  | 00273be8-427e-4823-81b5-5c54d4d6402b | 2 | STAT |  | 4746 | ONS_LOCAL$PATC_500_PM_07!PMU:ST2 |  |  | 8736f6c7-ad41-4b43-b4f6-e684e0d4ad20 |  |  | 30 | [8 empty] | 11 | [5 empty] | LOCAL$PATC_500_PM_07!PMU-ST2 | 0.0 | 1.0 | Device statistic for Number of time quality errors reported by device during last reporting interval. | 0 | 1 | 1 |  | Any | STAT | Statistic | ST |  |  | STAT:4746 | 2021-08-03 20:59
|  |  | 7d3b9852-fbf5-473f-ad13-fa0f5eda9313 | 2 | STAT |  | 4747 | ONS_LOCAL$PATC_500_PM_07!PMU:ST3 |  |  | 8736f6c7-ad41-4b43-b4f6-e684e0d4ad20 |  |  | 30 | [8 empty] | 11 | [5 empty] | LOCAL$PATC_500_PM_07!PMU-ST3 | 0.0 | 1.0 | Device statistic for Number of device errors reported by device during last reporting interval. | 0 | 1 | 1 |  | Any | STAT | Statistic | ST |  |  | STAT:4747 | 2021-08-03 20:59
|  |  | 032d0cfc-b435-4db2-949d-d5acd99e3ec1 | 2 | STAT |  | 4748 | ONS_LOCAL$PATC_500_PM_07!PMU:ST4 |  |  | 8736f6c7-ad41-4b43-b4f6-e684e0d4ad20 |  |  | 30 | [8 empty] | 11 | [5 empty] | LOCAL$PATC_500_PM_07!PMU-ST4 | 0.0 | 1.0 | Device statistic for Number of measurements received from device during last reporting interval. | 0 | 1 | 1 |  | Any | STAT | Statistic | ST |  |  | STAT:4748 | 2021-08-03 20:59
|  |  | 9eea656e-c85c-4cfc-bd32-25f610326939 | 2 | STAT |  | 4749 | ONS_LOCAL$PATC_500_PM_07!PMU:ST5 |  |  | 8736f6c7-ad41-4b43-b4f6-e684e0d4ad20 |  |  | 30 | [8 empty] | 11 | [5 empty] | LOCAL$PATC_500_PM_07!PMU-ST5 | 0.0 | 1.0 | Device statistic for Expected number of measurements received from device during last reporting interval. | 0 | 1 | 1 |  | Any | STAT | Statistic | ST |  |  | STAT:4749 | 2021-08-03 20:59
|  |  | 2f68f323-1a22-44ce-a018-af06cd49cef8 | 2 | STAT |  | 4750 | ONS_LOCAL$PATC_500_PM_07!PMU:ST6 |  |  | 8736f6c7-ad41-4b43-b4f6-e684e0d4ad20 |  |  | 30 | [8 empty] | 11 | [5 empty] | LOCAL$PATC_500_PM_07!PMU-ST6 | 0.0 | 1.0 | Device statistic for Number of measurements received while device was reporting errors during last reporting interval. | 0 | 1 | 1 |  | Any | STAT | Statistic | ST |  |  | STAT:4750 | 2021-08-03 20:59
|  |  | 6e0423e3-6ee8-45d3-841d-44772fe48e21 | 2 | STAT |  | 4751 | ONS_LOCAL$PATC_500_PM_07!PMU:ST7 |  |  | 8736f6c7-ad41-4b43-b4f6-e684e0d4ad20 |  |  | 30 | [8 empty] | 11 | [5 empty] | LOCAL$PATC_500_PM_07!PMU-ST7 | 0.0 | 1.0 | Device statistic for Number of defined measurements (per frame) from device during last reporting interval. | 0 | 1 | 1 |  | Any | STAT | Statistic | ST |  |  | STAT:4751 | 2021-08-03 20:59
|  |  | e6057a6a-d8ef-4dfd-b6df-a30bf4645318 | 2 | STAT |  | 4752 | ONS_LOCAL$PATC_500_PM_08!PMU:ST1 |  |  | 8736f6c7-ad41-4b43-b4f6-e684e0d4ad20 |  |  | 30 | [8 empty] | 11 | [5 empty] | LOCAL$PATC_500_PM_08!PMU-ST1 | 0.0 | 1.0 | Device statistic for Number of data quality errors reported by device during last reporting interval. | 0 | 1 | 1 |  | Any | STAT | Statistic | ST |  |  | STAT:4752 | 2021-08-03 20:59
|  |  | 995480c5-991a-4d64-8d2c-ab4ed71fa190 | 2 | STAT |  | 4753 | ONS_LOCAL$PATC_500_PM_08!PMU:ST2 |  |  | 8736f6c7-ad41-4b43-b4f6-e684e0d4ad20 |  |  | 30 | [8 empty] | 11 | [5 empty] | LOCAL$PATC_500_PM_08!PMU-ST2 | 0.0 | 1.0 | Device statistic for Number of time quality errors reported by device during last reporting interval. | 0 | 1 | 1 |  | Any | STAT | Statistic | ST |  |  | STAT:4753 | 2021-08-03 20:59
|  |  | 84e9407d-81d5-4085-8239-a61857eb430b | 2 | STAT |  | 4754 | ONS_LOCAL$PATC_500_PM_08!PMU:ST3 |  |  | 8736f6c7-ad41-4b43-b4f6-e684e0d4ad20 |  |  | 30 | [8 empty] | 11 | [5 empty] | LOCAL$PATC_500_PM_08!PMU-ST3 | 0.0 | 1.0 | Device statistic for Number of device errors reported by device during last reporting interval. | 0 | 1 | 1 |  | Any | STAT | Statistic | ST |  |  | STAT:4754 | 2021-08-03 20:59
|  |  | 88abc336-f1a9-4811-b462-c60cb888ac44 | 2 | STAT |  | 4755 | ONS_LOCAL$PATC_500_PM_08!PMU:ST4 |  |  | 8736f6c7-ad41-4b43-b4f6-e684e0d4ad20 |  |  | 30 | [8 empty] | 11 | [5 empty] | LOCAL$PATC_500_PM_08!PMU-ST4 | 0.0 | 1.0 | Device statistic for Number of measurements received from device during last reporting interval. | 0 | 1 | 1 |  | Any | STAT | Statistic | ST |  |  | STAT:4755 | 2021-08-03 20:59
|  |  | fb1372de-b33d-4438-bbf0-75f377325606 | 2 | STAT |  | 4756 | ONS_LOCAL$PATC_500_PM_08!PMU:ST5 |  |  | 8736f6c7-ad41-4b43-b4f6-e684e0d4ad20 |  |  | 30 | [8 empty] | 11 | [5 empty] | LOCAL$PATC_500_PM_08!PMU-ST5 | 0.0 | 1.0 | Device statistic for Expected number of measurements received from device during last reporting interval. | 0 | 1 | 1 |  | Any | STAT | Statistic | ST |  |  | STAT:4756 | 2021-08-03 20:59
|  |  | f9f4aab6-19d1-423f-a3a3-7422a5025520 | 2 | STAT |  | 4757 | ONS_LOCAL$PATC_500_PM_08!PMU:ST6 |  |  | 8736f6c7-ad41-4b43-b4f6-e684e0d4ad20 |  |  | 30 | [8 empty] | 11 | [5 empty] | LOCAL$PATC_500_PM_08!PMU-ST6 | 0.0 | 1.0 | Device statistic for Number of measurements received while device was reporting errors during last reporting interval. | 0 | 1 | 1 |  | Any | STAT | Statistic | ST |  |  | STAT:4757 | 2021-08-03 20:59
|  |  | 18b335ae-894a-4b01-bcfe-deb358452d44 | 2 | STAT |  | 4758 | ONS_LOCAL$PATC_500_PM_08!PMU:ST7 |  |  | 8736f6c7-ad41-4b43-b4f6-e684e0d4ad20 |  |  | 30 | [8 empty] | 11 | [5 empty] | LOCAL$PATC_500_PM_08!PMU-ST7 | 0.0 | 1.0 | Device statistic for Number of defined measurements (per frame) from device during last reporting interval. | 0 | 1 | 1 |  | Any | STAT | Statistic | ST |  |  | STAT:4758 | 2021-08-03 20:59
|  |  | a3a72c2c-e01d-41e2-8b34-4a818d354891 | 2 | STAT |  | 4759 | ONS_LOCAL$SCCNO_525_PM_03!PMU:ST1 |  |  | 8736f6c7-ad41-4b43-b4f6-e684e0d4ad20 |  |  | 30 | [8 empty] | 11 | [5 empty] | LOCAL$SCCNO_525_PM_03!PMU-ST1 | 0.0 | 1.0 | Device statistic for Number of data quality errors reported by device during last reporting interval. | 0 | 1 | 1 |  | Any | STAT | Statistic | ST |  |  | STAT:4759 | 2021-08-03 20:59
|  |  | dde86d5f-20dd-47e7-ba19-af63d8cc799b | 2 | STAT |  | 4760 | ONS_LOCAL$SCCNO_525_PM_03!PMU:ST2 |  |  | 8736f6c7-ad41-4b43-b4f6-e684e0d4ad20 |  |  | 30 | [8 empty] | 11 | [5 empty] | LOCAL$SCCNO_525_PM_03!PMU-ST2 | 0.0 | 1.0 | Device statistic for Number of time quality errors reported by device during last reporting interval. | 0 | 1 | 1 |  | Any | STAT | Statistic | ST |  |  | STAT:4760 | 2021-08-03 20:59
|  |  | e206cc39-f34b-4180-994c-f825ee1c69c4 | 2 | STAT |  | 4761 | ONS_LOCAL$SCCNO_525_PM_03!PMU:ST3 |  |  | 8736f6c7-ad41-4b43-b4f6-e684e0d4ad20 |  |  | 30 | [8 empty] | 11 | [5 empty] | LOCAL$SCCNO_525_PM_03!PMU-ST3 | 0.0 | 1.0 | Device statistic for Number of device errors reported by device during last reporting interval. | 0 | 1 | 1 |  | Any | STAT | Statistic | ST |  |  | STAT:4761 | 2021-08-03 20:59
|  |  | e82cdb86-7831-4e2c-87d6-0cdd479db3f0 | 2 | STAT |  | 4762 | ONS_LOCAL$SCCNO_525_PM_03!PMU:ST4 |  |  | 8736f6c7-ad41-4b43-b4f6-e684e0d4ad20 |  |  | 30 | [8 empty] | 11 | [5 empty] | LOCAL$SCCNO_525_PM_03!PMU-ST4 | 0.0 | 1.0 | Device statistic for Number of measurements received from device during last reporting interval. | 0 | 1 | 1 |  | Any | STAT | Statistic | ST |  |  | STAT:4762 | 2021-08-03 20:59
|  |  | 1a31b5bd-f041-4cf1-a405-13b7a1ef3828 | 2 | STAT |  | 4763 | ONS_LOCAL$SCCNO_525_PM_03!PMU:ST5 |  |  | 8736f6c7-ad41-4b43-b4f6-e684e0d4ad20 |  |  | 30 | [8 empty] | 11 | [5 empty] | LOCAL$SCCNO_525_PM_03!PMU-ST5 | 0.0 | 1.0 | Device statistic for Expected number of measurements received from device during last reporting interval. | 0 | 1 | 1 |  | Any | STAT | Statistic | ST |  |  | STAT:4763 | 2021-08-03 20:59
|  |  | 0f35cfce-6b15-4b2e-9157-442c595fde11 | 2 | STAT |  | 4764 | ONS_LOCAL$SCCNO_525_PM_03!PMU:ST6 |  |  | 8736f6c7-ad41-4b43-b4f6-e684e0d4ad20 |  |  | 30 | [8 empty] | 11 | [5 empty] | LOCAL$SCCNO_525_PM_03!PMU-ST6 | 0.0 | 1.0 | Device statistic for Number of measurements received while device was reporting errors during last reporting interval. | 0 | 1 | 1 |  | Any | STAT | Statistic | ST |  |  | STAT:4764 | 2021-08-03 20:59
|  |  | 4cf99dd4-8e0a-4990-a4ce-3abed9577029 | 2 | STAT |  | 4765 | ONS_LOCAL$SCCNO_525_PM_03!PMU:ST7 |  |  | 8736f6c7-ad41-4b43-b4f6-e684e0d4ad20 |  |  | 30 | [8 empty] | 11 | [5 empty] | LOCAL$SCCNO_525_PM_03!PMU-ST7 | 0.0 | 1.0 | Device statistic for Number of defined measurements (per frame) from device during last reporting interval. | 0 | 1 | 1 |  | Any | STAT | Statistic | ST |  |  | STAT:4765 | 2021-08-03 20:59
|  |  | 4eed128c-a478-4c52-9a5b-c66ad72d845a | 2 | STAT |  | 4766 | ONS_LOCAL$SCCNO_525_PM_04!PMU:ST1 |  |  | 8736f6c7-ad41-4b43-b4f6-e684e0d4ad20 |  |  | 30 | [8 empty] | 11 | [5 empty] | LOCAL$SCCNO_525_PM_04!PMU-ST1 | 0.0 | 1.0 | Device statistic for Number of data quality errors reported by device during last reporting interval. | 0 | 1 | 1 |  | Any | STAT | Statistic | ST |  |  | STAT:4766 | 2021-08-03 20:59
|  |  | 3650086e-531a-4d6f-8e18-8be3b177af8f | 2 | STAT |  | 4767 | ONS_LOCAL$SCCNO_525_PM_04!PMU:ST2 |  |  | 8736f6c7-ad41-4b43-b4f6-e684e0d4ad20 |  |  | 30 | [8 empty] | 11 | [5 empty] | LOCAL$SCCNO_525_PM_04!PMU-ST2 | 0.0 | 1.0 | Device statistic for Number of time quality errors reported by device during last reporting interval. | 0 | 1 | 1 |  | Any | STAT | Statistic | ST |  |  | STAT:4767 | 2021-08-03 20:59
|  |  | b6a3fbef-9d0a-478a-8d1c-f293751d7095 | 2 | STAT |  | 4768 | ONS_LOCAL$SCCNO_525_PM_04!PMU:ST3 |  |  | 8736f6c7-ad41-4b43-b4f6-e684e0d4ad20 |  |  | 30 | [8 empty] | 11 | [5 empty] | LOCAL$SCCNO_525_PM_04!PMU-ST3 | 0.0 | 1.0 | Device statistic for Number of device errors reported by device during last reporting interval. | 0 | 1 | 1 |  | Any | STAT | Statistic | ST |  |  | STAT:4768 | 2021-08-03 20:59
|  |  | 596c3164-e295-46c3-b3c1-18e6d48ea146 | 2 | STAT |  | 4769 | ONS_LOCAL$SCCNO_525_PM_04!PMU:ST4 |  |  | 8736f6c7-ad41-4b43-b4f6-e684e0d4ad20 |  |  | 30 | [8 empty] | 11 | [5 empty] | LOCAL$SCCNO_525_PM_04!PMU-ST4 | 0.0 | 1.0 | Device statistic for Number of measurements received from device during last reporting interval. | 0 | 1 | 1 |  | Any | STAT | Statistic | ST |  |  | STAT:4769 | 2021-08-03 20:59
|  |  | a42b12d0-b9be-4374-a76a-ad391dfbd909 | 2 | STAT |  | 4770 | ONS_LOCAL$SCCNO_525_PM_04!PMU:ST5 |  |  | 8736f6c7-ad41-4b43-b4f6-e684e0d4ad20 |  |  | 30 | [8 empty] | 11 | [5 empty] | LOCAL$SCCNO_525_PM_04!PMU-ST5 | 0.0 | 1.0 | Device statistic for Expected number of measurements received from device during last reporting interval. | 0 | 1 | 1 |  | Any | STAT | Statistic | ST |  |  | STAT:4770 | 2021-08-03 20:59
|  |  | 1551103d-a0fd-422c-9236-e059ab2337ce | 2 | STAT |  | 4771 | ONS_LOCAL$SCCNO_525_PM_04!PMU:ST6 |  |  | 8736f6c7-ad41-4b43-b4f6-e684e0d4ad20 |  |  | 30 | [8 empty] | 11 | [5 empty] | LOCAL$SCCNO_525_PM_04!PMU-ST6 | 0.0 | 1.0 | Device statistic for Number of measurements received while device was reporting errors during last reporting interval. | 0 | 1 | 1 |  | Any | STAT | Statistic | ST |  |  | STAT:4771 | 2021-08-03 20:59
|  |  | 5e11ff08-292d-406f-82c5-d70a5f1b8279 | 2 | STAT |  | 4772 | ONS_LOCAL$SCCNO_525_PM_04!PMU:ST7 |  |  | 8736f6c7-ad41-4b43-b4f6-e684e0d4ad20 |  |  | 30 | [8 empty] | 11 | [5 empty] | LOCAL$SCCNO_525_PM_04!PMU-ST7 | 0.0 | 1.0 | Device statistic for Number of defined measurements (per frame) from device during last reporting interval. | 0 | 1 | 1 |  | Any | STAT | Statistic | ST |  |  | STAT:4772 | 2021-08-03 20:59
|  |  | f246f52d-604a-447a-8072-9a2dcc9b7f34 | 1 | PPA | ArchiveDirectories={D:\openHistorian\Archive
|  |  | 9b37d1be-1173-4bad-8b5e-3d78a884516a | 1 | PPA | ArchiveDirectories={D:\openHistorian\Archive
|  |  | 193cd2d3-8a6c-4a95-b9f4-17a8e277575b | 1 | PPA | ArchiveDirectories={D:\openHistorian\Archive
|  |  | 9db4f8e4-beb9-4802-9fb7-88b110bdb928 | 1 | PPA | ArchiveDirectories={D:\openHistorian\Archive
|  |  | 13430900-9ded-43c3-9592-5aca0a526f4d | 1 | PPA | ArchiveDirectories={D:\openHistorian\Archive
|  |  | 364def21-bcdf-492c-a7bb-15d027236830 | 1 | PPA | ArchiveDirectories={D:\openHistorian\Archive
|  |  | 14cf5dbe-92b8-476e-8ed9-5fa043c54b48 | 1 | PPA | ArchiveDirectories={D:\openHistorian\Archive
|  |  | 6de7ac76-0f85-4b5c-b7a8-74e812892e69 | 1 | PPA | ArchiveDirectories={D:\openHistorian\Archive
|  |  | 0f760112-4a62-4d87-a9dd-666167cae5bf | 1 | PPA | ArchiveDirectories={D:\openHistorian\Archive
|  |  | 3b8c832e-2af4-44af-bf07-c9ff1d6d2800 | 1 | PPA | ArchiveDirectories={D:\openHistorian\Archive
|  |  | fc89b9c8-3eed-42ab-8818-d43addb63dcc | 1 | PPA | ArchiveDirectories={D:\openHistorian\Archive
|  |  | 75418d03-bbba-40f0-86b1-bd6719fe49b3 | 1 | PPA | ArchiveDirectories={D:\openHistorian\Archive
|  |  | d7b43220-6dc7-4694-85ec-b71fc953a634 | 1 | PPA | ArchiveDirectories={D:\openHistorian\Archive
|  |  | fd1cf749-d570-4f28-b445-3b14272d8a89 | 1 | PPA | ArchiveDirectories={D:\openHistorian\Archive
|  |  | 10583e44-cea6-4c89-8df4-ee4cfa26596c | 1 | PPA | ArchiveDirectories={D:\openHistorian\Archive
|  |  | 093c84ae-eaf4-4223-99ec-c859fda0dde6 | 1 | PPA | ArchiveDirectories={D:\openHistorian\Archive
|  |  | 0fbe28c8-3051-4056-aa37-70280c9c2b8d | 1 | PPA | ArchiveDirectories={D:\openHistorian\Archive
|  |  | 89e44a83-3633-405d-860b-9f6e1fbee044 | 1 | PPA | ArchiveDirectories={D:\openHistorian\Archive
|  |  | 1ec6b500-b2d7-455d-8797-974949a3e990 | 1 | PPA | ArchiveDirectories={D:\openHistorian\Archive
|  |  | c41df373-c18d-4f2e-a89d-21ea7bbfa94f | 1 | PPA | ArchiveDirectories={D:\openHistorian\Archive
|  |  | 333d04ba-0579-461a-a1b0-2ded6a85b408 | 1 | PPA | ArchiveDirectories={D:\openHistorian\Archive
|  |  | 41f2051f-698a-4e0e-9c64-bbb1f379e41d | 1 | PPA | ArchiveDirectories={D:\openHistorian\Archive
|  |  | 56522f1e-ca5d-4e05-b096-4ed56d50aafd | 1 | PPA | ArchiveDirectories={D:\openHistorian\Archive
|  |  | 4307dc5a-8919-416b-a90d-01ade1fe81cb | 1 | PPA | ArchiveDirectories={D:\openHistorian\Archive
|  |  | 73f5088f-968d-4c4a-bb85-d441f962e5de | 1 | PPA | ArchiveDirectories={D:\openHistorian\Archive
|  |  | 38c8fd3c-1baa-4f04-9f56-6418a924effb | 1 | PPA | ArchiveDirectories={D:\openHistorian\Archive
|  |  | 8167e997-ef75-4e5a-9e6e-b70ad72f2abe | 1 | PPA | ArchiveDirectories={D:\openHistorian\Archive
|  |  | 3ea59805-45f4-4261-9c88-5ea4e34f89de | 1 | PPA | ArchiveDirectories={D:\openHistorian\Archive
|  |  | ff23ef18-4881-4715-af90-859a813cc93b | 1 | PPA | ArchiveDirectories={D:\openHistorian\Archive
|  |  | e63539e0-823a-424c-82aa-13db99a25b4a | 1 | PPA | ArchiveDirectories={D:\openHistorian\Archive
|  |  | e317907b-f1ac-418d-8738-2cc18b61156f | 1 | PPA | ArchiveDirectories={D:\openHistorian\Archive
|  |  | e41a18d4-fe40-455f-9418-adb0c2035133 | 1 | PPA | ArchiveDirectories={D:\openHistorian\Archive
|  |  | 7a4d7142-b3ee-449b-bfdd-5fe04040cb39 | 1 | PPA | ArchiveDirectories={D:\openHistorian\Archive
|  |  | e1fbce73-0ec5-43dd-a32d-7c9fd74caf57 | 1 | PPA | ArchiveDirectories={D:\openHistorian\Archive
|  |  | 9dbdcb71-955a-4569-8e61-492a401b012f | 1 | PPA | ArchiveDirectories={D:\openHistorian\Archive
|  |  | 04414e1d-e1d2-4ffc-8ebb-63b277297819 | 1 | PPA | ArchiveDirectories={D:\openHistorian\Archive
|  |  | 55d9439b-d28b-4ff3-b06e-223a67fcf7fc | 1 | PPA | ArchiveDirectories={D:\openHistorian\Archive
|  |  | e3a7bfb1-fdca-4c82-953f-e04ba6598b40 | 1 | PPA | ArchiveDirectories={D:\openHistorian\Archive
|  |  | 1f5ae58e-1d7e-4382-aaf7-ac76b815c475 | 1 | PPA | ArchiveDirectories={D:\openHistorian\Archive
|  |  | bcf3c775-8805-4cbc-a980-84e6a3e0efc7 | 1 | PPA | ArchiveDirectories={D:\openHistorian\Archive
|  |  | b7c235dc-60e8-4411-a5dd-96ced83a6abb | 1 | PPA | ArchiveDirectories={D:\openHistorian\Archive
|  |  | 6e1edf51-3b75-4c0c-bbdf-01331749f0e8 | 1 | PPA | ArchiveDirectories={D:\openHistorian\Archive
|  |  | ac88dd44-8047-419c-bdd6-c1a2ffe2581c | 1 | PPA | ArchiveDirectories={D:\openHistorian\Archive
|  |  | e8276d05-d936-4d90-a08b-ffda404332d7 | 1 | PPA | ArchiveDirectories={D:\openHistorian\Archive
|  |  | ad21b60b-f8f1-4fd3-a0c6-2f820c1607e4 | 1 | PPA | ArchiveDirectories={D:\openHistorian\Archive
|  |  | 8631f1d8-26d4-482a-af43-865aa6a5ca98 | 1 | PPA | ArchiveDirectories={D:\openHistorian\Archive
|  |  | 0f7ba962-2c1e-41e7-8ff9-09c8169cf972 | 1 | PPA | ArchiveDirectories={D:\openHistorian\Archive
|  |  | 354334d0-708d-47f4-afbb-69f5b629dcc8 | 1 | PPA | ArchiveDirectories={D:\openHistorian\Archive
|  |  | cf9dfd28-a048-4116-b4c4-65d3cbf00ba7 | 1 | PPA | ArchiveDirectories={D:\openHistorian\Archive
|  |  | b37839f6-3e84-488f-b9d0-240db79a4aa1 | 1 | PPA | ArchiveDirectories={D:\openHistorian\Archive
|  |  | a5b59259-cd35-44ba-bc2b-1952b95f8805 | 1 | PPA | ArchiveDirectories={D:\openHistorian\Archive
|  |  | eccad78b-ddcc-4a3a-9b72-2b56d92c4d61 | 1 | PPA | ArchiveDirectories={D:\openHistorian\Archive
|  |  | 3a1b239a-9655-4d9c-9fca-9d62fa1f0435 | 1 | PPA | ArchiveDirectories={D:\openHistorian\Archive
|  |  | 807ab66c-3194-461f-8509-94b548959852 | 1 | PPA | ArchiveDirectories={D:\openHistorian\Archive
|  |  | 37ecf345-430e-4c27-815f-1f6298fe8ac0 | 1 | PPA | ArchiveDirectories={D:\openHistorian\Archive
|  |  | 2aac720b-fbd9-402c-9170-1146d3406f17 | 1 | PPA | ArchiveDirectories={D:\openHistorian\Archive
|  |  | d9edce7b-a931-4b71-9bab-2b369b25459d | 1 | PPA | ArchiveDirectories={D:\openHistorian\Archive
|  |  | b8f607b5-cf96-4906-a532-6cc79246abe4 | 1 | PPA | ArchiveDirectories={D:\openHistorian\Archive
|  |  | 9b725673-0fd4-4f32-8bf6-e3af56d10b7e | 1 | PPA | ArchiveDirectories={D:\openHistorian\Archive
|  |  | 6b962268-fc96-41c5-9c05-93947e90b9d8 | 1 | PPA | ArchiveDirectories={D:\openHistorian\Archive
|  |  | 0b7dcf04-3036-493d-b670-b3652cb52df5 | 1 | PPA | ArchiveDirectories={D:\openHistorian\Archive
|  |  | 02eee325-2b29-44a8-a859-de44199ca014 | 1 | PPA | ArchiveDirectories={D:\openHistorian\Archive
|  |  | 8799192b-db5d-4561-a631-f6ad3183c694 | 1 | PPA | ArchiveDirectories={D:\openHistorian\Archive
|  |  | 1793735b-c274-41c2-8c9d-9b061cf0541b | 1 | PPA | ArchiveDirectories={D:\openHistorian\Archive
|  |  | 706dd2d1-2c86-43c5-8108-ea8247d42260 | 1 | PPA | ArchiveDirectories={D:\openHistorian\Archive
|  |  | 7fe6867f-3ec4-4de1-b17d-3074b43b7183 | 1 | PPA | ArchiveDirectories={D:\openHistorian\Archive
|  |  | e7ed3e2b-6a24-494b-8aaf-efa691fa7df3 | 1 | PPA | ArchiveDirectories={D:\openHistorian\Archive
|  |  | dbe6ab02-afdf-4bdf-856c-fb4661eadc14 | 1 | PPA | ArchiveDirectories={D:\openHistorian\Archive
|  |  | 5d57e9bb-aef1-4280-9aab-209ef490297b | 1 | PPA | ArchiveDirectories={D:\openHistorian\Archive
|  |  | 16ce2b28-475e-46ce-aa19-70effc66ff0c | 1 | PPA | ArchiveDirectories={D:\openHistorian\Archive
|  |  | 6fb37835-4de8-4017-bef4-a1e07407c733 | 1 | PPA | ArchiveDirectories={D:\openHistorian\Archive
|  |  | 3df18783-56ed-453c-ba35-13cb47cdbe79 | 1 | PPA | ArchiveDirectories={D:\openHistorian\Archive
|  |  | 2831dfb3-d1f3-4e39-a8c2-c65f80adc2f4 | 1 | PPA | ArchiveDirectories={D:\openHistorian\Archive
|  |  | 2dfeacaa-8f5a-4da0-b4eb-610816ac9805 | 1 | PPA | ArchiveDirectories={D:\openHistorian\Archive
|  |  | 65f7564b-30eb-41ea-b4c9-c4984acf7217 | 1 | PPA | ArchiveDirectories={D:\openHistorian\Archive
|  |  | 013cb319-972f-4858-8991-a17608ee1874 | 1 | PPA | ArchiveDirectories={D:\openHistorian\Archive
|  |  | 3f377215-3539-49f9-abd3-fa7db7b23c49 | 1 | PPA | ArchiveDirectories={D:\openHistorian\Archive
|  |  | 282299f2-5f14-4594-945f-b91bca7c7988 | 1 | PPA | ArchiveDirectories={D:\openHistorian\Archive
|  |  | 406eda39-4f6e-4109-b7db-510ef959f198 | 1 | PPA | ArchiveDirectories={D:\openHistorian\Archive
|  |  | 7db996ad-97bf-4795-8b07-03b083e0ef5f | 1 | PPA | ArchiveDirectories={D:\openHistorian\Archive
|  |  | d2dd6644-37bb-4514-b6ea-d7adee47fdb2 | 1 | PPA | ArchiveDirectories={D:\openHistorian\Archive
|  |  | 00d90611-f63d-4f42-aea8-05ea2f08027c | 1 | PPA | ArchiveDirectories={D:\openHistorian\Archive
|  |  | 3934dad6-286d-4164-9491-ed2edcc5ced8 | 1 | PPA | ArchiveDirectories={D:\openHistorian\Archive
|  |  | 01f648a2-1d10-4386-bb28-f3129f02243e | 1 | PPA | ArchiveDirectories={D:\openHistorian\Archive
|  |  | 7d5b6780-265b-4923-977e-41bdba3645c9 | 1 | PPA | ArchiveDirectories={D:\openHistorian\Archive
|  |  | dfdab4fa-4f96-4b01-a3b7-9015f1206f99 | 1 | PPA | ArchiveDirectories={D:\openHistorian\Archive
|  |  | d08d013c-f9e7-4993-a219-2def9dc0cdcd | 1 | PPA | ArchiveDirectories={D:\openHistorian\Archive
|  |  | bdc3dd57-f0d1-4364-8eef-ff97ec79bfb5 | 1 | PPA | ArchiveDirectories={D:\openHistorian\Archive
|  |  | a76cd128-7433-46ca-8ff6-1f29d52ab3e2 | 1 | PPA | ArchiveDirectories={D:\openHistorian\Archive
|  |  | 4884ab1f-c680-4f9e-893b-c28c31920735 | 1 | PPA | ArchiveDirectories={D:\openHistorian\Archive
|  |  | a3492581-fa64-4a37-9156-51f2a85d87d5 | 1 | PPA | ArchiveDirectories={D:\openHistorian\Archive
|  |  | bf4e43eb-b0c2-4685-8704-19bee88996ca | 1 | PPA | ArchiveDirectories={D:\openHistorian\Archive
|  |  | 37d37202-ef4f-4864-8b16-cb141c5befda | 1 | PPA | ArchiveDirectories={D:\openHistorian\Archive
|  |  | 8b128fa0-fd19-44e3-97be-ba527e6d037c | 1 | PPA | ArchiveDirectories={D:\openHistorian\Archive
|  |  | a4d3edb4-af1a-41d8-a28e-671088c5bc74 | 1 | PPA | ArchiveDirectories={D:\openHistorian\Archive
|  |  | 23936122-d51d-4ee8-80ec-3fdb9f196fc9 | 1 | PPA | ArchiveDirectories={D:\openHistorian\Archive
|  |  | 49df72cb-3590-4df0-b002-6f607f36196d | 1 | PPA | ArchiveDirectories={D:\openHistorian\Archive
|  |  | cb10feca-5e7f-4df6-bbef-4125a0759236 | 1 | PPA | ArchiveDirectories={D:\openHistorian\Archive
|  |  | 20004fc6-a202-4450-947e-9015e62fb74d | 1 | PPA | ArchiveDirectories={D:\openHistorian\Archive
|  |  | b6e5fb79-6b83-4e47-9f99-a637a1b026b1 | 1 | PPA | ArchiveDirectories={D:\openHistorian\Archive
|  |  | b323fdeb-bdf7-4cf3-8fec-40e74bab3d4b | 1 | PPA | ArchiveDirectories={D:\openHistorian\Archive
|  |  | ff99c50c-8d91-4d16-89ac-799051bb6dcd | 1 | PPA | ArchiveDirectories={D:\openHistorian\Archive
|  |  | d1c9c096-f110-4a52-af5c-1d01bd8b810e | 1 | PPA | ArchiveDirectories={D:\openHistorian\Archive
|  |  | 9b770d7e-be08-40fa-81fb-796aeadfa334 | 1 | PPA | ArchiveDirectories={D:\openHistorian\Archive
|  |  | d17c874e-2a8a-4571-881f-02fd8b388a73 | 1 | PPA | ArchiveDirectories={D:\openHistorian\Archive
|  |  | 12e0a991-4f76-451a-9f49-6eee10caa2d2 | 1 | PPA | ArchiveDirectories={D:\openHistorian\Archive
|  |  | e5cf2e43-793e-43e6-9d67-e8f2200e5f25 | 1 | PPA | ArchiveDirectories={D:\openHistorian\Archive
|  |  | 9f1d722d-6db4-439c-8715-7b5e91a72e0a | 1 | PPA | ArchiveDirectories={D:\openHistorian\Archive
|  |  | 9a464dc2-27e1-4730-acaa-811a33a3d66a | 1 | PPA | ArchiveDirectories={D:\openHistorian\Archive
|  |  | 1339547d-b005-4d44-889e-9545c9d2d19d | 1 | PPA | ArchiveDirectories={D:\openHistorian\Archive
|  |  | ea83e9d1-7722-486a-99bd-ab93c2261863 | 1 | PPA | ArchiveDirectories={D:\openHistorian\Archive
|  |  | 3cdecb9e-6517-499c-a13a-197393c0ff5e | 1 | PPA | ArchiveDirectories={D:\openHistorian\Archive
|  |  | 1956be3d-c348-486b-a4f0-778772fa523f | 1 | PPA | ArchiveDirectories={D:\openHistorian\Archive
|  |  | e0f4f4d5-42c4-4fec-a801-99bf0dc63ac1 | 1 | PPA | ArchiveDirectories={D:\openHistorian\Archive
|  |  | 86e81c93-0029-485d-bcc4-6a9ac016fabf | 1 | PPA | ArchiveDirectories={D:\openHistorian\Archive
|  |  | fe5053d0-c9ec-422a-be5f-6848ff7a32f9 | 1 | PPA | ArchiveDirectories={D:\openHistorian\Archive
|  |  | 5db10f7f-8b32-4031-a1db-ffeb55223b37 | 1 | PPA | ArchiveDirectories={D:\openHistorian\Archive
|  |  | 9681ab7e-5390-4f63-9e69-6e0858c31907 | 1 | PPA | ArchiveDirectories={D:\openHistorian\Archive
|  |  | 15b11ac2-e03a-4a5b-8150-0c02c884bef9 | 1 | PPA | ArchiveDirectories={D:\openHistorian\Archive
|  |  | eb52a0db-9659-41de-a4ff-86abbb6ca920 | 1 | PPA | ArchiveDirectories={D:\openHistorian\Archive
|  |  | 67f10fc1-fbb7-42c2-a6e4-21fc4612c8cc | 1 | PPA | ArchiveDirectories={D:\openHistorian\Archive
|  |  | 9abeee6c-50fa-4dc9-84c8-6b40be59bc5e | 1 | PPA | ArchiveDirectories={D:\openHistorian\Archive
|  |  | 5d12b6f1-6a7c-432e-8775-4d0953917f0d | 1 | PPA | ArchiveDirectories={D:\openHistorian\Archive
|  |  | b8004bc6-0203-448d-9923-ae3d33155c63 | 1 | PPA | ArchiveDirectories={D:\openHistorian\Archive
|  |  | e1def958-a377-4316-8a5e-c01158b87ccd | 1 | PPA | ArchiveDirectories={D:\openHistorian\Archive
|  |  | eef5b0f6-0f93-4e95-adda-8aadb0a017ff | 1 | PPA | ArchiveDirectories={D:\openHistorian\Archive
|  |  | 96c16511-0b4b-45df-aa74-04de3246762b | 1 | PPA | ArchiveDirectories={D:\openHistorian\Archive
|  |  | a330b6d4-ab21-44a2-a77d-b8c37a7bd9f4 | 1 | PPA | ArchiveDirectories={D:\openHistorian\Archive
|  |  | 5eca0c47-919d-4188-9f8e-0cfd9cfcf37b | 1 | PPA | ArchiveDirectories={D:\openHistorian\Archive
|  |  | e1f87c9b-4342-4e80-8800-cced9c38762e | 1 | PPA | ArchiveDirectories={D:\openHistorian\Archive
|  |  | 65e7bb1e-06e4-4e6c-98dd-a9d87a0c198e | 1 | PPA | ArchiveDirectories={D:\openHistorian\Archive
|  |  | 9510d40d-0c09-4e7e-9f21-72615a2f7685 | 1 | PPA | ArchiveDirectories={D:\openHistorian\Archive
|  |  | cfb18f1f-def1-49db-adf0-3cb009f07704 | 1 | PPA | ArchiveDirectories={D:\openHistorian\Archive
|  |  | 82dca9ca-6791-4b27-b595-1d6fe17ff600 | 1 | PPA | ArchiveDirectories={D:\openHistorian\Archive
|  |  | 81b542b1-fec6-4d67-917a-e55239f3993e | 1 | PPA | ArchiveDirectories={D:\openHistorian\Archive
|  |  | 8d1a093b-2a22-45dd-b0ca-c464f96c01d7 | 1 | PPA | ArchiveDirectories={D:\openHistorian\Archive
|  |  | a9f85fab-4288-4e22-a924-a0ac737cf91f | 1 | PPA | ArchiveDirectories={D:\openHistorian\Archive
|  |  | bfc61fab-d9a2-465a-ba80-59418cce3f83 | 1 | PPA | ArchiveDirectories={D:\openHistorian\Archive
|  |  | a938520a-a448-480a-935d-f8687324fbe5 | 1 | PPA | ArchiveDirectories={D:\openHistorian\Archive
|  |  | f5a20e4b-e12a-47cb-a423-ceb893de98c0 | 1 | PPA | ArchiveDirectories={D:\openHistorian\Archive
|  |  | a930b4b9-a013-47ed-ba78-4ac7b0ce4e51 | 1 | PPA | ArchiveDirectories={D:\openHistorian\Archive
|  |  | 503ed714-6edb-4e91-8d3e-99002a2d7e9a | 1 | PPA | ArchiveDirectories={D:\openHistorian\Archive
|  |  | c922144e-4085-452d-9df4-ee7529c3b943 | 1 | PPA | ArchiveDirectories={D:\openHistorian\Archive
|  |  | 9d38de8e-478a-47b1-b617-6a393133f9e3 | 1 | PPA | ArchiveDirectories={D:\openHistorian\Archive
|  |  | fc1341de-dbee-4e19-9a4d-e25d034e99bc | 1 | PPA | ArchiveDirectories={D:\openHistorian\Archive
|  |  | fcd5d69a-393d-40e4-ad5e-0fddb409a017 | 1 | PPA | ArchiveDirectories={D:\openHistorian\Archive
|  |  | 22c629da-c45f-4543-846b-c0db782ebe45 | 1 | PPA | ArchiveDirectories={D:\openHistorian\Archive
|  |  | 68c3f45d-5a8e-49c2-9c01-1ae85baebd91 | 1 | PPA | ArchiveDirectories={D:\openHistorian\Archive
|  |  | 085320d7-50a7-4158-a3ec-21338d58ff22 | 1 | PPA | ArchiveDirectories={D:\openHistorian\Archive
|  |  | 84e3d9d4-9ebe-4125-aa0f-de218dda1b1c | 1 | PPA | ArchiveDirectories={D:\openHistorian\Archive
|  |  | 3690885c-88b1-425f-8ea4-bef29dcf29b2 | 1 | PPA | ArchiveDirectories={D:\openHistorian\Archive
|  |  | c95ba9dd-6909-49cf-8356-e89c084d9ab7 | 1 | PPA | ArchiveDirectories={D:\openHistorian\Archive
|  |  | 31cd703a-f2c4-445c-b423-9af9ad20ada9 | 1 | PPA | ArchiveDirectories={D:\openHistorian\Archive
|  |  | d5459635-c68d-4071-8846-c8aa2bfc501f | 1 | PPA | ArchiveDirectories={D:\openHistorian\Archive
|  |  | 2df5ed87-692f-4585-8eed-2f39e05d59c6 | 1 | PPA | ArchiveDirectories={D:\openHistorian\Archive
|  |  | 30c261d3-64b5-486f-8f1d-67be6c15464c | 1 | PPA | ArchiveDirectories={D:\openHistorian\Archive
|  |  | 3fb3ea50-a633-472a-848b-75ef23f462e9 | 1 | PPA | ArchiveDirectories={D:\openHistorian\Archive
|  |  | 76432491-ce95-4f13-87a9-0677bf66a63c | 1 | PPA | ArchiveDirectories={D:\openHistorian\Archive
|  |  | a72edf89-1556-4744-bc5f-f58064e30998 | 1 | PPA | ArchiveDirectories={D:\openHistorian\Archive
|  |  | 485b9ff8-7e85-4454-9163-6403b132eb93 | 1 | PPA | ArchiveDirectories={D:\openHistorian\Archive
|  |  | fe018c44-7f11-4b75-9196-01520a2ae136 | 1 | PPA | ArchiveDirectories={D:\openHistorian\Archive
|  |  | d6480ab1-2880-4acc-8187-73d699e113e1 | 1 | PPA | ArchiveDirectories={D:\openHistorian\Archive
|  |  | d79dff39-7165-4e4c-ae0f-4628b00e63aa | 1 | PPA | ArchiveDirectories={D:\openHistorian\Archive
|  |  | 3eb97197-4d91-428d-b767-87002c836bb6 | 1 | PPA | ArchiveDirectories={D:\openHistorian\Archive
|  |  | 4658f90d-5c5f-4c94-9e6d-43e02c06ed18 | 1 | PPA | ArchiveDirectories={D:\openHistorian\Archive
|  |  | 6ef7b6c0-2f33-4b09-81c3-eb0e01f42bad | 1 | PPA | ArchiveDirectories={D:\openHistorian\Archive
|  |  | 7d341413-f495-440b-89cf-dd5d039d4900 | 1 | PPA | ArchiveDirectories={D:\openHistorian\Archive
|  |  | 037dd0d3-4da6-4108-af54-8c5031c169cd | 1 | PPA | ArchiveDirectories={D:\openHistorian\Archive
|  |  | 55668beb-46c7-46ca-ba95-64a7c845846d | 1 | PPA | ArchiveDirectories={D:\openHistorian\Archive
|  |  | cea112e6-4646-4840-9de9-a47e791342c1 | 1 | PPA | ArchiveDirectories={D:\openHistorian\Archive
|  |  | 049b2040-fa93-4cf1-9c85-9a38e9fbc50d | 1 | PPA | ArchiveDirectories={D:\openHistorian\Archive
|  |  | 7eff3499-9968-48e3-9ffb-c1a912814acd | 1 | PPA | ArchiveDirectories={D:\openHistorian\Archive
|  |  | c196b9b1-5923-44e7-89f8-61b209782226 | 1 | PPA | ArchiveDirectories={D:\openHistorian\Archive
|  |  | 29f86c35-6c92-4974-935d-3be9b31ebe09 | 1 | PPA | ArchiveDirectories={D:\openHistorian\Archive
|  |  | 67963892-7ecd-4ec1-81f4-b1a226264a85 | 1 | PPA | ArchiveDirectories={D:\openHistorian\Archive
|  |  | ac6fe05f-af99-42da-a610-40216b8b3696 | 1 | PPA | ArchiveDirectories={D:\openHistorian\Archive
|  |  | ff470adc-94c2-43c8-86fb-d6998c90643c | 1 | PPA | ArchiveDirectories={D:\openHistorian\Archive
|  |  | 3801e19d-c0a1-4035-a53c-bc2464ef921e | 1 | PPA | ArchiveDirectories={D:\openHistorian\Archive
|  |  | e4d3f30c-4d66-4e76-9418-02c7aac526cc | 1 | PPA | ArchiveDirectories={D:\openHistorian\Archive
|  |  | dc6ff23f-4a89-479b-aead-ec65fb2ff471 | 1 | PPA | ArchiveDirectories={D:\openHistorian\Archive
|  |  | 06435a34-a640-4e77-8b56-398719b85953 | 1 | PPA | ArchiveDirectories={D:\openHistorian\Archive
|  |  | 2d7e3463-8c22-49e2-952e-d80b539363a6 | 1 | PPA | ArchiveDirectories={D:\openHistorian\Archive
|  |  | b9445da7-481c-4dfd-9831-c151dca35e5d | 1 | PPA | ArchiveDirectories={D:\openHistorian\Archive
|  |  | e695c934-99bd-408b-b1ff-e37347af9bbf | 1 | PPA | ArchiveDirectories={D:\openHistorian\Archive
|  |  | 226c29f0-2703-4b0c-85b6-4e98a3e6a57d | 1 | PPA | ArchiveDirectories={D:\openHistorian\Archive
|  |  | 96bd9809-367e-48a5-8629-70de8d1819da | 1 | PPA | ArchiveDirectories={D:\openHistorian\Archive
|  |  | ea354d77-b27c-4738-b01a-cce1f148000c | 1 | PPA | ArchiveDirectories={D:\openHistorian\Archive
|  |  | d6427fe7-88fa-4f8d-be01-9c3b9d7f6756 | 1 | PPA | ArchiveDirectories={D:\openHistorian\Archive
|  |  | 33f40c61-546b-4778-8db9-c9c4dca0d258 | 1 | PPA | ArchiveDirectories={D:\openHistorian\Archive
|  |  | 9732af77-217b-4e80-ad4c-c5719c6f9c80 | 1 | PPA | ArchiveDirectories={D:\openHistorian\Archive
|  |  | ea790d4e-eee2-471a-83ad-e5371b19e3b1 | 1 | PPA | ArchiveDirectories={D:\openHistorian\Archive
|  |  | 7e55b861-43a8-41f4-ad23-ec36a22a2b5d | 1 | PPA | ArchiveDirectories={D:\openHistorian\Archive
|  |  | 10ce2773-c6b2-432c-94fd-993ca143f833 | 1 | PPA | ArchiveDirectories={D:\openHistorian\Archive
|  |  | f73c439b-84cf-4d36-8999-8ad5a2b818b0 | 1 | PPA | ArchiveDirectories={D:\openHistorian\Archive
|  |  | b71aeac8-537d-4f33-9a44-6f4d8be64a14 | 1 | PPA | ArchiveDirectories={D:\openHistorian\Archive
|  |  | 0127e65f-c7a8-4491-8570-0ef48efcfa38 | 1 | PPA | ArchiveDirectories={D:\openHistorian\Archive
|  |  | 9f9dc5ad-7078-4dfb-aa45-ce61f6bd43b1 | 1 | PPA | ArchiveDirectories={D:\openHistorian\Archive
|  |  | 11e96a45-6bf2-475f-b3b2-ad117fec4443 | 1 | PPA | ArchiveDirectories={D:\openHistorian\Archive
|  |  | 45d81369-29c7-4386-8dc4-da3e0e72ec6c | 1 | PPA | ArchiveDirectories={D:\openHistorian\Archive
|  |  | 219cf2eb-707b-41ee-8b3e-8f22b5a0a6f5 | 1 | PPA | ArchiveDirectories={D:\openHistorian\Archive
|  |  | 52eded2c-a92e-4fc7-b4de-298a0f079041 | 1 | PPA | ArchiveDirectories={D:\openHistorian\Archive
|  |  | 303a48b2-f130-47b2-bf40-5d0cfb4e2bcc | 1 | PPA | ArchiveDirectories={D:\openHistorian\Archive
|  |  | ff78b151-9599-44c2-84c0-ae28a57bd0bf | 1 | PPA | ArchiveDirectories={D:\openHistorian\Archive
|  |  | f9b1369a-9a65-4f54-86cd-21b65a4cd175 | 1 | PPA | ArchiveDirectories={D:\openHistorian\Archive
|  |  | 0a1ea85c-1093-41ee-a212-4ac3480fafb5 | 1 | PPA | ArchiveDirectories={D:\openHistorian\Archive
|  |  | 91b85aa8-eed5-424c-9f2e-326a8abb91a8 | 1 | PPA | ArchiveDirectories={D:\openHistorian\Archive
|  |  | 43344260-fc6b-457b-9868-31dc408472f2 | 1 | PPA | ArchiveDirectories={D:\openHistorian\Archive
|  |  | 01e29c60-81d0-402f-a24c-02631cc767c8 | 1 | PPA | ArchiveDirectories={D:\openHistorian\Archive
|  |  | bced314f-9c95-4eb4-b88e-dd0a77bf16f2 | 1 | PPA | ArchiveDirectories={D:\openHistorian\Archive
|  |  | 36677235-9dbf-415a-9cb5-ff413b60e5d8 | 1 | PPA | ArchiveDirectories={D:\openHistorian\Archive
|  |  | e3d0f510-83fe-4412-ab28-1263d91d22f8 | 1 | PPA | ArchiveDirectories={D:\openHistorian\Archive
|  |  | aab46bdb-2bd0-4bec-8ef4-b9523f0bbb18 | 1 | PPA | ArchiveDirectories={D:\openHistorian\Archive
|  |  | def019af-d7c5-4b67-b773-4d375ec68395 | 1 | PPA | ArchiveDirectories={D:\openHistorian\Archive
|  |  | dea837b1-ee64-41a9-af46-6f8775c6fd3e | 1 | PPA | ArchiveDirectories={D:\openHistorian\Archive
|  |  | 30692ba5-4f20-4f9b-83e6-ccd89f610482 | 1 | PPA | ArchiveDirectories={D:\openHistorian\Archive
|  |  | 7f405e46-bfa4-4445-a413-db01af55c63c | 1 | PPA | ArchiveDirectories={D:\openHistorian\Archive
|  |  | 38fa3fc8-f4b5-4413-96e6-a4c05c8cb909 | 1 | PPA | ArchiveDirectories={D:\openHistorian\Archive
|  |  | 07b7716f-41db-4f85-9822-911a8786cdeb | 1 | PPA | ArchiveDirectories={D:\openHistorian\Archive
|  |  | 3c4b2e92-8506-4e4b-aea6-06d2e32bd201 | 1 | PPA | ArchiveDirectories={D:\openHistorian\Archive
|  |  | 27b11666-b0ab-4884-bad5-70831e071dee | 1 | PPA | ArchiveDirectories={D:\openHistorian\Archive
|  |  | 0e715e0d-198c-4c37-aded-56b20219c4b6 | 1 | PPA | ArchiveDirectories={D:\openHistorian\Archive
|  |  | 0a554916-c6df-4808-bcc1-b70f809b38bf | 1 | PPA | ArchiveDirectories={D:\openHistorian\Archive
|  |  | 3cfee0a2-24c7-47bc-8c1e-bc2721f43c84 | 1 | PPA | ArchiveDirectories={D:\openHistorian\Archive
|  |  | d90b163a-f15c-4742-888b-bb123d1271c5 | 1 | PPA | ArchiveDirectories={D:\openHistorian\Archive
|  |  | 61af291f-85e0-4799-9899-64d85d66c5ca | 1 | PPA | ArchiveDirectories={D:\openHistorian\Archive
|  |  | 3793c560-9061-45ed-b32f-d06bcd66a220 | 1 | PPA | ArchiveDirectories={D:\openHistorian\Archive
|  |  | 5c08609d-3116-45fc-8d3f-854b5b33cdd4 | 1 | PPA | ArchiveDirectories={D:\openHistorian\Archive
|  |  | c64a5130-bf67-4081-b7c7-fba176a81f4a | 1 | PPA | ArchiveDirectories={D:\openHistorian\Archive
|  |  | 231e8576-e672-470e-9d98-91e4ad1fae93 | 1 | PPA | ArchiveDirectories={D:\openHistorian\Archive
|  |  | 3adc201e-c37c-4b13-8f88-67480d14459e | 1 | PPA | ArchiveDirectories={D:\openHistorian\Archive
|  |  | ce693c96-c40d-495b-af74-5f5e6fade198 | 2 | STAT |  | 5003 | ONS_LOCAL$CEAUT_500_PM_01!PMU:ST1 |  |  | 8736f6c7-ad41-4b43-b4f6-e684e0d4ad20 |  |  | 30 | [8 empty] | 11 | [5 empty] | LOCAL$CEAUT_500_PM_01!PMU-ST1 | 0.0 | 1.0 | Device statistic for Number of data quality errors reported by device during last reporting interval. | 0 | 1 | 1 |  | Any | STAT | Statistic | ST |  |  | STAT:5003 | 2021-08-03 21:02
|  |  | 6576b54b-d7c1-45ed-ad84-de2fe66d95bc | 2 | STAT |  | 5004 | ONS_LOCAL$CEAUT_500_PM_01!PMU:ST2 |  |  | 8736f6c7-ad41-4b43-b4f6-e684e0d4ad20 |  |  | 30 | [8 empty] | 11 | [5 empty] | LOCAL$CEAUT_500_PM_01!PMU-ST2 | 0.0 | 1.0 | Device statistic for Number of time quality errors reported by device during last reporting interval. | 0 | 1 | 1 |  | Any | STAT | Statistic | ST |  |  | STAT:5004 | 2021-08-03 21:02
|  |  | d2bb7f7d-e04a-443e-bd90-74f298ce5a70 | 2 | STAT |  | 5005 | ONS_LOCAL$CEAUT_500_PM_01!PMU:ST3 |  |  | 8736f6c7-ad41-4b43-b4f6-e684e0d4ad20 |  |  | 30 | [8 empty] | 11 | [5 empty] | LOCAL$CEAUT_500_PM_01!PMU-ST3 | 0.0 | 1.0 | Device statistic for Number of device errors reported by device during last reporting interval. | 0 | 1 | 1 |  | Any | STAT | Statistic | ST |  |  | STAT:5005 | 2021-08-03 21:02
|  |  | 632d0d9e-af93-48bb-9fd3-9ace74ac59e6 | 2 | STAT |  | 5006 | ONS_LOCAL$CEAUT_500_PM_01!PMU:ST4 |  |  | 8736f6c7-ad41-4b43-b4f6-e684e0d4ad20 |  |  | 30 | [8 empty] | 11 | [5 empty] | LOCAL$CEAUT_500_PM_01!PMU-ST4 | 0.0 | 1.0 | Device statistic for Number of measurements received from device during last reporting interval. | 0 | 1 | 1 |  | Any | STAT | Statistic | ST |  |  | STAT:5006 | 2021-08-03 21:02
|  |  | 97328176-7c18-4b74-9908-cb4c8db0a604 | 2 | STAT |  | 5007 | ONS_LOCAL$CEAUT_500_PM_01!PMU:ST5 |  |  | 8736f6c7-ad41-4b43-b4f6-e684e0d4ad20 |  |  | 30 | [8 empty] | 11 | [5 empty] | LOCAL$CEAUT_500_PM_01!PMU-ST5 | 0.0 | 1.0 | Device statistic for Expected number of measurements received from device during last reporting interval. | 0 | 1 | 1 |  | Any | STAT | Statistic | ST |  |  | STAT:5007 | 2021-08-03 21:02
|  |  | 3d969409-754f-4608-81d9-eb5fa8517ad8 | 2 | STAT |  | 5008 | ONS_LOCAL$CEAUT_500_PM_01!PMU:ST6 |  |  | 8736f6c7-ad41-4b43-b4f6-e684e0d4ad20 |  |  | 30 | [8 empty] | 11 | [5 empty] | LOCAL$CEAUT_500_PM_01!PMU-ST6 | 0.0 | 1.0 | Device statistic for Number of measurements received while device was reporting errors during last reporting interval. | 0 | 1 | 1 |  | Any | STAT | Statistic | ST |  |  | STAT:5008 | 2021-08-03 21:02
|  |  | f1fad012-703a-489e-b3ba-b77885baf4ed | 2 | STAT |  | 5009 | ONS_LOCAL$CEAUT_500_PM_01!PMU:ST7 |  |  | 8736f6c7-ad41-4b43-b4f6-e684e0d4ad20 |  |  | 30 | [8 empty] | 11 | [5 empty] | LOCAL$CEAUT_500_PM_01!PMU-ST7 | 0.0 | 1.0 | Device statistic for Number of defined measurements (per frame) from device during last reporting interval. | 0 | 1 | 1 |  | Any | STAT | Statistic | ST |  |  | STAT:5009 | 2021-08-03 21:02
|  |  | 55854a4d-0cbc-4a63-91d4-9bf6e1a1741f | 2 | STAT |  | 5010 | ONS_LOCAL$CEAUT_500_PM_02!PMU:ST1 |  |  | 8736f6c7-ad41-4b43-b4f6-e684e0d4ad20 |  |  | 30 | [8 empty] | 11 | [5 empty] | LOCAL$CEAUT_500_PM_02!PMU-ST1 | 0.0 | 1.0 | Device statistic for Number of data quality errors reported by device during last reporting interval. | 0 | 1 | 1 |  | Any | STAT | Statistic | ST |  |  | STAT:5010 | 2021-08-03 21:02
|  |  | db52e82e-024a-4145-b8c9-d207f018a8ff | 2 | STAT |  | 5011 | ONS_LOCAL$CEAUT_500_PM_02!PMU:ST2 |  |  | 8736f6c7-ad41-4b43-b4f6-e684e0d4ad20 |  |  | 30 | [8 empty] | 11 | [5 empty] | LOCAL$CEAUT_500_PM_02!PMU-ST2 | 0.0 | 1.0 | Device statistic for Number of time quality errors reported by device during last reporting interval. | 0 | 1 | 1 |  | Any | STAT | Statistic | ST |  |  | STAT:5011 | 2021-08-03 21:02
|  |  | 02279520-a933-477d-96da-0d38d03077b9 | 2 | STAT |  | 5012 | ONS_LOCAL$CEAUT_500_PM_02!PMU:ST3 |  |  | 8736f6c7-ad41-4b43-b4f6-e684e0d4ad20 |  |  | 30 | [8 empty] | 11 | [5 empty] | LOCAL$CEAUT_500_PM_02!PMU-ST3 | 0.0 | 1.0 | Device statistic for Number of device errors reported by device during last reporting interval. | 0 | 1 | 1 |  | Any | STAT | Statistic | ST |  |  | STAT:5012 | 2021-08-03 21:02
|  |  | 3604b136-7ba5-4c55-bdc0-f40904bed5d4 | 2 | STAT |  | 5013 | ONS_LOCAL$CEAUT_500_PM_02!PMU:ST4 |  |  | 8736f6c7-ad41-4b43-b4f6-e684e0d4ad20 |  |  | 30 | [8 empty] | 11 | [5 empty] | LOCAL$CEAUT_500_PM_02!PMU-ST4 | 0.0 | 1.0 | Device statistic for Number of measurements received from device during last reporting interval. | 0 | 1 | 1 |  | Any | STAT | Statistic | ST |  |  | STAT:5013 | 2021-08-03 21:02
|  |  | 92ae744d-6b48-4c3c-b7e2-513c9f87f682 | 2 | STAT |  | 5014 | ONS_LOCAL$CEAUT_500_PM_02!PMU:ST5 |  |  | 8736f6c7-ad41-4b43-b4f6-e684e0d4ad20 |  |  | 30 | [8 empty] | 11 | [5 empty] | LOCAL$CEAUT_500_PM_02!PMU-ST5 | 0.0 | 1.0 | Device statistic for Expected number of measurements received from device during last reporting interval. | 0 | 1 | 1 |  | Any | STAT | Statistic | ST |  |  | STAT:5014 | 2021-08-03 21:02
|  |  | edd62975-bad3-4c27-8311-140204e9aea4 | 2 | STAT |  | 5015 | ONS_LOCAL$CEAUT_500_PM_02!PMU:ST6 |  |  | 8736f6c7-ad41-4b43-b4f6-e684e0d4ad20 |  |  | 30 | [8 empty] | 11 | [5 empty] | LOCAL$CEAUT_500_PM_02!PMU-ST6 | 0.0 | 1.0 | Device statistic for Number of measurements received while device was reporting errors during last reporting interval. | 0 | 1 | 1 |  | Any | STAT | Statistic | ST |  |  | STAT:5015 | 2021-08-03 21:02
|  |  | 3cf47cf6-1715-4bf6-aac8-2d00e9f50032 | 2 | STAT |  | 5016 | ONS_LOCAL$CEAUT_500_PM_02!PMU:ST7 |  |  | 8736f6c7-ad41-4b43-b4f6-e684e0d4ad20 |  |  | 30 | [8 empty] | 11 | [5 empty] | LOCAL$CEAUT_500_PM_02!PMU-ST7 | 0.0 | 1.0 | Device statistic for Number of defined measurements (per frame) from device during last reporting interval. | 0 | 1 | 1 |  | Any | STAT | Statistic | ST |  |  | STAT:5016 | 2021-08-03 21:02
|  |  | bfa29557-a395-4961-9974-10a2cd7d7944 | 2 | STAT |  | 5017 | ONS_LOCAL$CEAUT_500_PM_03!PMU:ST1 |  |  | 8736f6c7-ad41-4b43-b4f6-e684e0d4ad20 |  |  | 30 | [8 empty] | 11 | [5 empty] | LOCAL$CEAUT_500_PM_03!PMU-ST1 | 0.0 | 1.0 | Device statistic for Number of data quality errors reported by device during last reporting interval. | 0 | 1 | 1 |  | Any | STAT | Statistic | ST |  |  | STAT:5017 | 2021-08-03 21:02
|  |  | 650d728d-2f13-4ddf-9cfa-f8f559ca21d9 | 2 | STAT |  | 5018 | ONS_LOCAL$CEAUT_500_PM_03!PMU:ST2 |  |  | 8736f6c7-ad41-4b43-b4f6-e684e0d4ad20 |  |  | 30 | [8 empty] | 11 | [5 empty] | LOCAL$CEAUT_500_PM_03!PMU-ST2 | 0.0 | 1.0 | Device statistic for Number of time quality errors reported by device during last reporting interval. | 0 | 1 | 1 |  | Any | STAT | Statistic | ST |  |  | STAT:5018 | 2021-08-03 21:02
|  |  | c6d3ac36-bb17-4dc2-afed-b010fd9eded2 | 2 | STAT |  | 5019 | ONS_LOCAL$CEAUT_500_PM_03!PMU:ST3 |  |  | 8736f6c7-ad41-4b43-b4f6-e684e0d4ad20 |  |  | 30 | [8 empty] | 11 | [5 empty] | LOCAL$CEAUT_500_PM_03!PMU-ST3 | 0.0 | 1.0 | Device statistic for Number of device errors reported by device during last reporting interval. | 0 | 1 | 1 |  | Any | STAT | Statistic | ST |  |  | STAT:5019 | 2021-08-03 21:02
|  |  | 1acb0112-10a6-4bc8-a098-e22912de8931 | 2 | STAT |  | 5020 | ONS_LOCAL$CEAUT_500_PM_03!PMU:ST4 |  |  | 8736f6c7-ad41-4b43-b4f6-e684e0d4ad20 |  |  | 30 | [8 empty] | 11 | [5 empty] | LOCAL$CEAUT_500_PM_03!PMU-ST4 | 0.0 | 1.0 | Device statistic for Number of measurements received from device during last reporting interval. | 0 | 1 | 1 |  | Any | STAT | Statistic | ST |  |  | STAT:5020 | 2021-08-03 21:02
|  |  | 930e298c-7635-4671-9eb9-d5aac6a1696f | 2 | STAT |  | 5021 | ONS_LOCAL$CEAUT_500_PM_03!PMU:ST5 |  |  | 8736f6c7-ad41-4b43-b4f6-e684e0d4ad20 |  |  | 30 | [8 empty] | 11 | [5 empty] | LOCAL$CEAUT_500_PM_03!PMU-ST5 | 0.0 | 1.0 | Device statistic for Expected number of measurements received from device during last reporting interval. | 0 | 1 | 1 |  | Any | STAT | Statistic | ST |  |  | STAT:5021 | 2021-08-03 21:02
|  |  | 58a2f557-147a-43bc-8f87-763100e1e257 | 2 | STAT |  | 5022 | ONS_LOCAL$CEAUT_500_PM_03!PMU:ST6 |  |  | 8736f6c7-ad41-4b43-b4f6-e684e0d4ad20 |  |  | 30 | [8 empty] | 11 | [5 empty] | LOCAL$CEAUT_500_PM_03!PMU-ST6 | 0.0 | 1.0 | Device statistic for Number of measurements received while device was reporting errors during last reporting interval. | 0 | 1 | 1 |  | Any | STAT | Statistic | ST |  |  | STAT:5022 | 2021-08-03 21:02
|  |  | b663ed02-0f5c-422b-95c1-fc51f4ce3270 | 2 | STAT |  | 5023 | ONS_LOCAL$CEAUT_500_PM_03!PMU:ST7 |  |  | 8736f6c7-ad41-4b43-b4f6-e684e0d4ad20 |  |  | 30 | [8 empty] | 11 | [5 empty] | LOCAL$CEAUT_500_PM_03!PMU-ST7 | 0.0 | 1.0 | Device statistic for Number of defined measurements (per frame) from device during last reporting interval. | 0 | 1 | 1 |  | Any | STAT | Statistic | ST |  |  | STAT:5023 | 2021-08-03 21:02
|  |  | c0caf2f0-ef68-4ad2-96bf-dccef08095c9 | 2 | STAT |  | 5024 | ONS_LOCAL$CEAUT_500_PM_04!PMU:ST1 |  |  | 8736f6c7-ad41-4b43-b4f6-e684e0d4ad20 |  |  | 30 | [8 empty] | 11 | [5 empty] | LOCAL$CEAUT_500_PM_04!PMU-ST1 | 0.0 | 1.0 | Device statistic for Number of data quality errors reported by device during last reporting interval. | 0 | 1 | 1 |  | Any | STAT | Statistic | ST |  |  | STAT:5024 | 2021-08-03 21:02
|  |  | 3c38d017-009f-4fda-ab97-a08d81d5cb71 | 2 | STAT |  | 5025 | ONS_LOCAL$CEAUT_500_PM_04!PMU:ST2 |  |  | 8736f6c7-ad41-4b43-b4f6-e684e0d4ad20 |  |  | 30 | [8 empty] | 11 | [5 empty] | LOCAL$CEAUT_500_PM_04!PMU-ST2 | 0.0 | 1.0 | Device statistic for Number of time quality errors reported by device during last reporting interval. | 0 | 1 | 1 |  | Any | STAT | Statistic | ST |  |  | STAT:5025 | 2021-08-03 21:02
|  |  | c6572052-b7a5-42fe-808e-788b0b6fbad9 | 2 | STAT |  | 5026 | ONS_LOCAL$CEAUT_500_PM_04!PMU:ST3 |  |  | 8736f6c7-ad41-4b43-b4f6-e684e0d4ad20 |  |  | 30 | [8 empty] | 11 | [5 empty] | LOCAL$CEAUT_500_PM_04!PMU-ST3 | 0.0 | 1.0 | Device statistic for Number of device errors reported by device during last reporting interval. | 0 | 1 | 1 |  | Any | STAT | Statistic | ST |  |  | STAT:5026 | 2021-08-03 21:02
|  |  | 68711e74-9f08-4b1a-bfe7-f6d9b0cb58cc | 2 | STAT |  | 5027 | ONS_LOCAL$CEAUT_500_PM_04!PMU:ST4 |  |  | 8736f6c7-ad41-4b43-b4f6-e684e0d4ad20 |  |  | 30 | [8 empty] | 11 | [5 empty] | LOCAL$CEAUT_500_PM_04!PMU-ST4 | 0.0 | 1.0 | Device statistic for Number of measurements received from device during last reporting interval. | 0 | 1 | 1 |  | Any | STAT | Statistic | ST |  |  | STAT:5027 | 2021-08-03 21:02
|  |  | f481f235-4993-4805-8b64-efdd70caf8e7 | 2 | STAT |  | 5028 | ONS_LOCAL$CEAUT_500_PM_04!PMU:ST5 |  |  | 8736f6c7-ad41-4b43-b4f6-e684e0d4ad20 |  |  | 30 | [8 empty] | 11 | [5 empty] | LOCAL$CEAUT_500_PM_04!PMU-ST5 | 0.0 | 1.0 | Device statistic for Expected number of measurements received from device during last reporting interval. | 0 | 1 | 1 |  | Any | STAT | Statistic | ST |  |  | STAT:5028 | 2021-08-03 21:02
|  |  | a955cab3-1013-4691-a4db-09c6dbd12ce0 | 2 | STAT |  | 5029 | ONS_LOCAL$CEAUT_500_PM_04!PMU:ST6 |  |  | 8736f6c7-ad41-4b43-b4f6-e684e0d4ad20 |  |  | 30 | [8 empty] | 11 | [5 empty] | LOCAL$CEAUT_500_PM_04!PMU-ST6 | 0.0 | 1.0 | Device statistic for Number of measurements received while device was reporting errors during last reporting interval. | 0 | 1 | 1 |  | Any | STAT | Statistic | ST |  |  | STAT:5029 | 2021-08-03 21:02
|  |  | bc6c7ccd-f508-409c-b8b3-55e3b0935ea3 | 2 | STAT |  | 5030 | ONS_LOCAL$CEAUT_500_PM_04!PMU:ST7 |  |  | 8736f6c7-ad41-4b43-b4f6-e684e0d4ad20 |  |  | 30 | [8 empty] | 11 | [5 empty] | LOCAL$CEAUT_500_PM_04!PMU-ST7 | 0.0 | 1.0 | Device statistic for Number of defined measurements (per frame) from device during last reporting interval. | 0 | 1 | 1 |  | Any | STAT | Statistic | ST |  |  | STAT:5030 | 2021-08-03 21:02
|  |  | 7aba8d21-4796-4b92-8260-c2dcff6021ac | 2 | STAT |  | 5031 | ONS_LOCAL$CEAUT_500_PM_05!PMU:ST1 |  |  | 8736f6c7-ad41-4b43-b4f6-e684e0d4ad20 |  |  | 30 | [8 empty] | 11 | [5 empty] | LOCAL$CEAUT_500_PM_05!PMU-ST1 | 0.0 | 1.0 | Device statistic for Number of data quality errors reported by device during last reporting interval. | 0 | 1 | 1 |  | Any | STAT | Statistic | ST |  |  | STAT:5031 | 2021-08-03 21:02
|  |  | 17da5796-d6d8-4516-a516-35cb1b722f13 | 2 | STAT |  | 5032 | ONS_LOCAL$CEAUT_500_PM_05!PMU:ST2 |  |  | 8736f6c7-ad41-4b43-b4f6-e684e0d4ad20 |  |  | 30 | [8 empty] | 11 | [5 empty] | LOCAL$CEAUT_500_PM_05!PMU-ST2 | 0.0 | 1.0 | Device statistic for Number of time quality errors reported by device during last reporting interval. | 0 | 1 | 1 |  | Any | STAT | Statistic | ST |  |  | STAT:5032 | 2021-08-03 21:02
|  |  | d48a98b3-6ce4-4728-90f7-92e7949fac2c | 2 | STAT |  | 5033 | ONS_LOCAL$CEAUT_500_PM_05!PMU:ST3 |  |  | 8736f6c7-ad41-4b43-b4f6-e684e0d4ad20 |  |  | 30 | [8 empty] | 11 | [5 empty] | LOCAL$CEAUT_500_PM_05!PMU-ST3 | 0.0 | 1.0 | Device statistic for Number of device errors reported by device during last reporting interval. | 0 | 1 | 1 |  | Any | STAT | Statistic | ST |  |  | STAT:5033 | 2021-08-03 21:02
|  |  | 042033a9-b220-448f-a5c1-a49433ca1431 | 2 | STAT |  | 5034 | ONS_LOCAL$CEAUT_500_PM_05!PMU:ST4 |  |  | 8736f6c7-ad41-4b43-b4f6-e684e0d4ad20 |  |  | 30 | [8 empty] | 11 | [5 empty] | LOCAL$CEAUT_500_PM_05!PMU-ST4 | 0.0 | 1.0 | Device statistic for Number of measurements received from device during last reporting interval. | 0 | 1 | 1 |  | Any | STAT | Statistic | ST |  |  | STAT:5034 | 2021-08-03 21:02
|  |  | 547107fc-f01f-44d5-9ae9-5c30d47c2fdf | 2 | STAT |  | 5035 | ONS_LOCAL$CEAUT_500_PM_05!PMU:ST5 |  |  | 8736f6c7-ad41-4b43-b4f6-e684e0d4ad20 |  |  | 30 | [8 empty] | 11 | [5 empty] | LOCAL$CEAUT_500_PM_05!PMU-ST5 | 0.0 | 1.0 | Device statistic for Expected number of measurements received from device during last reporting interval. | 0 | 1 | 1 |  | Any | STAT | Statistic | ST |  |  | STAT:5035 | 2021-08-03 21:02
|  |  | bda440ef-0719-4540-9ad8-6af2ae69744f | 2 | STAT |  | 5036 | ONS_LOCAL$CEAUT_500_PM_05!PMU:ST6 |  |  | 8736f6c7-ad41-4b43-b4f6-e684e0d4ad20 |  |  | 30 | [8 empty] | 11 | [5 empty] | LOCAL$CEAUT_500_PM_05!PMU-ST6 | 0.0 | 1.0 | Device statistic for Number of measurements received while device was reporting errors during last reporting interval. | 0 | 1 | 1 |  | Any | STAT | Statistic | ST |  |  | STAT:5036 | 2021-08-03 21:02
|  |  | e3177dc3-872c-484a-8842-dfe80e70d54a | 2 | STAT |  | 5037 | ONS_LOCAL$CEAUT_500_PM_05!PMU:ST7 |  |  | 8736f6c7-ad41-4b43-b4f6-e684e0d4ad20 |  |  | 30 | [8 empty] | 11 | [5 empty] | LOCAL$CEAUT_500_PM_05!PMU-ST7 | 0.0 | 1.0 | Device statistic for Number of defined measurements (per frame) from device during last reporting interval. | 0 | 1 | 1 |  | Any | STAT | Statistic | ST |  |  | STAT:5037 | 2021-08-03 21:02
|  |  | 0b966316-f17c-4961-b0a4-57885ab1ff69 | 2 | STAT |  | 5038 | ONS_LOCAL$CEPED_500_PM_01!PMU:ST1 |  |  | 8736f6c7-ad41-4b43-b4f6-e684e0d4ad20 |  |  | 30 | [8 empty] | 11 | [5 empty] | LOCAL$CEPED_500_PM_01!PMU-ST1 | 0.0 | 1.0 | Device statistic for Number of data quality errors reported by device during last reporting interval. | 0 | 1 | 1 |  | Any | STAT | Statistic | ST |  |  | STAT:5038 | 2021-08-03 21:02
|  |  | b2bbaf3c-0b47-4395-b769-99f1da4da92f | 2 | STAT |  | 5039 | ONS_LOCAL$CEPED_500_PM_01!PMU:ST2 |  |  | 8736f6c7-ad41-4b43-b4f6-e684e0d4ad20 |  |  | 30 | [8 empty] | 11 | [5 empty] | LOCAL$CEPED_500_PM_01!PMU-ST2 | 0.0 | 1.0 | Device statistic for Number of time quality errors reported by device during last reporting interval. | 0 | 1 | 1 |  | Any | STAT | Statistic | ST |  |  | STAT:5039 | 2021-08-03 21:02
|  |  | 0863949a-94c1-43c9-86df-0ac6a9468bb8 | 2 | STAT |  | 5040 | ONS_LOCAL$CEPED_500_PM_01!PMU:ST3 |  |  | 8736f6c7-ad41-4b43-b4f6-e684e0d4ad20 |  |  | 30 | [8 empty] | 11 | [5 empty] | LOCAL$CEPED_500_PM_01!PMU-ST3 | 0.0 | 1.0 | Device statistic for Number of device errors reported by device during last reporting interval. | 0 | 1 | 1 |  | Any | STAT | Statistic | ST |  |  | STAT:5040 | 2021-08-03 21:02
|  |  | 66827229-d200-41bc-a6ad-89c3e1ae71fa | 2 | STAT |  | 5041 | ONS_LOCAL$CEPED_500_PM_01!PMU:ST4 |  |  | 8736f6c7-ad41-4b43-b4f6-e684e0d4ad20 |  |  | 30 | [8 empty] | 11 | [5 empty] | LOCAL$CEPED_500_PM_01!PMU-ST4 | 0.0 | 1.0 | Device statistic for Number of measurements received from device during last reporting interval. | 0 | 1 | 1 |  | Any | STAT | Statistic | ST |  |  | STAT:5041 | 2021-08-03 21:02
|  |  | 58d77c0b-761b-4acd-badc-93b4a4bf0644 | 2 | STAT |  | 5042 | ONS_LOCAL$CEPED_500_PM_01!PMU:ST5 |  |  | 8736f6c7-ad41-4b43-b4f6-e684e0d4ad20 |  |  | 30 | [8 empty] | 11 | [5 empty] | LOCAL$CEPED_500_PM_01!PMU-ST5 | 0.0 | 1.0 | Device statistic for Expected number of measurements received from device during last reporting interval. | 0 | 1 | 1 |  | Any | STAT | Statistic | ST |  |  | STAT:5042 | 2021-08-03 21:02
|  |  | 2453c7f0-5542-4566-be37-b42620b20228 | 2 | STAT |  | 5043 | ONS_LOCAL$CEPED_500_PM_01!PMU:ST6 |  |  | 8736f6c7-ad41-4b43-b4f6-e684e0d4ad20 |  |  | 30 | [8 empty] | 11 | [5 empty] | LOCAL$CEPED_500_PM_01!PMU-ST6 | 0.0 | 1.0 | Device statistic for Number of measurements received while device was reporting errors during last reporting interval. | 0 | 1 | 1 |  | Any | STAT | Statistic | ST |  |  | STAT:5043 | 2021-08-03 21:02
|  |  | 27c7686d-c748-452a-a6e1-a20272fbeeb2 | 2 | STAT |  | 5044 | ONS_LOCAL$CEPED_500_PM_01!PMU:ST7 |  |  | 8736f6c7-ad41-4b43-b4f6-e684e0d4ad20 |  |  | 30 | [8 empty] | 11 | [5 empty] | LOCAL$CEPED_500_PM_01!PMU-ST7 | 0.0 | 1.0 | Device statistic for Number of defined measurements (per frame) from device during last reporting interval. | 0 | 1 | 1 |  | Any | STAT | Statistic | ST |  |  | STAT:5044 | 2021-08-03 21:02
|  |  | 44576041-ab39-4c45-b135-9f8aeeec7262 | 2 | STAT |  | 5045 | ONS_LOCAL$CETGD_500_PM_01!PMU:ST1 |  |  | 8736f6c7-ad41-4b43-b4f6-e684e0d4ad20 |  |  | 30 | [8 empty] | 11 | [5 empty] | LOCAL$CETGD_500_PM_01!PMU-ST1 | 0.0 | 1.0 | Device statistic for Number of data quality errors reported by device during last reporting interval. | 0 | 1 | 1 |  | Any | STAT | Statistic | ST |  |  | STAT:5045 | 2021-08-03 21:02
|  |  | 06a18651-02eb-4dd1-96b1-9ba93bfc8413 | 2 | STAT |  | 5046 | ONS_LOCAL$CETGD_500_PM_01!PMU:ST2 |  |  | 8736f6c7-ad41-4b43-b4f6-e684e0d4ad20 |  |  | 30 | [8 empty] | 11 | [5 empty] | LOCAL$CETGD_500_PM_01!PMU-ST2 | 0.0 | 1.0 | Device statistic for Number of time quality errors reported by device during last reporting interval. | 0 | 1 | 1 |  | Any | STAT | Statistic | ST |  |  | STAT:5046 | 2021-08-03 21:02
|  |  | 0ee8dfc3-6bb5-4125-b14c-880646acc516 | 2 | STAT |  | 5047 | ONS_LOCAL$CETGD_500_PM_01!PMU:ST3 |  |  | 8736f6c7-ad41-4b43-b4f6-e684e0d4ad20 |  |  | 30 | [8 empty] | 11 | [5 empty] | LOCAL$CETGD_500_PM_01!PMU-ST3 | 0.0 | 1.0 | Device statistic for Number of device errors reported by device during last reporting interval. | 0 | 1 | 1 |  | Any | STAT | Statistic | ST |  |  | STAT:5047 | 2021-08-03 21:02
|  |  | 4451bdef-4544-42b5-ac49-e454e9e2b07f | 2 | STAT |  | 5048 | ONS_LOCAL$CETGD_500_PM_01!PMU:ST4 |  |  | 8736f6c7-ad41-4b43-b4f6-e684e0d4ad20 |  |  | 30 | [8 empty] | 11 | [5 empty] | LOCAL$CETGD_500_PM_01!PMU-ST4 | 0.0 | 1.0 | Device statistic for Number of measurements received from device during last reporting interval. | 0 | 1 | 1 |  | Any | STAT | Statistic | ST |  |  | STAT:5048 | 2021-08-03 21:02
|  |  | 8a642bc3-1c84-4c1a-8e62-a799ebdae6e4 | 2 | STAT |  | 5049 | ONS_LOCAL$CETGD_500_PM_01!PMU:ST5 |  |  | 8736f6c7-ad41-4b43-b4f6-e684e0d4ad20 |  |  | 30 | [8 empty] | 11 | [5 empty] | LOCAL$CETGD_500_PM_01!PMU-ST5 | 0.0 | 1.0 | Device statistic for Expected number of measurements received from device during last reporting interval. | 0 | 1 | 1 |  | Any | STAT | Statistic | ST |  |  | STAT:5049 | 2021-08-03 21:02
|  |  | 2ce768e0-d509-45db-b5ec-1f6dee60c3ae | 2 | STAT |  | 5050 | ONS_LOCAL$CETGD_500_PM_01!PMU:ST6 |  |  | 8736f6c7-ad41-4b43-b4f6-e684e0d4ad20 |  |  | 30 | [8 empty] | 11 | [5 empty] | LOCAL$CETGD_500_PM_01!PMU-ST6 | 0.0 | 1.0 | Device statistic for Number of measurements received while device was reporting errors during last reporting interval. | 0 | 1 | 1 |  | Any | STAT | Statistic | ST |  |  | STAT:5050 | 2021-08-03 21:02
|  |  | bccb0a11-3ad8-4821-95a8-dcf70064d1a3 | 2 | STAT |  | 5051 | ONS_LOCAL$CETGD_500_PM_01!PMU:ST7 |  |  | 8736f6c7-ad41-4b43-b4f6-e684e0d4ad20 |  |  | 30 | [8 empty] | 11 | [5 empty] | LOCAL$CETGD_500_PM_01!PMU-ST7 | 0.0 | 1.0 | Device statistic for Number of defined measurements (per frame) from device during last reporting interval. | 0 | 1 | 1 |  | Any | STAT | Statistic | ST |  |  | STAT:5051 | 2021-08-03 21:02
|  |  | 1c059a23-b27b-4d7d-8a07-a04f34de0882 | 2 | STAT |  | 5052 | ONS_LOCAL$CETGD_500_PM_02!PMU:ST1 |  |  | 8736f6c7-ad41-4b43-b4f6-e684e0d4ad20 |  |  | 30 | [8 empty] | 11 | [5 empty] | LOCAL$CETGD_500_PM_02!PMU-ST1 | 0.0 | 1.0 | Device statistic for Number of data quality errors reported by device during last reporting interval. | 0 | 1 | 1 |  | Any | STAT | Statistic | ST |  |  | STAT:5052 | 2021-08-03 21:02
|  |  | 38576eaf-934e-44da-bdc8-4e7c19749149 | 2 | STAT |  | 5053 | ONS_LOCAL$CETGD_500_PM_02!PMU:ST2 |  |  | 8736f6c7-ad41-4b43-b4f6-e684e0d4ad20 |  |  | 30 | [8 empty] | 11 | [5 empty] | LOCAL$CETGD_500_PM_02!PMU-ST2 | 0.0 | 1.0 | Device statistic for Number of time quality errors reported by device during last reporting interval. | 0 | 1 | 1 |  | Any | STAT | Statistic | ST |  |  | STAT:5053 | 2021-08-03 21:02
|  |  | 2006efe9-b038-4408-8b1d-7534d2e8a382 | 2 | STAT |  | 5054 | ONS_LOCAL$CETGD_500_PM_02!PMU:ST3 |  |  | 8736f6c7-ad41-4b43-b4f6-e684e0d4ad20 |  |  | 30 | [8 empty] | 11 | [5 empty] | LOCAL$CETGD_500_PM_02!PMU-ST3 | 0.0 | 1.0 | Device statistic for Number of device errors reported by device during last reporting interval. | 0 | 1 | 1 |  | Any | STAT | Statistic | ST |  |  | STAT:5054 | 2021-08-03 21:02
|  |  | e4bd7468-8528-4ea8-bc30-8a0b64c28690 | 2 | STAT |  | 5055 | ONS_LOCAL$CETGD_500_PM_02!PMU:ST4 |  |  | 8736f6c7-ad41-4b43-b4f6-e684e0d4ad20 |  |  | 30 | [8 empty] | 11 | [5 empty] | LOCAL$CETGD_500_PM_02!PMU-ST4 | 0.0 | 1.0 | Device statistic for Number of measurements received from device during last reporting interval. | 0 | 1 | 1 |  | Any | STAT | Statistic | ST |  |  | STAT:5055 | 2021-08-03 21:02
|  |  | 77809249-ee11-41a0-a609-a0c53d3a0d66 | 2 | STAT |  | 5056 | ONS_LOCAL$CETGD_500_PM_02!PMU:ST5 |  |  | 8736f6c7-ad41-4b43-b4f6-e684e0d4ad20 |  |  | 30 | [8 empty] | 11 | [5 empty] | LOCAL$CETGD_500_PM_02!PMU-ST5 | 0.0 | 1.0 | Device statistic for Expected number of measurements received from device during last reporting interval. | 0 | 1 | 1 |  | Any | STAT | Statistic | ST |  |  | STAT:5056 | 2021-08-03 21:02
|  |  | 5ec401c1-2bb3-4d1d-ae6e-9c3477b18377 | 2 | STAT |  | 5057 | ONS_LOCAL$CETGD_500_PM_02!PMU:ST6 |  |  | 8736f6c7-ad41-4b43-b4f6-e684e0d4ad20 |  |  | 30 | [8 empty] | 11 | [5 empty] | LOCAL$CETGD_500_PM_02!PMU-ST6 | 0.0 | 1.0 | Device statistic for Number of measurements received while device was reporting errors during last reporting interval. | 0 | 1 | 1 |  | Any | STAT | Statistic | ST |  |  | STAT:5057 | 2021-08-03 21:02
|  |  | 80f76145-bd25-4336-aefa-16d3be32eb1d | 2 | STAT |  | 5058 | ONS_LOCAL$CETGD_500_PM_02!PMU:ST7 |  |  | 8736f6c7-ad41-4b43-b4f6-e684e0d4ad20 |  |  | 30 | [8 empty] | 11 | [5 empty] | LOCAL$CETGD_500_PM_02!PMU-ST7 | 0.0 | 1.0 | Device statistic for Number of defined measurements (per frame) from device during last reporting interval. | 0 | 1 | 1 |  | Any | STAT | Statistic | ST |  |  | STAT:5058 | 2021-08-03 21:02
|  |  | 0a014c64-5383-45c3-80e3-11723d996b0b | 2 | STAT |  | 5059 | ONS_LOCAL$CETGD_500_PM_03!PMU:ST1 |  |  | 8736f6c7-ad41-4b43-b4f6-e684e0d4ad20 |  |  | 30 | [8 empty] | 11 | [5 empty] | LOCAL$CETGD_500_PM_03!PMU-ST1 | 0.0 | 1.0 | Device statistic for Number of data quality errors reported by device during last reporting interval. | 0 | 1 | 1 |  | Any | STAT | Statistic | ST |  |  | STAT:5059 | 2021-08-03 21:02
|  |  | fc449709-0d94-4327-b56f-9699b404950b | 2 | STAT |  | 5060 | ONS_LOCAL$CETGD_500_PM_03!PMU:ST2 |  |  | 8736f6c7-ad41-4b43-b4f6-e684e0d4ad20 |  |  | 30 | [8 empty] | 11 | [5 empty] | LOCAL$CETGD_500_PM_03!PMU-ST2 | 0.0 | 1.0 | Device statistic for Number of time quality errors reported by device during last reporting interval. | 0 | 1 | 1 |  | Any | STAT | Statistic | ST |  |  | STAT:5060 | 2021-08-03 21:02
|  |  | 04151474-3eb4-43e3-8584-307ec6b02e50 | 2 | STAT |  | 5061 | ONS_LOCAL$CETGD_500_PM_03!PMU:ST3 |  |  | 8736f6c7-ad41-4b43-b4f6-e684e0d4ad20 |  |  | 30 | [8 empty] | 11 | [5 empty] | LOCAL$CETGD_500_PM_03!PMU-ST3 | 0.0 | 1.0 | Device statistic for Number of device errors reported by device during last reporting interval. | 0 | 1 | 1 |  | Any | STAT | Statistic | ST |  |  | STAT:5061 | 2021-08-03 21:02
|  |  | a5aff6cc-11be-498d-ada0-2cfbbeb9c105 | 2 | STAT |  | 5062 | ONS_LOCAL$CETGD_500_PM_03!PMU:ST4 |  |  | 8736f6c7-ad41-4b43-b4f6-e684e0d4ad20 |  |  | 30 | [8 empty] | 11 | [5 empty] | LOCAL$CETGD_500_PM_03!PMU-ST4 | 0.0 | 1.0 | Device statistic for Number of measurements received from device during last reporting interval. | 0 | 1 | 1 |  | Any | STAT | Statistic | ST |  |  | STAT:5062 | 2021-08-03 21:02
|  |  | 7bf9968b-03cb-4373-b212-2f488497bc6a | 2 | STAT |  | 5063 | ONS_LOCAL$CETGD_500_PM_03!PMU:ST5 |  |  | 8736f6c7-ad41-4b43-b4f6-e684e0d4ad20 |  |  | 30 | [8 empty] | 11 | [5 empty] | LOCAL$CETGD_500_PM_03!PMU-ST5 | 0.0 | 1.0 | Device statistic for Expected number of measurements received from device during last reporting interval. | 0 | 1 | 1 |  | Any | STAT | Statistic | ST |  |  | STAT:5063 | 2021-08-03 21:02
|  |  | 55bfbd20-69cf-45bc-9d49-5490a0a19a72 | 2 | STAT |  | 5064 | ONS_LOCAL$CETGD_500_PM_03!PMU:ST6 |  |  | 8736f6c7-ad41-4b43-b4f6-e684e0d4ad20 |  |  | 30 | [8 empty] | 11 | [5 empty] | LOCAL$CETGD_500_PM_03!PMU-ST6 | 0.0 | 1.0 | Device statistic for Number of measurements received while device was reporting errors during last reporting interval. | 0 | 1 | 1 |  | Any | STAT | Statistic | ST |  |  | STAT:5064 | 2021-08-03 21:02
|  |  | 827cf705-1b6d-4ab7-9010-8e331b4f06f6 | 2 | STAT |  | 5065 | ONS_LOCAL$CETGD_500_PM_03!PMU:ST7 |  |  | 8736f6c7-ad41-4b43-b4f6-e684e0d4ad20 |  |  | 30 | [8 empty] | 11 | [5 empty] | LOCAL$CETGD_500_PM_03!PMU-ST7 | 0.0 | 1.0 | Device statistic for Number of defined measurements (per frame) from device during last reporting interval. | 0 | 1 | 1 |  | Any | STAT | Statistic | ST |  |  | STAT:5065 | 2021-08-03 21:02
|  |  | 20528421-d722-493e-a37f-2a7b6cb47da8 | 2 | STAT |  | 5066 | ONS_LOCAL$MABCB_500_PM_01!PMU:ST1 |  |  | 8736f6c7-ad41-4b43-b4f6-e684e0d4ad20 |  |  | 30 | [8 empty] | 11 | [5 empty] | LOCAL$MABCB_500_PM_01!PMU-ST1 | 0.0 | 1.0 | Device statistic for Number of data quality errors reported by device during last reporting interval. | 0 | 1 | 1 |  | Any | STAT | Statistic | ST |  |  | STAT:5066 | 2021-08-03 21:02
|  |  | f749a4c5-5e14-4eff-a2a3-6f2a74c9afed | 2 | STAT |  | 5067 | ONS_LOCAL$MABCB_500_PM_01!PMU:ST2 |  |  | 8736f6c7-ad41-4b43-b4f6-e684e0d4ad20 |  |  | 30 | [8 empty] | 11 | [5 empty] | LOCAL$MABCB_500_PM_01!PMU-ST2 | 0.0 | 1.0 | Device statistic for Number of time quality errors reported by device during last reporting interval. | 0 | 1 | 1 |  | Any | STAT | Statistic | ST |  |  | STAT:5067 | 2021-08-03 21:02
|  |  | b89f131a-6541-4f96-b4d5-3aed84c1fee1 | 2 | STAT |  | 5068 | ONS_LOCAL$MABCB_500_PM_01!PMU:ST3 |  |  | 8736f6c7-ad41-4b43-b4f6-e684e0d4ad20 |  |  | 30 | [8 empty] | 11 | [5 empty] | LOCAL$MABCB_500_PM_01!PMU-ST3 | 0.0 | 1.0 | Device statistic for Number of device errors reported by device during last reporting interval. | 0 | 1 | 1 |  | Any | STAT | Statistic | ST |  |  | STAT:5068 | 2021-08-03 21:02
|  |  | f8da0ca4-9f50-42ee-9a02-5d299ba84a27 | 2 | STAT |  | 5069 | ONS_LOCAL$MABCB_500_PM_01!PMU:ST4 |  |  | 8736f6c7-ad41-4b43-b4f6-e684e0d4ad20 |  |  | 30 | [8 empty] | 11 | [5 empty] | LOCAL$MABCB_500_PM_01!PMU-ST4 | 0.0 | 1.0 | Device statistic for Number of measurements received from device during last reporting interval. | 0 | 1 | 1 |  | Any | STAT | Statistic | ST |  |  | STAT:5069 | 2021-08-03 21:02
|  |  | e9483109-eb28-488d-a60c-adfce53529a3 | 2 | STAT |  | 5070 | ONS_LOCAL$MABCB_500_PM_01!PMU:ST5 |  |  | 8736f6c7-ad41-4b43-b4f6-e684e0d4ad20 |  |  | 30 | [8 empty] | 11 | [5 empty] | LOCAL$MABCB_500_PM_01!PMU-ST5 | 0.0 | 1.0 | Device statistic for Expected number of measurements received from device during last reporting interval. | 0 | 1 | 1 |  | Any | STAT | Statistic | ST |  |  | STAT:5070 | 2021-08-03 21:02
|  |  | 7fdfe9b0-a4f0-4e2f-844e-7873759daf4f | 2 | STAT |  | 5071 | ONS_LOCAL$MABCB_500_PM_01!PMU:ST6 |  |  | 8736f6c7-ad41-4b43-b4f6-e684e0d4ad20 |  |  | 30 | [8 empty] | 11 | [5 empty] | LOCAL$MABCB_500_PM_01!PMU-ST6 | 0.0 | 1.0 | Device statistic for Number of measurements received while device was reporting errors during last reporting interval. | 0 | 1 | 1 |  | Any | STAT | Statistic | ST |  |  | STAT:5071 | 2021-08-03 21:02
|  |  | fb0d79e8-4f8a-4ab2-a04d-1f619fd602d0 | 2 | STAT |  | 5072 | ONS_LOCAL$MABCB_500_PM_01!PMU:ST7 |  |  | 8736f6c7-ad41-4b43-b4f6-e684e0d4ad20 |  |  | 30 | [8 empty] | 11 | [5 empty] | LOCAL$MABCB_500_PM_01!PMU-ST7 | 0.0 | 1.0 | Device statistic for Number of defined measurements (per frame) from device during last reporting interval. | 0 | 1 | 1 |  | Any | STAT | Statistic | ST |  |  | STAT:5072 | 2021-08-03 21:02
|  |  | 70a962c8-6da2-40a3-9270-58102e91191f | 2 | STAT |  | 5073 | ONS_LOCAL$MABCB_500_PM_02!PMU:ST1 |  |  | 8736f6c7-ad41-4b43-b4f6-e684e0d4ad20 |  |  | 30 | [8 empty] | 11 | [5 empty] | LOCAL$MABCB_500_PM_02!PMU-ST1 | 0.0 | 1.0 | Device statistic for Number of data quality errors reported by device during last reporting interval. | 0 | 1 | 1 |  | Any | STAT | Statistic | ST |  |  | STAT:5073 | 2021-08-03 21:02
|  |  | 9e161744-a145-4f92-b14c-4baaacac30e0 | 2 | STAT |  | 5074 | ONS_LOCAL$MABCB_500_PM_02!PMU:ST2 |  |  | 8736f6c7-ad41-4b43-b4f6-e684e0d4ad20 |  |  | 30 | [8 empty] | 11 | [5 empty] | LOCAL$MABCB_500_PM_02!PMU-ST2 | 0.0 | 1.0 | Device statistic for Number of time quality errors reported by device during last reporting interval. | 0 | 1 | 1 |  | Any | STAT | Statistic | ST |  |  | STAT:5074 | 2021-08-03 21:02
|  |  | 06d0de13-bef3-47a4-9edc-6338e4361121 | 2 | STAT |  | 5075 | ONS_LOCAL$MABCB_500_PM_02!PMU:ST3 |  |  | 8736f6c7-ad41-4b43-b4f6-e684e0d4ad20 |  |  | 30 | [8 empty] | 11 | [5 empty] | LOCAL$MABCB_500_PM_02!PMU-ST3 | 0.0 | 1.0 | Device statistic for Number of device errors reported by device during last reporting interval. | 0 | 1 | 1 |  | Any | STAT | Statistic | ST |  |  | STAT:5075 | 2021-08-03 21:02
|  |  | 65350dc5-afff-4798-925e-0ebf92e98157 | 2 | STAT |  | 5076 | ONS_LOCAL$MABCB_500_PM_02!PMU:ST4 |  |  | 8736f6c7-ad41-4b43-b4f6-e684e0d4ad20 |  |  | 30 | [8 empty] | 11 | [5 empty] | LOCAL$MABCB_500_PM_02!PMU-ST4 | 0.0 | 1.0 | Device statistic for Number of measurements received from device during last reporting interval. | 0 | 1 | 1 |  | Any | STAT | Statistic | ST |  |  | STAT:5076 | 2021-08-03 21:02
|  |  | 0256671e-aae7-4856-88ca-c12680aae0ef | 2 | STAT |  | 5077 | ONS_LOCAL$MABCB_500_PM_02!PMU:ST5 |  |  | 8736f6c7-ad41-4b43-b4f6-e684e0d4ad20 |  |  | 30 | [8 empty] | 11 | [5 empty] | LOCAL$MABCB_500_PM_02!PMU-ST5 | 0.0 | 1.0 | Device statistic for Expected number of measurements received from device during last reporting interval. | 0 | 1 | 1 |  | Any | STAT | Statistic | ST |  |  | STAT:5077 | 2021-08-03 21:02
|  |  | 4727a3f5-7f5d-448b-9930-e4dce96db04d | 2 | STAT |  | 5078 | ONS_LOCAL$MABCB_500_PM_02!PMU:ST6 |  |  | 8736f6c7-ad41-4b43-b4f6-e684e0d4ad20 |  |  | 30 | [8 empty] | 11 | [5 empty] | LOCAL$MABCB_500_PM_02!PMU-ST6 | 0.0 | 1.0 | Device statistic for Number of measurements received while device was reporting errors during last reporting interval. | 0 | 1 | 1 |  | Any | STAT | Statistic | ST |  |  | STAT:5078 | 2021-08-03 21:02
|  |  | 83589df7-1df6-49ef-8a05-9a82f065ce23 | 2 | STAT |  | 5079 | ONS_LOCAL$MABCB_500_PM_02!PMU:ST7 |  |  | 8736f6c7-ad41-4b43-b4f6-e684e0d4ad20 |  |  | 30 | [8 empty] | 11 | [5 empty] | LOCAL$MABCB_500_PM_02!PMU-ST7 | 0.0 | 1.0 | Device statistic for Number of defined measurements (per frame) from device during last reporting interval. | 0 | 1 | 1 |  | Any | STAT | Statistic | ST |  |  | STAT:5079 | 2021-08-03 21:02
|  |  | 7c088671-79d3-4fc7-ae30-1120a2db80b6 | 2 | STAT |  | 5080 | ONS_LOCAL$MABCB_500_PM_03!PMU:ST1 |  |  | 8736f6c7-ad41-4b43-b4f6-e684e0d4ad20 |  |  | 30 | [8 empty] | 11 | [5 empty] | LOCAL$MABCB_500_PM_03!PMU-ST1 | 0.0 | 1.0 | Device statistic for Number of data quality errors reported by device during last reporting interval. | 0 | 1 | 1 |  | Any | STAT | Statistic | ST |  |  | STAT:5080 | 2021-08-03 21:02
|  |  | 6d95926f-15ce-4550-b6da-4311c9997001 | 2 | STAT |  | 5081 | ONS_LOCAL$MABCB_500_PM_03!PMU:ST2 |  |  | 8736f6c7-ad41-4b43-b4f6-e684e0d4ad20 |  |  | 30 | [8 empty] | 11 | [5 empty] | LOCAL$MABCB_500_PM_03!PMU-ST2 | 0.0 | 1.0 | Device statistic for Number of time quality errors reported by device during last reporting interval. | 0 | 1 | 1 |  | Any | STAT | Statistic | ST |  |  | STAT:5081 | 2021-08-03 21:02
|  |  | a8eed834-0530-44dc-ad64-891b4efc511d | 2 | STAT |  | 5082 | ONS_LOCAL$MABCB_500_PM_03!PMU:ST3 |  |  | 8736f6c7-ad41-4b43-b4f6-e684e0d4ad20 |  |  | 30 | [8 empty] | 11 | [5 empty] | LOCAL$MABCB_500_PM_03!PMU-ST3 | 0.0 | 1.0 | Device statistic for Number of device errors reported by device during last reporting interval. | 0 | 1 | 1 |  | Any | STAT | Statistic | ST |  |  | STAT:5082 | 2021-08-03 21:02
|  |  | 77a3aaab-ff72-44b8-b632-08dd2ac72562 | 2 | STAT |  | 5083 | ONS_LOCAL$MABCB_500_PM_03!PMU:ST4 |  |  | 8736f6c7-ad41-4b43-b4f6-e684e0d4ad20 |  |  | 30 | [8 empty] | 11 | [5 empty] | LOCAL$MABCB_500_PM_03!PMU-ST4 | 0.0 | 1.0 | Device statistic for Number of measurements received from device during last reporting interval. | 0 | 1 | 1 |  | Any | STAT | Statistic | ST |  |  | STAT:5083 | 2021-08-03 21:02
|  |  | bc1f9c8b-cc13-4776-bcb5-127eac174d2e | 2 | STAT |  | 5084 | ONS_LOCAL$MABCB_500_PM_03!PMU:ST5 |  |  | 8736f6c7-ad41-4b43-b4f6-e684e0d4ad20 |  |  | 30 | [8 empty] | 11 | [5 empty] | LOCAL$MABCB_500_PM_03!PMU-ST5 | 0.0 | 1.0 | Device statistic for Expected number of measurements received from device during last reporting interval. | 0 | 1 | 1 |  | Any | STAT | Statistic | ST |  |  | STAT:5084 | 2021-08-03 21:02
|  |  | 6846e99a-5f86-438b-af05-63a360d2c7f0 | 2 | STAT |  | 5085 | ONS_LOCAL$MABCB_500_PM_03!PMU:ST6 |  |  | 8736f6c7-ad41-4b43-b4f6-e684e0d4ad20 |  |  | 30 | [8 empty] | 11 | [5 empty] | LOCAL$MABCB_500_PM_03!PMU-ST6 | 0.0 | 1.0 | Device statistic for Number of measurements received while device was reporting errors during last reporting interval. | 0 | 1 | 1 |  | Any | STAT | Statistic | ST |  |  | STAT:5085 | 2021-08-03 21:02
|  |  | c32a20dc-bf70-4935-bf17-06057da883a6 | 2 | STAT |  | 5086 | ONS_LOCAL$MABCB_500_PM_03!PMU:ST7 |  |  | 8736f6c7-ad41-4b43-b4f6-e684e0d4ad20 |  |  | 30 | [8 empty] | 11 | [5 empty] | LOCAL$MABCB_500_PM_03!PMU-ST7 | 0.0 | 1.0 | Device statistic for Number of defined measurements (per frame) from device during last reporting interval. | 0 | 1 | 1 |  | Any | STAT | Statistic | ST |  |  | STAT:5086 | 2021-08-03 21:02
|  |  | 30b1ba34-1e30-4a71-a1de-251242c6795b | 2 | STAT |  | 5087 | ONS_LOCAL$MABCB_500_PM_04!PMU:ST1 |  |  | 8736f6c7-ad41-4b43-b4f6-e684e0d4ad20 |  |  | 30 | [8 empty] | 11 | [5 empty] | LOCAL$MABCB_500_PM_04!PMU-ST1 | 0.0 | 1.0 | Device statistic for Number of data quality errors reported by device during last reporting interval. | 0 | 1 | 1 |  | Any | STAT | Statistic | ST |  |  | STAT:5087 | 2021-08-03 21:02
|  |  | 4bf586f0-f9a7-41f5-9555-e794b825d52e | 2 | STAT |  | 5088 | ONS_LOCAL$MABCB_500_PM_04!PMU:ST2 |  |  | 8736f6c7-ad41-4b43-b4f6-e684e0d4ad20 |  |  | 30 | [8 empty] | 11 | [5 empty] | LOCAL$MABCB_500_PM_04!PMU-ST2 | 0.0 | 1.0 | Device statistic for Number of time quality errors reported by device during last reporting interval. | 0 | 1 | 1 |  | Any | STAT | Statistic | ST |  |  | STAT:5088 | 2021-08-03 21:02
|  |  | b9b5f7c7-b74a-4f79-af45-8e7b943e2f0b | 2 | STAT |  | 5089 | ONS_LOCAL$MABCB_500_PM_04!PMU:ST3 |  |  | 8736f6c7-ad41-4b43-b4f6-e684e0d4ad20 |  |  | 30 | [8 empty] | 11 | [5 empty] | LOCAL$MABCB_500_PM_04!PMU-ST3 | 0.0 | 1.0 | Device statistic for Number of device errors reported by device during last reporting interval. | 0 | 1 | 1 |  | Any | STAT | Statistic | ST |  |  | STAT:5089 | 2021-08-03 21:02
|  |  | d6913866-36d8-4a24-8919-8c5f4ed85eb6 | 2 | STAT |  | 5090 | ONS_LOCAL$MABCB_500_PM_04!PMU:ST4 |  |  | 8736f6c7-ad41-4b43-b4f6-e684e0d4ad20 |  |  | 30 | [8 empty] | 11 | [5 empty] | LOCAL$MABCB_500_PM_04!PMU-ST4 | 0.0 | 1.0 | Device statistic for Number of measurements received from device during last reporting interval. | 0 | 1 | 1 |  | Any | STAT | Statistic | ST |  |  | STAT:5090 | 2021-08-03 21:02
|  |  | 8c062c3a-7bde-4373-900a-5a979505da27 | 2 | STAT |  | 5091 | ONS_LOCAL$MABCB_500_PM_04!PMU:ST5 |  |  | 8736f6c7-ad41-4b43-b4f6-e684e0d4ad20 |  |  | 30 | [8 empty] | 11 | [5 empty] | LOCAL$MABCB_500_PM_04!PMU-ST5 | 0.0 | 1.0 | Device statistic for Expected number of measurements received from device during last reporting interval. | 0 | 1 | 1 |  | Any | STAT | Statistic | ST |  |  | STAT:5091 | 2021-08-03 21:02
|  |  | d2785e6a-4cae-4f6a-b404-161235cb7535 | 2 | STAT |  | 5092 | ONS_LOCAL$MABCB_500_PM_04!PMU:ST6 |  |  | 8736f6c7-ad41-4b43-b4f6-e684e0d4ad20 |  |  | 30 | [8 empty] | 11 | [5 empty] | LOCAL$MABCB_500_PM_04!PMU-ST6 | 0.0 | 1.0 | Device statistic for Number of measurements received while device was reporting errors during last reporting interval. | 0 | 1 | 1 |  | Any | STAT | Statistic | ST |  |  | STAT:5092 | 2021-08-03 21:02
|  |  | 5871c540-b33c-4fa2-a8cb-b51cb226b446 | 2 | STAT |  | 5093 | ONS_LOCAL$MABCB_500_PM_04!PMU:ST7 |  |  | 8736f6c7-ad41-4b43-b4f6-e684e0d4ad20 |  |  | 30 | [8 empty] | 11 | [5 empty] | LOCAL$MABCB_500_PM_04!PMU-ST7 | 0.0 | 1.0 | Device statistic for Number of defined measurements (per frame) from device during last reporting interval. | 0 | 1 | 1 |  | Any | STAT | Statistic | ST |  |  | STAT:5093 | 2021-08-03 21:02
|  |  | bd4588dc-2b97-488a-bd92-5ddba9c9c657 | 2 | STAT |  | 5094 | ONS_LOCAL$PIPBT_500_PM_01!PMU:ST1 |  |  | 8736f6c7-ad41-4b43-b4f6-e684e0d4ad20 |  |  | 30 | [8 empty] | 11 | [5 empty] | LOCAL$PIPBT_500_PM_01!PMU-ST1 | 0.0 | 1.0 | Device statistic for Number of data quality errors reported by device during last reporting interval. | 0 | 1 | 1 |  | Any | STAT | Statistic | ST |  |  | STAT:5094 | 2021-08-03 21:02
|  |  | 4582c832-4188-4092-8cba-ec549e3a9e1c | 2 | STAT |  | 5095 | ONS_LOCAL$PIPBT_500_PM_01!PMU:ST2 |  |  | 8736f6c7-ad41-4b43-b4f6-e684e0d4ad20 |  |  | 30 | [8 empty] | 11 | [5 empty] | LOCAL$PIPBT_500_PM_01!PMU-ST2 | 0.0 | 1.0 | Device statistic for Number of time quality errors reported by device during last reporting interval. | 0 | 1 | 1 |  | Any | STAT | Statistic | ST |  |  | STAT:5095 | 2021-08-03 21:02
|  |  | ea1b3d7f-7805-47c7-8c0a-263f170cab55 | 2 | STAT |  | 5096 | ONS_LOCAL$PIPBT_500_PM_01!PMU:ST3 |  |  | 8736f6c7-ad41-4b43-b4f6-e684e0d4ad20 |  |  | 30 | [8 empty] | 11 | [5 empty] | LOCAL$PIPBT_500_PM_01!PMU-ST3 | 0.0 | 1.0 | Device statistic for Number of device errors reported by device during last reporting interval. | 0 | 1 | 1 |  | Any | STAT | Statistic | ST |  |  | STAT:5096 | 2021-08-03 21:02
|  |  | dae225cf-4e50-4636-85a1-ed31afca8d62 | 2 | STAT |  | 5097 | ONS_LOCAL$PIPBT_500_PM_01!PMU:ST4 |  |  | 8736f6c7-ad41-4b43-b4f6-e684e0d4ad20 |  |  | 30 | [8 empty] | 11 | [5 empty] | LOCAL$PIPBT_500_PM_01!PMU-ST4 | 0.0 | 1.0 | Device statistic for Number of measurements received from device during last reporting interval. | 0 | 1 | 1 |  | Any | STAT | Statistic | ST |  |  | STAT:5097 | 2021-08-03 21:02
|  |  | 9a2fab06-017c-43aa-8059-143d007fc346 | 2 | STAT |  | 5098 | ONS_LOCAL$PIPBT_500_PM_01!PMU:ST5 |  |  | 8736f6c7-ad41-4b43-b4f6-e684e0d4ad20 |  |  | 30 | [8 empty] | 11 | [5 empty] | LOCAL$PIPBT_500_PM_01!PMU-ST5 | 0.0 | 1.0 | Device statistic for Expected number of measurements received from device during last reporting interval. | 0 | 1 | 1 |  | Any | STAT | Statistic | ST |  |  | STAT:5098 | 2021-08-03 21:02
|  |  | 885e1460-129f-4f7f-9ac2-97f7dd814ee7 | 2 | STAT |  | 5099 | ONS_LOCAL$PIPBT_500_PM_01!PMU:ST6 |  |  | 8736f6c7-ad41-4b43-b4f6-e684e0d4ad20 |  |  | 30 | [8 empty] | 11 | [5 empty] | LOCAL$PIPBT_500_PM_01!PMU-ST6 | 0.0 | 1.0 | Device statistic for Number of measurements received while device was reporting errors during last reporting interval. | 0 | 1 | 1 |  | Any | STAT | Statistic | ST |  |  | STAT:5099 | 2021-08-03 21:02
|  |  | df3bdc16-9008-4e9e-a201-64a53d55026f | 2 | STAT |  | 5100 | ONS_LOCAL$PIPBT_500_PM_01!PMU:ST7 |  |  | 8736f6c7-ad41-4b43-b4f6-e684e0d4ad20 |  |  | 30 | [8 empty] | 11 | [5 empty] | LOCAL$PIPBT_500_PM_01!PMU-ST7 | 0.0 | 1.0 | Device statistic for Number of defined measurements (per frame) from device during last reporting interval. | 0 | 1 | 1 |  | Any | STAT | Statistic | ST |  |  | STAT:5100 | 2021-08-03 21:02
|  |  | e208e602-e14d-4da7-a77b-570872f61190 | 2 | STAT |  | 5101 | ONS_LOCAL$PIPBT_500_PM_02!PMU:ST1 |  |  | 8736f6c7-ad41-4b43-b4f6-e684e0d4ad20 |  |  | 30 | [8 empty] | 11 | [5 empty] | LOCAL$PIPBT_500_PM_02!PMU-ST1 | 0.0 | 1.0 | Device statistic for Number of data quality errors reported by device during last reporting interval. | 0 | 1 | 1 |  | Any | STAT | Statistic | ST |  |  | STAT:5101 | 2021-08-03 21:02
|  |  | 32f91352-98ab-4b49-8d1d-ca36660c38e7 | 2 | STAT |  | 5102 | ONS_LOCAL$PIPBT_500_PM_02!PMU:ST2 |  |  | 8736f6c7-ad41-4b43-b4f6-e684e0d4ad20 |  |  | 30 | [8 empty] | 11 | [5 empty] | LOCAL$PIPBT_500_PM_02!PMU-ST2 | 0.0 | 1.0 | Device statistic for Number of time quality errors reported by device during last reporting interval. | 0 | 1 | 1 |  | Any | STAT | Statistic | ST |  |  | STAT:5102 | 2021-08-03 21:02
|  |  | 25afc589-079b-4a26-9c64-a4089b64db8e | 2 | STAT |  | 5103 | ONS_LOCAL$PIPBT_500_PM_02!PMU:ST3 |  |  | 8736f6c7-ad41-4b43-b4f6-e684e0d4ad20 |  |  | 30 | [8 empty] | 11 | [5 empty] | LOCAL$PIPBT_500_PM_02!PMU-ST3 | 0.0 | 1.0 | Device statistic for Number of device errors reported by device during last reporting interval. | 0 | 1 | 1 |  | Any | STAT | Statistic | ST |  |  | STAT:5103 | 2021-08-03 21:02
|  |  | c340bbe1-fb10-4133-ae83-cd769bc43b7b | 2 | STAT |  | 5104 | ONS_LOCAL$PIPBT_500_PM_02!PMU:ST4 |  |  | 8736f6c7-ad41-4b43-b4f6-e684e0d4ad20 |  |  | 30 | [8 empty] | 11 | [5 empty] | LOCAL$PIPBT_500_PM_02!PMU-ST4 | 0.0 | 1.0 | Device statistic for Number of measurements received from device during last reporting interval. | 0 | 1 | 1 |  | Any | STAT | Statistic | ST |  |  | STAT:5104 | 2021-08-03 21:02
|  |  | 830f70c6-ab18-46c1-aeab-23265f6ad0aa | 2 | STAT |  | 5105 | ONS_LOCAL$PIPBT_500_PM_02!PMU:ST5 |  |  | 8736f6c7-ad41-4b43-b4f6-e684e0d4ad20 |  |  | 30 | [8 empty] | 11 | [5 empty] | LOCAL$PIPBT_500_PM_02!PMU-ST5 | 0.0 | 1.0 | Device statistic for Expected number of measurements received from device during last reporting interval. | 0 | 1 | 1 |  | Any | STAT | Statistic | ST |  |  | STAT:5105 | 2021-08-03 21:02
|  |  | 3d6db91d-3b55-438b-a830-055a633e45c6 | 2 | STAT |  | 5106 | ONS_LOCAL$PIPBT_500_PM_02!PMU:ST6 |  |  | 8736f6c7-ad41-4b43-b4f6-e684e0d4ad20 |  |  | 30 | [8 empty] | 11 | [5 empty] | LOCAL$PIPBT_500_PM_02!PMU-ST6 | 0.0 | 1.0 | Device statistic for Number of measurements received while device was reporting errors during last reporting interval. | 0 | 1 | 1 |  | Any | STAT | Statistic | ST |  |  | STAT:5106 | 2021-08-03 21:02
|  |  | 8e1711e8-e435-49a2-a069-c9544bd1a531 | 2 | STAT |  | 5107 | ONS_LOCAL$PIPBT_500_PM_02!PMU:ST7 |  |  | 8736f6c7-ad41-4b43-b4f6-e684e0d4ad20 |  |  | 30 | [8 empty] | 11 | [5 empty] | LOCAL$PIPBT_500_PM_02!PMU-ST7 | 0.0 | 1.0 | Device statistic for Number of defined measurements (per frame) from device during last reporting interval. | 0 | 1 | 1 |  | Any | STAT | Statistic | ST |  |  | STAT:5107 | 2021-08-03 21:02
|  |  | ae1b560b-d381-4ddb-842c-4a4643583dcd | 2 | STAT |  | 5108 | ONS_LOCAL$PIPBT_500_PM_03!PMU:ST1 |  |  | 8736f6c7-ad41-4b43-b4f6-e684e0d4ad20 |  |  | 30 | [8 empty] | 11 | [5 empty] | LOCAL$PIPBT_500_PM_03!PMU-ST1 | 0.0 | 1.0 | Device statistic for Number of data quality errors reported by device during last reporting interval. | 0 | 1 | 1 |  | Any | STAT | Statistic | ST |  |  | STAT:5108 | 2021-08-03 21:02
|  |  | e7f9c814-6a3f-4139-b7b9-ab7c9967fbfa | 2 | STAT |  | 5109 | ONS_LOCAL$PIPBT_500_PM_03!PMU:ST2 |  |  | 8736f6c7-ad41-4b43-b4f6-e684e0d4ad20 |  |  | 30 | [8 empty] | 11 | [5 empty] | LOCAL$PIPBT_500_PM_03!PMU-ST2 | 0.0 | 1.0 | Device statistic for Number of time quality errors reported by device during last reporting interval. | 0 | 1 | 1 |  | Any | STAT | Statistic | ST |  |  | STAT:5109 | 2021-08-03 21:02
|  |  | 2c3dcd50-10cb-4042-866f-8cb4ba58d226 | 2 | STAT |  | 5110 | ONS_LOCAL$PIPBT_500_PM_03!PMU:ST3 |  |  | 8736f6c7-ad41-4b43-b4f6-e684e0d4ad20 |  |  | 30 | [8 empty] | 11 | [5 empty] | LOCAL$PIPBT_500_PM_03!PMU-ST3 | 0.0 | 1.0 | Device statistic for Number of device errors reported by device during last reporting interval. | 0 | 1 | 1 |  | Any | STAT | Statistic | ST |  |  | STAT:5110 | 2021-08-03 21:02
|  |  | 0d051e89-3838-4dd2-ab27-fdf19c4ded6c | 2 | STAT |  | 5111 | ONS_LOCAL$PIPBT_500_PM_03!PMU:ST4 |  |  | 8736f6c7-ad41-4b43-b4f6-e684e0d4ad20 |  |  | 30 | [8 empty] | 11 | [5 empty] | LOCAL$PIPBT_500_PM_03!PMU-ST4 | 0.0 | 1.0 | Device statistic for Number of measurements received from device during last reporting interval. | 0 | 1 | 1 |  | Any | STAT | Statistic | ST |  |  | STAT:5111 | 2021-08-03 21:02
|  |  | 794c323c-536d-4f89-9245-9ec473920cb3 | 2 | STAT |  | 5112 | ONS_LOCAL$PIPBT_500_PM_03!PMU:ST5 |  |  | 8736f6c7-ad41-4b43-b4f6-e684e0d4ad20 |  |  | 30 | [8 empty] | 11 | [5 empty] | LOCAL$PIPBT_500_PM_03!PMU-ST5 | 0.0 | 1.0 | Device statistic for Expected number of measurements received from device during last reporting interval. | 0 | 1 | 1 |  | Any | STAT | Statistic | ST |  |  | STAT:5112 | 2021-08-03 21:02
|  |  | f80d3048-270d-4bb3-8e38-881249cf6b01 | 2 | STAT |  | 5113 | ONS_LOCAL$PIPBT_500_PM_03!PMU:ST6 |  |  | 8736f6c7-ad41-4b43-b4f6-e684e0d4ad20 |  |  | 30 | [8 empty] | 11 | [5 empty] | LOCAL$PIPBT_500_PM_03!PMU-ST6 | 0.0 | 1.0 | Device statistic for Number of measurements received while device was reporting errors during last reporting interval. | 0 | 1 | 1 |  | Any | STAT | Statistic | ST |  |  | STAT:5113 | 2021-08-03 21:02
|  |  | 05f23b87-ff1b-44ab-8584-123ddde0797b | 2 | STAT |  | 5114 | ONS_LOCAL$PIPBT_500_PM_03!PMU:ST7 |  |  | 8736f6c7-ad41-4b43-b4f6-e684e0d4ad20 |  |  | 30 | [8 empty] | 11 | [5 empty] | LOCAL$PIPBT_500_PM_03!PMU-ST7 | 0.0 | 1.0 | Device statistic for Number of defined measurements (per frame) from device during last reporting interval. | 0 | 1 | 1 |  | Any | STAT | Statistic | ST |  |  | STAT:5114 | 2021-08-03 21:02
|  |  | 7fe1600d-fa22-4660-a207-81df50879320 | 2 | STAT |  | 5115 | ONS_LOCAL$PIPBT_500_PM_04!PMU:ST1 |  |  | 8736f6c7-ad41-4b43-b4f6-e684e0d4ad20 |  |  | 30 | [8 empty] | 11 | [5 empty] | LOCAL$PIPBT_500_PM_04!PMU-ST1 | 0.0 | 1.0 | Device statistic for Number of data quality errors reported by device during last reporting interval. | 0 | 1 | 1 |  | Any | STAT | Statistic | ST |  |  | STAT:5115 | 2021-08-03 21:02
|  |  | f71ca960-603a-4f32-b8b3-99f5ee0ddfe7 | 2 | STAT |  | 5116 | ONS_LOCAL$PIPBT_500_PM_04!PMU:ST2 |  |  | 8736f6c7-ad41-4b43-b4f6-e684e0d4ad20 |  |  | 30 | [8 empty] | 11 | [5 empty] | LOCAL$PIPBT_500_PM_04!PMU-ST2 | 0.0 | 1.0 | Device statistic for Number of time quality errors reported by device during last reporting interval. | 0 | 1 | 1 |  | Any | STAT | Statistic | ST |  |  | STAT:5116 | 2021-08-03 21:02
|  |  | 0301bdac-6a0b-4dd8-860a-09d7720cdea4 | 2 | STAT |  | 5117 | ONS_LOCAL$PIPBT_500_PM_04!PMU:ST3 |  |  | 8736f6c7-ad41-4b43-b4f6-e684e0d4ad20 |  |  | 30 | [8 empty] | 11 | [5 empty] | LOCAL$PIPBT_500_PM_04!PMU-ST3 | 0.0 | 1.0 | Device statistic for Number of device errors reported by device during last reporting interval. | 0 | 1 | 1 |  | Any | STAT | Statistic | ST |  |  | STAT:5117 | 2021-08-03 21:02
|  |  | 4a4efe6d-d139-42d7-bb95-9929703a768b | 2 | STAT |  | 5118 | ONS_LOCAL$PIPBT_500_PM_04!PMU:ST4 |  |  | 8736f6c7-ad41-4b43-b4f6-e684e0d4ad20 |  |  | 30 | [8 empty] | 11 | [5 empty] | LOCAL$PIPBT_500_PM_04!PMU-ST4 | 0.0 | 1.0 | Device statistic for Number of measurements received from device during last reporting interval. | 0 | 1 | 1 |  | Any | STAT | Statistic | ST |  |  | STAT:5118 | 2021-08-03 21:02
|  |  | 1deec32d-dd1b-4117-983c-0226fddb10b0 | 2 | STAT |  | 5119 | ONS_LOCAL$PIPBT_500_PM_04!PMU:ST5 |  |  | 8736f6c7-ad41-4b43-b4f6-e684e0d4ad20 |  |  | 30 | [8 empty] | 11 | [5 empty] | LOCAL$PIPBT_500_PM_04!PMU-ST5 | 0.0 | 1.0 | Device statistic for Expected number of measurements received from device during last reporting interval. | 0 | 1 | 1 |  | Any | STAT | Statistic | ST |  |  | STAT:5119 | 2021-08-03 21:02
|  |  | 49346d59-3a77-413c-b355-6e118c8c61f6 | 2 | STAT |  | 5120 | ONS_LOCAL$PIPBT_500_PM_04!PMU:ST6 |  |  | 8736f6c7-ad41-4b43-b4f6-e684e0d4ad20 |  |  | 30 | [8 empty] | 11 | [5 empty] | LOCAL$PIPBT_500_PM_04!PMU-ST6 | 0.0 | 1.0 | Device statistic for Number of measurements received while device was reporting errors during last reporting interval. | 0 | 1 | 1 |  | Any | STAT | Statistic | ST |  |  | STAT:5120 | 2021-08-03 21:02
|  |  | 7892d607-8f7b-4e85-b0f2-53c1194a5b65 | 2 | STAT |  | 5121 | ONS_LOCAL$PIPBT_500_PM_04!PMU:ST7 |  |  | 8736f6c7-ad41-4b43-b4f6-e684e0d4ad20 |  |  | 30 | [8 empty] | 11 | [5 empty] | LOCAL$PIPBT_500_PM_04!PMU-ST7 | 0.0 | 1.0 | Device statistic for Number of defined measurements (per frame) from device during last reporting interval. | 0 | 1 | 1 |  | Any | STAT | Statistic | ST |  |  | STAT:5121 | 2021-08-03 21:02
|  |  | fceeeb83-7154-405b-a160-3ead4d1652b1 | 2 | STAT |  | 5122 | ONS_LOCAL$PIPBT_500_PM_05!PMU:ST1 |  |  | 8736f6c7-ad41-4b43-b4f6-e684e0d4ad20 |  |  | 30 | [8 empty] | 11 | [5 empty] | LOCAL$PIPBT_500_PM_05!PMU-ST1 | 0.0 | 1.0 | Device statistic for Number of data quality errors reported by device during last reporting interval. | 0 | 1 | 1 |  | Any | STAT | Statistic | ST |  |  | STAT:5122 | 2021-08-03 21:02
|  |  | b32b6816-bcba-4a4f-b5a8-ed458df59df1 | 2 | STAT |  | 5123 | ONS_LOCAL$PIPBT_500_PM_05!PMU:ST2 |  |  | 8736f6c7-ad41-4b43-b4f6-e684e0d4ad20 |  |  | 30 | [8 empty] | 11 | [5 empty] | LOCAL$PIPBT_500_PM_05!PMU-ST2 | 0.0 | 1.0 | Device statistic for Number of time quality errors reported by device during last reporting interval. | 0 | 1 | 1 |  | Any | STAT | Statistic | ST |  |  | STAT:5123 | 2021-08-03 21:02
|  |  | 73d7a572-f9c7-4716-9e1f-0d8c167b7450 | 2 | STAT |  | 5124 | ONS_LOCAL$PIPBT_500_PM_05!PMU:ST3 |  |  | 8736f6c7-ad41-4b43-b4f6-e684e0d4ad20 |  |  | 30 | [8 empty] | 11 | [5 empty] | LOCAL$PIPBT_500_PM_05!PMU-ST3 | 0.0 | 1.0 | Device statistic for Number of device errors reported by device during last reporting interval. | 0 | 1 | 1 |  | Any | STAT | Statistic | ST |  |  | STAT:5124 | 2021-08-03 21:02
|  |  | b1f74d95-1db2-4c02-bf93-a83b9c1bef57 | 2 | STAT |  | 5125 | ONS_LOCAL$PIPBT_500_PM_05!PMU:ST4 |  |  | 8736f6c7-ad41-4b43-b4f6-e684e0d4ad20 |  |  | 30 | [8 empty] | 11 | [5 empty] | LOCAL$PIPBT_500_PM_05!PMU-ST4 | 0.0 | 1.0 | Device statistic for Number of measurements received from device during last reporting interval. | 0 | 1 | 1 |  | Any | STAT | Statistic | ST |  |  | STAT:5125 | 2021-08-03 21:02
|  |  | 4de5a714-d0da-4fab-a7f8-2b350c111cde | 2 | STAT |  | 5126 | ONS_LOCAL$PIPBT_500_PM_05!PMU:ST5 |  |  | 8736f6c7-ad41-4b43-b4f6-e684e0d4ad20 |  |  | 30 | [8 empty] | 11 | [5 empty] | LOCAL$PIPBT_500_PM_05!PMU-ST5 | 0.0 | 1.0 | Device statistic for Expected number of measurements received from device during last reporting interval. | 0 | 1 | 1 |  | Any | STAT | Statistic | ST |  |  | STAT:5126 | 2021-08-03 21:02
|  |  | e3ee2065-2d8f-4745-8731-17da8babb7a1 | 2 | STAT |  | 5127 | ONS_LOCAL$PIPBT_500_PM_05!PMU:ST6 |  |  | 8736f6c7-ad41-4b43-b4f6-e684e0d4ad20 |  |  | 30 | [8 empty] | 11 | [5 empty] | LOCAL$PIPBT_500_PM_05!PMU-ST6 | 0.0 | 1.0 | Device statistic for Number of measurements received while device was reporting errors during last reporting interval. | 0 | 1 | 1 |  | Any | STAT | Statistic | ST |  |  | STAT:5127 | 2021-08-03 21:02
|  |  | 5d87746e-81e2-4ec7-bda4-3d5efdfd3751 | 2 | STAT |  | 5128 | ONS_LOCAL$PIPBT_500_PM_05!PMU:ST7 |  |  | 8736f6c7-ad41-4b43-b4f6-e684e0d4ad20 |  |  | 30 | [8 empty] | 11 | [5 empty] | LOCAL$PIPBT_500_PM_05!PMU-ST7 | 0.0 | 1.0 | Device statistic for Number of defined measurements (per frame) from device during last reporting interval. | 0 | 1 | 1 |  | Any | STAT | Statistic | ST |  |  | STAT:5128 | 2021-08-03 21:02
|  |  | 912ff906-ca94-4221-b718-8dabb25d36ca | 1 | PPA | ArchiveDirectories={D:\openHistorian\Archive
|  |  | 95b32446-d352-4143-a85f-dbb306fa14d3 | 1 | PPA | ArchiveDirectories={D:\openHistorian\Archive
|  |  | e0830ad8-55d8-4fe3-b1b2-d9fb0de69228 | 1 | PPA | ArchiveDirectories={D:\openHistorian\Archive
|  |  | 18cf8a5d-de18-473d-b159-3bcd687b7350 | 1 | PPA | ArchiveDirectories={D:\openHistorian\Archive
|  |  | e7452302-05e4-4ddb-bdf6-da09ee8e6d7f | 1 | PPA | ArchiveDirectories={D:\openHistorian\Archive
|  |  | e00e2d05-a028-43ed-bb3a-f32aad5bced8 | 1 | PPA | ArchiveDirectories={D:\openHistorian\Archive
|  |  | 010e1f1f-32f5-4cc8-acbd-1206e41caa60 | 1 | PPA | ArchiveDirectories={D:\openHistorian\Archive
|  |  | 612e67d0-0011-4fb4-a2c2-62fc7c98eec8 | 1 | PPA | ArchiveDirectories={D:\openHistorian\Archive
|  |  | 2cec75bd-90be-4ddc-8eff-9d50a8e6d2f3 | 1 | PPA | ArchiveDirectories={D:\openHistorian\Archive
|  |  | 44eaa815-e23b-44f3-8d20-1ef0efc23a20 | 1 | PPA | ArchiveDirectories={D:\openHistorian\Archive
|  |  | ebd0b105-caac-4f77-bbef-a0583c3c649e | 1 | PPA | ArchiveDirectories={D:\openHistorian\Archive
|  |  | 18eb9770-20b2-44e6-abfa-053625c151d5 | 1 | PPA | ArchiveDirectories={D:\openHistorian\Archive
|  |  | 397fc964-5019-4093-9808-29fcc8ae5d86 | 1 | PPA | ArchiveDirectories={D:\openHistorian\Archive
|  |  | 8a2dbca6-b34f-478a-bbc2-ce2ecfa15dcb | 1 | PPA | ArchiveDirectories={D:\openHistorian\Archive
|  |  | e42cb9a3-71e5-442e-9d8a-f7c7b90a8d8e | 1 | PPA | ArchiveDirectories={D:\openHistorian\Archive
|  |  | 5a955b3a-2654-4712-a474-59ed95488abc | 1 | PPA | ArchiveDirectories={D:\openHistorian\Archive
|  |  | a4a0f598-66b1-4725-ae5d-71d6730c776f | 1 | PPA | ArchiveDirectories={D:\openHistorian\Archive
|  |  | 8918f72a-821b-4f04-80b5-a257ec161ca2 | 1 | PPA | ArchiveDirectories={D:\openHistorian\Archive
|  |  | e42037ff-f5b2-4173-9c00-fdd32162722f | 1 | PPA | ArchiveDirectories={D:\openHistorian\Archive
|  |  | 9d8160ef-8133-4f42-93e1-be94ce58c823 | 1 | PPA | ArchiveDirectories={D:\openHistorian\Archive
|  |  | d49527d8-4b5b-4385-bdad-f08197a6ddd5 | 1 | PPA | ArchiveDirectories={D:\openHistorian\Archive
|  |  | 6578ca18-81a7-4620-b1ce-41d9daf60d5c | 1 | PPA | ArchiveDirectories={D:\openHistorian\Archive
|  |  | 76c665f7-10b7-4231-8367-d21cab04e8fe | 1 | PPA | ArchiveDirectories={D:\openHistorian\Archive
|  |  | 5affa1e7-534d-4506-9fdd-6c7bd533dda0 | 1 | PPA | ArchiveDirectories={D:\openHistorian\Archive
|  |  | e767bd38-b19e-4da6-a035-f17f35da3817 | 1 | PPA | ArchiveDirectories={D:\openHistorian\Archive
|  |  | a050f6ab-5294-4619-a95c-a61da56a5e62 | 1 | PPA | ArchiveDirectories={D:\openHistorian\Archive
|  |  | e3442478-94da-48d2-9049-4362c99fb935 | 1 | PPA | ArchiveDirectories={D:\openHistorian\Archive
|  |  | d37e0516-1a17-459b-afde-2db4bd0aa4d4 | 1 | PPA | ArchiveDirectories={D:\openHistorian\Archive
|  |  | 3807d268-1c54-4882-8234-7dd5e044edd3 | 1 | PPA | ArchiveDirectories={D:\openHistorian\Archive
|  |  | 40f2a05e-4e06-4bc2-a21f-5609147e6e80 | 1 | PPA | ArchiveDirectories={D:\openHistorian\Archive
|  |  | 09232fc3-579d-4405-91b7-c79393bf7bde | 1 | PPA | ArchiveDirectories={D:\openHistorian\Archive
|  |  | a7460b9f-24eb-443e-a073-580302ce260b | 1 | PPA | ArchiveDirectories={D:\openHistorian\Archive
|  |  | 03a0d23a-b681-4317-86ce-6126475a3d6c | 1 | PPA | ArchiveDirectories={D:\openHistorian\Archive
|  |  | d109377a-3c8a-4bd3-b08b-5ab3b3f20d65 | 1 | PPA | ArchiveDirectories={D:\openHistorian\Archive
|  |  | c9b71bd9-a1b9-460c-9aa0-77f2b4c8488f | 1 | PPA | ArchiveDirectories={D:\openHistorian\Archive
|  |  | ba30d99e-da58-4f7b-b205-919fcef47b92 | 1 | PPA | ArchiveDirectories={D:\openHistorian\Archive
|  |  | 79b4ba51-0711-4773-80df-aa0587f178c0 | 1 | PPA | ArchiveDirectories={D:\openHistorian\Archive
|  |  | 43708b2d-7ad4-4828-b886-b447ee7fa241 | 1 | PPA | ArchiveDirectories={D:\openHistorian\Archive
|  |  | 62a09bf4-d8bd-4b80-8030-b9864a8ee5ab | 1 | PPA | ArchiveDirectories={D:\openHistorian\Archive
|  |  | 96e37c87-846e-44e4-8a4e-c645760adb34 | 1 | PPA | ArchiveDirectories={D:\openHistorian\Archive
|  |  | 70b1454b-6650-4b7f-a475-539ef17f4c97 | 1 | PPA | ArchiveDirectories={D:\openHistorian\Archive
|  |  | f2fb7135-c9b6-4c36-badd-b7c9a24d928b | 1 | PPA | ArchiveDirectories={D:\openHistorian\Archive
|  |  | a3614737-51e1-421d-bbc5-17b62dcad5c7 | 1 | PPA | ArchiveDirectories={D:\openHistorian\Archive
|  |  | c6491b26-2b2e-4dcf-9862-67c395376038 | 1 | PPA | ArchiveDirectories={D:\openHistorian\Archive
|  |  | 76c42f2b-9abd-4e2f-ba53-416d7739912a | 1 | PPA | ArchiveDirectories={D:\openHistorian\Archive
|  |  | df212b16-3526-453d-949f-8aaaa43dbd42 | 1 | PPA | ArchiveDirectories={D:\openHistorian\Archive
|  |  | 706d4164-8d48-4ca3-bbd7-f5b1c8f3a8a1 | 1 | PPA | ArchiveDirectories={D:\openHistorian\Archive
|  |  | 334e8a42-03ef-40a2-8839-a90ff496152b | 1 | PPA | ArchiveDirectories={D:\openHistorian\Archive
|  |  | c00faa23-eb59-4aca-a4f9-208fa79a1983 | 1 | PPA | ArchiveDirectories={D:\openHistorian\Archive
|  |  | 14fb76e9-dc3b-446c-846b-da343c5942dd | 1 | PPA | ArchiveDirectories={D:\openHistorian\Archive
|  |  | ad30fa3b-fadf-48b9-8c82-9456d253cadf | 1 | PPA | ArchiveDirectories={D:\openHistorian\Archive
|  |  | 456246a6-4c4c-4009-9f52-a459e083761d | 1 | PPA | ArchiveDirectories={D:\openHistorian\Archive
|  |  | 0225c85e-50ff-45d4-be21-df652823bceb | 1 | PPA | ArchiveDirectories={D:\openHistorian\Archive
|  |  | da45d956-c1e6-4eb0-aca5-74a500955a06 | 1 | PPA | ArchiveDirectories={D:\openHistorian\Archive
|  |  | 5fbfa8f3-2a49-4c69-9d3d-69f350024337 | 1 | PPA | ArchiveDirectories={D:\openHistorian\Archive
|  |  | 912ff22f-6afe-4fae-931b-f47336e6ce79 | 1 | PPA | ArchiveDirectories={D:\openHistorian\Archive
|  |  | 44727545-4dab-4aec-bd03-cb138866006c | 1 | PPA | ArchiveDirectories={D:\openHistorian\Archive
|  |  | c82b3fbe-1ca3-475a-8068-31d8330de61d | 1 | PPA | ArchiveDirectories={D:\openHistorian\Archive
|  |  | 8dcc32ae-7cbb-4952-918e-43b9fd1ea919 | 1 | PPA | ArchiveDirectories={D:\openHistorian\Archive
|  |  | 2a3143a5-1748-401c-a02f-148ee04b14fc | 1 | PPA | ArchiveDirectories={D:\openHistorian\Archive
|  |  | c2ffa93c-7dcd-438d-ae4d-0876b02ac3b3 | 1 | PPA | ArchiveDirectories={D:\openHistorian\Archive
|  |  | 6c6dd224-1111-4622-9ded-b73dd0a7bf7a | 1 | PPA | ArchiveDirectories={D:\openHistorian\Archive
|  |  | a21709b4-29f0-44a5-b64e-5ba7f8f0965c | 1 | PPA | ArchiveDirectories={D:\openHistorian\Archive
|  |  | 034bd0eb-f158-4c1d-a186-baa88d3f4132 | 1 | PPA | ArchiveDirectories={D:\openHistorian\Archive
|  |  | 4785e10f-ab08-4711-be51-c17355ac1671 | 1 | PPA | ArchiveDirectories={D:\openHistorian\Archive
|  |  | 48adf818-53e3-4c01-9aea-b5e786d272e1 | 1 | PPA | ArchiveDirectories={D:\openHistorian\Archive
|  |  | d3609143-39d0-4b8d-87f3-dedcca61747b | 1 | PPA | ArchiveDirectories={D:\openHistorian\Archive
|  |  | 07453a7e-eae1-4d3b-8ea2-7dbc57b2b777 | 1 | PPA | ArchiveDirectories={D:\openHistorian\Archive
|  |  | 61ced81d-600b-4497-9471-63a841693cc7 | 1 | PPA | ArchiveDirectories={D:\openHistorian\Archive
|  |  | 60d83a98-c29b-4360-9c0a-9b430490d8a6 | 1 | PPA | ArchiveDirectories={D:\openHistorian\Archive
|  |  | 9b238083-f73d-4285-974f-b9ed21bb627c | 1 | PPA | ArchiveDirectories={D:\openHistorian\Archive
|  |  | 240e38ab-1e2c-4dcf-92c5-94085d1d940a | 1 | PPA | ArchiveDirectories={D:\openHistorian\Archive
|  |  | f267e94e-c22b-4182-9be0-3c8f196814d6 | 1 | PPA | ArchiveDirectories={D:\openHistorian\Archive
|  |  | 1b73b534-6b20-4de5-a517-3a165b75507c | 1 | PPA | ArchiveDirectories={D:\openHistorian\Archive
|  |  | 0dfc68f9-0518-4029-9eb3-00f73f6935be | 1 | PPA | ArchiveDirectories={D:\openHistorian\Archive
|  |  | 6a72b86d-5640-48dc-874d-46af5ae357a3 | 1 | PPA | ArchiveDirectories={D:\openHistorian\Archive
|  |  | e26c7c21-fa9e-4c3a-838b-09e2db96c27e | 1 | PPA | ArchiveDirectories={D:\openHistorian\Archive
|  |  | faf9fa93-601c-471d-97b1-0be53c5101cc | 1 | PPA | ArchiveDirectories={D:\openHistorian\Archive
|  |  | c45ca1ce-efd5-41bd-997d-32308e54bc1d | 1 | PPA | ArchiveDirectories={D:\openHistorian\Archive
|  |  | 41a16da3-7a10-4191-82b0-d48baadab4f3 | 1 | PPA | ArchiveDirectories={D:\openHistorian\Archive
|  |  | 9957fdea-1917-427b-875d-7eed52f8014a | 1 | PPA | ArchiveDirectories={D:\openHistorian\Archive
|  |  | 5333759d-bc79-4a2b-b0e4-3a1bbc30c1a2 | 1 | PPA | ArchiveDirectories={D:\openHistorian\Archive
|  |  | c9ff25d6-3dbe-4726-8121-3aff63d6bb77 | 1 | PPA | ArchiveDirectories={D:\openHistorian\Archive
|  |  | c41343e9-3332-4a08-978b-e70dca4a91e4 | 1 | PPA | ArchiveDirectories={D:\openHistorian\Archive
|  |  | 410a0942-96c8-46d6-a0d6-ffb0c6863bac | 1 | PPA | ArchiveDirectories={D:\openHistorian\Archive
|  |  | 695bd920-099b-4c72-8176-0236d1711b01 | 1 | PPA | ArchiveDirectories={D:\openHistorian\Archive
|  |  | b468560c-cedb-4181-beb6-b464ddccbae0 | 1 | PPA | ArchiveDirectories={D:\openHistorian\Archive
|  |  | 76373ca7-f99d-41d7-8799-d643298484a6 | 1 | PPA | ArchiveDirectories={D:\openHistorian\Archive
|  |  | 177eae35-11ba-406a-9f87-9488749f5678 | 1 | PPA | ArchiveDirectories={D:\openHistorian\Archive
|  |  | c09a87dd-57d2-4825-9bb2-7fbab5afeefe | 1 | PPA | ArchiveDirectories={D:\openHistorian\Archive
|  |  | ba187339-b3ec-407c-8787-35ed2031510f | 1 | PPA | ArchiveDirectories={D:\openHistorian\Archive
|  |  | db66bbbd-fc25-4a2c-bbf5-d5e86d5d1f3c | 1 | PPA | ArchiveDirectories={D:\openHistorian\Archive
|  |  | 222118b1-9f96-4de4-8d8a-f2eee8b8a438 | 1 | PPA | ArchiveDirectories={D:\openHistorian\Archive
|  |  | 2cc27528-1061-4ce8-ab9e-465b56752683 | 1 | PPA | ArchiveDirectories={D:\openHistorian\Archive
|  |  | 200a21d9-0fa5-49a1-8abe-ae0bd7fa324b | 1 | PPA | ArchiveDirectories={D:\openHistorian\Archive
|  |  | 344c220c-c1e8-4013-834a-2473a528b690 | 1 | PPA | ArchiveDirectories={D:\openHistorian\Archive
|  |  | 6cd42cb7-b05f-4165-8658-f03812930873 | 1 | PPA | ArchiveDirectories={D:\openHistorian\Archive
|  |  | 6e70456c-a46f-4e3f-b276-ea982b8c1600 | 1 | PPA | ArchiveDirectories={D:\openHistorian\Archive
|  |  | 29025f9c-f25c-4e0f-839c-ef2683da44e5 | 1 | PPA | ArchiveDirectories={D:\openHistorian\Archive
|  |  | 5e9401e6-36b6-4c9c-89a9-dad12c3add2c | 1 | PPA | ArchiveDirectories={D:\openHistorian\Archive
|  |  | c2088cb2-9c1c-4abd-b33c-0dd23237dbd4 | 1 | PPA | ArchiveDirectories={D:\openHistorian\Archive
|  |  | ce01464b-1e0a-4307-a397-7c6943854dd0 | 1 | PPA | ArchiveDirectories={D:\openHistorian\Archive
|  |  | f666665b-2b11-41b8-9ba6-aaa86bc98b13 | 1 | PPA | ArchiveDirectories={D:\openHistorian\Archive
|  |  | 734e06e8-d0b7-43b9-8556-d05a385a58ef | 1 | PPA | ArchiveDirectories={D:\openHistorian\Archive
|  |  | 572b23dd-3f8e-4039-b65f-28119ad1c787 | 1 | PPA | ArchiveDirectories={D:\openHistorian\Archive
|  |  | a48cdfa5-ea7d-4e2e-b62d-72f9b9dcb78d | 1 | PPA | ArchiveDirectories={D:\openHistorian\Archive
|  |  | 74a5740f-a637-4a98-9865-544eaafb2e48 | 1 | PPA | ArchiveDirectories={D:\openHistorian\Archive
|  |  | 6ba61103-c8df-4c2a-8342-ca20531c4dac | 1 | PPA | ArchiveDirectories={D:\openHistorian\Archive
|  |  | ae7bdd41-8dca-4901-a213-2d56853e0e60 | 1 | PPA | ArchiveDirectories={D:\openHistorian\Archive
|  |  | a5f00601-fdd0-4c2d-a6b1-6d171daf8fcb | 1 | PPA | ArchiveDirectories={D:\openHistorian\Archive
|  |  | be5cf85d-51a9-484e-9888-fabf5a8903f5 | 1 | PPA | ArchiveDirectories={D:\openHistorian\Archive
|  |  | 4fcbecfd-56b3-4d0d-be59-d1b2f1ab4bfb | 1 | PPA | ArchiveDirectories={D:\openHistorian\Archive
|  |  | 59d9cc89-8c2d-4659-a653-2841c6584734 | 1 | PPA | ArchiveDirectories={D:\openHistorian\Archive
|  |  | e75c8fb3-6e8a-4bca-a3d0-ba15e7338f29 | 1 | PPA | ArchiveDirectories={D:\openHistorian\Archive
|  |  | 754ec24b-cdc2-4b9e-8d1d-2d063845a58b | 1 | PPA | ArchiveDirectories={D:\openHistorian\Archive
|  |  | 31264b7a-bc69-4160-ad8b-7b2ef37ac01c | 1 | PPA | ArchiveDirectories={D:\openHistorian\Archive
|  |  | f10c8135-c877-4a0a-af03-556f1dfe7c1d | 1 | PPA | ArchiveDirectories={D:\openHistorian\Archive
|  |  | c1165df7-bdde-465b-b7df-4c251150173e | 1 | PPA | ArchiveDirectories={D:\openHistorian\Archive
|  |  | 7c0e8b91-315b-433a-9f85-9102e5983922 | 1 | PPA | ArchiveDirectories={D:\openHistorian\Archive
|  |  | e63b0490-72e1-4a0b-8680-04f1d1305c60 | 1 | PPA | ArchiveDirectories={D:\openHistorian\Archive
|  |  | 906ed40c-18db-41c9-b563-275fc2ad2cf6 | 1 | PPA | ArchiveDirectories={D:\openHistorian\Archive
|  |  | de4edc71-f905-42f6-bf03-2a9127dc64d1 | 1 | PPA | ArchiveDirectories={D:\openHistorian\Archive
|  |  | 590cb2be-1d57-45b1-a94a-820c9b42addc | 1 | PPA | ArchiveDirectories={D:\openHistorian\Archive
|  |  | c2c4e6bd-5a30-4c0e-ab7e-1b438cf40e80 | 1 | PPA | ArchiveDirectories={D:\openHistorian\Archive
|  |  | 9f0c7024-5b3b-4adc-b2ca-17f0cd67862c | 1 | PPA | ArchiveDirectories={D:\openHistorian\Archive
|  |  | 9f4f75fb-a294-4117-bf80-d8b307ee79b8 | 1 | PPA | ArchiveDirectories={D:\openHistorian\Archive
|  |  | 08b4530a-4ae7-45c1-a9ed-df82457fdde2 | 1 | PPA | ArchiveDirectories={D:\openHistorian\Archive
|  |  | 3bff7a7b-3881-4541-8250-91542e39bbfc | 1 | PPA | ArchiveDirectories={D:\openHistorian\Archive
|  |  | c858c122-7338-4c5f-b849-242ba8df7bb1 | 1 | PPA | ArchiveDirectories={D:\openHistorian\Archive
|  |  | cb50b8ff-f9c3-45a6-b588-220592216652 | 1 | PPA | ArchiveDirectories={D:\openHistorian\Archive
|  |  | 333b4a53-d548-4851-acc7-2450409d99c5 | 1 | PPA | ArchiveDirectories={D:\openHistorian\Archive
|  |  | 31e7afea-d547-4978-a60e-1241be310456 | 1 | PPA | ArchiveDirectories={D:\openHistorian\Archive
|  |  | 786fe2fe-2aa6-42aa-ac18-5640d0c837b0 | 1 | PPA | ArchiveDirectories={D:\openHistorian\Archive
|  |  | d97e71b9-031e-484e-9cdd-f029eb95ba09 | 1 | PPA | ArchiveDirectories={D:\openHistorian\Archive
|  |  | 82a49d3c-607d-48a2-af92-0b8d47f2dccd | 1 | PPA | ArchiveDirectories={D:\openHistorian\Archive
|  |  | e6244e28-3ed1-477b-9d40-ef8f5297d79e | 1 | PPA | ArchiveDirectories={D:\openHistorian\Archive
|  |  | ce80e119-7fb4-47a5-af71-b898f288fd00 | 1 | PPA | ArchiveDirectories={D:\openHistorian\Archive
|  |  | 87c4410f-a998-41d3-a968-c2d63c0cb035 | 1 | PPA | ArchiveDirectories={D:\openHistorian\Archive
|  |  | d57523b7-a2bb-41fe-8cec-f87819e776cd | 1 | PPA | ArchiveDirectories={D:\openHistorian\Archive
|  |  | 40094b50-50eb-4808-bc41-0ef86d779cdd | 1 | PPA | ArchiveDirectories={D:\openHistorian\Archive
|  |  | 6b266322-c706-4401-9eb4-1cb1386e0036 | 1 | PPA | ArchiveDirectories={D:\openHistorian\Archive
|  |  | ad9e4452-cfde-4bf0-a477-e99e73078065 | 1 | PPA | ArchiveDirectories={D:\openHistorian\Archive
|  |  | 1668939b-2aa3-4520-a5c5-a51e45c4f968 | 1 | PPA | ArchiveDirectories={D:\openHistorian\Archive
|  |  | 9ae274b3-8b44-445c-9538-70274b6d03c5 | 1 | PPA | ArchiveDirectories={D:\openHistorian\Archive
|  |  | 80eca2e7-874d-46ec-b077-7aee0379d1e1 | 1 | PPA | ArchiveDirectories={D:\openHistorian\Archive
|  |  | 13765ff0-baac-4f92-bc3e-d42c0fc99b5b | 1 | PPA | ArchiveDirectories={D:\openHistorian\Archive
|  |  | 8d43a32e-f291-4286-b632-e7239ee40b6d | 1 | PPA | ArchiveDirectories={D:\openHistorian\Archive
|  |  | 500db617-eb71-4aba-b743-7feb50fe3996 | 1 | PPA | ArchiveDirectories={D:\openHistorian\Archive
|  |  | d2482a31-3919-4aa6-a2e7-153c129e4143 | 1 | PPA | ArchiveDirectories={D:\openHistorian\Archive
|  |  | fc85df9f-b03a-4f91-bd2c-c20d06e0db43 | 1 | PPA | ArchiveDirectories={D:\openHistorian\Archive
|  |  | a8454234-2e46-4cd6-98a7-b5d99260176a | 1 | PPA | ArchiveDirectories={D:\openHistorian\Archive
|  |  | f35dd53a-3a52-43a5-857c-ea760f73a4c3 | 1 | PPA | ArchiveDirectories={D:\openHistorian\Archive
|  |  | 3007c8ef-6d4d-47cd-ba57-a92643f0fc4f | 1 | PPA | ArchiveDirectories={D:\openHistorian\Archive
|  |  | b15c4c55-e281-45cb-9eff-8d254cae05fe | 1 | PPA | ArchiveDirectories={D:\openHistorian\Archive
|  |  | 045283b0-03e9-4573-afca-e2291fbcab30 | 1 | PPA | ArchiveDirectories={D:\openHistorian\Archive
|  |  | 6bf5d766-ebbb-449c-8d30-539515ac7e27 | 1 | PPA | ArchiveDirectories={D:\openHistorian\Archive
|  |  | 2d96efd9-6523-4e5f-a274-401ca8cef3db | 1 | PPA | ArchiveDirectories={D:\openHistorian\Archive
|  |  | 4fba46a2-0820-4fdb-bdbe-96a0e4a42a70 | 1 | PPA | ArchiveDirectories={D:\openHistorian\Archive
|  |  | a4019c52-a4cf-43e3-977d-36f0348a0294 | 1 | PPA | ArchiveDirectories={D:\openHistorian\Archive
|  |  | a9ae1572-e579-42e4-8b62-bf5632a115bf | 1 | PPA | ArchiveDirectories={D:\openHistorian\Archive
|  |  | dc3828da-2054-44f1-bb0b-15aa3a1b69f7 | 1 | PPA | ArchiveDirectories={D:\openHistorian\Archive
|  |  | 32db2096-ae6f-4581-ad0b-93b5e5db1883 | 1 | PPA | ArchiveDirectories={D:\openHistorian\Archive
|  |  | bc797d28-8237-4181-bebb-26b044e292bc | 1 | PPA | ArchiveDirectories={D:\openHistorian\Archive
|  |  | 8871782a-b5fd-4b1b-b8ed-cbdddad47a01 | 1 | PPA | ArchiveDirectories={D:\openHistorian\Archive
|  |  | d7c7592d-b478-4f80-9509-a83fd100942b | 1 | PPA | ArchiveDirectories={D:\openHistorian\Archive
|  |  | 6c9651f0-c398-4f63-9a80-f5d780a35cec | 1 | PPA | ArchiveDirectories={D:\openHistorian\Archive
|  |  | 0448a830-9241-4958-b3a0-ea6080475066 | 1 | PPA | ArchiveDirectories={D:\openHistorian\Archive
|  |  | 74efd7c9-3c46-4a0b-94ed-fb0665e25c28 | 1 | PPA | ArchiveDirectories={D:\openHistorian\Archive
|  |  | 318e32e7-aec9-4591-8d44-8fe6d051a8de | 1 | PPA | ArchiveDirectories={D:\openHistorian\Archive
|  |  | 0870b737-929a-46bb-b349-6ff153fedf9f | 1 | PPA | ArchiveDirectories={D:\openHistorian\Archive
|  |  | 455a07fc-d87b-41b3-a88a-c1affe9e7395 | 1 | PPA | ArchiveDirectories={D:\openHistorian\Archive
|  |  | 84479cef-4d93-4968-9f96-75b33f5b7112 | 1 | PPA | ArchiveDirectories={D:\openHistorian\Archive
|  |  | 15460690-f7cd-4726-bbab-0fbeda269b01 | 1 | PPA | ArchiveDirectories={D:\openHistorian\Archive
|  |  | ddb6c2f5-b895-4c52-a4ee-b1e502782c5d | 1 | PPA | ArchiveDirectories={D:\openHistorian\Archive
|  |  | aaf81244-717b-47b9-bbd3-14aec8891b91 | 1 | PPA | ArchiveDirectories={D:\openHistorian\Archive
|  |  | 198e3a76-3423-4fa6-a5ea-308cc798eb01 | 1 | PPA | ArchiveDirectories={D:\openHistorian\Archive
|  |  | 64ade756-c18d-4a38-959f-05b191416556 | 1 | PPA | ArchiveDirectories={D:\openHistorian\Archive
|  |  | fb5b083e-1220-4590-80f9-0e98232989cd | 1 | PPA | ArchiveDirectories={D:\openHistorian\Archive
|  |  | d4daa214-d0c1-4742-b84a-98f692485ae3 | 1 | PPA | ArchiveDirectories={D:\openHistorian\Archive
|  |  | 81ec4e1b-a727-41aa-b829-059bec06d5ee | 1 | PPA | ArchiveDirectories={D:\openHistorian\Archive
|  |  | 138383c7-2d5e-4d52-a37a-d40d56f3a598 | 1 | PPA | ArchiveDirectories={D:\openHistorian\Archive
|  |  | 2c183be5-a40d-4861-85fe-c38125ebafbd | 1 | PPA | ArchiveDirectories={D:\openHistorian\Archive
|  |  | c4c8a38f-3b4f-4c4f-987f-dcdf37ff3897 | 1 | PPA | ArchiveDirectories={D:\openHistorian\Archive
|  |  | a912a64a-59ef-45cc-b033-0f68b577e05a | 1 | PPA | ArchiveDirectories={D:\openHistorian\Archive
|  |  | 8594440d-d4e7-4319-a0f6-f30471ef28b8 | 1 | PPA | ArchiveDirectories={D:\openHistorian\Archive
|  |  | 4cb8bdc7-3cfd-4360-8465-2e33d9124bcf | 1 | PPA | ArchiveDirectories={D:\openHistorian\Archive
|  |  | 27d8a375-e7b2-4d1d-b748-b71f86234932 | 1 | PPA | ArchiveDirectories={D:\openHistorian\Archive
|  |  | 3fa7937b-f0bb-40aa-b605-0d04cedb5447 | 1 | PPA | ArchiveDirectories={D:\openHistorian\Archive
|  |  | e6ca9ad3-0b7a-4143-8b2e-14704dd9c7ba | 1 | PPA | ArchiveDirectories={D:\openHistorian\Archive
|  |  | 1fde8f9b-764b-403d-8f70-e1e97cbdc9ed | 1 | PPA | ArchiveDirectories={D:\openHistorian\Archive
|  |  | d8cc35e4-ddec-46e7-98a2-73ef6db31173 | 1 | PPA | ArchiveDirectories={D:\openHistorian\Archive
|  |  | 6ea8b436-078d-4f6b-b251-9c964d350327 | 1 | PPA | ArchiveDirectories={D:\openHistorian\Archive
|  |  | 57758e92-3d37-4c88-8a16-14029260dcfd | 1 | PPA | ArchiveDirectories={D:\openHistorian\Archive
|  |  | f41e61b2-285b-4d44-bc82-2915b3bbf677 | 1 | PPA | ArchiveDirectories={D:\openHistorian\Archive
|  |  | 24ab7c2c-fead-4173-bc0f-65d954fae139 | 1 | PPA | ArchiveDirectories={D:\openHistorian\Archive
|  |  | f2ca412e-e94a-481d-b63e-a3038506d9ce | 1 | PPA | ArchiveDirectories={D:\openHistorian\Archive
|  |  | 4f994557-bb1d-46e9-94d9-940c3a4fa20a | 1 | PPA | ArchiveDirectories={D:\openHistorian\Archive
|  |  | 82fabe19-8e9e-4abf-92cf-d2f9b17dc3a9 | 1 | PPA | ArchiveDirectories={D:\openHistorian\Archive
|  |  | 27c4cb5b-2983-43d5-a952-8a313b1973ff | 1 | PPA | ArchiveDirectories={D:\openHistorian\Archive
|  |  | 58348961-c3b5-42c6-86fe-3100f227cd0d | 1 | PPA | ArchiveDirectories={D:\openHistorian\Archive
|  |  | 06548d17-39ff-433f-806f-de81b1eaca57 | 1 | PPA | ArchiveDirectories={D:\openHistorian\Archive
|  |  | fc7d7697-334a-4c88-9f6d-6e7d81457b4f | 1 | PPA | ArchiveDirectories={D:\openHistorian\Archive
|  |  | 942669c3-1728-4091-bfd3-a8270eb1e362 | 1 | PPA | ArchiveDirectories={D:\openHistorian\Archive
|  |  | 01befbdd-12a8-430b-a9c8-500f3fa70eae | 1 | PPA | ArchiveDirectories={D:\openHistorian\Archive
|  |  | 105e5710-1197-4338-ad43-cb7754fee226 | 1 | PPA | ArchiveDirectories={D:\openHistorian\Archive
|  |  | c449418d-1095-45ac-a219-594275fbe313 | 1 | PPA | ArchiveDirectories={D:\openHistorian\Archive
|  |  | 6c06c5b3-e9e4-4c87-b161-998bbc96ea26 | 1 | PPA | ArchiveDirectories={D:\openHistorian\Archive
|  |  | 5a8fcc76-ddbc-432d-928f-22c3a9ffbafd | 1 | PPA | ArchiveDirectories={D:\openHistorian\Archive
|  |  | ed160034-4b98-452c-b66a-45628211d126 | 1 | PPA | ArchiveDirectories={D:\openHistorian\Archive
|  |  | b0b722de-116f-456d-a950-302fbd559fe5 | 1 | PPA | ArchiveDirectories={D:\openHistorian\Archive
|  |  | b302f3a6-a55e-4b69-853e-d6235ce08dde | 1 | PPA | ArchiveDirectories={D:\openHistorian\Archive
|  |  | b06f9fbf-a3e1-4f39-af79-0086f1912ee2 | 1 | PPA | ArchiveDirectories={D:\openHistorian\Archive
|  |  | 4469a279-60f4-43c4-a418-6c018d786790 | 1 | PPA | ArchiveDirectories={D:\openHistorian\Archive
|  |  | 47a1e8d8-6777-4094-995a-5938a560727a | 1 | PPA | ArchiveDirectories={D:\openHistorian\Archive
|  |  | 4e787fb6-fc71-4b30-a96c-add135607490 | 1 | PPA | ArchiveDirectories={D:\openHistorian\Archive
|  |  | 45cee454-df7b-4a99-95d5-d3bd2a691e87 | 1 | PPA | ArchiveDirectories={D:\openHistorian\Archive
|  |  | a0d25510-71c6-4b30-9454-c4e7b20a5628 | 1 | PPA | ArchiveDirectories={D:\openHistorian\Archive
|  |  | 24df5157-ca70-4aca-8b21-cde0bb3559b0 | 1 | PPA | ArchiveDirectories={D:\openHistorian\Archive
|  |  | 40360493-6b98-42d8-8988-49fedf437114 | 1 | PPA | ArchiveDirectories={D:\openHistorian\Archive
|  |  | a09a2085-2078-4893-ba74-097ac2ccd4e9 | 1 | PPA | ArchiveDirectories={D:\openHistorian\Archive
|  |  | 007fb3ca-661b-4569-9551-14d454d9a375 | 1 | PPA | ArchiveDirectories={D:\openHistorian\Archive
|  |  | 75ce6d77-8458-441d-8171-c1256c745d28 | 1 | PPA | ArchiveDirectories={D:\openHistorian\Archive
|  |  | d2fbb890-6f44-4310-b73c-a06246b39adf | 1 | PPA | ArchiveDirectories={D:\openHistorian\Archive
|  |  | 193f1db9-ba64-4ea3-bd58-38fd02460407 | 1 | PPA | ArchiveDirectories={D:\openHistorian\Archive
|  |  | 74a2f34e-d479-4e71-ac7b-68ccba2ffda6 | 1 | PPA | ArchiveDirectories={D:\openHistorian\Archive
|  |  | 429ed7e1-1b29-4309-bc95-b59366fcb823 | 1 | PPA | ArchiveDirectories={D:\openHistorian\Archive
|  |  | cffde17e-7c4a-4664-a004-06150428327c | 1 | PPA | ArchiveDirectories={D:\openHistorian\Archive
|  |  | c58f5f40-c5ee-43dc-968e-c17675173cb7 | 1 | PPA | ArchiveDirectories={D:\openHistorian\Archive
|  |  | efd4a947-0af2-496c-bc2d-5084b6716ca5 | 1 | PPA | ArchiveDirectories={D:\openHistorian\Archive
|  |  | e1a57b07-133e-4ce0-9e9d-6d3e6b9b1c5a | 1 | PPA | ArchiveDirectories={D:\openHistorian\Archive
|  |  | 048cfe73-0552-4dcc-8a29-5f9557f84d10 | 1 | PPA | ArchiveDirectories={D:\openHistorian\Archive
|  |  | 7cc73da2-5f68-48de-bfb4-5fcc6827acd2 | 1 | PPA | ArchiveDirectories={D:\openHistorian\Archive
|  |  | 4576e04d-e157-4416-b1ac-e34b81a1d6fb | 1 | PPA | ArchiveDirectories={D:\openHistorian\Archive
|  |  | 76da1d3d-f87b-4ae9-b90b-06df9b9f0af9 | 1 | PPA | ArchiveDirectories={D:\openHistorian\Archive
|  |  | f2d59c84-6e76-401c-b901-48c2774cc6c5 | 1 | PPA | ArchiveDirectories={D:\openHistorian\Archive
|  |  | 369d352b-a986-402e-a419-42860d80995e | 1 | PPA | ArchiveDirectories={D:\openHistorian\Archive
|  |  | c266d8ec-16b1-4aba-a42f-3df9ab6e92c3 | 1 | PPA | ArchiveDirectories={D:\openHistorian\Archive
|  |  | affb4c65-529a-43d2-929e-a783ca9322c1 | 1 | PPA | ArchiveDirectories={D:\openHistorian\Archive
|  |  | 57585adf-8da4-4e55-a661-e9f4a2eab108 | 1 | PPA | ArchiveDirectories={D:\openHistorian\Archive
|  |  | b2521dce-972a-4fe8-bf64-cfa48502d572 | 1 | PPA | ArchiveDirectories={D:\openHistorian\Archive
|  |  | 360738ca-d529-481c-846f-7c844cf4aaf3 | 1 | PPA | ArchiveDirectories={D:\openHistorian\Archive
|  |  | da93f688-1328-482f-95be-6ddb03413f52 | 1 | PPA | ArchiveDirectories={D:\openHistorian\Archive
|  |  | 2f18e296-0fef-4316-87c4-7c93c41ed3d6 | 1 | PPA | ArchiveDirectories={D:\openHistorian\Archive
|  |  | 23ce148a-458e-4e90-a4ff-39c166d667e8 | 1 | PPA | ArchiveDirectories={D:\openHistorian\Archive
|  |  | 5a08ce9c-09f4-41c1-891a-e183a0d0bf4e | 1 | PPA | ArchiveDirectories={D:\openHistorian\Archive
|  |  | 54207bce-ce48-4660-a1c7-c0998ca01f19 | 1 | PPA | ArchiveDirectories={D:\openHistorian\Archive
|  |  | 2fa6fc9b-c7ef-4331-a71e-7d3553c20d3c | 1 | PPA | ArchiveDirectories={D:\openHistorian\Archive
|  |  | 584c5a23-fc6f-44d0-a762-4b49aad6c354 | 1 | PPA | ArchiveDirectories={D:\openHistorian\Archive
|  |  | 7c5a4080-9d64-40ec-8c3a-5fafb5c57201 | 1 | PPA | ArchiveDirectories={D:\openHistorian\Archive
|  |  | 03dd36b7-66c7-4ba3-8422-2e6dcee77016 | 1 | PPA | ArchiveDirectories={D:\openHistorian\Archive
|  |  | 4c8ba591-4c66-4d1d-b208-b14bd6c6ca5c | 1 | PPA | ArchiveDirectories={D:\openHistorian\Archive
|  |  | 409a1128-18bb-4573-a0ff-f12640a8aeb5 | 1 | PPA | ArchiveDirectories={D:\openHistorian\Archive
|  |  | 4c742003-4e54-4632-8e9a-fd876f999e4c | 1 | PPA | ArchiveDirectories={D:\openHistorian\Archive
|  |  | 0873ff0b-e18a-498e-ab67-d3029b23eb62 | 1 | PPA | ArchiveDirectories={D:\openHistorian\Archive
|  |  | 593fe202-925a-4e6a-a4ac-17f309d0ad8e | 1 | PPA | ArchiveDirectories={D:\openHistorian\Archive
|  |  | 5851d12e-097e-4e3d-9036-c0b539def5d6 | 1 | PPA | ArchiveDirectories={D:\openHistorian\Archive
|  |  | 2923ea5f-8113-4504-8517-14973646e26d | 1 | PPA | ArchiveDirectories={D:\openHistorian\Archive
|  |  | 7484df2b-a77f-4584-a012-51e9af9dc86e | 1 | PPA | ArchiveDirectories={D:\openHistorian\Archive
|  |  | 9196ae86-0380-43f8-95f9-13c37f6006d4 | 1 | PPA | ArchiveDirectories={D:\openHistorian\Archive
|  |  | da1aacbf-7f93-454a-9a7a-be6da29c38bc | 1 | PPA | ArchiveDirectories={D:\openHistorian\Archive
|  |  | 54faeaa3-5370-49ba-a266-f731aac58665 | 1 | PPA | ArchiveDirectories={D:\openHistorian\Archive
|  |  | bfd8a96e-81e1-49a2-95b0-35703a885f63 | 1 | PPA | ArchiveDirectories={D:\openHistorian\Archive
|  |  | 3e0c7fbd-89e8-4a6b-b3dc-4e8ac1383b34 | 1 | PPA | ArchiveDirectories={D:\openHistorian\Archive
|  |  | 0c05416d-1e58-45ec-af3d-208f14bf2afb | 1 | PPA | ArchiveDirectories={D:\openHistorian\Archive
|  |  | 67290aca-c4b2-44a9-8604-c37657123358 | 1 | PPA | ArchiveDirectories={D:\openHistorian\Archive
|  |  | 244cf0c8-72fc-4dae-a42a-5524df74de42 | 1 | PPA | ArchiveDirectories={D:\openHistorian\Archive
|  |  | c25ec78e-5314-4a95-b5bb-1e0f8d123f8d | 1 | PPA | ArchiveDirectories={D:\openHistorian\Archive
|  |  | 0859d343-e06a-4081-ad0a-ded68f4fa374 | 1 | PPA | ArchiveDirectories={D:\openHistorian\Archive
|  |  | 7071527d-68da-4482-9c3b-550b5612d940 | 1 | PPA | ArchiveDirectories={D:\openHistorian\Archive
|  |  | 1254f29a-9ecc-4c5f-97d7-cea2ecdfa41c | 1 | PPA | ArchiveDirectories={D:\openHistorian\Archive
|  |  | 04226989-5fad-4ead-b774-ac4a3fdfaca4 | 1 | PPA | ArchiveDirectories={D:\openHistorian\Archive
|  |  | fc27649a-f86f-4d62-ae89-c582332ecd55 | 1 | PPA | ArchiveDirectories={D:\openHistorian\Archive
|  |  | 4444380f-9a37-453e-92aa-cd4596e666da | 1 | PPA | ArchiveDirectories={D:\openHistorian\Archive
|  |  | 911fb6d3-9f9b-4c88-8922-49ac4ae4fca5 | 1 | PPA | ArchiveDirectories={D:\openHistorian\Archive
|  |  | fdbd087d-6903-4910-8828-4c4089e4c7a8 | 1 | PPA | ArchiveDirectories={D:\openHistorian\Archive
|  |  | 241638b4-9661-4c01-966a-2bc2369a51d9 | 1 | PPA | ArchiveDirectories={D:\openHistorian\Archive
|  |  | dff2c9e3-8d9e-4b4d-a530-7aa0a5f86c1d | 1 | PPA | ArchiveDirectories={D:\openHistorian\Archive
|  |  | 9578b447-3b73-49d6-820f-c9628747a439 | 1 | PPA | ArchiveDirectories={D:\openHistorian\Archive
|  |  | ba3c81e4-8680-409f-be13-3e0a1059753a | 1 | PPA | ArchiveDirectories={D:\openHistorian\Archive
|  |  | c1d4fb87-4a8d-4785-91a9-3463d6065c89 | 1 | PPA | ArchiveDirectories={D:\openHistorian\Archive
|  |  | 2e343696-788e-4cf0-85f7-abc2afb59e00 | 1 | PPA | ArchiveDirectories={D:\openHistorian\Archive
|  |  | 76ab4426-3a92-4ee2-b6e9-e56ef53a7611 | 1 | PPA | ArchiveDirectories={D:\openHistorian\Archive
|  |  | 3c294a9d-f9e9-4c55-ab43-978cc1b50a13 | 1 | PPA | ArchiveDirectories={D:\openHistorian\Archive
|  |  | 8d8cc1ef-c884-415f-9181-01c7dd70bf4a | 1 | PPA | ArchiveDirectories={D:\openHistorian\Archive
|  |  | be0d60b2-9485-4a32-a8b3-f3d0de12d48f | 1 | PPA | ArchiveDirectories={D:\openHistorian\Archive
|  |  | 361e853b-3087-4596-aa48-c2f24f97243c | 1 | PPA | ArchiveDirectories={D:\openHistorian\Archive
|  |  | 6416b846-f68d-4b87-85ca-40022db5dc8d | 1 | PPA | ArchiveDirectories={D:\openHistorian\Archive
|  |  | ef4aa19c-ffbd-48e7-8b95-d9c3ee2963ce | 1 | PPA | ArchiveDirectories={D:\openHistorian\Archive
|  |  | f1d16f4b-afc9-4666-8801-c687b94328aa | 1 | PPA | ArchiveDirectories={D:\openHistorian\Archive
|  |  | d50054b2-31f2-4f31-9069-c8fb6ae09066 | 1 | PPA | ArchiveDirectories={D:\openHistorian\Archive
|  |  | ec1c29bc-af09-43fe-bb88-b9ced366b3be | 1 | PPA | ArchiveDirectories={D:\openHistorian\Archive
|  |  | 910f6c29-cc88-4df8-97a5-06efe1530957 | 1 | PPA | ArchiveDirectories={D:\openHistorian\Archive
|  |  | 8bac8c2d-12a5-4668-9cea-a2df2a589e3a | 1 | PPA | ArchiveDirectories={D:\openHistorian\Archive
|  |  | 6b417e7c-cdd7-48c4-bd3e-15898c869ccd | 1 | PPA | ArchiveDirectories={D:\openHistorian\Archive
|  |  | 7f251902-7206-4d93-bb4b-c64895e4e1e6 | 1 | PPA | ArchiveDirectories={D:\openHistorian\Archive
|  |  | 5eeb9ec0-5168-4ec4-85d4-1bceb0c7b695 | 1 | PPA | ArchiveDirectories={D:\openHistorian\Archive
|  |  | 857ef810-fe8a-4603-b37a-48557acaca15 | 1 | PPA | ArchiveDirectories={D:\openHistorian\Archive
|  |  | d1060579-8179-4a08-a733-f51d469feb04 | 1 | PPA | ArchiveDirectories={D:\openHistorian\Archive
|  |  | 7db8c2f8-b511-42a7-8abb-79c6847719f8 | 1 | PPA | ArchiveDirectories={D:\openHistorian\Archive
|  |  | d9180a00-7c91-48cc-8e90-35182fd52d30 | 1 | PPA | ArchiveDirectories={D:\openHistorian\Archive
|  |  | f0171160-2276-4e0b-ad9d-15eb55e573fb | 1 | PPA | ArchiveDirectories={D:\openHistorian\Archive
|  |  | bb51d2d2-4992-4aa9-ba2b-90ca0e2bce36 | 1 | PPA | ArchiveDirectories={D:\openHistorian\Archive
|  |  | 7fe7b256-3205-4f29-816b-68006a7cc1cb | 1 | PPA | ArchiveDirectories={D:\openHistorian\Archive
|  |  | 3f99e560-ca97-4b0f-a386-eaac29a1b446 | 1 | PPA | ArchiveDirectories={D:\openHistorian\Archive
|  |  | d11359c7-0c0c-4aa9-9a45-cafaeeb8ac7c | 1 | PPA | ArchiveDirectories={D:\openHistorian\Archive
|  |  | ecfedf4b-0f54-4a2b-b210-996c78d942e7 | 1 | PPA | ArchiveDirectories={D:\openHistorian\Archive
|  |  | a52b2872-2847-4769-8ebc-61857351b8f3 | 1 | PPA | ArchiveDirectories={D:\openHistorian\Archive
|  |  | b0a22cf4-fb0b-4e6c-83ea-877197cf3f1f | 1 | PPA | ArchiveDirectories={D:\openHistorian\Archive
|  |  | 8b4bccf7-1fa9-4c3c-a5d6-6eb8a0641f96 | 1 | PPA | ArchiveDirectories={D:\openHistorian\Archive
|  |  | c418f793-d83d-4211-9922-4f3f1a4c442a | 1 | PPA | ArchiveDirectories={D:\openHistorian\Archive
|  |  | 9296bd7c-0116-41ca-a17a-8c7cf0b7fb2d | 1 | PPA | ArchiveDirectories={D:\openHistorian\Archive
|  |  | 07c9f748-99a7-41ff-8d66-8e52a3bfb55e | 1 | PPA | ArchiveDirectories={D:\openHistorian\Archive
|  |  | bd3f9d06-0c5a-4c71-aaab-1af71ffa0961 | 1 | PPA | ArchiveDirectories={D:\openHistorian\Archive
|  |  | 543fc002-21e2-4c7d-b319-bcc7f910b3df | 1 | PPA | ArchiveDirectories={D:\openHistorian\Archive
|  |  | 7ee99f0a-e250-4ae1-8d47-dd3b27e5a3cd | 1 | PPA | ArchiveDirectories={D:\openHistorian\Archive
|  |  | a9fa783e-12df-424b-9ac4-aee6268b8664 | 1 | PPA | ArchiveDirectories={D:\openHistorian\Archive
|  |  | 0bb691d3-272d-42c3-9bd2-0ece455c9f56 | 1 | PPA | ArchiveDirectories={D:\openHistorian\Archive
|  |  | 7e10cac5-e381-4306-8e69-cb8d29cf414f | 1 | PPA | ArchiveDirectories={D:\openHistorian\Archive
|  |  | 2390aca2-c1e8-4892-afb3-cfe7b9bea1fc | 1 | PPA | ArchiveDirectories={D:\openHistorian\Archive
|  |  | 94a51548-88ef-425e-8196-120225a22124 | 1 | PPA | ArchiveDirectories={D:\openHistorian\Archive
|  |  | 00ba8cb3-8a60-4d37-84cf-4b8c29ab2d48 | 1 | PPA | ArchiveDirectories={D:\openHistorian\Archive
|  |  | a2016232-0048-471e-abf9-a1425ce138b8 | 1 | PPA | ArchiveDirectories={D:\openHistorian\Archive
|  |  | da472bf1-9358-4c61-ad95-7d3d53587ddb | 1 | PPA | ArchiveDirectories={D:\openHistorian\Archive
|  |  | ab8d56d0-304c-4a11-8f47-643d2741251f | 1 | PPA | ArchiveDirectories={D:\openHistorian\Archive
|  |  | d6ba62d1-4375-40f4-826e-49cdb5169d6f | 1 | PPA | ArchiveDirectories={D:\openHistorian\Archive
|  |  | 861fb84c-9ed2-46fe-aa7b-bd0c4114dedf | 1 | PPA | ArchiveDirectories={D:\openHistorian\Archive
|  |  | 0cae55a7-e3eb-48ab-908d-4dd2827f31df | 1 | PPA | ArchiveDirectories={D:\openHistorian\Archive
|  |  | a7a94114-75d0-491c-90fe-2d89d38994b4 | 1 | PPA | ArchiveDirectories={D:\openHistorian\Archive
|  |  | 627f9112-b02e-472b-bb8d-1a151bd5dc08 | 1 | PPA | ArchiveDirectories={D:\openHistorian\Archive
|  |  | 923305da-67a8-49f3-8bc2-425cc8c9fd84 | 1 | PPA | ArchiveDirectories={D:\openHistorian\Archive
|  |  | b120761b-a0fa-410d-b4af-faa95618555a | 1 | PPA | ArchiveDirectories={D:\openHistorian\Archive
|  |  | 81f0c1aa-9c1b-4b29-af5b-4446a17f0606 | 1 | PPA | ArchiveDirectories={D:\openHistorian\Archive
|  |  | f7e15a36-89dd-4c08-8725-10f75cb84a4b | 1 | PPA | ArchiveDirectories={D:\openHistorian\Archive
|  |  | 234a08e5-26bb-4913-ab40-888bb5b17285 | 1 | PPA | ArchiveDirectories={D:\openHistorian\Archive
|  |  | 04d4794f-577b-4ca6-8f2a-97f3b25caf89 | 1 | PPA | ArchiveDirectories={D:\openHistorian\Archive
|  |  | 6da9e3bb-09f6-4a01-a499-be350962000c | 1 | PPA | ArchiveDirectories={D:\openHistorian\Archive
|  |  | 010abf63-74d9-44a9-98a9-2f10629922b5 | 1 | PPA | ArchiveDirectories={D:\openHistorian\Archive
|  |  | d4f29643-2c46-44cc-b25a-aa0457f3d543 | 1 | PPA | ArchiveDirectories={D:\openHistorian\Archive
|  |  | ebcac065-2669-441c-977b-2d497957d73a | 1 | PPA | ArchiveDirectories={D:\openHistorian\Archive
|  |  | e8e1b3b7-dc7d-4091-a60a-f9433fa0fc4a | 1 | PPA | ArchiveDirectories={D:\openHistorian\Archive
|  |  | 6fef01f1-5388-45de-bcc3-5d712b30c9e0 | 1 | PPA | ArchiveDirectories={D:\openHistorian\Archive
|  |  | 7f33b386-0bea-4792-a42e-4968352f14c3 | 1 | PPA | ArchiveDirectories={D:\openHistorian\Archive
|  |  | 4cf2330f-43ed-468f-a13c-3374bf4f3d58 | 1 | PPA | ArchiveDirectories={D:\openHistorian\Archive
|  |  | 29ae944a-5a66-43b0-a7be-ce1cc0952144 | 1 | PPA | ArchiveDirectories={D:\openHistorian\Archive
|  |  | da7cede1-5cf9-48e0-99a9-2024abf91f36 | 1 | PPA | ArchiveDirectories={D:\openHistorian\Archive
|  |  | a872da29-50c9-4317-b64c-58a8bf298254 | 1 | PPA | ArchiveDirectories={D:\openHistorian\Archive
|  |  | d2242ad3-7379-4a53-9c81-121c0b9c9f91 | 1 | PPA | ArchiveDirectories={D:\openHistorian\Archive
|  |  | 529c7edd-ff6f-42fa-b502-c4e02a9d23ee | 1 | PPA | ArchiveDirectories={D:\openHistorian\Archive
|  |  | 6e093d6c-5759-4008-8fec-fb6d55d75cbe | 1 | PPA | ArchiveDirectories={D:\openHistorian\Archive
|  |  | 12f6aabc-cf84-4dc6-b17b-29dbc679844b | 1 | PPA | ArchiveDirectories={D:\openHistorian\Archive
|  |  | 20a414c0-aa64-48b6-8488-fc29e3804d5e | 1 | PPA | ArchiveDirectories={D:\openHistorian\Archive
|  |  | e7ee0576-f31c-46c7-8b5b-639f33ca9875 | 1 | PPA | ArchiveDirectories={D:\openHistorian\Archive
|  |  | e9e5ced5-5ecc-4947-b99e-d1d1c0409525 | 1 | PPA | ArchiveDirectories={D:\openHistorian\Archive
|  |  | 8dd9eab9-2b5b-4cd6-aba9-0097452309a3 | 1 | PPA | ArchiveDirectories={D:\openHistorian\Archive
|  |  | fc71b024-568f-49d5-97ca-e819902f9b41 | 1 | PPA | ArchiveDirectories={D:\openHistorian\Archive
|  |  | a3bca75e-eec8-45b8-a853-897978e28112 | 1 | PPA | ArchiveDirectories={D:\openHistorian\Archive
|  |  | e63d3de3-3963-4571-aea1-9e08cb5ba4fd | 1 | PPA | ArchiveDirectories={D:\openHistorian\Archive
|  |  | 142c8a02-4ef9-4589-9d4e-82fd9da6f49d | 1 | PPA | ArchiveDirectories={D:\openHistorian\Archive
|  |  | ac68effb-1eb5-408d-99cf-449a8b17e8ad | 1 | PPA | ArchiveDirectories={D:\openHistorian\Archive
|  |  | a7bf72b9-5ac5-440e-a15f-bfe70e6c2987 | 1 | PPA | ArchiveDirectories={D:\openHistorian\Archive
|  |  | d5da8f66-5cfe-450f-b628-c3545518d0b3 | 1 | PPA | ArchiveDirectories={D:\openHistorian\Archive
|  |  | 6d70c7a9-75db-4739-828d-be1c092b96d6 | 1 | PPA | ArchiveDirectories={D:\openHistorian\Archive
|  |  | 9c88fbe4-3449-4629-9fba-ff27a099cf35 | 1 | PPA | ArchiveDirectories={D:\openHistorian\Archive
|  |  | 13751ad0-fd1a-4ac4-a52b-83ad060e0757 | 1 | PPA | ArchiveDirectories={D:\openHistorian\Archive
|  |  | ec17248f-7f5f-4cde-a68e-7c334a06f2c1 | 1 | PPA | ArchiveDirectories={D:\openHistorian\Archive
|  |  | 591c58c2-a889-4a49-9fae-40d923ece467 | 1 | PPA | ArchiveDirectories={D:\openHistorian\Archive
|  |  | df09726d-4732-4b62-828e-d72c0282e63c | 1 | PPA | ArchiveDirectories={D:\openHistorian\Archive
|  |  | 8e62423e-eefe-49f4-987b-65afb5222ef0 | 1 | PPA | ArchiveDirectories={D:\openHistorian\Archive
|  |  | 27b96a1b-fe5c-4041-98a3-22a38d8f45dd | 1 | PPA | ArchiveDirectories={D:\openHistorian\Archive
|  |  | 3a04c755-ae30-496b-867a-eb862226c20b | 1 | PPA | ArchiveDirectories={D:\openHistorian\Archive
|  |  | 6e3bb439-92e1-4bbd-9fb9-b11da6aa4526 | 1 | PPA | ArchiveDirectories={D:\openHistorian\Archive
|  |  | 8d22511f-8214-48e0-9844-be20fe2536d1 | 1 | PPA | ArchiveDirectories={D:\openHistorian\Archive
|  |  | 3be4ea5e-d3c5-4b39-ac04-84fb82422607 | 1 | PPA | ArchiveDirectories={D:\openHistorian\Archive
|  |  | b14e3d8e-cfb4-4d5b-9f4b-7bd787c4b8ec | 1 | PPA | ArchiveDirectories={D:\openHistorian\Archive
|  |  | 3807eac4-e614-4d81-a708-3b1707018099 | 1 | PPA | ArchiveDirectories={D:\openHistorian\Archive
|  |  | 65b4fba0-4d35-4bee-98ab-5c339912bc77 | 1 | PPA | ArchiveDirectories={D:\openHistorian\Archive
|  |  | 6a494b6d-d4b4-4f7c-acbe-79b847578ec5 | 1 | PPA | ArchiveDirectories={D:\openHistorian\Archive
|  |  | 3953bc0b-0d6c-448b-bd1b-cff75328542d | 1 | PPA | ArchiveDirectories={D:\openHistorian\Archive
|  |  | 44f3064a-6bb1-47fe-adf6-3787e479f426 | 1 | PPA | ArchiveDirectories={D:\openHistorian\Archive
|  |  | 4cb1f6ce-ffb7-4e99-a237-3b86b02824fa | 1 | PPA | ArchiveDirectories={D:\openHistorian\Archive
|  |  | 336b99b9-c8a9-4334-b27c-6b7ae8ea23e5 | 1 | PPA | ArchiveDirectories={D:\openHistorian\Archive
|  |  | 747359ee-6010-4b4a-8e63-ae8e1c585674 | 1 | PPA | ArchiveDirectories={D:\openHistorian\Archive
|  |  | 20ff512d-5630-4e10-ada8-9ebe2a0c4de0 | 1 | PPA | ArchiveDirectories={D:\openHistorian\Archive
|  |  | d220a86b-bc39-4e3b-801b-b9caf42ee001 | 1 | PPA | ArchiveDirectories={D:\openHistorian\Archive
|  |  | e0634a53-3659-4180-9ad6-8765838a856d | 1 | PPA | ArchiveDirectories={D:\openHistorian\Archive
|  |  | 94a47e5e-3f75-4a4a-b7b7-8966cfba3803 | 1 | PPA | ArchiveDirectories={D:\openHistorian\Archive
|  |  | aa7a2f2e-1292-4105-9b64-62fed632b289 | 1 | PPA | ArchiveDirectories={D:\openHistorian\Archive
|  |  | 3bd09ec3-77c2-4a96-b9f2-eb262436ec0e | 1 | PPA | ArchiveDirectories={D:\openHistorian\Archive
|  |  | a18706b6-9018-4367-b5ff-5cfd07a3ccfa | 1 | PPA | ArchiveDirectories={D:\openHistorian\Archive
|  |  | 826f71b3-5d53-4904-9639-aef4b6a1a87e | 1 | PPA | ArchiveDirectories={D:\openHistorian\Archive
|  |  | 22c55239-f6ea-4e7b-ba65-e6866bc9ee90 | 1 | PPA | ArchiveDirectories={D:\openHistorian\Archive
|  |  | f8f03f81-fb9c-4b75-b943-bf47f1a1c430 | 1 | PPA | ArchiveDirectories={D:\openHistorian\Archive
|  |  | 8aee3dbb-d221-4f9d-9525-6baca8cb334b | 1 | PPA | ArchiveDirectories={D:\openHistorian\Archive
|  |  | 951968b0-1454-45fa-92e7-2e180e1a5bc2 | 1 | PPA | ArchiveDirectories={D:\openHistorian\Archive
|  |  | 5df1dc6e-7ea2-4422-bb84-5bed7dde734b | 1 | PPA | ArchiveDirectories={D:\openHistorian\Archive
|  |  | b26af91e-c70e-453a-a087-0531afe70f1c | 1 | PPA | ArchiveDirectories={D:\openHistorian\Archive
|  |  | 269439a8-9ec1-4bdb-8fa3-830660f4f729 | 1 | PPA | ArchiveDirectories={D:\openHistorian\Archive
|  |  | 2ae2f374-abf6-4759-ba37-c6bb43584a0e | 1 | PPA | ArchiveDirectories={D:\openHistorian\Archive
|  |  | 7bb481b7-647b-4ca1-9fc7-75186e79be60 | 1 | PPA | ArchiveDirectories={D:\openHistorian\Archive
|  |  | 056d0d73-a578-49b4-9b65-71ff3cc933aa | 1 | PPA | ArchiveDirectories={D:\openHistorian\Archive
|  |  | c3573e8b-469b-468a-84e8-c6d1ae15b47a | 1 | PPA | ArchiveDirectories={D:\openHistorian\Archive
|  |  | ab9b7257-05c8-49b1-a498-702c8dcd81ca | 1 | PPA | ArchiveDirectories={D:\openHistorian\Archive
|  |  | 792ead2f-8545-4a37-8506-e14c6a6f7294 | 1 | PPA | ArchiveDirectories={D:\openHistorian\Archive
|  |  | b5520ea9-f67a-49ac-b7f3-fba41e0b9f63 | 1 | PPA | ArchiveDirectories={D:\openHistorian\Archive
|  |  | 4fbfd7b4-5216-4181-be47-b2b3da0a975f | 1 | PPA | ArchiveDirectories={D:\openHistorian\Archive
|  |  | 135d9bc0-ed5e-4b8a-ac0b-b3e9144136cf | 1 | PPA | ArchiveDirectories={D:\openHistorian\Archive
|  |  | dd74a203-e4d4-4aea-be7f-ace1094c3cff | 1 | PPA | ArchiveDirectories={D:\openHistorian\Archive
|  |  | 2faf9e1a-d655-462e-ad37-53714ced00ac | 1 | PPA | ArchiveDirectories={D:\openHistorian\Archive
|  |  | 907c0c53-f9ac-4e30-81b0-2f7aa4dedec8 | 1 | PPA | ArchiveDirectories={D:\openHistorian\Archive
|  |  | 440a82fb-3029-4877-8070-ab9f339fa303 | 1 | PPA | ArchiveDirectories={D:\openHistorian\Archive
|  |  | 06aece27-a35a-485d-ab18-c87f0f3b336a | 1 | PPA | ArchiveDirectories={D:\openHistorian\Archive
|  |  | 8af23f99-b400-41f5-954c-3f233d527ae6 | 1 | PPA | ArchiveDirectories={D:\openHistorian\Archive
|  |  | 8f15e619-5c47-4049-9867-3936373fd9d2 | 1 | PPA | ArchiveDirectories={D:\openHistorian\Archive
|  |  | 1668a4e4-add8-4873-b3f8-444449013afd | 1 | PPA | ArchiveDirectories={D:\openHistorian\Archive
|  |  | f9eafeea-40eb-49f2-90ad-fa40923dd5da | 1 | PPA | ArchiveDirectories={D:\openHistorian\Archive
|  |  | 632be4d2-f49d-40f2-b2dc-52341e96245f | 1 | PPA | ArchiveDirectories={D:\openHistorian\Archive
|  |  | 6934923b-195e-4827-b724-33ade1a4c5bf | 1 | PPA | ArchiveDirectories={D:\openHistorian\Archive
|  |  | 109b2a98-6e05-4e85-b2dd-86377b8bc23d | 1 | PPA | ArchiveDirectories={D:\openHistorian\Archive
|  |  | dcf5f4c6-6988-4ab9-8e1d-1ea96f387418 | 1 | PPA | ArchiveDirectories={D:\openHistorian\Archive
|  |  | 71c21f7c-8ec8-4d67-bd59-36222e26070a | 1 | PPA | ArchiveDirectories={D:\openHistorian\Archive
|  |  | a5051007-ad6e-4e9b-835e-f27b02c0cac1 | 1 | PPA | ArchiveDirectories={D:\openHistorian\Archive
|  |  | 96481a78-e54b-4a74-b727-fc9a6f4a19f9 | 1 | PPA | ArchiveDirectories={D:\openHistorian\Archive
|  |  | 6204a8b6-de05-4c83-af96-725c449c0bb5 | 1 | PPA | ArchiveDirectories={D:\openHistorian\Archive
|  |  | 54d27c0a-045f-4ee4-9bc8-633d5f3b493a | 1 | PPA | ArchiveDirectories={D:\openHistorian\Archive
|  |  | 81354df2-ddc0-44af-928e-00aea652b5c6 | 1 | PPA | ArchiveDirectories={D:\openHistorian\Archive
|  |  | ffe82e7f-03e4-4bbe-8cde-1da28698b00d | 1 | PPA | ArchiveDirectories={D:\openHistorian\Archive
|  |  | fc85f955-bdc3-47e6-8fac-5193bb0fb026 | 1 | PPA | ArchiveDirectories={D:\openHistorian\Archive
|  |  | 1ef13499-f71b-4d68-b1d6-132b99846694 | 1 | PPA | ArchiveDirectories={D:\openHistorian\Archive
|  |  | 5683f913-92db-4565-b80e-5b3f662b7fab | 1 | PPA | ArchiveDirectories={D:\openHistorian\Archive
|  |  | 19842248-86a2-436d-85fd-58f04dab1eb6 | 1 | PPA | ArchiveDirectories={D:\openHistorian\Archive
|  |  | 8ebb9c96-0e7f-4b12-af8b-65ac6ba89aaa | 1 | PPA | ArchiveDirectories={D:\openHistorian\Archive
|  |  | 7719d6ff-07b0-4f94-8ea3-be158b476a4c | 1 | PPA | ArchiveDirectories={D:\openHistorian\Archive
|  |  | b4a8394c-d72d-4e7b-b8d9-a0df914f374e | 1 | PPA | ArchiveDirectories={D:\openHistorian\Archive
|  |  | 957977c8-0cd4-48ef-8801-17a34eabf3db | 1 | PPA | ArchiveDirectories={D:\openHistorian\Archive
|  |  | 9ed7b060-988e-4904-a56c-7927eabaca8c | 1 | PPA | ArchiveDirectories={D:\openHistorian\Archive
|  |  | 951604a1-e81f-4b32-8d60-fb68d7c8a10b | 1 | PPA | ArchiveDirectories={D:\openHistorian\Archive
|  |  | 085781d1-30af-425b-8476-37b76bb03af4 | 1 | PPA | ArchiveDirectories={D:\openHistorian\Archive
|  |  | 18527305-25fa-46d4-aaff-261d95ce41c0 | 1 | PPA | ArchiveDirectories={D:\openHistorian\Archive
|  |  | 8bc07a63-6776-4408-9e9d-a137c4c628b2 | 1 | PPA | ArchiveDirectories={D:\openHistorian\Archive
|  |  | 2c378dcf-5ed5-40a5-b12b-3e50429540f7 | 1 | PPA | ArchiveDirectories={D:\openHistorian\Archive
|  |  | bf67aad9-7aaa-4f2a-bb07-3bcf54097b5e | 1 | PPA | ArchiveDirectories={D:\openHistorian\Archive
|  |  | 4c6f0b7d-b008-4a78-9538-bb88fc9d09d5 | 1 | PPA | ArchiveDirectories={D:\openHistorian\Archive
|  |  | 3848da56-d3aa-4e38-b04c-eff2638308cc | 1 | PPA | ArchiveDirectories={D:\openHistorian\Archive
|  |  | 6e31278d-7128-4549-ba4f-ad3acd6efbed | 1 | PPA | ArchiveDirectories={D:\openHistorian\Archive
|  |  | ef959f84-ee22-492d-9c88-a8b5e2f0d24b | 1 | PPA | ArchiveDirectories={D:\openHistorian\Archive
|  |  | 0068e037-2b5e-4b88-a343-f4d38659edf8 | 1 | PPA | ArchiveDirectories={D:\openHistorian\Archive
|  |  | 68da5fe4-b792-4492-8be5-6e2ae25c68ad | 1 | PPA | ArchiveDirectories={D:\openHistorian\Archive
|  |  | 9b772664-2938-4a80-beb5-fc78709cf1fe | 1 | PPA | ArchiveDirectories={D:\openHistorian\Archive
|  |  | c59bd3ea-e58b-4b1a-bca6-8dfe1bd35b55 | 1 | PPA | ArchiveDirectories={D:\openHistorian\Archive
|  |  | ade91130-25ae-4590-8fb9-72f086af07d8 | 1 | PPA | ArchiveDirectories={D:\openHistorian\Archive
|  |  | 375f4fa5-3d7f-4841-881f-4564bb334f45 | 1 | PPA | ArchiveDirectories={D:\openHistorian\Archive
|  |  | 16370ba0-7076-4db8-86c2-fbf1605944e1 | 1 | PPA | ArchiveDirectories={D:\openHistorian\Archive
|  |  | 43c3ba01-e4f2-4000-b5df-24fe2043d18d | 1 | PPA | ArchiveDirectories={D:\openHistorian\Archive
|  |  | 6c2d0d2f-deed-462f-b26d-7b40093cf766 | 1 | PPA | ArchiveDirectories={D:\openHistorian\Archive
|  |  | dd61187f-adf7-4b84-ade6-1deec5e89bca | 1 | PPA | ArchiveDirectories={D:\openHistorian\Archive
|  |  | 34fcf7a3-4601-4972-82e0-a2619e1e3e14 | 1 | PPA | ArchiveDirectories={D:\openHistorian\Archive
|  |  | 29ba455c-5c89-4331-a598-b74ae08c4a35 | 1 | PPA | ArchiveDirectories={D:\openHistorian\Archive
|  |  | 802402de-ca8c-438d-8083-7b3a44647e64 | 1 | PPA | ArchiveDirectories={D:\openHistorian\Archive
|  |  | 11279da0-eb4d-41ef-bb09-bc84eff0ab03 | 1 | PPA | ArchiveDirectories={D:\openHistorian\Archive
|  |  | b20141d1-4cc3-4309-9ec2-76644c930039 | 1 | PPA | ArchiveDirectories={D:\openHistorian\Archive
|  |  | c51989cd-8970-4254-9d41-edb70c37f76d | 1 | PPA | ArchiveDirectories={D:\openHistorian\Archive
|  |  | bd05e054-ade8-4924-90b5-74cd2a00eb1d | 1 | PPA | ArchiveDirectories={D:\openHistorian\Archive
|  |  | a93820ef-ad98-47f6-8c92-9d1e34430b9c | 1 | PPA | ArchiveDirectories={D:\openHistorian\Archive
|  |  | 8dca72b9-d082-428b-946a-757f3b8be64b | 1 | PPA | ArchiveDirectories={D:\openHistorian\Archive
|  |  | 5c51e5ed-9eff-43dd-9378-38e4c0d26e0c | 1 | PPA | ArchiveDirectories={D:\openHistorian\Archive
|  |  | 8cdb1dce-7a9f-4e5f-a9e2-ba48381f82bc | 1 | PPA | ArchiveDirectories={D:\openHistorian\Archive
|  |  | bb959ecd-30cd-4acc-905b-a863edaf36bd | 1 | PPA | ArchiveDirectories={D:\openHistorian\Archive
|  |  | 2139b9b3-9d4c-4df9-afc1-867a2a3ec116 | 1 | PPA | ArchiveDirectories={D:\openHistorian\Archive
|  |  | c1132e98-7d24-41cd-8310-b233213e8d98 | 1 | PPA | ArchiveDirectories={D:\openHistorian\Archive
|  |  | 301f76a8-8a04-4e1d-b68a-f6557d394267 | 1 | PPA | ArchiveDirectories={D:\openHistorian\Archive
|  |  | 3712cd88-d814-41a8-8d61-07f1cbbb7b94 | 1 | PPA | ArchiveDirectories={D:\openHistorian\Archive
|  |  | 8857ed25-4a19-4042-a44b-50a8f997fb13 | 1 | PPA | ArchiveDirectories={D:\openHistorian\Archive
|  |  | 22538fb0-9e48-4f1a-a0ad-8465e9e9b580 | 1 | PPA | ArchiveDirectories={D:\openHistorian\Archive
|  |  | e7f108c4-993e-4022-8b14-be0bf4aae283 | 1 | PPA | ArchiveDirectories={D:\openHistorian\Archive
|  |  | 062492b2-78b5-4daa-a585-8caba53ed20f | 1 | PPA | ArchiveDirectories={D:\openHistorian\Archive
|  |  | 3de5de85-877c-4f63-83fe-7bfc7c5d8549 | 1 | PPA | ArchiveDirectories={D:\openHistorian\Archive
|  |  | 68b17129-cbac-4d26-943c-2d943b88f071 | 1 | PPA | ArchiveDirectories={D:\openHistorian\Archive
|  |  | 94793a3a-c5be-4bfa-8f7f-b6bf8ffad3f7 | 1 | PPA | ArchiveDirectories={D:\openHistorian\Archive
|  |  | 79ebcca0-84f4-47fe-848a-5ca25669362b | 1 | PPA | ArchiveDirectories={D:\openHistorian\Archive
|  |  | 297cb016-976c-42df-ab4e-effb62102b13 | 1 | PPA | ArchiveDirectories={D:\openHistorian\Archive
|  |  | 147937eb-b96c-4593-ac54-39600a0f3422 | 1 | PPA | ArchiveDirectories={D:\openHistorian\Archive
|  |  | 25fcd211-b5e9-4513-bfd5-d8fbdaba1e42 | 1 | PPA | ArchiveDirectories={D:\openHistorian\Archive
|  |  | dc1569e4-b093-409e-b0da-54689765272f | 1 | PPA | ArchiveDirectories={D:\openHistorian\Archive
|  |  | 83c785e8-17d5-4ba7-a7d5-937b05e297ec | 1 | PPA | ArchiveDirectories={D:\openHistorian\Archive
|  |  | 4d575835-2791-48a8-90fb-6d11eb0e054c | 1 | PPA | ArchiveDirectories={D:\openHistorian\Archive
|  |  | e0ba95e2-5b2e-4618-a140-233dd0fa1d41 | 1 | PPA | ArchiveDirectories={D:\openHistorian\Archive
|  |  | 98d53c6a-2140-48fa-8b3d-3a1053c38f00 | 1 | PPA | ArchiveDirectories={D:\openHistorian\Archive
|  |  | d389f591-f6e4-4186-8d73-a56b79d98f72 | 1 | PPA | ArchiveDirectories={D:\openHistorian\Archive
|  |  | 460cfea9-c213-4689-937a-061029476c12 | 1 | PPA | ArchiveDirectories={D:\openHistorian\Archive
|  |  | b225a4bc-d9c2-4fe3-b5dc-bc3f49aedcf3 | 1 | PPA | ArchiveDirectories={D:\openHistorian\Archive
|  |  | c64abe6b-f602-4536-879e-ec335a5292d8 | 1 | PPA | ArchiveDirectories={D:\openHistorian\Archive
|  |  | 72b2f52d-79a6-45b1-9c96-ed158e421bb8 | 1 | PPA | ArchiveDirectories={D:\openHistorian\Archive
|  |  | 77b0c89b-f46c-4f33-bf61-162322ed4067 | 1 | PPA | ArchiveDirectories={D:\openHistorian\Archive
|  |  | ce4f22f5-5978-42b7-96d6-3c073311ea0d | 1 | PPA | ArchiveDirectories={D:\openHistorian\Archive
|  |  | d4645941-92ef-49dd-86d2-f7f2bf7c86a6 | 1 | PPA | ArchiveDirectories={D:\openHistorian\Archive
|  |  | e01ba086-a9c9-43fb-b55e-587caf0d94be | 1 | PPA | ArchiveDirectories={D:\openHistorian\Archive
|  |  | 21aff4c9-97df-465d-8752-0ed687139ec8 | 1 | PPA | ArchiveDirectories={D:\openHistorian\Archive
|  |  | 37a9ed09-8749-480f-8dc9-af7272dd20f4 | 1 | PPA | ArchiveDirectories={D:\openHistorian\Archive
|  |  | db75a099-64cf-431f-ae26-08c9b2242386 | 1 | PPA | ArchiveDirectories={D:\openHistorian\Archive
|  |  | d36b91a0-f802-4d27-aa29-2feadcd2eb05 | 1 | PPA | ArchiveDirectories={D:\openHistorian\Archive
|  |  | 8548e4cd-fdd2-4479-a76b-434d489a16ff | 1 | PPA | ArchiveDirectories={D:\openHistorian\Archive
|  |  | bd5714a9-a295-45ce-bc57-0861f1f10479 | 1 | PPA | ArchiveDirectories={D:\openHistorian\Archive
|  |  | 55ca1a5a-6d21-498d-8819-623b33769c18 | 1 | PPA | ArchiveDirectories={D:\openHistorian\Archive
|  |  | 2eb54d0e-ea45-405d-99a2-a6e9a3ec4bbd | 1 | PPA | ArchiveDirectories={D:\openHistorian\Archive
|  |  | 34c11b79-ab33-41a0-a666-031ce424f885 | 1 | PPA | ArchiveDirectories={D:\openHistorian\Archive
|  |  | ad2fcfff-cb45-4d03-a1f3-9a599710bead | 1 | PPA | ArchiveDirectories={D:\openHistorian\Archive
|  |  | db3e7567-f119-4c37-8712-0b2728faf8ad | 1 | PPA | ArchiveDirectories={D:\openHistorian\Archive
|  |  | e72123ff-c9a0-4578-8788-ce47c7cc995f | 1 | PPA | ArchiveDirectories={D:\openHistorian\Archive
|  |  | 2bf228de-e26a-4287-9de6-f122cfd1954f | 1 | PPA | ArchiveDirectories={D:\openHistorian\Archive
|  |  | 6cc08572-2c97-4d64-a538-f61caa8e1328 | 1 | PPA | ArchiveDirectories={D:\openHistorian\Archive
|  |  | 9fcf3af9-cd85-4dd1-afce-b46a55300f38 | 1 | PPA | ArchiveDirectories={D:\openHistorian\Archive
|  |  | 505a5733-02cc-4ea5-94fd-95aa84058c76 | 1 | PPA | ArchiveDirectories={D:\openHistorian\Archive
|  |  | 16a4dc94-e48a-4e9b-9cf0-a52b90c8924d | 1 | PPA | ArchiveDirectories={D:\openHistorian\Archive
|  |  | b709676e-7034-468d-b9ec-08fe1f71033b | 1 | PPA | ArchiveDirectories={D:\openHistorian\Archive
|  |  | 222d7cd0-2bf2-4d56-8237-23ee0aeac883 | 1 | PPA | ArchiveDirectories={D:\openHistorian\Archive
|  |  | 2b5dea6c-ad6f-4c78-b7d6-d885027f833d | 1 | PPA | ArchiveDirectories={D:\openHistorian\Archive
|  |  | 0d561f8e-2f72-46f3-9e0c-98e11fc180ec | 1 | PPA | ArchiveDirectories={D:\openHistorian\Archive
|  |  | da74e97d-b7d9-45f3-9b52-a4c4bc9cd194 | 1 | PPA | ArchiveDirectories={D:\openHistorian\Archive
|  |  | ea083e43-ff92-4b43-a613-7ae821ee2a71 | 1 | PPA | ArchiveDirectories={D:\openHistorian\Archive
|  |  | 368d3d30-6b99-4a8a-b7f9-8b9ceca52209 | 1 | PPA | ArchiveDirectories={D:\openHistorian\Archive
|  |  | c0cdb171-aae8-4b46-aedf-7908e24b75f6 | 1 | PPA | ArchiveDirectories={D:\openHistorian\Archive
|  |  | e3a24777-7474-4d34-94f0-194176300dd5 | 1 | PPA | ArchiveDirectories={D:\openHistorian\Archive
|  |  | 76d4b95c-af69-457f-86b0-0641325c5f33 | 1 | PPA | ArchiveDirectories={D:\openHistorian\Archive
|  |  | 4243c414-a142-4ba2-91ab-341f10acf23e | 1 | PPA | ArchiveDirectories={D:\openHistorian\Archive
|  |  | 99cad22b-723d-45ac-8d78-e6e7469e9b50 | 1 | PPA | ArchiveDirectories={D:\openHistorian\Archive
|  |  | 9863759e-829b-490d-b9c7-f2b89a9d076f | 1 | PPA | ArchiveDirectories={D:\openHistorian\Archive
|  |  | 69972386-8ca8-4f8f-8ce3-f3ab9d6ad34a | 1 | PPA | ArchiveDirectories={D:\openHistorian\Archive
|  |  | 57bfbcd0-b27a-403b-a0bb-71b68effa43f | 1 | PPA | ArchiveDirectories={D:\openHistorian\Archive
|  |  | 8726edbf-2314-41fc-a33d-0868aa1fd711 | 1 | PPA | ArchiveDirectories={D:\openHistorian\Archive
|  |  | 4c38d5d2-a353-418b-8038-1331e90cce46 | 1 | PPA | ArchiveDirectories={D:\openHistorian\Archive
|  |  | fdd60852-463e-493d-a02c-bad7290ba8ba | 1 | PPA | ArchiveDirectories={D:\openHistorian\Archive
|  |  | 69289389-5cf0-4637-9423-d64876f5854e | 1 | PPA | ArchiveDirectories={D:\openHistorian\Archive
|  |  | 9b618908-ae20-4cf2-a245-6d3c2e3dd9df | 1 | PPA | ArchiveDirectories={D:\openHistorian\Archive
|  |  | d7b2e75c-6749-44b4-ab05-3172499c0dc5 | 1 | PPA | ArchiveDirectories={D:\openHistorian\Archive
|  |  | 5a19350e-1889-40c4-b03b-2024321a3482 | 1 | PPA | ArchiveDirectories={D:\openHistorian\Archive
|  |  | c7a98417-33f6-408f-9e55-b869e1a47924 | 1 | PPA | ArchiveDirectories={D:\openHistorian\Archive
|  |  | 6e99f322-93d0-4e8e-a7db-632b4354fb7d | 1 | PPA | ArchiveDirectories={D:\openHistorian\Archive
|  |  | e129c4c3-d869-47ea-af35-cdae2334a21b | 1 | PPA | ArchiveDirectories={D:\openHistorian\Archive
|  |  | ded663d0-02cd-4516-9ad9-30c98c48e34a | 1 | PPA | ArchiveDirectories={D:\openHistorian\Archive
|  |  | 06ae6000-716c-48c0-b495-297d4143c047 | 1 | PPA | ArchiveDirectories={D:\openHistorian\Archive
|  |  | 241cb6e2-b8cf-4b38-83f8-1cd397bbc63a | 1 | PPA | ArchiveDirectories={D:\openHistorian\Archive
|  |  | b6754186-fbee-4362-a37b-21123ed144b9 | 1 | PPA | ArchiveDirectories={D:\openHistorian\Archive
|  |  | dc20dc5f-5187-4667-974c-33b4f9476372 | 1 | PPA | ArchiveDirectories={D:\openHistorian\Archive
|  |  | b3c4f6de-e747-429c-8748-67a6d8d1c7e7 | 1 | PPA | ArchiveDirectories={D:\openHistorian\Archive
|  |  | f4727cb0-1295-4de6-a19a-c1492ad195e7 | 1 | PPA | ArchiveDirectories={D:\openHistorian\Archive
|  |  | 5ab0bcd2-7af9-4ece-bb8c-864d67a1a400 | 1 | PPA | ArchiveDirectories={D:\openHistorian\Archive
|  |  | 6f718489-50c5-4325-88ad-977086c53588 | 1 | PPA | ArchiveDirectories={D:\openHistorian\Archive
|  |  | 303c2d0a-4180-4742-bc10-6f2422e09da8 | 1 | PPA | ArchiveDirectories={D:\openHistorian\Archive
|  |  | 6ae2e2de-319a-4596-917b-2d56e0580f47 | 1 | PPA | ArchiveDirectories={D:\openHistorian\Archive
|  |  | e3654d78-04dd-4103-a7f6-1236b6b15b0f | 1 | PPA | ArchiveDirectories={D:\openHistorian\Archive
|  |  | 6af161dc-d64a-4789-9909-b1dd45d92ff0 | 1 | PPA | ArchiveDirectories={D:\openHistorian\Archive
|  |  | b47e14a1-fae5-4260-874d-22b1eaca76e6 | 1 | PPA | ArchiveDirectories={D:\openHistorian\Archive
|  |  | ad566c30-e9d6-401d-9207-9284f222b321 | 1 | PPA | ArchiveDirectories={D:\openHistorian\Archive
|  |  | 1222f472-e064-498c-9b80-31cf996d6edb | 1 | PPA | ArchiveDirectories={D:\openHistorian\Archive
|  |  | d89189da-2fad-4569-a4b8-51752a49bc5b | 1 | PPA | ArchiveDirectories={D:\openHistorian\Archive
|  |  | f3d64d11-e2fe-4465-b134-36cd13bb3775 | 1 | PPA | ArchiveDirectories={D:\openHistorian\Archive
|  |  | 78f480b9-f8ad-465c-bab9-17044834902d | 1 | PPA | ArchiveDirectories={D:\openHistorian\Archive
|  |  | f01ff12d-35b2-42c0-a476-fe1406b03c4e | 1 | PPA | ArchiveDirectories={D:\openHistorian\Archive
|  |  | df0b92fd-4791-4d15-b679-6d68c499671a | 1 | PPA | ArchiveDirectories={D:\openHistorian\Archive
|  |  | f6244ec2-a76f-4f38-ae04-52b3b70ffb2e | 1 | PPA | ArchiveDirectories={D:\openHistorian\Archive
|  |  | fa4c2849-3ca8-472f-a1a5-157a98d6209e | 1 | PPA | ArchiveDirectories={D:\openHistorian\Archive
|  |  | 0f98b8f9-5d57-4e78-acba-5eb0d6ba2be3 | 1 | PPA | ArchiveDirectories={D:\openHistorian\Archive
|  |  | 75a11007-9216-4c64-914c-fe1da6c079a0 | 1 | PPA | ArchiveDirectories={D:\openHistorian\Archive
|  |  | 08624938-92f1-42a7-b941-d109a83b1eeb | 1 | PPA | ArchiveDirectories={D:\openHistorian\Archive
|  |  | da93d483-8a36-4c7d-8aa2-080834991d9d | 1 | PPA | ArchiveDirectories={D:\openHistorian\Archive
|  |  | ca7c463d-db4d-40f2-b562-693ac89a9479 | 1 | PPA | ArchiveDirectories={D:\openHistorian\Archive
|  |  | 55bff05d-5849-4cc5-831c-238e1a087c79 | 1 | PPA | ArchiveDirectories={D:\openHistorian\Archive
|  |  | afb5d5fb-7206-4f55-adc3-368805e500ff | 1 | PPA | ArchiveDirectories={D:\openHistorian\Archive
|  |  | a42070db-e778-439c-b7d2-c551c2ac25b0 | 1 | PPA | ArchiveDirectories={D:\openHistorian\Archive
|  |  | 1868ef98-04ea-4859-a980-89e6f5eb299e | 1 | PPA | ArchiveDirectories={D:\openHistorian\Archive
|  |  | 88c9d439-abbf-4697-936e-5aff80447463 | 1 | PPA | ArchiveDirectories={D:\openHistorian\Archive
|  |  | 465a27e8-068b-4348-9733-68c34c004676 | 1 | PPA | ArchiveDirectories={D:\openHistorian\Archive
|  |  | 8b2df6a1-07bc-4152-aa5e-bb1eada2d1dd | 1 | PPA | ArchiveDirectories={D:\openHistorian\Archive
|  |  | 1d78a91d-68c5-4219-b0a5-6fe5f61f5417 | 1 | PPA | ArchiveDirectories={D:\openHistorian\Archive
|  |  | ee49101e-1a0d-404e-ba5e-3c95d76addcf | 1 | PPA | ArchiveDirectories={D:\openHistorian\Archive
|  |  | 1fa4d404-2e97-434d-968f-c1d7efa1d8c6 | 1 | PPA | ArchiveDirectories={D:\openHistorian\Archive
|  |  | 90c64001-cdda-412b-972b-7efa3b8658f9 | 1 | PPA | ArchiveDirectories={D:\openHistorian\Archive
|  |  | 342fbc01-8c6a-400d-82d4-1e5605168cef | 1 | PPA | ArchiveDirectories={D:\openHistorian\Archive
|  |  | a4c921b4-54aa-4bf3-9aca-d07be89cc340 | 1 | PPA | ArchiveDirectories={D:\openHistorian\Archive
|  |  | f3adb97e-f64c-4e53-a91c-09a21088f8f2 | 1 | PPA | ArchiveDirectories={D:\openHistorian\Archive
|  |  | 64e360b5-8fb1-4fca-b869-926533d856fe | 1 | PPA | ArchiveDirectories={D:\openHistorian\Archive
|  |  | 6769bc37-ec19-49d3-9785-f110a548132d | 1 | PPA | ArchiveDirectories={D:\openHistorian\Archive
|  |  | 7dd26de2-e3cc-4ba3-9c26-53e48492dc9c | 1 | PPA | ArchiveDirectories={D:\openHistorian\Archive
|  |  | 9e61c098-48e4-48f3-9933-7748122418c5 | 1 | PPA | ArchiveDirectories={D:\openHistorian\Archive
|  |  | f7c8b644-ecb3-44cb-8862-3885f69bd056 | 1 | PPA | ArchiveDirectories={D:\openHistorian\Archive
|  |  | a2fc8292-5024-4d3b-9665-3b6271f4798c | 1 | PPA | ArchiveDirectories={D:\openHistorian\Archive
|  |  | de43cb16-6279-42d6-b2d4-72e51c9a5bbd | 1 | PPA | ArchiveDirectories={D:\openHistorian\Archive
|  |  | 8a8c2680-01a5-4c37-81d4-798444d4f0ee | 1 | PPA | ArchiveDirectories={D:\openHistorian\Archive
|  |  | 9da28359-e76c-49f3-9e6f-1a346cf8309b | 1 | PPA | ArchiveDirectories={D:\openHistorian\Archive
|  |  | c16b5a00-527b-4731-8f0e-ed5b03acc498 | 1 | PPA | ArchiveDirectories={D:\openHistorian\Archive
|  |  | 8fdf62ff-9941-4aee-b5fb-691be44b182f | 1 | PPA | ArchiveDirectories={D:\openHistorian\Archive
|  |  | 9319e68b-717c-41ac-8d24-b748e6db778b | 1 | PPA | ArchiveDirectories={D:\openHistorian\Archive
|  |  | 0515a57c-78e6-4080-b43b-09a5c94a7b88 | 1 | PPA | ArchiveDirectories={D:\openHistorian\Archive
|  |  | 7bf4c8a9-1660-48c7-83cd-c240640acdea | 1 | PPA | ArchiveDirectories={D:\openHistorian\Archive
|  |  | 51bed663-af93-48f0-be6b-f15a16621cb3 | 1 | PPA | ArchiveDirectories={D:\openHistorian\Archive
|  |  | be379fd1-dc96-4c80-980c-f74a8a11c28d | 1 | PPA | ArchiveDirectories={D:\openHistorian\Archive
|  |  | 4631a42c-a670-4f95-bff3-705e5bea3715 | 1 | PPA | ArchiveDirectories={D:\openHistorian\Archive
|  |  | a266a5c9-7ac9-4708-8770-ec87b56d6ea1 | 1 | PPA | ArchiveDirectories={D:\openHistorian\Archive
|  |  | e33c6d7e-96cf-4144-934d-ae7611658f0c | 1 | PPA | ArchiveDirectories={D:\openHistorian\Archive
|  |  | b019fd4f-6663-475b-b6e0-565b495e1b0b | 1 | PPA | ArchiveDirectories={D:\openHistorian\Archive
|  |  | 00bed46d-4a9f-493c-af19-f68e7ddecd31 | 1 | PPA | ArchiveDirectories={D:\openHistorian\Archive
|  |  | 183be128-817b-4235-b203-2a856a6807b3 | 1 | PPA | ArchiveDirectories={D:\openHistorian\Archive
|  |  | 04ecab11-e09c-437c-a850-622198e48143 | 1 | PPA | ArchiveDirectories={D:\openHistorian\Archive
|  |  | 6ad6bb86-766f-459a-ab07-ef9286ee4b64 | 1 | PPA | ArchiveDirectories={D:\openHistorian\Archive
|  |  | 2ac6ab88-fd9a-4d54-97d5-9ce33f0ec6a7 | 1 | PPA | ArchiveDirectories={D:\openHistorian\Archive
|  |  | a675c703-9a17-4813-8811-6906e62fc33a | 1 | PPA | ArchiveDirectories={D:\openHistorian\Archive
|  |  | d67fe316-bcdd-48b6-9ee0-a63608937e8d | 1 | PPA | ArchiveDirectories={D:\openHistorian\Archive
|  |  | 9a8e3a0c-5763-4a93-8715-81edcb99c4e6 | 1 | PPA | ArchiveDirectories={D:\openHistorian\Archive
|  |  | 66d89b0d-9074-4688-8387-82e927cef556 | 1 | PPA | ArchiveDirectories={D:\openHistorian\Archive
|  |  | eba698d8-b716-4e1d-b02c-2e93e743b04b | 1 | PPA | ArchiveDirectories={D:\openHistorian\Archive
|  |  | baaffc14-e8fd-4cd1-bf4e-7e95deb542a9 | 1 | PPA | ArchiveDirectories={D:\openHistorian\Archive
|  |  | 91164480-9ca7-4063-8b14-8848616d52b4 | 1 | PPA | ArchiveDirectories={D:\openHistorian\Archive
|  |  | 4d70096f-b567-4047-8c02-3f43aad9b6b8 | 1 | PPA | ArchiveDirectories={D:\openHistorian\Archive
|  |  | 9115706c-72f4-4520-a4f3-96103277f167 | 1 | PPA | ArchiveDirectories={D:\openHistorian\Archive
|  |  | 1ac63523-3330-4557-87e9-c801704c23a2 | 2 | STAT |  | 5743 | ONS_LOCAL$BABRD_500_PM_01!PMU:ST1 |  |  | 8736f6c7-ad41-4b43-b4f6-e684e0d4ad20 |  |  | 30 | [8 empty] | 11 | [5 empty] | LOCAL$BABRD_500_PM_01!PMU-ST1 | 0.0 | 1.0 | Device statistic for Number of data quality errors reported by device during last reporting interval. | 0 | 1 | 1 |  | Any | STAT | Statistic | ST |  |  | STAT:5743 | 2021-08-03 21:03
|  |  | ec007797-7218-437f-b394-0124ccc44009 | 2 | STAT |  | 5744 | ONS_LOCAL$BABRD_500_PM_01!PMU:ST2 |  |  | 8736f6c7-ad41-4b43-b4f6-e684e0d4ad20 |  |  | 30 | [8 empty] | 11 | [5 empty] | LOCAL$BABRD_500_PM_01!PMU-ST2 | 0.0 | 1.0 | Device statistic for Number of time quality errors reported by device during last reporting interval. | 0 | 1 | 1 |  | Any | STAT | Statistic | ST |  |  | STAT:5744 | 2021-08-03 21:03
|  |  | f4e71844-fc09-4b25-abc7-d3a36723b896 | 2 | STAT |  | 5745 | ONS_LOCAL$BABRD_500_PM_01!PMU:ST3 |  |  | 8736f6c7-ad41-4b43-b4f6-e684e0d4ad20 |  |  | 30 | [8 empty] | 11 | [5 empty] | LOCAL$BABRD_500_PM_01!PMU-ST3 | 0.0 | 1.0 | Device statistic for Number of device errors reported by device during last reporting interval. | 0 | 1 | 1 |  | Any | STAT | Statistic | ST |  |  | STAT:5745 | 2021-08-03 21:03
|  |  | a4e5c7ad-c504-415e-adc8-7a655588e6c0 | 2 | STAT |  | 5746 | ONS_LOCAL$BABRD_500_PM_01!PMU:ST4 |  |  | 8736f6c7-ad41-4b43-b4f6-e684e0d4ad20 |  |  | 30 | [8 empty] | 11 | [5 empty] | LOCAL$BABRD_500_PM_01!PMU-ST4 | 0.0 | 1.0 | Device statistic for Number of measurements received from device during last reporting interval. | 0 | 1 | 1 |  | Any | STAT | Statistic | ST |  |  | STAT:5746 | 2021-08-03 21:03
|  |  | 2b749e79-cc3b-4024-a4cc-d1ba9cc130a5 | 2 | STAT |  | 5747 | ONS_LOCAL$BABRD_500_PM_01!PMU:ST5 |  |  | 8736f6c7-ad41-4b43-b4f6-e684e0d4ad20 |  |  | 30 | [8 empty] | 11 | [5 empty] | LOCAL$BABRD_500_PM_01!PMU-ST5 | 0.0 | 1.0 | Device statistic for Expected number of measurements received from device during last reporting interval. | 0 | 1 | 1 |  | Any | STAT | Statistic | ST |  |  | STAT:5747 | 2021-08-03 21:03
|  |  | 6d4c1575-32a2-46c5-9545-62bca2efa29d | 2 | STAT |  | 5748 | ONS_LOCAL$BABRD_500_PM_01!PMU:ST6 |  |  | 8736f6c7-ad41-4b43-b4f6-e684e0d4ad20 |  |  | 30 | [8 empty] | 11 | [5 empty] | LOCAL$BABRD_500_PM_01!PMU-ST6 | 0.0 | 1.0 | Device statistic for Number of measurements received while device was reporting errors during last reporting interval. | 0 | 1 | 1 |  | Any | STAT | Statistic | ST |  |  | STAT:5748 | 2021-08-03 21:03
|  |  | 1e22a56d-c801-42c2-9f38-8961e7bf4281 | 2 | STAT |  | 5749 | ONS_LOCAL$BABRD_500_PM_01!PMU:ST7 |  |  | 8736f6c7-ad41-4b43-b4f6-e684e0d4ad20 |  |  | 30 | [8 empty] | 11 | [5 empty] | LOCAL$BABRD_500_PM_01!PMU-ST7 | 0.0 | 1.0 | Device statistic for Number of defined measurements (per frame) from device during last reporting interval. | 0 | 1 | 1 |  | Any | STAT | Statistic | ST |  |  | STAT:5749 | 2021-08-03 21:03
|  |  | d60bb24a-5c7b-48a9-9426-034db5170551 | 2 | STAT |  | 5750 | ONS_LOCAL$BABRD_500_PM_02!PMU:ST1 |  |  | 8736f6c7-ad41-4b43-b4f6-e684e0d4ad20 |  |  | 30 | [8 empty] | 11 | [5 empty] | LOCAL$BABRD_500_PM_02!PMU-ST1 | 0.0 | 1.0 | Device statistic for Number of data quality errors reported by device during last reporting interval. | 0 | 1 | 1 |  | Any | STAT | Statistic | ST |  |  | STAT:5750 | 2021-08-03 21:03
|  |  | ccca6270-d345-4601-a201-7e3deee8c1d2 | 2 | STAT |  | 5751 | ONS_LOCAL$BABRD_500_PM_02!PMU:ST2 |  |  | 8736f6c7-ad41-4b43-b4f6-e684e0d4ad20 |  |  | 30 | [8 empty] | 11 | [5 empty] | LOCAL$BABRD_500_PM_02!PMU-ST2 | 0.0 | 1.0 | Device statistic for Number of time quality errors reported by device during last reporting interval. | 0 | 1 | 1 |  | Any | STAT | Statistic | ST |  |  | STAT:5751 | 2021-08-03 21:03
|  |  | 300335e6-e40d-4ed3-92b2-a331dbd72f25 | 2 | STAT |  | 5752 | ONS_LOCAL$BABRD_500_PM_02!PMU:ST3 |  |  | 8736f6c7-ad41-4b43-b4f6-e684e0d4ad20 |  |  | 30 | [8 empty] | 11 | [5 empty] | LOCAL$BABRD_500_PM_02!PMU-ST3 | 0.0 | 1.0 | Device statistic for Number of device errors reported by device during last reporting interval. | 0 | 1 | 1 |  | Any | STAT | Statistic | ST |  |  | STAT:5752 | 2021-08-03 21:03
|  |  | 5edc812b-ed45-4909-a588-64a7c0754ace | 2 | STAT |  | 5753 | ONS_LOCAL$BABRD_500_PM_02!PMU:ST4 |  |  | 8736f6c7-ad41-4b43-b4f6-e684e0d4ad20 |  |  | 30 | [8 empty] | 11 | [5 empty] | LOCAL$BABRD_500_PM_02!PMU-ST4 | 0.0 | 1.0 | Device statistic for Number of measurements received from device during last reporting interval. | 0 | 1 | 1 |  | Any | STAT | Statistic | ST |  |  | STAT:5753 | 2021-08-03 21:03
|  |  | 5d27bd1f-ea7f-4800-a73a-32d48d81eb34 | 2 | STAT |  | 5754 | ONS_LOCAL$BABRD_500_PM_02!PMU:ST5 |  |  | 8736f6c7-ad41-4b43-b4f6-e684e0d4ad20 |  |  | 30 | [8 empty] | 11 | [5 empty] | LOCAL$BABRD_500_PM_02!PMU-ST5 | 0.0 | 1.0 | Device statistic for Expected number of measurements received from device during last reporting interval. | 0 | 1 | 1 |  | Any | STAT | Statistic | ST |  |  | STAT:5754 | 2021-08-03 21:03
|  |  | a0441ec2-4ce0-4c5d-bbdf-b7a1525abf55 | 2 | STAT |  | 5755 | ONS_LOCAL$BABRD_500_PM_02!PMU:ST6 |  |  | 8736f6c7-ad41-4b43-b4f6-e684e0d4ad20 |  |  | 30 | [8 empty] | 11 | [5 empty] | LOCAL$BABRD_500_PM_02!PMU-ST6 | 0.0 | 1.0 | Device statistic for Number of measurements received while device was reporting errors during last reporting interval. | 0 | 1 | 1 |  | Any | STAT | Statistic | ST |  |  | STAT:5755 | 2021-08-03 21:03
|  |  | 66347714-e944-46f6-b872-903f4a505fe8 | 2 | STAT |  | 5756 | ONS_LOCAL$BABRD_500_PM_02!PMU:ST7 |  |  | 8736f6c7-ad41-4b43-b4f6-e684e0d4ad20 |  |  | 30 | [8 empty] | 11 | [5 empty] | LOCAL$BABRD_500_PM_02!PMU-ST7 | 0.0 | 1.0 | Device statistic for Number of defined measurements (per frame) from device during last reporting interval. | 0 | 1 | 1 |  | Any | STAT | Statistic | ST |  |  | STAT:5756 | 2021-08-03 21:03
|  |  | 79d25ed4-4cda-4aeb-9958-93a1ce1547dc | 2 | STAT |  | 5757 | ONS_LOCAL$BABTR_500_PM_01!PMU:ST1 |  |  | 8736f6c7-ad41-4b43-b4f6-e684e0d4ad20 |  |  | 30 | [8 empty] | 11 | [5 empty] | LOCAL$BABTR_500_PM_01!PMU-ST1 | 0.0 | 1.0 | Device statistic for Number of data quality errors reported by device during last reporting interval. | 0 | 1 | 1 |  | Any | STAT | Statistic | ST |  |  | STAT:5757 | 2021-08-03 21:03
|  |  | 126a031a-1b77-40f3-b80f-26f95f51632b | 2 | STAT |  | 5758 | ONS_LOCAL$BABTR_500_PM_01!PMU:ST2 |  |  | 8736f6c7-ad41-4b43-b4f6-e684e0d4ad20 |  |  | 30 | [8 empty] | 11 | [5 empty] | LOCAL$BABTR_500_PM_01!PMU-ST2 | 0.0 | 1.0 | Device statistic for Number of time quality errors reported by device during last reporting interval. | 0 | 1 | 1 |  | Any | STAT | Statistic | ST |  |  | STAT:5758 | 2021-08-03 21:03
|  |  | f9dfc179-821a-4af1-88bc-853ce6995393 | 2 | STAT |  | 5759 | ONS_LOCAL$BABTR_500_PM_01!PMU:ST3 |  |  | 8736f6c7-ad41-4b43-b4f6-e684e0d4ad20 |  |  | 30 | [8 empty] | 11 | [5 empty] | LOCAL$BABTR_500_PM_01!PMU-ST3 | 0.0 | 1.0 | Device statistic for Number of device errors reported by device during last reporting interval. | 0 | 1 | 1 |  | Any | STAT | Statistic | ST |  |  | STAT:5759 | 2021-08-03 21:03
|  |  | 37f0d39e-98b3-4c33-8a04-2f900bb6677f | 2 | STAT |  | 5760 | ONS_LOCAL$BABTR_500_PM_01!PMU:ST4 |  |  | 8736f6c7-ad41-4b43-b4f6-e684e0d4ad20 |  |  | 30 | [8 empty] | 11 | [5 empty] | LOCAL$BABTR_500_PM_01!PMU-ST4 | 0.0 | 1.0 | Device statistic for Number of measurements received from device during last reporting interval. | 0 | 1 | 1 |  | Any | STAT | Statistic | ST |  |  | STAT:5760 | 2021-08-03 21:03
|  |  | 607d53ad-2d9c-4116-86f3-a76fcec3438d | 2 | STAT |  | 5761 | ONS_LOCAL$BABTR_500_PM_01!PMU:ST5 |  |  | 8736f6c7-ad41-4b43-b4f6-e684e0d4ad20 |  |  | 30 | [8 empty] | 11 | [5 empty] | LOCAL$BABTR_500_PM_01!PMU-ST5 | 0.0 | 1.0 | Device statistic for Expected number of measurements received from device during last reporting interval. | 0 | 1 | 1 |  | Any | STAT | Statistic | ST |  |  | STAT:5761 | 2021-08-03 21:03
|  |  | bc85fb3b-6ebf-47af-9da2-6cc801c6f222 | 2 | STAT |  | 5762 | ONS_LOCAL$BABTR_500_PM_01!PMU:ST6 |  |  | 8736f6c7-ad41-4b43-b4f6-e684e0d4ad20 |  |  | 30 | [8 empty] | 11 | [5 empty] | LOCAL$BABTR_500_PM_01!PMU-ST6 | 0.0 | 1.0 | Device statistic for Number of measurements received while device was reporting errors during last reporting interval. | 0 | 1 | 1 |  | Any | STAT | Statistic | ST |  |  | STAT:5762 | 2021-08-03 21:03
|  |  | 57affb95-c176-4285-80c2-c9ae81c1367d | 2 | STAT |  | 5763 | ONS_LOCAL$BABTR_500_PM_01!PMU:ST7 |  |  | 8736f6c7-ad41-4b43-b4f6-e684e0d4ad20 |  |  | 30 | [8 empty] | 11 | [5 empty] | LOCAL$BABTR_500_PM_01!PMU-ST7 | 0.0 | 1.0 | Device statistic for Number of defined measurements (per frame) from device during last reporting interval. | 0 | 1 | 1 |  | Any | STAT | Statistic | ST |  |  | STAT:5763 | 2021-08-03 21:03
|  |  | 2a2d38b8-d792-4082-998a-207443ca2375 | 2 | STAT |  | 5764 | ONS_LOCAL$BABTR_500_PM_02!PMU:ST1 |  |  | 8736f6c7-ad41-4b43-b4f6-e684e0d4ad20 |  |  | 30 | [8 empty] | 11 | [5 empty] | LOCAL$BABTR_500_PM_02!PMU-ST1 | 0.0 | 1.0 | Device statistic for Number of data quality errors reported by device during last reporting interval. | 0 | 1 | 1 |  | Any | STAT | Statistic | ST |  |  | STAT:5764 | 2021-08-03 21:03
|  |  | 27aefc99-36b0-40bc-9da8-2edae357ccb8 | 2 | STAT |  | 5765 | ONS_LOCAL$BABTR_500_PM_02!PMU:ST2 |  |  | 8736f6c7-ad41-4b43-b4f6-e684e0d4ad20 |  |  | 30 | [8 empty] | 11 | [5 empty] | LOCAL$BABTR_500_PM_02!PMU-ST2 | 0.0 | 1.0 | Device statistic for Number of time quality errors reported by device during last reporting interval. | 0 | 1 | 1 |  | Any | STAT | Statistic | ST |  |  | STAT:5765 | 2021-08-03 21:03
|  |  | 29797563-4c43-413b-9e12-21bc59611088 | 2 | STAT |  | 5766 | ONS_LOCAL$BABTR_500_PM_02!PMU:ST3 |  |  | 8736f6c7-ad41-4b43-b4f6-e684e0d4ad20 |  |  | 30 | [8 empty] | 11 | [5 empty] | LOCAL$BABTR_500_PM_02!PMU-ST3 | 0.0 | 1.0 | Device statistic for Number of device errors reported by device during last reporting interval. | 0 | 1 | 1 |  | Any | STAT | Statistic | ST |  |  | STAT:5766 | 2021-08-03 21:03
|  |  | f1c6fb75-b5fc-46a1-ad8a-0e1ce10fd5b5 | 2 | STAT |  | 5767 | ONS_LOCAL$BABTR_500_PM_02!PMU:ST4 |  |  | 8736f6c7-ad41-4b43-b4f6-e684e0d4ad20 |  |  | 30 | [8 empty] | 11 | [5 empty] | LOCAL$BABTR_500_PM_02!PMU-ST4 | 0.0 | 1.0 | Device statistic for Number of measurements received from device during last reporting interval. | 0 | 1 | 1 |  | Any | STAT | Statistic | ST |  |  | STAT:5767 | 2021-08-03 21:03
|  |  | 579cadc8-9863-4d26-96fb-5872e51d7760 | 2 | STAT |  | 5768 | ONS_LOCAL$BABTR_500_PM_02!PMU:ST5 |  |  | 8736f6c7-ad41-4b43-b4f6-e684e0d4ad20 |  |  | 30 | [8 empty] | 11 | [5 empty] | LOCAL$BABTR_500_PM_02!PMU-ST5 | 0.0 | 1.0 | Device statistic for Expected number of measurements received from device during last reporting interval. | 0 | 1 | 1 |  | Any | STAT | Statistic | ST |  |  | STAT:5768 | 2021-08-03 21:03
|  |  | a9e6c72a-1d10-4457-a9e7-e6cdc905b277 | 2 | STAT |  | 5769 | ONS_LOCAL$BABTR_500_PM_02!PMU:ST6 |  |  | 8736f6c7-ad41-4b43-b4f6-e684e0d4ad20 |  |  | 30 | [8 empty] | 11 | [5 empty] | LOCAL$BABTR_500_PM_02!PMU-ST6 | 0.0 | 1.0 | Device statistic for Number of measurements received while device was reporting errors during last reporting interval. | 0 | 1 | 1 |  | Any | STAT | Statistic | ST |  |  | STAT:5769 | 2021-08-03 21:03
|  |  | 824faca7-cb42-4b36-9cbf-98f625d406d7 | 2 | STAT |  | 5770 | ONS_LOCAL$BABTR_500_PM_02!PMU:ST7 |  |  | 8736f6c7-ad41-4b43-b4f6-e684e0d4ad20 |  |  | 30 | [8 empty] | 11 | [5 empty] | LOCAL$BABTR_500_PM_02!PMU-ST7 | 0.0 | 1.0 | Device statistic for Number of defined measurements (per frame) from device during last reporting interval. | 0 | 1 | 1 |  | Any | STAT | Statistic | ST |  |  | STAT:5770 | 2021-08-03 21:03
|  |  | 87a7dcdd-a1ab-47e7-8a16-c84f3df0c020 | 2 | STAT |  | 5771 | ONS_LOCAL$BABTR_500_PM_03!PMU:ST1 |  |  | 8736f6c7-ad41-4b43-b4f6-e684e0d4ad20 |  |  | 30 | [8 empty] | 11 | [5 empty] | LOCAL$BABTR_500_PM_03!PMU-ST1 | 0.0 | 1.0 | Device statistic for Number of data quality errors reported by device during last reporting interval. | 0 | 1 | 1 |  | Any | STAT | Statistic | ST |  |  | STAT:5771 | 2021-08-03 21:03
|  |  | 8461d8e6-3708-4e92-9841-50c2a11f7cb5 | 2 | STAT |  | 5772 | ONS_LOCAL$BABTR_500_PM_03!PMU:ST2 |  |  | 8736f6c7-ad41-4b43-b4f6-e684e0d4ad20 |  |  | 30 | [8 empty] | 11 | [5 empty] | LOCAL$BABTR_500_PM_03!PMU-ST2 | 0.0 | 1.0 | Device statistic for Number of time quality errors reported by device during last reporting interval. | 0 | 1 | 1 |  | Any | STAT | Statistic | ST |  |  | STAT:5772 | 2021-08-03 21:03
|  |  | 1a8f83af-d982-4836-9365-6d3675776853 | 2 | STAT |  | 5773 | ONS_LOCAL$BABTR_500_PM_03!PMU:ST3 |  |  | 8736f6c7-ad41-4b43-b4f6-e684e0d4ad20 |  |  | 30 | [8 empty] | 11 | [5 empty] | LOCAL$BABTR_500_PM_03!PMU-ST3 | 0.0 | 1.0 | Device statistic for Number of device errors reported by device during last reporting interval. | 0 | 1 | 1 |  | Any | STAT | Statistic | ST |  |  | STAT:5773 | 2021-08-03 21:03
|  |  | b77f187b-bf06-4882-86db-89ddb0e94de9 | 2 | STAT |  | 5774 | ONS_LOCAL$BABTR_500_PM_03!PMU:ST4 |  |  | 8736f6c7-ad41-4b43-b4f6-e684e0d4ad20 |  |  | 30 | [8 empty] | 11 | [5 empty] | LOCAL$BABTR_500_PM_03!PMU-ST4 | 0.0 | 1.0 | Device statistic for Number of measurements received from device during last reporting interval. | 0 | 1 | 1 |  | Any | STAT | Statistic | ST |  |  | STAT:5774 | 2021-08-03 21:03
|  |  | 9241d238-08d6-494b-a9bd-acc19fc3286e | 2 | STAT |  | 5775 | ONS_LOCAL$BABTR_500_PM_03!PMU:ST5 |  |  | 8736f6c7-ad41-4b43-b4f6-e684e0d4ad20 |  |  | 30 | [8 empty] | 11 | [5 empty] | LOCAL$BABTR_500_PM_03!PMU-ST5 | 0.0 | 1.0 | Device statistic for Expected number of measurements received from device during last reporting interval. | 0 | 1 | 1 |  | Any | STAT | Statistic | ST |  |  | STAT:5775 | 2021-08-03 21:03
|  |  | 011be504-5467-4f00-b68e-70b5e2a17254 | 2 | STAT |  | 5776 | ONS_LOCAL$BABTR_500_PM_03!PMU:ST6 |  |  | 8736f6c7-ad41-4b43-b4f6-e684e0d4ad20 |  |  | 30 | [8 empty] | 11 | [5 empty] | LOCAL$BABTR_500_PM_03!PMU-ST6 | 0.0 | 1.0 | Device statistic for Number of measurements received while device was reporting errors during last reporting interval. | 0 | 1 | 1 |  | Any | STAT | Statistic | ST |  |  | STAT:5776 | 2021-08-03 21:03
|  |  | ba0773ac-6b91-4f70-832d-75c5d356a7ef | 2 | STAT |  | 5777 | ONS_LOCAL$BABTR_500_PM_03!PMU:ST7 |  |  | 8736f6c7-ad41-4b43-b4f6-e684e0d4ad20 |  |  | 30 | [8 empty] | 11 | [5 empty] | LOCAL$BABTR_500_PM_03!PMU-ST7 | 0.0 | 1.0 | Device statistic for Number of defined measurements (per frame) from device during last reporting interval. | 0 | 1 | 1 |  | Any | STAT | Statistic | ST |  |  | STAT:5777 | 2021-08-03 21:03
|  |  | c5ea34b9-b134-4caa-839e-4e21f192da06 | 2 | STAT |  | 5778 | ONS_LOCAL$BABTR_500_PM_06!PMU:ST1 |  |  | 8736f6c7-ad41-4b43-b4f6-e684e0d4ad20 |  |  | 30 | [8 empty] | 11 | [5 empty] | LOCAL$BABTR_500_PM_06!PMU-ST1 | 0.0 | 1.0 | Device statistic for Number of data quality errors reported by device during last reporting interval. | 0 | 1 | 1 |  | Any | STAT | Statistic | ST |  |  | STAT:5778 | 2021-08-03 21:03
|  |  | a3d7c413-798a-42cd-899d-9b236ad3a5ba | 2 | STAT |  | 5779 | ONS_LOCAL$BABTR_500_PM_06!PMU:ST2 |  |  | 8736f6c7-ad41-4b43-b4f6-e684e0d4ad20 |  |  | 30 | [8 empty] | 11 | [5 empty] | LOCAL$BABTR_500_PM_06!PMU-ST2 | 0.0 | 1.0 | Device statistic for Number of time quality errors reported by device during last reporting interval. | 0 | 1 | 1 |  | Any | STAT | Statistic | ST |  |  | STAT:5779 | 2021-08-03 21:03
|  |  | d71819af-e1f8-4a15-89c3-8ce9332e5ab1 | 2 | STAT |  | 5780 | ONS_LOCAL$BABTR_500_PM_06!PMU:ST3 |  |  | 8736f6c7-ad41-4b43-b4f6-e684e0d4ad20 |  |  | 30 | [8 empty] | 11 | [5 empty] | LOCAL$BABTR_500_PM_06!PMU-ST3 | 0.0 | 1.0 | Device statistic for Number of device errors reported by device during last reporting interval. | 0 | 1 | 1 |  | Any | STAT | Statistic | ST |  |  | STAT:5780 | 2021-08-03 21:03
|  |  | 2138284c-2069-46a7-b2fd-307c3cf77a60 | 2 | STAT |  | 5781 | ONS_LOCAL$BABTR_500_PM_06!PMU:ST4 |  |  | 8736f6c7-ad41-4b43-b4f6-e684e0d4ad20 |  |  | 30 | [8 empty] | 11 | [5 empty] | LOCAL$BABTR_500_PM_06!PMU-ST4 | 0.0 | 1.0 | Device statistic for Number of measurements received from device during last reporting interval. | 0 | 1 | 1 |  | Any | STAT | Statistic | ST |  |  | STAT:5781 | 2021-08-03 21:03
|  |  | 6ccff2ab-6e38-4be4-b7b8-4fd6a918bc71 | 2 | STAT |  | 5782 | ONS_LOCAL$BABTR_500_PM_06!PMU:ST5 |  |  | 8736f6c7-ad41-4b43-b4f6-e684e0d4ad20 |  |  | 30 | [8 empty] | 11 | [5 empty] | LOCAL$BABTR_500_PM_06!PMU-ST5 | 0.0 | 1.0 | Device statistic for Expected number of measurements received from device during last reporting interval. | 0 | 1 | 1 |  | Any | STAT | Statistic | ST |  |  | STAT:5782 | 2021-08-03 21:03
|  |  | 3f33dde9-675f-4e97-b1cf-fb48323a058b | 2 | STAT |  | 5783 | ONS_LOCAL$BABTR_500_PM_06!PMU:ST6 |  |  | 8736f6c7-ad41-4b43-b4f6-e684e0d4ad20 |  |  | 30 | [8 empty] | 11 | [5 empty] | LOCAL$BABTR_500_PM_06!PMU-ST6 | 0.0 | 1.0 | Device statistic for Number of measurements received while device was reporting errors during last reporting interval. | 0 | 1 | 1 |  | Any | STAT | Statistic | ST |  |  | STAT:5783 | 2021-08-03 21:03
|  |  | f37745aa-7aed-4714-bbba-34ae00505c88 | 2 | STAT |  | 5784 | ONS_LOCAL$BABTR_500_PM_06!PMU:ST7 |  |  | 8736f6c7-ad41-4b43-b4f6-e684e0d4ad20 |  |  | 30 | [8 empty] | 11 | [5 empty] | LOCAL$BABTR_500_PM_06!PMU-ST7 | 0.0 | 1.0 | Device statistic for Number of defined measurements (per frame) from device during last reporting interval. | 0 | 1 | 1 |  | Any | STAT | Statistic | ST |  |  | STAT:5784 | 2021-08-03 21:03
|  |  | 87d325a3-3a53-4b70-875a-6e403e358999 | 2 | STAT |  | 5785 | ONS_LOCAL$BAIGT_500_PM_01!PMU:ST1 |  |  | 8736f6c7-ad41-4b43-b4f6-e684e0d4ad20 |  |  | 30 | [8 empty] | 11 | [5 empty] | LOCAL$BAIGT_500_PM_01!PMU-ST1 | 0.0 | 1.0 | Device statistic for Number of data quality errors reported by device during last reporting interval. | 0 | 1 | 1 |  | Any | STAT | Statistic | ST |  |  | STAT:5785 | 2021-08-03 21:03
|  |  | 5f6a8a6c-d7e3-4ac1-9ea2-f29dc944aa09 | 2 | STAT |  | 5786 | ONS_LOCAL$BAIGT_500_PM_01!PMU:ST2 |  |  | 8736f6c7-ad41-4b43-b4f6-e684e0d4ad20 |  |  | 30 | [8 empty] | 11 | [5 empty] | LOCAL$BAIGT_500_PM_01!PMU-ST2 | 0.0 | 1.0 | Device statistic for Number of time quality errors reported by device during last reporting interval. | 0 | 1 | 1 |  | Any | STAT | Statistic | ST |  |  | STAT:5786 | 2021-08-03 21:03
|  |  | 41b2147d-b55f-4dfa-9eea-bda3fba46799 | 2 | STAT |  | 5787 | ONS_LOCAL$BAIGT_500_PM_01!PMU:ST3 |  |  | 8736f6c7-ad41-4b43-b4f6-e684e0d4ad20 |  |  | 30 | [8 empty] | 11 | [5 empty] | LOCAL$BAIGT_500_PM_01!PMU-ST3 | 0.0 | 1.0 | Device statistic for Number of device errors reported by device during last reporting interval. | 0 | 1 | 1 |  | Any | STAT | Statistic | ST |  |  | STAT:5787 | 2021-08-03 21:03
|  |  | 2b857e3f-7add-4000-bbc5-c1709582772b | 2 | STAT |  | 5788 | ONS_LOCAL$BAIGT_500_PM_01!PMU:ST4 |  |  | 8736f6c7-ad41-4b43-b4f6-e684e0d4ad20 |  |  | 30 | [8 empty] | 11 | [5 empty] | LOCAL$BAIGT_500_PM_01!PMU-ST4 | 0.0 | 1.0 | Device statistic for Number of measurements received from device during last reporting interval. | 0 | 1 | 1 |  | Any | STAT | Statistic | ST |  |  | STAT:5788 | 2021-08-03 21:03
|  |  | 5fb721a5-ad21-4d97-a379-e62b361ac2bb | 2 | STAT |  | 5789 | ONS_LOCAL$BAIGT_500_PM_01!PMU:ST5 |  |  | 8736f6c7-ad41-4b43-b4f6-e684e0d4ad20 |  |  | 30 | [8 empty] | 11 | [5 empty] | LOCAL$BAIGT_500_PM_01!PMU-ST5 | 0.0 | 1.0 | Device statistic for Expected number of measurements received from device during last reporting interval. | 0 | 1 | 1 |  | Any | STAT | Statistic | ST |  |  | STAT:5789 | 2021-08-03 21:03
|  |  | 8fa67bf5-fc5a-4618-b331-ab0728746a23 | 2 | STAT |  | 5790 | ONS_LOCAL$BAIGT_500_PM_01!PMU:ST6 |  |  | 8736f6c7-ad41-4b43-b4f6-e684e0d4ad20 |  |  | 30 | [8 empty] | 11 | [5 empty] | LOCAL$BAIGT_500_PM_01!PMU-ST6 | 0.0 | 1.0 | Device statistic for Number of measurements received while device was reporting errors during last reporting interval. | 0 | 1 | 1 |  | Any | STAT | Statistic | ST |  |  | STAT:5790 | 2021-08-03 21:03
|  |  | 47d78524-ff0b-48eb-95ef-c9e80ce0722b | 2 | STAT |  | 5791 | ONS_LOCAL$BAIGT_500_PM_01!PMU:ST7 |  |  | 8736f6c7-ad41-4b43-b4f6-e684e0d4ad20 |  |  | 30 | [8 empty] | 11 | [5 empty] | LOCAL$BAIGT_500_PM_01!PMU-ST7 | 0.0 | 1.0 | Device statistic for Number of defined measurements (per frame) from device during last reporting interval. | 0 | 1 | 1 |  | Any | STAT | Statistic | ST |  |  | STAT:5791 | 2021-08-03 21:03
|  |  | e66495dc-bb19-4bf6-b5eb-dc3c29e1f8f3 | 2 | STAT |  | 5792 | ONS_LOCAL$BAIGT_500_PM_02!PMU:ST1 |  |  | 8736f6c7-ad41-4b43-b4f6-e684e0d4ad20 |  |  | 30 | [8 empty] | 11 | [5 empty] | LOCAL$BAIGT_500_PM_02!PMU-ST1 | 0.0 | 1.0 | Device statistic for Number of data quality errors reported by device during last reporting interval. | 0 | 1 | 1 |  | Any | STAT | Statistic | ST |  |  | STAT:5792 | 2021-08-03 21:03
|  |  | 4942ee94-ebcf-4983-a323-fcb479352f30 | 2 | STAT |  | 5793 | ONS_LOCAL$BAIGT_500_PM_02!PMU:ST2 |  |  | 8736f6c7-ad41-4b43-b4f6-e684e0d4ad20 |  |  | 30 | [8 empty] | 11 | [5 empty] | LOCAL$BAIGT_500_PM_02!PMU-ST2 | 0.0 | 1.0 | Device statistic for Number of time quality errors reported by device during last reporting interval. | 0 | 1 | 1 |  | Any | STAT | Statistic | ST |  |  | STAT:5793 | 2021-08-03 21:03
|  |  | 61b5d5e2-5cd3-4443-8717-1222b7d1b9c9 | 2 | STAT |  | 5794 | ONS_LOCAL$BAIGT_500_PM_02!PMU:ST3 |  |  | 8736f6c7-ad41-4b43-b4f6-e684e0d4ad20 |  |  | 30 | [8 empty] | 11 | [5 empty] | LOCAL$BAIGT_500_PM_02!PMU-ST3 | 0.0 | 1.0 | Device statistic for Number of device errors reported by device during last reporting interval. | 0 | 1 | 1 |  | Any | STAT | Statistic | ST |  |  | STAT:5794 | 2021-08-03 21:03
|  |  | d01b3d9d-7e74-4a0d-af41-84727403eb03 | 2 | STAT |  | 5795 | ONS_LOCAL$BAIGT_500_PM_02!PMU:ST4 |  |  | 8736f6c7-ad41-4b43-b4f6-e684e0d4ad20 |  |  | 30 | [8 empty] | 11 | [5 empty] | LOCAL$BAIGT_500_PM_02!PMU-ST4 | 0.0 | 1.0 | Device statistic for Number of measurements received from device during last reporting interval. | 0 | 1 | 1 |  | Any | STAT | Statistic | ST |  |  | STAT:5795 | 2021-08-03 21:03
|  |  | 7d007f4e-fb09-4d57-bab9-d14eb86f5015 | 2 | STAT |  | 5796 | ONS_LOCAL$BAIGT_500_PM_02!PMU:ST5 |  |  | 8736f6c7-ad41-4b43-b4f6-e684e0d4ad20 |  |  | 30 | [8 empty] | 11 | [5 empty] | LOCAL$BAIGT_500_PM_02!PMU-ST5 | 0.0 | 1.0 | Device statistic for Expected number of measurements received from device during last reporting interval. | 0 | 1 | 1 |  | Any | STAT | Statistic | ST |  |  | STAT:5796 | 2021-08-03 21:03
|  |  | 2781374b-3387-4e75-bc99-8209aa6004c2 | 2 | STAT |  | 5797 | ONS_LOCAL$BAIGT_500_PM_02!PMU:ST6 |  |  | 8736f6c7-ad41-4b43-b4f6-e684e0d4ad20 |  |  | 30 | [8 empty] | 11 | [5 empty] | LOCAL$BAIGT_500_PM_02!PMU-ST6 | 0.0 | 1.0 | Device statistic for Number of measurements received while device was reporting errors during last reporting interval. | 0 | 1 | 1 |  | Any | STAT | Statistic | ST |  |  | STAT:5797 | 2021-08-03 21:03
|  |  | b1a493b3-0f33-47a3-b2ad-ff3794166ced | 2 | STAT |  | 5798 | ONS_LOCAL$BAIGT_500_PM_02!PMU:ST7 |  |  | 8736f6c7-ad41-4b43-b4f6-e684e0d4ad20 |  |  | 30 | [8 empty] | 11 | [5 empty] | LOCAL$BAIGT_500_PM_02!PMU-ST7 | 0.0 | 1.0 | Device statistic for Number of defined measurements (per frame) from device during last reporting interval. | 0 | 1 | 1 |  | Any | STAT | Statistic | ST |  |  | STAT:5798 | 2021-08-03 21:03
|  |  | f9b3b37b-ec7d-46fe-8ec8-aa8f76ce2ec4 | 2 | STAT |  | 5799 | ONS_LOCAL$BARDE_500_PM_01!PMU:ST1 |  |  | 8736f6c7-ad41-4b43-b4f6-e684e0d4ad20 |  |  | 30 | [8 empty] | 11 | [5 empty] | LOCAL$BARDE_500_PM_01!PMU-ST1 | 0.0 | 1.0 | Device statistic for Number of data quality errors reported by device during last reporting interval. | 0 | 1 | 1 |  | Any | STAT | Statistic | ST |  |  | STAT:5799 | 2021-08-03 21:03
|  |  | cbabc7ef-ec60-41e7-838d-4259b5ec3778 | 2 | STAT |  | 5800 | ONS_LOCAL$BARDE_500_PM_01!PMU:ST2 |  |  | 8736f6c7-ad41-4b43-b4f6-e684e0d4ad20 |  |  | 30 | [8 empty] | 11 | [5 empty] | LOCAL$BARDE_500_PM_01!PMU-ST2 | 0.0 | 1.0 | Device statistic for Number of time quality errors reported by device during last reporting interval. | 0 | 1 | 1 |  | Any | STAT | Statistic | ST |  |  | STAT:5800 | 2021-08-03 21:03
|  |  | 27e97f74-6477-4bc9-a86a-09635a2d8876 | 2 | STAT |  | 5801 | ONS_LOCAL$BARDE_500_PM_01!PMU:ST3 |  |  | 8736f6c7-ad41-4b43-b4f6-e684e0d4ad20 |  |  | 30 | [8 empty] | 11 | [5 empty] | LOCAL$BARDE_500_PM_01!PMU-ST3 | 0.0 | 1.0 | Device statistic for Number of device errors reported by device during last reporting interval. | 0 | 1 | 1 |  | Any | STAT | Statistic | ST |  |  | STAT:5801 | 2021-08-03 21:03
|  |  | a478160a-405a-4d9f-8666-3b153c768573 | 2 | STAT |  | 5802 | ONS_LOCAL$BARDE_500_PM_01!PMU:ST4 |  |  | 8736f6c7-ad41-4b43-b4f6-e684e0d4ad20 |  |  | 30 | [8 empty] | 11 | [5 empty] | LOCAL$BARDE_500_PM_01!PMU-ST4 | 0.0 | 1.0 | Device statistic for Number of measurements received from device during last reporting interval. | 0 | 1 | 1 |  | Any | STAT | Statistic | ST |  |  | STAT:5802 | 2021-08-03 21:03
|  |  | e0672578-7a1a-4172-918f-9fd3b80cb410 | 2 | STAT |  | 5803 | ONS_LOCAL$BARDE_500_PM_01!PMU:ST5 |  |  | 8736f6c7-ad41-4b43-b4f6-e684e0d4ad20 |  |  | 30 | [8 empty] | 11 | [5 empty] | LOCAL$BARDE_500_PM_01!PMU-ST5 | 0.0 | 1.0 | Device statistic for Expected number of measurements received from device during last reporting interval. | 0 | 1 | 1 |  | Any | STAT | Statistic | ST |  |  | STAT:5803 | 2021-08-03 21:03
|  |  | 0101a133-89e9-42b3-afe9-3eacd406183e | 2 | STAT |  | 5804 | ONS_LOCAL$BARDE_500_PM_01!PMU:ST6 |  |  | 8736f6c7-ad41-4b43-b4f6-e684e0d4ad20 |  |  | 30 | [8 empty] | 11 | [5 empty] | LOCAL$BARDE_500_PM_01!PMU-ST6 | 0.0 | 1.0 | Device statistic for Number of measurements received while device was reporting errors during last reporting interval. | 0 | 1 | 1 |  | Any | STAT | Statistic | ST |  |  | STAT:5804 | 2021-08-03 21:03
|  |  | 435a82f4-5830-43d5-aacf-cabcc0354a17 | 2 | STAT |  | 5805 | ONS_LOCAL$BARDE_500_PM_01!PMU:ST7 |  |  | 8736f6c7-ad41-4b43-b4f6-e684e0d4ad20 |  |  | 30 | [8 empty] | 11 | [5 empty] | LOCAL$BARDE_500_PM_01!PMU-ST7 | 0.0 | 1.0 | Device statistic for Number of defined measurements (per frame) from device during last reporting interval. | 0 | 1 | 1 |  | Any | STAT | Statistic | ST |  |  | STAT:5805 | 2021-08-03 21:03
|  |  | 6ed70851-a542-4c6b-8070-4225a33a775a | 2 | STAT |  | 5806 | ONS_LOCAL$MGJBA3_500_PM_01!PMU:ST1 |  |  | 8736f6c7-ad41-4b43-b4f6-e684e0d4ad20 |  |  | 30 | [8 empty] | 11 | [5 empty] | LOCAL$MGJBA3_500_PM_01!PMU-ST1 | 0.0 | 1.0 | Device statistic for Number of data quality errors reported by device during last reporting interval. | 0 | 1 | 1 |  | Any | STAT | Statistic | ST |  |  | STAT:5806 | 2021-08-03 21:03
|  |  | ec732ce0-16c6-4b04-a1f8-4685abe85efb | 2 | STAT |  | 5807 | ONS_LOCAL$MGJBA3_500_PM_01!PMU:ST2 |  |  | 8736f6c7-ad41-4b43-b4f6-e684e0d4ad20 |  |  | 30 | [8 empty] | 11 | [5 empty] | LOCAL$MGJBA3_500_PM_01!PMU-ST2 | 0.0 | 1.0 | Device statistic for Number of time quality errors reported by device during last reporting interval. | 0 | 1 | 1 |  | Any | STAT | Statistic | ST |  |  | STAT:5807 | 2021-08-03 21:03
|  |  | 0f990e2f-f49f-4764-8244-94cd3b1c48e6 | 2 | STAT |  | 5808 | ONS_LOCAL$MGJBA3_500_PM_01!PMU:ST3 |  |  | 8736f6c7-ad41-4b43-b4f6-e684e0d4ad20 |  |  | 30 | [8 empty] | 11 | [5 empty] | LOCAL$MGJBA3_500_PM_01!PMU-ST3 | 0.0 | 1.0 | Device statistic for Number of device errors reported by device during last reporting interval. | 0 | 1 | 1 |  | Any | STAT | Statistic | ST |  |  | STAT:5808 | 2021-08-03 21:03
|  |  | c123cd6d-4105-4baf-8d56-6c2591c59a66 | 2 | STAT |  | 5809 | ONS_LOCAL$MGJBA3_500_PM_01!PMU:ST4 |  |  | 8736f6c7-ad41-4b43-b4f6-e684e0d4ad20 |  |  | 30 | [8 empty] | 11 | [5 empty] | LOCAL$MGJBA3_500_PM_01!PMU-ST4 | 0.0 | 1.0 | Device statistic for Number of measurements received from device during last reporting interval. | 0 | 1 | 1 |  | Any | STAT | Statistic | ST |  |  | STAT:5809 | 2021-08-03 21:03
|  |  | babc8488-3a72-4b5e-8851-cbe53285cc16 | 2 | STAT |  | 5810 | ONS_LOCAL$MGJBA3_500_PM_01!PMU:ST5 |  |  | 8736f6c7-ad41-4b43-b4f6-e684e0d4ad20 |  |  | 30 | [8 empty] | 11 | [5 empty] | LOCAL$MGJBA3_500_PM_01!PMU-ST5 | 0.0 | 1.0 | Device statistic for Expected number of measurements received from device during last reporting interval. | 0 | 1 | 1 |  | Any | STAT | Statistic | ST |  |  | STAT:5810 | 2021-08-03 21:03
|  |  | 4b72ebf4-30ab-4b56-8318-9a1da3fadf18 | 2 | STAT |  | 5811 | ONS_LOCAL$MGJBA3_500_PM_01!PMU:ST6 |  |  | 8736f6c7-ad41-4b43-b4f6-e684e0d4ad20 |  |  | 30 | [8 empty] | 11 | [5 empty] | LOCAL$MGJBA3_500_PM_01!PMU-ST6 | 0.0 | 1.0 | Device statistic for Number of measurements received while device was reporting errors during last reporting interval. | 0 | 1 | 1 |  | Any | STAT | Statistic | ST |  |  | STAT:5811 | 2021-08-03 21:03
|  |  | 93c11886-d826-4d95-a842-d66cda97096c | 2 | STAT |  | 5812 | ONS_LOCAL$MGJBA3_500_PM_01!PMU:ST7 |  |  | 8736f6c7-ad41-4b43-b4f6-e684e0d4ad20 |  |  | 30 | [8 empty] | 11 | [5 empty] | LOCAL$MGJBA3_500_PM_01!PMU-ST7 | 0.0 | 1.0 | Device statistic for Number of defined measurements (per frame) from device during last reporting interval. | 0 | 1 | 1 |  | Any | STAT | Statistic | ST |  |  | STAT:5812 | 2021-08-03 21:03
|  |  | a356da27-5cdd-4ff5-a867-5e837dfd60c7 | 2 | STAT |  | 5813 | ONS_LOCAL$MGJBA3_500_PM_02!PMU:ST1 |  |  | 8736f6c7-ad41-4b43-b4f6-e684e0d4ad20 |  |  | 30 | [8 empty] | 11 | [5 empty] | LOCAL$MGJBA3_500_PM_02!PMU-ST1 | 0.0 | 1.0 | Device statistic for Number of data quality errors reported by device during last reporting interval. | 0 | 1 | 1 |  | Any | STAT | Statistic | ST |  |  | STAT:5813 | 2021-08-03 21:03
|  |  | b30d5dad-8924-4e81-a49e-aede83e61782 | 2 | STAT |  | 5814 | ONS_LOCAL$MGJBA3_500_PM_02!PMU:ST2 |  |  | 8736f6c7-ad41-4b43-b4f6-e684e0d4ad20 |  |  | 30 | [8 empty] | 11 | [5 empty] | LOCAL$MGJBA3_500_PM_02!PMU-ST2 | 0.0 | 1.0 | Device statistic for Number of time quality errors reported by device during last reporting interval. | 0 | 1 | 1 |  | Any | STAT | Statistic | ST |  |  | STAT:5814 | 2021-08-03 21:03
|  |  | 290a50f5-69b3-4258-a905-dcffadbf3e13 | 2 | STAT |  | 5815 | ONS_LOCAL$MGJBA3_500_PM_02!PMU:ST3 |  |  | 8736f6c7-ad41-4b43-b4f6-e684e0d4ad20 |  |  | 30 | [8 empty] | 11 | [5 empty] | LOCAL$MGJBA3_500_PM_02!PMU-ST3 | 0.0 | 1.0 | Device statistic for Number of device errors reported by device during last reporting interval. | 0 | 1 | 1 |  | Any | STAT | Statistic | ST |  |  | STAT:5815 | 2021-08-03 21:03
|  |  | f3352e79-6a86-4e88-8b06-9e04a55e763a | 2 | STAT |  | 5816 | ONS_LOCAL$MGJBA3_500_PM_02!PMU:ST4 |  |  | 8736f6c7-ad41-4b43-b4f6-e684e0d4ad20 |  |  | 30 | [8 empty] | 11 | [5 empty] | LOCAL$MGJBA3_500_PM_02!PMU-ST4 | 0.0 | 1.0 | Device statistic for Number of measurements received from device during last reporting interval. | 0 | 1 | 1 |  | Any | STAT | Statistic | ST |  |  | STAT:5816 | 2021-08-03 21:03
|  |  | 08227303-9c0c-46fc-b92f-bc493956e5e9 | 2 | STAT |  | 5817 | ONS_LOCAL$MGJBA3_500_PM_02!PMU:ST5 |  |  | 8736f6c7-ad41-4b43-b4f6-e684e0d4ad20 |  |  | 30 | [8 empty] | 11 | [5 empty] | LOCAL$MGJBA3_500_PM_02!PMU-ST5 | 0.0 | 1.0 | Device statistic for Expected number of measurements received from device during last reporting interval. | 0 | 1 | 1 |  | Any | STAT | Statistic | ST |  |  | STAT:5817 | 2021-08-03 21:03
|  |  | aeae0724-46ab-474a-98c7-3fc3f496a89c | 2 | STAT |  | 5818 | ONS_LOCAL$MGJBA3_500_PM_02!PMU:ST6 |  |  | 8736f6c7-ad41-4b43-b4f6-e684e0d4ad20 |  |  | 30 | [8 empty] | 11 | [5 empty] | LOCAL$MGJBA3_500_PM_02!PMU-ST6 | 0.0 | 1.0 | Device statistic for Number of measurements received while device was reporting errors during last reporting interval. | 0 | 1 | 1 |  | Any | STAT | Statistic | ST |  |  | STAT:5818 | 2021-08-03 21:03
|  |  | 03bb1b38-0a11-44b4-abdc-36b7dcd81899 | 2 | STAT |  | 5819 | ONS_LOCAL$MGJBA3_500_PM_02!PMU:ST7 |  |  | 8736f6c7-ad41-4b43-b4f6-e684e0d4ad20 |  |  | 30 | [8 empty] | 11 | [5 empty] | LOCAL$MGJBA3_500_PM_02!PMU-ST7 | 0.0 | 1.0 | Device statistic for Number of defined measurements (per frame) from device during last reporting interval. | 0 | 1 | 1 |  | Any | STAT | Statistic | ST |  |  | STAT:5819 | 2021-08-03 21:03
|  |  | 7268b5b1-a2ee-42d1-98f9-f157e09b1475 | 2 | STAT |  | 5820 | ONS_LOCAL$MGJBA3_500_PM_03!PMU:ST1 |  |  | 8736f6c7-ad41-4b43-b4f6-e684e0d4ad20 |  |  | 30 | [8 empty] | 11 | [5 empty] | LOCAL$MGJBA3_500_PM_03!PMU-ST1 | 0.0 | 1.0 | Device statistic for Number of data quality errors reported by device during last reporting interval. | 0 | 1 | 1 |  | Any | STAT | Statistic | ST |  |  | STAT:5820 | 2021-08-03 21:03
|  |  | 4a3afbba-3dbd-4b0a-8291-fbde5dbfbac8 | 2 | STAT |  | 5821 | ONS_LOCAL$MGJBA3_500_PM_03!PMU:ST2 |  |  | 8736f6c7-ad41-4b43-b4f6-e684e0d4ad20 |  |  | 30 | [8 empty] | 11 | [5 empty] | LOCAL$MGJBA3_500_PM_03!PMU-ST2 | 0.0 | 1.0 | Device statistic for Number of time quality errors reported by device during last reporting interval. | 0 | 1 | 1 |  | Any | STAT | Statistic | ST |  |  | STAT:5821 | 2021-08-03 21:03
|  |  | 90ce778d-bcde-4c8d-bd15-de842d02e2c2 | 2 | STAT |  | 5822 | ONS_LOCAL$MGJBA3_500_PM_03!PMU:ST3 |  |  | 8736f6c7-ad41-4b43-b4f6-e684e0d4ad20 |  |  | 30 | [8 empty] | 11 | [5 empty] | LOCAL$MGJBA3_500_PM_03!PMU-ST3 | 0.0 | 1.0 | Device statistic for Number of device errors reported by device during last reporting interval. | 0 | 1 | 1 |  | Any | STAT | Statistic | ST |  |  | STAT:5822 | 2021-08-03 21:03
|  |  | 3023ed4d-c33a-4c3e-8224-086716b0dd99 | 2 | STAT |  | 5823 | ONS_LOCAL$MGJBA3_500_PM_03!PMU:ST4 |  |  | 8736f6c7-ad41-4b43-b4f6-e684e0d4ad20 |  |  | 30 | [8 empty] | 11 | [5 empty] | LOCAL$MGJBA3_500_PM_03!PMU-ST4 | 0.0 | 1.0 | Device statistic for Number of measurements received from device during last reporting interval. | 0 | 1 | 1 |  | Any | STAT | Statistic | ST |  |  | STAT:5823 | 2021-08-03 21:03
|  |  | 92c90830-0dcd-4165-9e14-c34a772b1140 | 2 | STAT |  | 5824 | ONS_LOCAL$MGJBA3_500_PM_03!PMU:ST5 |  |  | 8736f6c7-ad41-4b43-b4f6-e684e0d4ad20 |  |  | 30 | [8 empty] | 11 | [5 empty] | LOCAL$MGJBA3_500_PM_03!PMU-ST5 | 0.0 | 1.0 | Device statistic for Expected number of measurements received from device during last reporting interval. | 0 | 1 | 1 |  | Any | STAT | Statistic | ST |  |  | STAT:5824 | 2021-08-03 21:03
|  |  | 485d828a-df9e-490f-8f83-f7101f51165f | 2 | STAT |  | 5825 | ONS_LOCAL$MGJBA3_500_PM_03!PMU:ST6 |  |  | 8736f6c7-ad41-4b43-b4f6-e684e0d4ad20 |  |  | 30 | [8 empty] | 11 | [5 empty] | LOCAL$MGJBA3_500_PM_03!PMU-ST6 | 0.0 | 1.0 | Device statistic for Number of measurements received while device was reporting errors during last reporting interval. | 0 | 1 | 1 |  | Any | STAT | Statistic | ST |  |  | STAT:5825 | 2021-08-03 21:03
|  |  | 6e45975e-b47c-46d9-b5c6-03ce913fdd8b | 2 | STAT |  | 5826 | ONS_LOCAL$MGJBA3_500_PM_03!PMU:ST7 |  |  | 8736f6c7-ad41-4b43-b4f6-e684e0d4ad20 |  |  | 30 | [8 empty] | 11 | [5 empty] | LOCAL$MGJBA3_500_PM_03!PMU-ST7 | 0.0 | 1.0 | Device statistic for Number of defined measurements (per frame) from device during last reporting interval. | 0 | 1 | 1 |  | Any | STAT | Statistic | ST |  |  | STAT:5826 | 2021-08-03 21:03
|  |  | 2b1be253-27a4-415c-acbc-97fca37dbb5b | 2 | STAT |  | 5827 | ONS_LOCAL$MGJBA3_500_PM_05!PMU:ST1 |  |  | 8736f6c7-ad41-4b43-b4f6-e684e0d4ad20 |  |  | 30 | [8 empty] | 11 | [5 empty] | LOCAL$MGJBA3_500_PM_05!PMU-ST1 | 0.0 | 1.0 | Device statistic for Number of data quality errors reported by device during last reporting interval. | 0 | 1 | 1 |  | Any | STAT | Statistic | ST |  |  | STAT:5827 | 2021-08-03 21:03
|  |  | 74679d20-03a5-4932-9a99-7b12ade2663f | 2 | STAT |  | 5828 | ONS_LOCAL$MGJBA3_500_PM_05!PMU:ST2 |  |  | 8736f6c7-ad41-4b43-b4f6-e684e0d4ad20 |  |  | 30 | [8 empty] | 11 | [5 empty] | LOCAL$MGJBA3_500_PM_05!PMU-ST2 | 0.0 | 1.0 | Device statistic for Number of time quality errors reported by device during last reporting interval. | 0 | 1 | 1 |  | Any | STAT | Statistic | ST |  |  | STAT:5828 | 2021-08-03 21:03
|  |  | d1f9c036-44f3-4c26-942d-b137a6bd77e4 | 2 | STAT |  | 5829 | ONS_LOCAL$MGJBA3_500_PM_05!PMU:ST3 |  |  | 8736f6c7-ad41-4b43-b4f6-e684e0d4ad20 |  |  | 30 | [8 empty] | 11 | [5 empty] | LOCAL$MGJBA3_500_PM_05!PMU-ST3 | 0.0 | 1.0 | Device statistic for Number of device errors reported by device during last reporting interval. | 0 | 1 | 1 |  | Any | STAT | Statistic | ST |  |  | STAT:5829 | 2021-08-03 21:03
|  |  | cce3b9eb-dbc9-408e-85af-50149d444df1 | 2 | STAT |  | 5830 | ONS_LOCAL$MGJBA3_500_PM_05!PMU:ST4 |  |  | 8736f6c7-ad41-4b43-b4f6-e684e0d4ad20 |  |  | 30 | [8 empty] | 11 | [5 empty] | LOCAL$MGJBA3_500_PM_05!PMU-ST4 | 0.0 | 1.0 | Device statistic for Number of measurements received from device during last reporting interval. | 0 | 1 | 1 |  | Any | STAT | Statistic | ST |  |  | STAT:5830 | 2021-08-03 21:03
|  |  | b3354bcb-3026-459b-8ec8-8403d220b18f | 2 | STAT |  | 5831 | ONS_LOCAL$MGJBA3_500_PM_05!PMU:ST5 |  |  | 8736f6c7-ad41-4b43-b4f6-e684e0d4ad20 |  |  | 30 | [8 empty] | 11 | [5 empty] | LOCAL$MGJBA3_500_PM_05!PMU-ST5 | 0.0 | 1.0 | Device statistic for Expected number of measurements received from device during last reporting interval. | 0 | 1 | 1 |  | Any | STAT | Statistic | ST |  |  | STAT:5831 | 2021-08-03 21:03
|  |  | 3ce5260c-c3a8-4684-b45d-992e869c93c3 | 2 | STAT |  | 5832 | ONS_LOCAL$MGJBA3_500_PM_05!PMU:ST6 |  |  | 8736f6c7-ad41-4b43-b4f6-e684e0d4ad20 |  |  | 30 | [8 empty] | 11 | [5 empty] | LOCAL$MGJBA3_500_PM_05!PMU-ST6 | 0.0 | 1.0 | Device statistic for Number of measurements received while device was reporting errors during last reporting interval. | 0 | 1 | 1 |  | Any | STAT | Statistic | ST |  |  | STAT:5832 | 2021-08-03 21:03
|  |  | 81c0bdca-de93-475b-aacc-94fec9f20b79 | 2 | STAT |  | 5833 | ONS_LOCAL$MGJBA3_500_PM_05!PMU:ST7 |  |  | 8736f6c7-ad41-4b43-b4f6-e684e0d4ad20 |  |  | 30 | [8 empty] | 11 | [5 empty] | LOCAL$MGJBA3_500_PM_05!PMU-ST7 | 0.0 | 1.0 | Device statistic for Number of defined measurements (per frame) from device during last reporting interval. | 0 | 1 | 1 |  | Any | STAT | Statistic | ST |  |  | STAT:5833 | 2021-08-03 21:03
|  |  | 620c7fe3-4663-47de-8e6c-2064476e959e | 2 | STAT |  | 5834 | ONS_LOCAL$MGJBA3_500_PM_06!PMU:ST1 |  |  | 8736f6c7-ad41-4b43-b4f6-e684e0d4ad20 |  |  | 30 | [8 empty] | 11 | [5 empty] | LOCAL$MGJBA3_500_PM_06!PMU-ST1 | 0.0 | 1.0 | Device statistic for Number of data quality errors reported by device during last reporting interval. | 0 | 1 | 1 |  | Any | STAT | Statistic | ST |  |  | STAT:5834 | 2021-08-03 21:03
|  |  | 92822d6a-2854-4d7d-a08e-3fd0f8b81055 | 2 | STAT |  | 5835 | ONS_LOCAL$MGJBA3_500_PM_06!PMU:ST2 |  |  | 8736f6c7-ad41-4b43-b4f6-e684e0d4ad20 |  |  | 30 | [8 empty] | 11 | [5 empty] | LOCAL$MGJBA3_500_PM_06!PMU-ST2 | 0.0 | 1.0 | Device statistic for Number of time quality errors reported by device during last reporting interval. | 0 | 1 | 1 |  | Any | STAT | Statistic | ST |  |  | STAT:5835 | 2021-08-03 21:03
|  |  | e1c97ed3-d5b7-4cca-83bb-63564f5ef29a | 2 | STAT |  | 5836 | ONS_LOCAL$MGJBA3_500_PM_06!PMU:ST3 |  |  | 8736f6c7-ad41-4b43-b4f6-e684e0d4ad20 |  |  | 30 | [8 empty] | 11 | [5 empty] | LOCAL$MGJBA3_500_PM_06!PMU-ST3 | 0.0 | 1.0 | Device statistic for Number of device errors reported by device during last reporting interval. | 0 | 1 | 1 |  | Any | STAT | Statistic | ST |  |  | STAT:5836 | 2021-08-03 21:03
|  |  | 1facb4ec-3797-4ca5-b65f-d89f91104719 | 2 | STAT |  | 5837 | ONS_LOCAL$MGJBA3_500_PM_06!PMU:ST4 |  |  | 8736f6c7-ad41-4b43-b4f6-e684e0d4ad20 |  |  | 30 | [8 empty] | 11 | [5 empty] | LOCAL$MGJBA3_500_PM_06!PMU-ST4 | 0.0 | 1.0 | Device statistic for Number of measurements received from device during last reporting interval. | 0 | 1 | 1 |  | Any | STAT | Statistic | ST |  |  | STAT:5837 | 2021-08-03 21:03
|  |  | ca12dc75-3638-424b-b2a4-cfaf63896305 | 2 | STAT |  | 5838 | ONS_LOCAL$MGJBA3_500_PM_06!PMU:ST5 |  |  | 8736f6c7-ad41-4b43-b4f6-e684e0d4ad20 |  |  | 30 | [8 empty] | 11 | [5 empty] | LOCAL$MGJBA3_500_PM_06!PMU-ST5 | 0.0 | 1.0 | Device statistic for Expected number of measurements received from device during last reporting interval. | 0 | 1 | 1 |  | Any | STAT | Statistic | ST |  |  | STAT:5838 | 2021-08-03 21:03
|  |  | 561099ac-9285-403b-9466-c956052418e0 | 2 | STAT |  | 5839 | ONS_LOCAL$MGJBA3_500_PM_06!PMU:ST6 |  |  | 8736f6c7-ad41-4b43-b4f6-e684e0d4ad20 |  |  | 30 | [8 empty] | 11 | [5 empty] | LOCAL$MGJBA3_500_PM_06!PMU-ST6 | 0.0 | 1.0 | Device statistic for Number of measurements received while device was reporting errors during last reporting interval. | 0 | 1 | 1 |  | Any | STAT | Statistic | ST |  |  | STAT:5839 | 2021-08-03 21:03
|  |  | e509557a-f55d-4049-9907-9e0e9802998e | 2 | STAT |  | 5840 | ONS_LOCAL$MGJBA3_500_PM_06!PMU:ST7 |  |  | 8736f6c7-ad41-4b43-b4f6-e684e0d4ad20 |  |  | 30 | [8 empty] | 11 | [5 empty] | LOCAL$MGJBA3_500_PM_06!PMU-ST7 | 0.0 | 1.0 | Device statistic for Number of defined measurements (per frame) from device during last reporting interval. | 0 | 1 | 1 |  | Any | STAT | Statistic | ST |  |  | STAT:5840 | 2021-08-03 21:03
|  |  | 7b8e4311-beb6-4be9-93da-2d4ba31699d1 | 2 | STAT |  | 5841 | ONS_LOCAL$MGPJU_500_PM_01!PMU:ST1 |  |  | 8736f6c7-ad41-4b43-b4f6-e684e0d4ad20 |  |  | 30 | [8 empty] | 11 | [5 empty] | LOCAL$MGPJU_500_PM_01!PMU-ST1 | 0.0 | 1.0 | Device statistic for Number of data quality errors reported by device during last reporting interval. | 0 | 1 | 1 |  | Any | STAT | Statistic | ST |  |  | STAT:5841 | 2021-08-03 21:03
|  |  | 4ca943bc-d5df-4538-a2c9-871bfe945d52 | 2 | STAT |  | 5842 | ONS_LOCAL$MGPJU_500_PM_01!PMU:ST2 |  |  | 8736f6c7-ad41-4b43-b4f6-e684e0d4ad20 |  |  | 30 | [8 empty] | 11 | [5 empty] | LOCAL$MGPJU_500_PM_01!PMU-ST2 | 0.0 | 1.0 | Device statistic for Number of time quality errors reported by device during last reporting interval. | 0 | 1 | 1 |  | Any | STAT | Statistic | ST |  |  | STAT:5842 | 2021-08-03 21:03
|  |  | 3c3b811c-1a46-45ed-9ed4-2dad6a81fc1c | 2 | STAT |  | 5843 | ONS_LOCAL$MGPJU_500_PM_01!PMU:ST3 |  |  | 8736f6c7-ad41-4b43-b4f6-e684e0d4ad20 |  |  | 30 | [8 empty] | 11 | [5 empty] | LOCAL$MGPJU_500_PM_01!PMU-ST3 | 0.0 | 1.0 | Device statistic for Number of device errors reported by device during last reporting interval. | 0 | 1 | 1 |  | Any | STAT | Statistic | ST |  |  | STAT:5843 | 2021-08-03 21:03
|  |  | 74e049c7-d36d-4acb-aabb-bcddbbb98c94 | 2 | STAT |  | 5844 | ONS_LOCAL$MGPJU_500_PM_01!PMU:ST4 |  |  | 8736f6c7-ad41-4b43-b4f6-e684e0d4ad20 |  |  | 30 | [8 empty] | 11 | [5 empty] | LOCAL$MGPJU_500_PM_01!PMU-ST4 | 0.0 | 1.0 | Device statistic for Number of measurements received from device during last reporting interval. | 0 | 1 | 1 |  | Any | STAT | Statistic | ST |  |  | STAT:5844 | 2021-08-03 21:03
|  |  | 14ebfdeb-ee9a-48c7-afed-657feed1826f | 2 | STAT |  | 5845 | ONS_LOCAL$MGPJU_500_PM_01!PMU:ST5 |  |  | 8736f6c7-ad41-4b43-b4f6-e684e0d4ad20 |  |  | 30 | [8 empty] | 11 | [5 empty] | LOCAL$MGPJU_500_PM_01!PMU-ST5 | 0.0 | 1.0 | Device statistic for Expected number of measurements received from device during last reporting interval. | 0 | 1 | 1 |  | Any | STAT | Statistic | ST |  |  | STAT:5845 | 2021-08-03 21:03
|  |  | d4231013-fc12-4a2a-bc4b-4c610d55d3ae | 2 | STAT |  | 5846 | ONS_LOCAL$MGPJU_500_PM_01!PMU:ST6 |  |  | 8736f6c7-ad41-4b43-b4f6-e684e0d4ad20 |  |  | 30 | [8 empty] | 11 | [5 empty] | LOCAL$MGPJU_500_PM_01!PMU-ST6 | 0.0 | 1.0 | Device statistic for Number of measurements received while device was reporting errors during last reporting interval. | 0 | 1 | 1 |  | Any | STAT | Statistic | ST |  |  | STAT:5846 | 2021-08-03 21:03
|  |  | 3343b17a-a268-418b-a452-cf9588c3357a | 2 | STAT |  | 5847 | ONS_LOCAL$MGPJU_500_PM_01!PMU:ST7 |  |  | 8736f6c7-ad41-4b43-b4f6-e684e0d4ad20 |  |  | 30 | [8 empty] | 11 | [5 empty] | LOCAL$MGPJU_500_PM_01!PMU-ST7 | 0.0 | 1.0 | Device statistic for Number of defined measurements (per frame) from device during last reporting interval. | 0 | 1 | 1 |  | Any | STAT | Statistic | ST |  |  | STAT:5847 | 2021-08-03 21:03
|  |  | 014a1750-0ee1-4b5e-90f1-b7ae177c1cd8 | 2 | STAT |  | 5848 | ONS_LOCAL$MGPJU_500_PM_02!PMU:ST1 |  |  | 8736f6c7-ad41-4b43-b4f6-e684e0d4ad20 |  |  | 30 | [8 empty] | 11 | [5 empty] | LOCAL$MGPJU_500_PM_02!PMU-ST1 | 0.0 | 1.0 | Device statistic for Number of data quality errors reported by device during last reporting interval. | 0 | 1 | 1 |  | Any | STAT | Statistic | ST |  |  | STAT:5848 | 2021-08-03 21:03
|  |  | cfe2919e-74e1-4fa2-b26f-8d9f1726927a | 2 | STAT |  | 5849 | ONS_LOCAL$MGPJU_500_PM_02!PMU:ST2 |  |  | 8736f6c7-ad41-4b43-b4f6-e684e0d4ad20 |  |  | 30 | [8 empty] | 11 | [5 empty] | LOCAL$MGPJU_500_PM_02!PMU-ST2 | 0.0 | 1.0 | Device statistic for Number of time quality errors reported by device during last reporting interval. | 0 | 1 | 1 |  | Any | STAT | Statistic | ST |  |  | STAT:5849 | 2021-08-03 21:03
|  |  | 091712b2-a411-45e0-b2c8-0e10dfecb9f0 | 2 | STAT |  | 5850 | ONS_LOCAL$MGPJU_500_PM_02!PMU:ST3 |  |  | 8736f6c7-ad41-4b43-b4f6-e684e0d4ad20 |  |  | 30 | [8 empty] | 11 | [5 empty] | LOCAL$MGPJU_500_PM_02!PMU-ST3 | 0.0 | 1.0 | Device statistic for Number of device errors reported by device during last reporting interval. | 0 | 1 | 1 |  | Any | STAT | Statistic | ST |  |  | STAT:5850 | 2021-08-03 21:03
|  |  | 3e6d8042-e3ba-4f9b-92db-ca3323b7ef73 | 2 | STAT |  | 5851 | ONS_LOCAL$MGPJU_500_PM_02!PMU:ST4 |  |  | 8736f6c7-ad41-4b43-b4f6-e684e0d4ad20 |  |  | 30 | [8 empty] | 11 | [5 empty] | LOCAL$MGPJU_500_PM_02!PMU-ST4 | 0.0 | 1.0 | Device statistic for Number of measurements received from device during last reporting interval. | 0 | 1 | 1 |  | Any | STAT | Statistic | ST |  |  | STAT:5851 | 2021-08-03 21:03
|  |  | 3a836162-af37-4486-a84c-cbc0a8393ad0 | 2 | STAT |  | 5852 | ONS_LOCAL$MGPJU_500_PM_02!PMU:ST5 |  |  | 8736f6c7-ad41-4b43-b4f6-e684e0d4ad20 |  |  | 30 | [8 empty] | 11 | [5 empty] | LOCAL$MGPJU_500_PM_02!PMU-ST5 | 0.0 | 1.0 | Device statistic for Expected number of measurements received from device during last reporting interval. | 0 | 1 | 1 |  | Any | STAT | Statistic | ST |  |  | STAT:5852 | 2021-08-03 21:03
|  |  | ce4119ec-990b-4144-a8d9-d47ac158b43d | 2 | STAT |  | 5853 | ONS_LOCAL$MGPJU_500_PM_02!PMU:ST6 |  |  | 8736f6c7-ad41-4b43-b4f6-e684e0d4ad20 |  |  | 30 | [8 empty] | 11 | [5 empty] | LOCAL$MGPJU_500_PM_02!PMU-ST6 | 0.0 | 1.0 | Device statistic for Number of measurements received while device was reporting errors during last reporting interval. | 0 | 1 | 1 |  | Any | STAT | Statistic | ST |  |  | STAT:5853 | 2021-08-03 21:03
|  |  | 7f9f3904-6114-4140-85c6-3f1fba4feb6d | 2 | STAT |  | 5854 | ONS_LOCAL$MGPJU_500_PM_02!PMU:ST7 |  |  | 8736f6c7-ad41-4b43-b4f6-e684e0d4ad20 |  |  | 30 | [8 empty] | 11 | [5 empty] | LOCAL$MGPJU_500_PM_02!PMU-ST7 | 0.0 | 1.0 | Device statistic for Number of defined measurements (per frame) from device during last reporting interval. | 0 | 1 | 1 |  | Any | STAT | Statistic | ST |  |  | STAT:5854 | 2021-08-03 21:03
|  |  | 4905e913-e947-4d12-b5c4-ec5ea5de8047 | 2 | STAT |  | 5855 | ONS_LOCAL$PAMTB_500_PM_01!PMU:ST1 |  |  | 8736f6c7-ad41-4b43-b4f6-e684e0d4ad20 |  |  | 30 | [8 empty] | 11 | [5 empty] | LOCAL$PAMTB_500_PM_01!PMU-ST1 | 0.0 | 1.0 | Device statistic for Number of data quality errors reported by device during last reporting interval. | 0 | 1 | 1 |  | Any | STAT | Statistic | ST |  |  | STAT:5855 | 2021-08-03 21:03
|  |  | 41dd537a-fb4a-4c96-ae8a-356efbfa63e4 | 2 | STAT |  | 5856 | ONS_LOCAL$PAMTB_500_PM_01!PMU:ST2 |  |  | 8736f6c7-ad41-4b43-b4f6-e684e0d4ad20 |  |  | 30 | [8 empty] | 11 | [5 empty] | LOCAL$PAMTB_500_PM_01!PMU-ST2 | 0.0 | 1.0 | Device statistic for Number of time quality errors reported by device during last reporting interval. | 0 | 1 | 1 |  | Any | STAT | Statistic | ST |  |  | STAT:5856 | 2021-08-03 21:03
|  |  | e2df4d5a-c4c5-4d93-be1d-237d5a2e94bd | 2 | STAT |  | 5857 | ONS_LOCAL$PAMTB_500_PM_01!PMU:ST3 |  |  | 8736f6c7-ad41-4b43-b4f6-e684e0d4ad20 |  |  | 30 | [8 empty] | 11 | [5 empty] | LOCAL$PAMTB_500_PM_01!PMU-ST3 | 0.0 | 1.0 | Device statistic for Number of device errors reported by device during last reporting interval. | 0 | 1 | 1 |  | Any | STAT | Statistic | ST |  |  | STAT:5857 | 2021-08-03 21:03
|  |  | f799884e-2f68-4a4c-9411-ea6f21d2e505 | 2 | STAT |  | 5858 | ONS_LOCAL$PAMTB_500_PM_01!PMU:ST4 |  |  | 8736f6c7-ad41-4b43-b4f6-e684e0d4ad20 |  |  | 30 | [8 empty] | 11 | [5 empty] | LOCAL$PAMTB_500_PM_01!PMU-ST4 | 0.0 | 1.0 | Device statistic for Number of measurements received from device during last reporting interval. | 0 | 1 | 1 |  | Any | STAT | Statistic | ST |  |  | STAT:5858 | 2021-08-03 21:03
|  |  | 748767b1-1a23-4a26-8d57-f1439fb8058c | 2 | STAT |  | 5859 | ONS_LOCAL$PAMTB_500_PM_01!PMU:ST5 |  |  | 8736f6c7-ad41-4b43-b4f6-e684e0d4ad20 |  |  | 30 | [8 empty] | 11 | [5 empty] | LOCAL$PAMTB_500_PM_01!PMU-ST5 | 0.0 | 1.0 | Device statistic for Expected number of measurements received from device during last reporting interval. | 0 | 1 | 1 |  | Any | STAT | Statistic | ST |  |  | STAT:5859 | 2021-08-03 21:03
|  |  | 2201f4dd-0c36-4ca4-a6da-68e2e6e95303 | 2 | STAT |  | 5860 | ONS_LOCAL$PAMTB_500_PM_01!PMU:ST6 |  |  | 8736f6c7-ad41-4b43-b4f6-e684e0d4ad20 |  |  | 30 | [8 empty] | 11 | [5 empty] | LOCAL$PAMTB_500_PM_01!PMU-ST6 | 0.0 | 1.0 | Device statistic for Number of measurements received while device was reporting errors during last reporting interval. | 0 | 1 | 1 |  | Any | STAT | Statistic | ST |  |  | STAT:5860 | 2021-08-03 21:03
|  |  | ae573633-c6fa-4c9c-bc4d-b2b1ac4f460a | 2 | STAT |  | 5861 | ONS_LOCAL$PAMTB_500_PM_01!PMU:ST7 |  |  | 8736f6c7-ad41-4b43-b4f6-e684e0d4ad20 |  |  | 30 | [8 empty] | 11 | [5 empty] | LOCAL$PAMTB_500_PM_01!PMU-ST7 | 0.0 | 1.0 | Device statistic for Number of defined measurements (per frame) from device during last reporting interval. | 0 | 1 | 1 |  | Any | STAT | Statistic | ST |  |  | STAT:5861 | 2021-08-03 21:03
|  |  | 83579b9b-635a-437f-b9da-6fb83921dccf | 2 | STAT |  | 5862 | ONS_LOCAL$PAMTB_500_PM_02!PMU:ST1 |  |  | 8736f6c7-ad41-4b43-b4f6-e684e0d4ad20 |  |  | 30 | [8 empty] | 11 | [5 empty] | LOCAL$PAMTB_500_PM_02!PMU-ST1 | 0.0 | 1.0 | Device statistic for Number of data quality errors reported by device during last reporting interval. | 0 | 1 | 1 |  | Any | STAT | Statistic | ST |  |  | STAT:5862 | 2021-08-03 21:03
|  |  | d47f5ae6-2843-4d86-a2d6-083fa689a4a5 | 2 | STAT |  | 5863 | ONS_LOCAL$PAMTB_500_PM_02!PMU:ST2 |  |  | 8736f6c7-ad41-4b43-b4f6-e684e0d4ad20 |  |  | 30 | [8 empty] | 11 | [5 empty] | LOCAL$PAMTB_500_PM_02!PMU-ST2 | 0.0 | 1.0 | Device statistic for Number of time quality errors reported by device during last reporting interval. | 0 | 1 | 1 |  | Any | STAT | Statistic | ST |  |  | STAT:5863 | 2021-08-03 21:03
|  |  | f2e63f4b-3053-415c-93bd-9b28d9505599 | 2 | STAT |  | 5864 | ONS_LOCAL$PAMTB_500_PM_02!PMU:ST3 |  |  | 8736f6c7-ad41-4b43-b4f6-e684e0d4ad20 |  |  | 30 | [8 empty] | 11 | [5 empty] | LOCAL$PAMTB_500_PM_02!PMU-ST3 | 0.0 | 1.0 | Device statistic for Number of device errors reported by device during last reporting interval. | 0 | 1 | 1 |  | Any | STAT | Statistic | ST |  |  | STAT:5864 | 2021-08-03 21:03
|  |  | ceba0c3e-2de8-4801-9842-af96c609ba21 | 2 | STAT |  | 5865 | ONS_LOCAL$PAMTB_500_PM_02!PMU:ST4 |  |  | 8736f6c7-ad41-4b43-b4f6-e684e0d4ad20 |  |  | 30 | [8 empty] | 11 | [5 empty] | LOCAL$PAMTB_500_PM_02!PMU-ST4 | 0.0 | 1.0 | Device statistic for Number of measurements received from device during last reporting interval. | 0 | 1 | 1 |  | Any | STAT | Statistic | ST |  |  | STAT:5865 | 2021-08-03 21:03
|  |  | 07efa524-6bbf-494a-9570-8f302794e843 | 2 | STAT |  | 5866 | ONS_LOCAL$PAMTB_500_PM_02!PMU:ST5 |  |  | 8736f6c7-ad41-4b43-b4f6-e684e0d4ad20 |  |  | 30 | [8 empty] | 11 | [5 empty] | LOCAL$PAMTB_500_PM_02!PMU-ST5 | 0.0 | 1.0 | Device statistic for Expected number of measurements received from device during last reporting interval. | 0 | 1 | 1 |  | Any | STAT | Statistic | ST |  |  | STAT:5866 | 2021-08-03 21:03
|  |  | 684ca890-598d-4549-b1fc-41eebd97a758 | 2 | STAT |  | 5867 | ONS_LOCAL$PAMTB_500_PM_02!PMU:ST6 |  |  | 8736f6c7-ad41-4b43-b4f6-e684e0d4ad20 |  |  | 30 | [8 empty] | 11 | [5 empty] | LOCAL$PAMTB_500_PM_02!PMU-ST6 | 0.0 | 1.0 | Device statistic for Number of measurements received while device was reporting errors during last reporting interval. | 0 | 1 | 1 |  | Any | STAT | Statistic | ST |  |  | STAT:5867 | 2021-08-03 21:03
|  |  | ce157a70-1bab-44ea-92da-0dd1e14bf5ae | 2 | STAT |  | 5868 | ONS_LOCAL$PAMTB_500_PM_02!PMU:ST7 |  |  | 8736f6c7-ad41-4b43-b4f6-e684e0d4ad20 |  |  | 30 | [8 empty] | 11 | [5 empty] | LOCAL$PAMTB_500_PM_02!PMU-ST7 | 0.0 | 1.0 | Device statistic for Number of defined measurements (per frame) from device during last reporting interval. | 0 | 1 | 1 |  | Any | STAT | Statistic | ST |  |  | STAT:5868 | 2021-08-03 21:03
|  |  | bb06833d-32b6-4135-9c97-15f3e4541caf | 2 | STAT |  | 5869 | ONS_LOCAL$PAMTB_500_PM_03!PMU:ST1 |  |  | 8736f6c7-ad41-4b43-b4f6-e684e0d4ad20 |  |  | 30 | [8 empty] | 11 | [5 empty] | LOCAL$PAMTB_500_PM_03!PMU-ST1 | 0.0 | 1.0 | Device statistic for Number of data quality errors reported by device during last reporting interval. | 0 | 1 | 1 |  | Any | STAT | Statistic | ST |  |  | STAT:5869 | 2021-08-03 21:03
|  |  | bd78bad1-ca1c-4856-967d-0c962377b054 | 2 | STAT |  | 5870 | ONS_LOCAL$PAMTB_500_PM_03!PMU:ST2 |  |  | 8736f6c7-ad41-4b43-b4f6-e684e0d4ad20 |  |  | 30 | [8 empty] | 11 | [5 empty] | LOCAL$PAMTB_500_PM_03!PMU-ST2 | 0.0 | 1.0 | Device statistic for Number of time quality errors reported by device during last reporting interval. | 0 | 1 | 1 |  | Any | STAT | Statistic | ST |  |  | STAT:5870 | 2021-08-03 21:03
|  |  | 04fd15d4-dd4d-4f9d-9e0d-af7ed8cfb44c | 2 | STAT |  | 5871 | ONS_LOCAL$PAMTB_500_PM_03!PMU:ST3 |  |  | 8736f6c7-ad41-4b43-b4f6-e684e0d4ad20 |  |  | 30 | [8 empty] | 11 | [5 empty] | LOCAL$PAMTB_500_PM_03!PMU-ST3 | 0.0 | 1.0 | Device statistic for Number of device errors reported by device during last reporting interval. | 0 | 1 | 1 |  | Any | STAT | Statistic | ST |  |  | STAT:5871 | 2021-08-03 21:03
|  |  | e9df1ecc-7566-4462-9c0f-67cf8be1453d | 2 | STAT |  | 5872 | ONS_LOCAL$PAMTB_500_PM_03!PMU:ST4 |  |  | 8736f6c7-ad41-4b43-b4f6-e684e0d4ad20 |  |  | 30 | [8 empty] | 11 | [5 empty] | LOCAL$PAMTB_500_PM_03!PMU-ST4 | 0.0 | 1.0 | Device statistic for Number of measurements received from device during last reporting interval. | 0 | 1 | 1 |  | Any | STAT | Statistic | ST |  |  | STAT:5872 | 2021-08-03 21:03
|  |  | 72223ca9-14d7-4cfb-b516-b220d152727f | 2 | STAT |  | 5873 | ONS_LOCAL$PAMTB_500_PM_03!PMU:ST5 |  |  | 8736f6c7-ad41-4b43-b4f6-e684e0d4ad20 |  |  | 30 | [8 empty] | 11 | [5 empty] | LOCAL$PAMTB_500_PM_03!PMU-ST5 | 0.0 | 1.0 | Device statistic for Expected number of measurements received from device during last reporting interval. | 0 | 1 | 1 |  | Any | STAT | Statistic | ST |  |  | STAT:5873 | 2021-08-03 21:03
|  |  | 8f7baddb-5bca-4f13-9cd5-59d3fefd89d0 | 2 | STAT |  | 5874 | ONS_LOCAL$PAMTB_500_PM_03!PMU:ST6 |  |  | 8736f6c7-ad41-4b43-b4f6-e684e0d4ad20 |  |  | 30 | [8 empty] | 11 | [5 empty] | LOCAL$PAMTB_500_PM_03!PMU-ST6 | 0.0 | 1.0 | Device statistic for Number of measurements received while device was reporting errors during last reporting interval. | 0 | 1 | 1 |  | Any | STAT | Statistic | ST |  |  | STAT:5874 | 2021-08-03 21:03
|  |  | 252d528d-ecbc-4775-ba4a-f8128ae48a86 | 2 | STAT |  | 5875 | ONS_LOCAL$PAMTB_500_PM_03!PMU:ST7 |  |  | 8736f6c7-ad41-4b43-b4f6-e684e0d4ad20 |  |  | 30 | [8 empty] | 11 | [5 empty] | LOCAL$PAMTB_500_PM_03!PMU-ST7 | 0.0 | 1.0 | Device statistic for Number of defined measurements (per frame) from device during last reporting interval. | 0 | 1 | 1 |  | Any | STAT | Statistic | ST |  |  | STAT:5875 | 2021-08-03 21:03
|  |  | 4525ca6c-44b6-4e26-8f2a-1026ae92d977 | 2 | STAT |  | 5876 | ONS_LOCAL$PAVC_500_PM_02!PMU:ST1 |  |  | 8736f6c7-ad41-4b43-b4f6-e684e0d4ad20 |  |  | 30 | [8 empty] | 11 | [5 empty] | LOCAL$PAVC_500_PM_02!PMU-ST1 | 0.0 | 1.0 | Device statistic for Number of data quality errors reported by device during last reporting interval. | 0 | 1 | 1 |  | Any | STAT | Statistic | ST |  |  | STAT:5876 | 2021-08-03 21:03
|  |  | 9f06eedb-4711-4a39-93f7-3d2cc01e61cb | 2 | STAT |  | 5877 | ONS_LOCAL$PAVC_500_PM_02!PMU:ST2 |  |  | 8736f6c7-ad41-4b43-b4f6-e684e0d4ad20 |  |  | 30 | [8 empty] | 11 | [5 empty] | LOCAL$PAVC_500_PM_02!PMU-ST2 | 0.0 | 1.0 | Device statistic for Number of time quality errors reported by device during last reporting interval. | 0 | 1 | 1 |  | Any | STAT | Statistic | ST |  |  | STAT:5877 | 2021-08-03 21:03
|  |  | 543765b1-5acb-48c7-a412-00ef075ac35a | 2 | STAT |  | 5878 | ONS_LOCAL$PAVC_500_PM_02!PMU:ST3 |  |  | 8736f6c7-ad41-4b43-b4f6-e684e0d4ad20 |  |  | 30 | [8 empty] | 11 | [5 empty] | LOCAL$PAVC_500_PM_02!PMU-ST3 | 0.0 | 1.0 | Device statistic for Number of device errors reported by device during last reporting interval. | 0 | 1 | 1 |  | Any | STAT | Statistic | ST |  |  | STAT:5878 | 2021-08-03 21:03
|  |  | a5b045c8-9345-477e-b2fb-772d2f81d741 | 2 | STAT |  | 5879 | ONS_LOCAL$PAVC_500_PM_02!PMU:ST4 |  |  | 8736f6c7-ad41-4b43-b4f6-e684e0d4ad20 |  |  | 30 | [8 empty] | 11 | [5 empty] | LOCAL$PAVC_500_PM_02!PMU-ST4 | 0.0 | 1.0 | Device statistic for Number of measurements received from device during last reporting interval. | 0 | 1 | 1 |  | Any | STAT | Statistic | ST |  |  | STAT:5879 | 2021-08-03 21:03
|  |  | f51f1954-d54d-43be-8b34-9f49dd353cd5 | 2 | STAT |  | 5880 | ONS_LOCAL$PAVC_500_PM_02!PMU:ST5 |  |  | 8736f6c7-ad41-4b43-b4f6-e684e0d4ad20 |  |  | 30 | [8 empty] | 11 | [5 empty] | LOCAL$PAVC_500_PM_02!PMU-ST5 | 0.0 | 1.0 | Device statistic for Expected number of measurements received from device during last reporting interval. | 0 | 1 | 1 |  | Any | STAT | Statistic | ST |  |  | STAT:5880 | 2021-08-03 21:03
|  |  | e637a78b-b050-45fa-900a-cdf66e77d6bf | 2 | STAT |  | 5881 | ONS_LOCAL$PAVC_500_PM_02!PMU:ST6 |  |  | 8736f6c7-ad41-4b43-b4f6-e684e0d4ad20 |  |  | 30 | [8 empty] | 11 | [5 empty] | LOCAL$PAVC_500_PM_02!PMU-ST6 | 0.0 | 1.0 | Device statistic for Number of measurements received while device was reporting errors during last reporting interval. | 0 | 1 | 1 |  | Any | STAT | Statistic | ST |  |  | STAT:5881 | 2021-08-03 21:03
|  |  | a2bb0603-79f3-446b-aeea-ebd7bf4c701a | 2 | STAT |  | 5882 | ONS_LOCAL$PAVC_500_PM_02!PMU:ST7 |  |  | 8736f6c7-ad41-4b43-b4f6-e684e0d4ad20 |  |  | 30 | [8 empty] | 11 | [5 empty] | LOCAL$PAVC_500_PM_02!PMU-ST7 | 0.0 | 1.0 | Device statistic for Number of defined measurements (per frame) from device during last reporting interval. | 0 | 1 | 1 |  | Any | STAT | Statistic | ST |  |  | STAT:5882 | 2021-08-03 21:03
|  |  | 5aa0dd29-61bb-4d2b-a9b7-943d83a8be2b | 2 | STAT |  | 5883 | ONS_LOCAL$PIQND_500_PM_01!PMU:ST1 |  |  | 8736f6c7-ad41-4b43-b4f6-e684e0d4ad20 |  |  | 30 | [8 empty] | 11 | [5 empty] | LOCAL$PIQND_500_PM_01!PMU-ST1 | 0.0 | 1.0 | Device statistic for Number of data quality errors reported by device during last reporting interval. | 0 | 1 | 1 |  | Any | STAT | Statistic | ST |  |  | STAT:5883 | 2021-08-03 21:03
|  |  | 76908235-934f-4979-9071-3a26db2debab | 2 | STAT |  | 5884 | ONS_LOCAL$PIQND_500_PM_01!PMU:ST2 |  |  | 8736f6c7-ad41-4b43-b4f6-e684e0d4ad20 |  |  | 30 | [8 empty] | 11 | [5 empty] | LOCAL$PIQND_500_PM_01!PMU-ST2 | 0.0 | 1.0 | Device statistic for Number of time quality errors reported by device during last reporting interval. | 0 | 1 | 1 |  | Any | STAT | Statistic | ST |  |  | STAT:5884 | 2021-08-03 21:03
|  |  | d1ec4d87-d395-4891-884f-9cebe7a2f0a4 | 2 | STAT |  | 5885 | ONS_LOCAL$PIQND_500_PM_01!PMU:ST3 |  |  | 8736f6c7-ad41-4b43-b4f6-e684e0d4ad20 |  |  | 30 | [8 empty] | 11 | [5 empty] | LOCAL$PIQND_500_PM_01!PMU-ST3 | 0.0 | 1.0 | Device statistic for Number of device errors reported by device during last reporting interval. | 0 | 1 | 1 |  | Any | STAT | Statistic | ST |  |  | STAT:5885 | 2021-08-03 21:03
|  |  | 5f0df866-8ba7-4efd-883b-d8fea6a249b1 | 2 | STAT |  | 5886 | ONS_LOCAL$PIQND_500_PM_01!PMU:ST4 |  |  | 8736f6c7-ad41-4b43-b4f6-e684e0d4ad20 |  |  | 30 | [8 empty] | 11 | [5 empty] | LOCAL$PIQND_500_PM_01!PMU-ST4 | 0.0 | 1.0 | Device statistic for Number of measurements received from device during last reporting interval. | 0 | 1 | 1 |  | Any | STAT | Statistic | ST |  |  | STAT:5886 | 2021-08-03 21:03
|  |  | 0cdecadb-394e-4ba8-846a-9d4730b14198 | 2 | STAT |  | 5887 | ONS_LOCAL$PIQND_500_PM_01!PMU:ST5 |  |  | 8736f6c7-ad41-4b43-b4f6-e684e0d4ad20 |  |  | 30 | [8 empty] | 11 | [5 empty] | LOCAL$PIQND_500_PM_01!PMU-ST5 | 0.0 | 1.0 | Device statistic for Expected number of measurements received from device during last reporting interval. | 0 | 1 | 1 |  | Any | STAT | Statistic | ST |  |  | STAT:5887 | 2021-08-03 21:03
|  |  | 47f69bb8-e040-4cf9-9257-01bbfcf87962 | 2 | STAT |  | 5888 | ONS_LOCAL$PIQND_500_PM_01!PMU:ST6 |  |  | 8736f6c7-ad41-4b43-b4f6-e684e0d4ad20 |  |  | 30 | [8 empty] | 11 | [5 empty] | LOCAL$PIQND_500_PM_01!PMU-ST6 | 0.0 | 1.0 | Device statistic for Number of measurements received while device was reporting errors during last reporting interval. | 0 | 1 | 1 |  | Any | STAT | Statistic | ST |  |  | STAT:5888 | 2021-08-03 21:03
|  |  | 6c165207-9e65-4516-9da7-5a7315a3d429 | 2 | STAT |  | 5889 | ONS_LOCAL$PIQND_500_PM_01!PMU:ST7 |  |  | 8736f6c7-ad41-4b43-b4f6-e684e0d4ad20 |  |  | 30 | [8 empty] | 11 | [5 empty] | LOCAL$PIQND_500_PM_01!PMU-ST7 | 0.0 | 1.0 | Device statistic for Number of defined measurements (per frame) from device during last reporting interval. | 0 | 1 | 1 |  | Any | STAT | Statistic | ST |  |  | STAT:5889 | 2021-08-03 21:03
|  |  | 12755d2e-4854-4d6d-be55-a625656543f6 | 2 | STAT |  | 5890 | ONS_LOCAL$TOCO_500_PM_05!PMU:ST1 |  |  | 8736f6c7-ad41-4b43-b4f6-e684e0d4ad20 |  |  | 30 | [8 empty] | 11 | [5 empty] | LOCAL$TOCO_500_PM_05!PMU-ST1 | 0.0 | 1.0 | Device statistic for Number of data quality errors reported by device during last reporting interval. | 0 | 1 | 1 |  | Any | STAT | Statistic | ST |  |  | STAT:5890 | 2021-08-03 21:03
|  |  | da025af6-b574-435f-a98e-a79f44e9880c | 2 | STAT |  | 5891 | ONS_LOCAL$TOCO_500_PM_05!PMU:ST2 |  |  | 8736f6c7-ad41-4b43-b4f6-e684e0d4ad20 |  |  | 30 | [8 empty] | 11 | [5 empty] | LOCAL$TOCO_500_PM_05!PMU-ST2 | 0.0 | 1.0 | Device statistic for Number of time quality errors reported by device during last reporting interval. | 0 | 1 | 1 |  | Any | STAT | Statistic | ST |  |  | STAT:5891 | 2021-08-03 21:03
|  |  | 2a3b611f-0d1a-4e80-ac53-7179f3d6fcff | 2 | STAT |  | 5892 | ONS_LOCAL$TOCO_500_PM_05!PMU:ST3 |  |  | 8736f6c7-ad41-4b43-b4f6-e684e0d4ad20 |  |  | 30 | [8 empty] | 11 | [5 empty] | LOCAL$TOCO_500_PM_05!PMU-ST3 | 0.0 | 1.0 | Device statistic for Number of device errors reported by device during last reporting interval. | 0 | 1 | 1 |  | Any | STAT | Statistic | ST |  |  | STAT:5892 | 2021-08-03 21:03
|  |  | c3d47806-2324-4dc1-9b48-b41d316426fd | 2 | STAT |  | 5893 | ONS_LOCAL$TOCO_500_PM_05!PMU:ST4 |  |  | 8736f6c7-ad41-4b43-b4f6-e684e0d4ad20 |  |  | 30 | [8 empty] | 11 | [5 empty] | LOCAL$TOCO_500_PM_05!PMU-ST4 | 0.0 | 1.0 | Device statistic for Number of measurements received from device during last reporting interval. | 0 | 1 | 1 |  | Any | STAT | Statistic | ST |  |  | STAT:5893 | 2021-08-03 21:03
|  |  | 102c72b2-daf9-451b-b757-524c3a04c7a2 | 2 | STAT |  | 5894 | ONS_LOCAL$TOCO_500_PM_05!PMU:ST5 |  |  | 8736f6c7-ad41-4b43-b4f6-e684e0d4ad20 |  |  | 30 | [8 empty] | 11 | [5 empty] | LOCAL$TOCO_500_PM_05!PMU-ST5 | 0.0 | 1.0 | Device statistic for Expected number of measurements received from device during last reporting interval. | 0 | 1 | 1 |  | Any | STAT | Statistic | ST |  |  | STAT:5894 | 2021-08-03 21:03
|  |  | 2642e525-454c-437e-9151-25e2cad5b8f8 | 2 | STAT |  | 5895 | ONS_LOCAL$TOCO_500_PM_05!PMU:ST6 |  |  | 8736f6c7-ad41-4b43-b4f6-e684e0d4ad20 |  |  | 30 | [8 empty] | 11 | [5 empty] | LOCAL$TOCO_500_PM_05!PMU-ST6 | 0.0 | 1.0 | Device statistic for Number of measurements received while device was reporting errors during last reporting interval. | 0 | 1 | 1 |  | Any | STAT | Statistic | ST |  |  | STAT:5895 | 2021-08-03 21:03
|  |  | eb386666-e46c-4d97-85a7-5e5abf567e5e | 2 | STAT |  | 5896 | ONS_LOCAL$TOCO_500_PM_05!PMU:ST7 |  |  | 8736f6c7-ad41-4b43-b4f6-e684e0d4ad20 |  |  | 30 | [8 empty] | 11 | [5 empty] | LOCAL$TOCO_500_PM_05!PMU-ST7 | 0.0 | 1.0 | Device statistic for Number of defined measurements (per frame) from device during last reporting interval. | 0 | 1 | 1 |  | Any | STAT | Statistic | ST |  |  | STAT:5896 | 2021-08-03 21:03
|  |  | 1cd21dc4-dd20-4d6f-9b98-103c1eb645e7 | 1 | PPA | ArchiveDirectories={D:\openHistorian\Archive
|  |  | cc3d0629-907a-4e44-8bb3-657ee01c4225 | 1 | PPA | ArchiveDirectories={D:\openHistorian\Archive
|  |  | 952bf3de-f839-4d1e-beab-bf7db24b78a8 | 1 | PPA | ArchiveDirectories={D:\openHistorian\Archive
|  |  | 30192725-bc99-4a7d-a766-807ff44e103f | 1 | PPA | ArchiveDirectories={D:\openHistorian\Archive
|  |  | a04063eb-02ed-41ec-a2f0-cf7934360a74 | 1 | PPA | ArchiveDirectories={D:\openHistorian\Archive
|  |  | b0f07a7f-6e20-49f3-9436-f6f01fdc2a9a | 1 | PPA | ArchiveDirectories={D:\openHistorian\Archive
|  |  | 1b1ffdc1-8864-4535-aaf8-48833c2e5d4d | 1 | PPA | ArchiveDirectories={D:\openHistorian\Archive
|  |  | 0659f4c4-d5be-4a40-982a-9b60229673fd | 1 | PPA | ArchiveDirectories={D:\openHistorian\Archive
|  |  | 5bc1c9fd-0f18-4c5c-a857-1be422f4bcf1 | 1 | PPA | ArchiveDirectories={D:\openHistorian\Archive
|  |  | bf4ca586-9c73-468a-b481-209d2f2b4b6c | 1 | PPA | ArchiveDirectories={D:\openHistorian\Archive
|  |  | 8a20d43e-a9d3-4fd6-9676-2089bceb7c74 | 1 | PPA | ArchiveDirectories={D:\openHistorian\Archive
|  |  | ba3419d4-9e4e-440c-8358-91c6005e3936 | 1 | PPA | ArchiveDirectories={D:\openHistorian\Archive
|  |  | d5b4a515-fbce-4d10-9139-387b0ff82106 | 1 | PPA | ArchiveDirectories={D:\openHistorian\Archive
|  |  | 33f9e1da-61b0-4e75-880e-747bb195a6c6 | 1 | PPA | ArchiveDirectories={D:\openHistorian\Archive
|  |  | 5ef307c1-6c56-47a1-9216-6f0cd08c7dc7 | 1 | PPA | ArchiveDirectories={D:\openHistorian\Archive
|  |  | 7498a894-bd0f-4d92-ba30-8d5c5af6245f | 1 | PPA | ArchiveDirectories={D:\openHistorian\Archive
|  |  | c9a28ef9-312a-43f9-95cf-ee60aaa2ac1a | 1 | PPA | ArchiveDirectories={D:\openHistorian\Archive
|  |  | b350db25-6607-46db-a1d7-8ae12187c1cb | 1 | PPA | ArchiveDirectories={D:\openHistorian\Archive
|  |  | 152f225c-a760-4bf9-8a2a-3f61eccd54a4 | 1 | PPA | ArchiveDirectories={D:\openHistorian\Archive
|  |  | ee84575d-4b9d-4f6d-8122-243ae42b5971 | 1 | PPA | ArchiveDirectories={D:\openHistorian\Archive
|  |  | bcb97215-86c7-4823-8940-8a2287e45652 | 1 | PPA | ArchiveDirectories={D:\openHistorian\Archive
|  |  | 24f0a143-0e96-4b1e-83fa-582027e2a8c9 | 1 | PPA | ArchiveDirectories={D:\openHistorian\Archive
|  |  | 8660f96c-fd2c-4de4-806f-d16454492ec3 | 1 | PPA | ArchiveDirectories={D:\openHistorian\Archive
|  |  | d2f639e1-93b6-4833-a333-ab1ed8bbb82b | 1 | PPA | ArchiveDirectories={D:\openHistorian\Archive
|  |  | e10bb869-6269-419a-880e-eca1c4650dd1 | 1 | PPA | ArchiveDirectories={D:\openHistorian\Archive
|  |  | 0878e6da-b7af-49af-9191-4e4340feb81c | 1 | PPA | ArchiveDirectories={D:\openHistorian\Archive
|  |  | f07be558-8088-4cd7-917c-e7781cfb5509 | 1 | PPA | ArchiveDirectories={D:\openHistorian\Archive
|  |  | 0c1f047f-f2e6-4599-b10c-a0867fad2119 | 1 | PPA | ArchiveDirectories={D:\openHistorian\Archive
|  |  | 8cb43fe2-59d2-4f49-8f54-f9a114b2a2f6 | 1 | PPA | ArchiveDirectories={D:\openHistorian\Archive
|  |  | 039d9237-8057-401c-86c8-94eaf56f121f | 1 | PPA | ArchiveDirectories={D:\openHistorian\Archive
|  |  | bdfb893a-9e97-4d34-b2a1-44209cb173af | 1 | PPA | ArchiveDirectories={D:\openHistorian\Archive
|  |  | b9cea146-dc42-4d62-82d5-83a40be98374 | 1 | PPA | ArchiveDirectories={D:\openHistorian\Archive
|  |  | 2f33eafb-138a-4ded-9b43-dc7a97d0882f | 1 | PPA | ArchiveDirectories={D:\openHistorian\Archive
|  |  | e67e67fd-860f-4d9e-9f96-96baa6b134dd | 1 | PPA | ArchiveDirectories={D:\openHistorian\Archive
|  |  | 5ce3b43d-4aac-4c72-abea-543c399392ac | 1 | PPA | ArchiveDirectories={D:\openHistorian\Archive
|  |  | c5481ae2-035e-4b03-9bb3-9bbef6de3a0b | 1 | PPA | ArchiveDirectories={D:\openHistorian\Archive
|  |  | 53edee84-5580-4e00-bc31-81108ba8ac2a | 1 | PPA | ArchiveDirectories={D:\openHistorian\Archive
|  |  | 592bd6ee-5890-4a29-bd1d-66c0449d12bf | 1 | PPA | ArchiveDirectories={D:\openHistorian\Archive
|  |  | 4a406842-8da0-4fc7-bcca-a4dd0178fc34 | 1 | PPA | ArchiveDirectories={D:\openHistorian\Archive
|  |  | 370f31c0-7832-4849-a170-eaaac6a4a6e6 | 1 | PPA | ArchiveDirectories={D:\openHistorian\Archive
|  |  | 94955616-c7bb-4c1c-bb35-f60d84384bcb | 1 | PPA | ArchiveDirectories={D:\openHistorian\Archive
|  |  | 5f3207dd-97f3-42b7-8eb2-3452fa9c9d70 | 1 | PPA | ArchiveDirectories={D:\openHistorian\Archive
|  |  | 7a818824-e83d-4b34-9c7c-3807a17528f4 | 1 | PPA | ArchiveDirectories={D:\openHistorian\Archive
|  |  | ee969eef-3bd4-4f5d-bc14-d656d2c959b1 | 1 | PPA | ArchiveDirectories={D:\openHistorian\Archive
|  |  | 0ec68784-f904-4fb6-bc1d-7af026d0fc56 | 1 | PPA | ArchiveDirectories={D:\openHistorian\Archive
|  |  | fb965b2e-7609-4b33-9561-409175e9b124 | 1 | PPA | ArchiveDirectories={D:\openHistorian\Archive
|  |  | 20160e56-9bc9-4de6-b9c3-cabd6ca78b00 | 1 | PPA | ArchiveDirectories={D:\openHistorian\Archive
|  |  | f18da057-3374-497e-87ff-609f5bdc1e51 | 1 | PPA | ArchiveDirectories={D:\openHistorian\Archive
|  |  | a7d1c4fd-c718-41eb-940a-92cd0a687d6d | 1 | PPA | ArchiveDirectories={D:\openHistorian\Archive
|  |  | 9598dd59-9586-490f-8c0e-6eb2ca54b381 | 1 | PPA | ArchiveDirectories={D:\openHistorian\Archive
|  |  | 6e57aea1-2c3f-4768-9def-956e10a18f5c | 1 | PPA | ArchiveDirectories={D:\openHistorian\Archive
|  |  | b828ba2c-5914-4c50-a2a8-797b4c86876b | 1 | PPA | ArchiveDirectories={D:\openHistorian\Archive
|  |  | 034302a6-444c-4ba8-8ec6-5040d27bd34b | 1 | PPA | ArchiveDirectories={D:\openHistorian\Archive
|  |  | 7fc53877-b1df-4696-ae0e-adf668d23c68 | 1 | PPA | ArchiveDirectories={D:\openHistorian\Archive
|  |  | 879e1345-1562-458c-ae7f-c816b2d133d4 | 1 | PPA | ArchiveDirectories={D:\openHistorian\Archive
|  |  | a5ff072d-72a7-4c80-b986-1eda3b2d4dfd | 1 | PPA | ArchiveDirectories={D:\openHistorian\Archive
|  |  | 12d99188-34c0-44e5-99c5-560075325b41 | 1 | PPA | ArchiveDirectories={D:\openHistorian\Archive
|  |  | edce1b77-4b22-4c94-9529-9aa7888864c9 | 1 | PPA | ArchiveDirectories={D:\openHistorian\Archive
|  |  | 36da0c16-c71c-4e96-a585-f725ee527d3c | 1 | PPA | ArchiveDirectories={D:\openHistorian\Archive
|  |  | 4ab7cf82-3094-499b-bd78-464b983e889a | 1 | PPA | ArchiveDirectories={D:\openHistorian\Archive
|  |  | 12fcc1cf-a6c6-4c54-9acc-a53dabbc6400 | 1 | PPA | ArchiveDirectories={D:\openHistorian\Archive
|  |  | bcc69394-17ad-4db0-99f6-ef12c8d3e987 | 1 | PPA | ArchiveDirectories={D:\openHistorian\Archive
|  |  | 84eadf6e-be9f-47f8-844c-c41e2e9190ad | 1 | PPA | ArchiveDirectories={D:\openHistorian\Archive
|  |  | 00de9c89-ce84-4d95-8f1d-2df30f8cc711 | 1 | PPA | ArchiveDirectories={D:\openHistorian\Archive
|  |  | 1f2c885b-8b2e-40c6-b919-8a9dce03e6db | 1 | PPA | ArchiveDirectories={D:\openHistorian\Archive
|  |  | 5bb7ddb3-42d6-4961-94c2-372689ae358c | 1 | PPA | ArchiveDirectories={D:\openHistorian\Archive
|  |  | d4e212e9-8ba5-4751-bb6d-fd603af50d13 | 1 | PPA | ArchiveDirectories={D:\openHistorian\Archive
|  |  | 1fcfdb8a-6e96-4035-b3f3-ddf5adb347ec | 1 | PPA | ArchiveDirectories={D:\openHistorian\Archive
|  |  | cabf4af4-3d42-4909-9da3-6273b4dd5833 | 1 | PPA | ArchiveDirectories={D:\openHistorian\Archive
|  |  | f8ac3158-d467-4477-bb27-9cb936a8a944 | 1 | PPA | ArchiveDirectories={D:\openHistorian\Archive
|  |  | dbe5e7e7-403f-4ea2-bda0-2dac143ffe17 | 1 | PPA | ArchiveDirectories={D:\openHistorian\Archive
|  |  | 61b072f0-c65e-4380-90d3-bddaaa1e468d | 1 | PPA | ArchiveDirectories={D:\openHistorian\Archive
|  |  | 7ef496fb-20d8-4690-9f77-4332f83690c6 | 1 | PPA | ArchiveDirectories={D:\openHistorian\Archive
|  |  | 27c2d7fd-4ec0-46ce-a1ac-729d13d444ed | 1 | PPA | ArchiveDirectories={D:\openHistorian\Archive
|  |  | f34fa714-c02f-497e-8db5-7107d2319c49 | 1 | PPA | ArchiveDirectories={D:\openHistorian\Archive
|  |  | 4cdf5862-f7e3-4997-96ac-acc92b570081 | 1 | PPA | ArchiveDirectories={D:\openHistorian\Archive
|  |  | b9fbc192-6b89-4086-89eb-25bddea5ac86 | 1 | PPA | ArchiveDirectories={D:\openHistorian\Archive
|  |  | 87695921-ef45-4e38-96d8-d95de251f91e | 1 | PPA | ArchiveDirectories={D:\openHistorian\Archive
|  |  | 51295461-be4a-4bc6-86e9-1f2eee94ef58 | 1 | PPA | ArchiveDirectories={D:\openHistorian\Archive
|  |  | 9d4e2d19-2f52-43c8-b2e7-76a58e79d071 | 1 | PPA | ArchiveDirectories={D:\openHistorian\Archive
|  |  | a6537220-cbf1-4ce1-86a3-46da66e5c1db | 1 | PPA | ArchiveDirectories={D:\openHistorian\Archive
|  |  | c1ff6b78-8180-4b6d-b7d3-fd25dcfbeb35 | 1 | PPA | ArchiveDirectories={D:\openHistorian\Archive
|  |  | 3ab0a851-9145-40c8-b535-394b2065d5c5 | 1 | PPA | ArchiveDirectories={D:\openHistorian\Archive
|  |  | 499307ec-5fc6-4eb1-a240-b3de0e4bb9e7 | 1 | PPA | ArchiveDirectories={D:\openHistorian\Archive
|  |  | 4446f8c0-f320-4adc-968d-18c81ecf6e25 | 1 | PPA | ArchiveDirectories={D:\openHistorian\Archive
|  |  | 98bce961-1f57-4266-a4b9-f3ea76c69d29 | 1 | PPA | ArchiveDirectories={D:\openHistorian\Archive
|  |  | 7f0fb737-b16b-4b5c-8f10-b3c66bcd6cec | 1 | PPA | ArchiveDirectories={D:\openHistorian\Archive
|  |  | ccc9e36e-dfb1-44a2-aed8-faa5f3da7579 | 1 | PPA | ArchiveDirectories={D:\openHistorian\Archive
|  |  | 3396f00d-0d35-432c-9583-ab1d9809b679 | 1 | PPA | ArchiveDirectories={D:\openHistorian\Archive
|  |  | 678a9a21-8b8d-4026-a723-36bd8d0a7a2e | 1 | PPA | ArchiveDirectories={D:\openHistorian\Archive
|  |  | 16dc41f0-6e6d-4944-b208-2c2bf828cb49 | 1 | PPA | ArchiveDirectories={D:\openHistorian\Archive
|  |  | 437feea1-45ec-4342-9da6-361523464cd0 | 1 | PPA | ArchiveDirectories={D:\openHistorian\Archive
|  |  | 74b07d59-4a2b-4690-992c-02be71984e16 | 1 | PPA | ArchiveDirectories={D:\openHistorian\Archive
|  |  | cd80bc4a-ecb0-4a32-90a1-273ae5624f9a | 1 | PPA | ArchiveDirectories={D:\openHistorian\Archive
|  |  | e9951a25-7e6d-4124-988a-edea436277a5 | 1 | PPA | ArchiveDirectories={D:\openHistorian\Archive
|  |  | d4cf5b85-25a3-4d03-b093-d4af17bab171 | 1 | PPA | ArchiveDirectories={D:\openHistorian\Archive
|  |  | b50b2242-2578-44ec-b3d5-53ee8403b138 | 1 | PPA | ArchiveDirectories={D:\openHistorian\Archive
|  |  | fa495400-6e57-449e-bec9-ed5f0d0717ee | 1 | PPA | ArchiveDirectories={D:\openHistorian\Archive
|  |  | 0ea152fd-9836-4e20-ae2e-488a7124ac20 | 1 | PPA | ArchiveDirectories={D:\openHistorian\Archive
|  |  | 855bd979-5854-45f6-b7c4-cc7e577f4be1 | 1 | PPA | ArchiveDirectories={D:\openHistorian\Archive
|  |  | 181e3b76-8ae8-4283-99a5-92011d2ac3b0 | 1 | PPA | ArchiveDirectories={D:\openHistorian\Archive
|  |  | 3c9dfb9b-bfe9-40df-a0b8-15ecb051bb28 | 1 | PPA | ArchiveDirectories={D:\openHistorian\Archive
|  |  | 15039105-bad9-40a2-81a4-e93125f62fe3 | 1 | PPA | ArchiveDirectories={D:\openHistorian\Archive
|  |  | 86ad73e5-1f92-44fc-9df2-68297481f6da | 1 | PPA | ArchiveDirectories={D:\openHistorian\Archive
|  |  | beabaf02-a079-43a7-a858-a6b8645d394e | 1 | PPA | ArchiveDirectories={D:\openHistorian\Archive
|  |  | 3fa1b7b5-f1af-418f-b523-bfbcdbdae4fe | 1 | PPA | ArchiveDirectories={D:\openHistorian\Archive
|  |  | 9d3995ac-f2f0-4216-9b06-65807978e266 | 1 | PPA | ArchiveDirectories={D:\openHistorian\Archive
|  |  | 2056d6a3-ca81-4be8-9626-4a654c54d1cc | 1 | PPA | ArchiveDirectories={D:\openHistorian\Archive
|  |  | 1f79b81b-1afb-41dc-8596-c67cb3898e3a | 1 | PPA | ArchiveDirectories={D:\openHistorian\Archive
|  |  | 55ff672a-7c91-49b3-bc4e-39c37a6dde87 | 1 | PPA | ArchiveDirectories={D:\openHistorian\Archive
|  |  | 8a20e780-7080-4f87-a7b1-d37f80a36e5b | 1 | PPA | ArchiveDirectories={D:\openHistorian\Archive
|  |  | f36e63ec-8959-4e9c-ad61-989494a22aaa | 1 | PPA | ArchiveDirectories={D:\openHistorian\Archive
|  |  | 26f2e797-acb3-4607-8ed9-b55d21eb4e79 | 1 | PPA | ArchiveDirectories={D:\openHistorian\Archive
|  |  | 738a0106-e98e-4795-88e3-6dda7628a9c9 | 1 | PPA | ArchiveDirectories={D:\openHistorian\Archive
|  |  | a0f88171-8f68-438a-8a38-5c0bf5cba05a | 1 | PPA | ArchiveDirectories={D:\openHistorian\Archive
|  |  | c665435a-09b3-413a-aaac-6fbcd8929993 | 1 | PPA | ArchiveDirectories={D:\openHistorian\Archive
|  |  | 154aeb91-9731-408f-83d1-4f16159a75e1 | 1 | PPA | ArchiveDirectories={D:\openHistorian\Archive
|  |  | 30ccf2df-81df-4b70-8b48-460349e1b97e | 1 | PPA | ArchiveDirectories={D:\openHistorian\Archive
|  |  | 9c68a12e-72bc-432c-8bfb-666baadd9cd1 | 1 | PPA | ArchiveDirectories={D:\openHistorian\Archive
|  |  | 0ac556e2-0a3f-4ec8-afb6-68db84a9a3df | 1 | PPA | ArchiveDirectories={D:\openHistorian\Archive
|  |  | f5a72319-0933-4384-a9cc-89e6149c7a80 | 1 | PPA | ArchiveDirectories={D:\openHistorian\Archive
|  |  | ee277579-e3b6-4e52-8d90-a24e0b75a77c | 1 | PPA | ArchiveDirectories={D:\openHistorian\Archive
|  |  | 15768635-ef11-4eb3-9037-4d2f6a454633 | 1 | PPA | ArchiveDirectories={D:\openHistorian\Archive
|  |  | d1ffe521-006f-4fcd-9b97-3c5b86766a54 | 1 | PPA | ArchiveDirectories={D:\openHistorian\Archive
|  |  | 84f08e6d-ee9d-49ab-8449-347618c16eaf | 1 | PPA | ArchiveDirectories={D:\openHistorian\Archive
|  |  | 0e61fe6c-9a8c-45ea-a9d8-4587849f3dcb | 1 | PPA | ArchiveDirectories={D:\openHistorian\Archive
|  |  | f4a0e13d-e09f-40ab-b96c-aa0ac4b5fc9f | 1 | PPA | ArchiveDirectories={D:\openHistorian\Archive
|  |  | d7223465-c441-4359-b6c4-5900af299353 | 1 | PPA | ArchiveDirectories={D:\openHistorian\Archive
|  |  | a13c4f05-8968-4266-93d4-46bdb8fea41c | 1 | PPA | ArchiveDirectories={D:\openHistorian\Archive
|  |  | 942d5a31-7f3a-473c-b3cd-cf596f19052e | 1 | PPA | ArchiveDirectories={D:\openHistorian\Archive
|  |  | 31822aec-5f2c-45e8-a05f-367a1f7a735d | 1 | PPA | ArchiveDirectories={D:\openHistorian\Archive
|  |  | b443eeea-2543-4b24-bfcc-2832b36afc40 | 1 | PPA | ArchiveDirectories={D:\openHistorian\Archive
|  |  | 32f58de6-b37c-47a0-bd95-770ae91964a1 | 1 | PPA | ArchiveDirectories={D:\openHistorian\Archive
|  |  | 906d17b0-6090-409f-9516-f7db6e58e0cc | 1 | PPA | ArchiveDirectories={D:\openHistorian\Archive
|  |  | d7a8db15-afea-40b8-b5ff-d564b32f0a2f | 1 | PPA | ArchiveDirectories={D:\openHistorian\Archive
|  |  | e6365452-432a-44f5-8c4d-8a11a15028b0 | 1 | PPA | ArchiveDirectories={D:\openHistorian\Archive
|  |  | 2a48c066-542c-42c7-8ca6-53f5f4a66b9e | 1 | PPA | ArchiveDirectories={D:\openHistorian\Archive
|  |  | 64c80977-b42c-4af0-8999-209b3b7f6c45 | 1 | PPA | ArchiveDirectories={D:\openHistorian\Archive
|  |  | 4eb3d943-8a8f-49b4-8ec1-4c82eb0a994f | 1 | PPA | ArchiveDirectories={D:\openHistorian\Archive
|  |  | aa9b7bfd-e174-43d6-947c-bd5dc7552eb0 | 1 | PPA | ArchiveDirectories={D:\openHistorian\Archive
|  |  | 5c41d9cf-096f-44ea-81f9-78e9a84b36c4 | 1 | PPA | ArchiveDirectories={D:\openHistorian\Archive
|  |  | 0f0c36f8-03b5-461d-9c50-960bae31df1f | 1 | PPA | ArchiveDirectories={D:\openHistorian\Archive
|  |  | fe330781-772d-4b69-b0a0-b618aa172f17 | 1 | PPA | ArchiveDirectories={D:\openHistorian\Archive
|  |  | dd82e8e7-f318-4432-a1cc-2e3ed3cc50cf | 1 | PPA | ArchiveDirectories={D:\openHistorian\Archive
|  |  | f8d02568-1767-494e-a787-0b35f9b966f8 | 1 | PPA | ArchiveDirectories={D:\openHistorian\Archive
|  |  | 8b2afa69-4de4-43ff-a988-03491ac3f233 | 1 | PPA | ArchiveDirectories={D:\openHistorian\Archive
|  |  | ccb28083-dbf3-4930-99b3-78501766a37f | 1 | PPA | ArchiveDirectories={D:\openHistorian\Archive
|  |  | 47e15826-cc22-4d5d-baa8-2eb7da5121b4 | 1 | PPA | ArchiveDirectories={D:\openHistorian\Archive
|  |  | 97d566b3-e639-43ea-9bfd-d08489c11579 | 1 | PPA | ArchiveDirectories={D:\openHistorian\Archive
|  |  | 260134c1-4a1e-40e8-814b-a93ee241889a | 1 | PPA | ArchiveDirectories={D:\openHistorian\Archive
|  |  | 293eca2a-7795-43a6-8215-f8219fb6008a | 1 | PPA | ArchiveDirectories={D:\openHistorian\Archive
|  |  | 0611c90b-fcc9-4cd8-bcd6-01f33547b423 | 1 | PPA | ArchiveDirectories={D:\openHistorian\Archive
|  |  | 3e9c6e1a-20ad-4e97-b654-567cfdfa3346 | 1 | PPA | ArchiveDirectories={D:\openHistorian\Archive
|  |  | 3a5431df-4637-41ae-a30a-5799e4cb844d | 1 | PPA | ArchiveDirectories={D:\openHistorian\Archive
|  |  | 205f941b-468c-4d28-83b6-4b3d217498cc | 1 | PPA | ArchiveDirectories={D:\openHistorian\Archive
|  |  | ba7d70e9-e0cd-4501-98c6-455f42ac8f7e | 1 | PPA | ArchiveDirectories={D:\openHistorian\Archive
|  |  | 8d907e3d-eb1b-4e3c-b228-87d6734dd07d | 1 | PPA | ArchiveDirectories={D:\openHistorian\Archive
|  |  | 110f49d7-7ae0-44b4-8e31-1499fbcc2a50 | 1 | PPA | ArchiveDirectories={D:\openHistorian\Archive
|  |  | e0e3d88b-3060-41ed-a89c-28f5a8b0315b | 1 | PPA | ArchiveDirectories={D:\openHistorian\Archive
|  |  | a3d97d20-9be8-41a9-aa92-11ab81c1eae5 | 1 | PPA | ArchiveDirectories={D:\openHistorian\Archive
|  |  | 959e62ac-961f-4704-b9f4-764bdff0afb8 | 1 | PPA | ArchiveDirectories={D:\openHistorian\Archive
|  |  | e0d5e2f2-93e4-4919-8586-d4267c178331 | 1 | PPA | ArchiveDirectories={D:\openHistorian\Archive
|  |  | a7aa4dcc-d539-4f26-81a4-7c58379e0eab | 1 | PPA | ArchiveDirectories={D:\openHistorian\Archive
|  |  | 65eaa926-7da4-4357-a41c-385489192159 | 1 | PPA | ArchiveDirectories={D:\openHistorian\Archive
|  |  | f9cc5deb-04af-49ab-a379-26c4b7acbfaa | 1 | PPA | ArchiveDirectories={D:\openHistorian\Archive
|  |  | f6f35558-dd9c-4585-b014-791e9ae285a9 | 1 | PPA | ArchiveDirectories={D:\openHistorian\Archive
|  |  | b52a57ea-15d3-4631-8b2e-72931a2265a3 | 1 | PPA | ArchiveDirectories={D:\openHistorian\Archive
|  |  | af42c175-38e1-4c31-976d-801e14475b18 | 1 | PPA | ArchiveDirectories={D:\openHistorian\Archive
|  |  | 8b3a5ca3-cbfe-4bc2-86c6-939d5feb1561 | 1 | PPA | ArchiveDirectories={D:\openHistorian\Archive
|  |  | cbe0bf25-5f6f-442d-b936-6b4a90e8b1bb | 1 | PPA | ArchiveDirectories={D:\openHistorian\Archive
|  |  | 5926cdf2-146e-4629-929b-bcc642a6ad23 | 1 | PPA | ArchiveDirectories={D:\openHistorian\Archive
|  |  | f6042f6e-bb69-4d27-bd41-9522ec0993a7 | 1 | PPA | ArchiveDirectories={D:\openHistorian\Archive
|  |  | 87e24029-d1b5-46c1-8e23-3565442e7cf9 | 1 | PPA | ArchiveDirectories={D:\openHistorian\Archive
|  |  | 1a65a763-4663-42af-8865-81c06cf9ccc9 | 1 | PPA | ArchiveDirectories={D:\openHistorian\Archive
|  |  | 538eb6d6-b2e2-4024-bb36-e52444ea4f2f | 1 | PPA | ArchiveDirectories={D:\openHistorian\Archive
|  |  | 8abd3a7f-cc79-4c2d-88c0-ecaa2f9a77d7 | 1 | PPA | ArchiveDirectories={D:\openHistorian\Archive
|  |  | 4372ca29-18e0-4911-a117-103331eb60d2 | 1 | PPA | ArchiveDirectories={D:\openHistorian\Archive
|  |  | f8821591-ca70-4d97-b503-c473863c04d0 | 1 | PPA | ArchiveDirectories={D:\openHistorian\Archive
|  |  | 5861d70b-25db-4bd0-9c95-dd2be90efdaa | 1 | PPA | ArchiveDirectories={D:\openHistorian\Archive
|  |  | 224aa403-a78a-40eb-b47f-fe228b12f1be | 1 | PPA | ArchiveDirectories={D:\openHistorian\Archive
|  |  | 0d524721-ccc4-4fa4-a2d4-affa4fd75714 | 1 | PPA | ArchiveDirectories={D:\openHistorian\Archive
|  |  | 255027be-37eb-4a7b-ab77-e0eb1df8b1a8 | 1 | PPA | ArchiveDirectories={D:\openHistorian\Archive
|  |  | 049673dd-4592-4f98-a7d3-b1e9f824df4b | 1 | PPA | ArchiveDirectories={D:\openHistorian\Archive
|  |  | 3465a82e-2074-449a-b118-e22b0672bf7e | 1 | PPA | ArchiveDirectories={D:\openHistorian\Archive
|  |  | b5b0a7a8-25c5-4756-97a9-ca259f150ddf | 1 | PPA | ArchiveDirectories={D:\openHistorian\Archive
|  |  | e80241b0-dc34-4321-8acd-7a4c2c5087d9 | 1 | PPA | ArchiveDirectories={D:\openHistorian\Archive
|  |  | 1b7c7613-0c36-4461-99cf-28fd6c220b8c | 1 | PPA | ArchiveDirectories={D:\openHistorian\Archive
|  |  | 211e8c8b-8b1e-4911-95e8-cda0edc0b1ab | 1 | PPA | ArchiveDirectories={D:\openHistorian\Archive
|  |  | ae8a387e-4c02-4e38-871c-c2b58c127045 | 1 | PPA | ArchiveDirectories={D:\openHistorian\Archive
|  |  | 67f6126d-884b-46f2-b0ca-238ffbbbaa7d | 1 | PPA | ArchiveDirectories={D:\openHistorian\Archive
|  |  | f252bd80-f939-4e4a-bd48-122e379c3efe | 1 | PPA | ArchiveDirectories={D:\openHistorian\Archive
|  |  | fe437a4a-a210-4d0b-804c-531a9db820f5 | 1 | PPA | ArchiveDirectories={D:\openHistorian\Archive
|  |  | 458f70f4-4948-4dca-9549-1a7bf438e0db | 1 | PPA | ArchiveDirectories={D:\openHistorian\Archive
|  |  | 988602cc-37b3-420f-a5f3-f9d657b61674 | 1 | PPA | ArchiveDirectories={D:\openHistorian\Archive
|  |  | a0117666-b40c-4ed9-ae7a-0756d1d423b1 | 1 | PPA | ArchiveDirectories={D:\openHistorian\Archive
|  |  | 5a2fb9c1-904c-469e-ad5d-ed637ed7a8f0 | 1 | PPA | ArchiveDirectories={D:\openHistorian\Archive
|  |  | b6b194b6-3739-49cb-94e0-49b162a04ea2 | 1 | PPA | ArchiveDirectories={D:\openHistorian\Archive
|  |  | 36288c35-1cd4-4fd6-aada-97a6f69c1d7e | 1 | PPA | ArchiveDirectories={D:\openHistorian\Archive
|  |  | dbb0ad43-4238-4a20-a36c-4a66b0a713db | 1 | PPA | ArchiveDirectories={D:\openHistorian\Archive
|  |  | 8bff4fe5-76ce-4610-b94c-9b3435dc570f | 1 | PPA | ArchiveDirectories={D:\openHistorian\Archive
|  |  | 19568742-5fa1-4a36-8dc1-8c40825f7acf | 1 | PPA | ArchiveDirectories={D:\openHistorian\Archive
|  |  | d0dfb1d9-e31c-4fab-a7b0-392427835541 | 1 | PPA | ArchiveDirectories={D:\openHistorian\Archive
|  |  | 9488e727-a320-449a-80c6-bb44f936bdbb | 1 | PPA | ArchiveDirectories={D:\openHistorian\Archive
|  |  | aeb0de21-f5fa-46f7-a077-48a5865af4a0 | 1 | PPA | ArchiveDirectories={D:\openHistorian\Archive
|  |  | f5eaeb0f-99ca-4ea2-b2d4-71240bd0be91 | 1 | PPA | ArchiveDirectories={D:\openHistorian\Archive
|  |  | f9682e92-d19f-45ff-857f-9111f44ce991 | 1 | PPA | ArchiveDirectories={D:\openHistorian\Archive
|  |  | 496dc07a-3d7a-4bae-8ba7-7f2c7e604f78 | 1 | PPA | ArchiveDirectories={D:\openHistorian\Archive
|  |  | 0866ad0d-a349-408f-afba-c62f2bdad684 | 1 | PPA | ArchiveDirectories={D:\openHistorian\Archive
|  |  | 4ab124a6-57ac-4fcf-99a3-d5a3555bcb92 | 1 | PPA | ArchiveDirectories={D:\openHistorian\Archive
|  |  | 285f8fb3-ac0a-4418-862e-bca852548424 | 1 | PPA | ArchiveDirectories={D:\openHistorian\Archive
|  |  | 94c16293-85c9-4e20-ab86-d4e6fdf9f667 | 1 | PPA | ArchiveDirectories={D:\openHistorian\Archive
|  |  | 232d206a-04a1-4e34-95b4-4191f86d4656 | 1 | PPA | ArchiveDirectories={D:\openHistorian\Archive
|  |  | 9ff7a579-d833-4a0e-9055-212b58adfef0 | 1 | PPA | ArchiveDirectories={D:\openHistorian\Archive
|  |  | a95610fa-d47c-4bc6-8fe3-ab168e1a9604 | 1 | PPA | ArchiveDirectories={D:\openHistorian\Archive
|  |  | 27250694-80fc-405e-b6f3-0955c58c6d22 | 1 | PPA | ArchiveDirectories={D:\openHistorian\Archive
|  |  | b969807e-8488-47ad-9aa0-e3943a4d75bc | 1 | PPA | ArchiveDirectories={D:\openHistorian\Archive
|  |  | 70e7b98f-4ecd-485c-beb4-63706329e4eb | 1 | PPA | ArchiveDirectories={D:\openHistorian\Archive
|  |  | d396b351-d6e8-4f24-a808-bc87d08e4b49 | 1 | PPA | ArchiveDirectories={D:\openHistorian\Archive
|  |  | 46fe90d7-234b-4e71-8386-4ebf4f76eb04 | 1 | PPA | ArchiveDirectories={D:\openHistorian\Archive
|  |  | f77c39de-8de1-4e1a-a57e-045eafa57b5c | 1 | PPA | ArchiveDirectories={D:\openHistorian\Archive
|  |  | 8ac584e4-7f5c-485c-be9b-fcad3ed83823 | 1 | PPA | ArchiveDirectories={D:\openHistorian\Archive
|  |  | d08cd1c0-e21a-46a7-b3d7-87f190d59398 | 1 | PPA | ArchiveDirectories={D:\openHistorian\Archive
|  |  | 94b5d727-860a-4fc2-849f-d668615f50e5 | 1 | PPA | ArchiveDirectories={D:\openHistorian\Archive
|  |  | a513ba47-f503-4baf-a9cc-9714d141e2b9 | 1 | PPA | ArchiveDirectories={D:\openHistorian\Archive
|  |  | e13e219f-3257-478c-98c0-cfaf1d7d8a8d | 1 | PPA | ArchiveDirectories={D:\openHistorian\Archive
|  |  | 23c729c0-d127-48d8-ba53-dde0b7044cdc | 1 | PPA | ArchiveDirectories={D:\openHistorian\Archive
|  |  | 1c6cf852-1643-44a9-bc10-6019eaeef750 | 1 | PPA | ArchiveDirectories={D:\openHistorian\Archive
|  |  | 6fac7c1f-f496-467b-8acd-fdc947792ae6 | 1 | PPA | ArchiveDirectories={D:\openHistorian\Archive
|  |  | c2c65666-814b-43e4-b101-5a62c063e96f | 1 | PPA | ArchiveDirectories={D:\openHistorian\Archive
|  |  | 5e1f4262-e5eb-49ed-94f0-d558b7980394 | 1 | PPA | ArchiveDirectories={D:\openHistorian\Archive
|  |  | 0c772fca-87b0-4b23-8412-c6d692da28af | 1 | PPA | ArchiveDirectories={D:\openHistorian\Archive
|  |  | b8647b47-1b1e-450b-a14f-8c418d6731d0 | 1 | PPA | ArchiveDirectories={D:\openHistorian\Archive
|  |  | 5c554871-0186-423a-9dc3-9cfe3ec5a7b3 | 1 | PPA | ArchiveDirectories={D:\openHistorian\Archive
|  |  | 29063bd5-acb1-4cc2-8b39-0cdb6256f351 | 1 | PPA | ArchiveDirectories={D:\openHistorian\Archive
|  |  | d5c02661-242f-40ae-b6f4-d28028b49b45 | 1 | PPA | ArchiveDirectories={D:\openHistorian\Archive
|  |  | a4ce21b7-8648-495f-97fa-f8449843a610 | 1 | PPA | ArchiveDirectories={D:\openHistorian\Archive
|  |  | c5431ce8-be1b-4f3b-ae06-702d40abfd3b | 1 | PPA | ArchiveDirectories={D:\openHistorian\Archive
|  |  | 70ee7c0b-b136-48b9-8a95-5ff12c81b9f7 | 1 | PPA | ArchiveDirectories={D:\openHistorian\Archive
|  |  | ca827ee4-cf40-4443-9981-7a3ca561f7b8 | 1 | PPA | ArchiveDirectories={D:\openHistorian\Archive
|  |  | 436e57ae-c202-4568-8549-335a35844c55 | 1 | PPA | ArchiveDirectories={D:\openHistorian\Archive
|  |  | 97c8ad62-677d-46dc-b8bd-50e60d345d25 | 1 | PPA | ArchiveDirectories={D:\openHistorian\Archive
|  |  | e8844454-f483-420e-b247-18be42c551a3 | 1 | PPA | ArchiveDirectories={D:\openHistorian\Archive
|  |  | c751bb30-15d4-40dd-88ce-eff1d2a214bb | 1 | PPA | ArchiveDirectories={D:\openHistorian\Archive
|  |  | 30b005e2-860e-426f-b3f0-92da7499ed4e | 1 | PPA | ArchiveDirectories={D:\openHistorian\Archive
|  |  | 76e14910-3f84-4e1d-bc22-c7717a429b0c | 1 | PPA | ArchiveDirectories={D:\openHistorian\Archive
|  |  | c7dd0cdd-37c3-43c7-9b4b-bf01f604abce | 1 | PPA | ArchiveDirectories={D:\openHistorian\Archive
|  |  | 1ba47425-d415-4352-8daa-9d2feb079190 | 1 | PPA | ArchiveDirectories={D:\openHistorian\Archive
|  |  | 241ed409-cbd8-480a-876d-cb06c3fbb813 | 1 | PPA | ArchiveDirectories={D:\openHistorian\Archive
|  |  | cf8f5d14-c39d-42c0-b2f5-389b84f66b72 | 1 | PPA | ArchiveDirectories={D:\openHistorian\Archive
|  |  | e66d270f-8d41-4257-a90f-e7f94eb2d29e | 1 | PPA | ArchiveDirectories={D:\openHistorian\Archive
|  |  | cb73ef40-a524-4624-aa03-0b54b1c6b5e1 | 1 | PPA | ArchiveDirectories={D:\openHistorian\Archive
|  |  | 74945eb5-eb1d-466f-accb-c946d7a64c6b | 1 | PPA | ArchiveDirectories={D:\openHistorian\Archive
|  |  | 9f43cc20-bdd8-40d5-974b-ed23d0641934 | 1 | PPA | ArchiveDirectories={D:\openHistorian\Archive
|  |  | a4224978-69e2-428a-8646-8fa372df2123 | 1 | PPA | ArchiveDirectories={D:\openHistorian\Archive
|  |  | ce076dbb-c948-43bc-9a13-74ab0e6ac73d | 1 | PPA | ArchiveDirectories={D:\openHistorian\Archive
|  |  | 4bee4eed-7ddf-42ce-bd32-cd4ce56e5ad4 | 1 | PPA | ArchiveDirectories={D:\openHistorian\Archive
|  |  | 20eaedd8-f692-48a6-b1bf-f5c2a84a439d | 1 | PPA | ArchiveDirectories={D:\openHistorian\Archive
|  |  | f198b905-e099-4ca4-bfeb-f93100008b94 | 1 | PPA | ArchiveDirectories={D:\openHistorian\Archive
|  |  | 4cb4cfbd-976e-49f6-9755-9d80e46c23f7 | 1 | PPA | ArchiveDirectories={D:\openHistorian\Archive
|  |  | 54ba205b-4875-4bf1-88e2-7f79b2527c92 | 1 | PPA | ArchiveDirectories={D:\openHistorian\Archive
|  |  | 2cce3209-1196-4fe3-9925-1141af30a8bc | 1 | PPA | ArchiveDirectories={D:\openHistorian\Archive
|  |  | cf923fc1-557f-4806-a377-09db25bea00d | 1 | PPA | ArchiveDirectories={D:\openHistorian\Archive
|  |  | 16304c7f-9c5f-40ac-abf2-f1c84b03a7b0 | 1 | PPA | ArchiveDirectories={D:\openHistorian\Archive
|  |  | c754258f-c885-41d2-bafe-5e3c58e41b11 | 1 | PPA | ArchiveDirectories={D:\openHistorian\Archive
|  |  | 18e33bb2-a41a-4b2c-b76f-50ff31879f66 | 1 | PPA | ArchiveDirectories={D:\openHistorian\Archive
|  |  | 7e1918fb-3eca-4220-a193-db4b7d5834da | 1 | PPA | ArchiveDirectories={D:\openHistorian\Archive
|  |  | 42cdbff8-5914-4bd7-bf18-fd254a2932c8 | 1 | PPA | ArchiveDirectories={D:\openHistorian\Archive
|  |  | 026aa810-20e2-491a-b730-33ae3ffb165d | 1 | PPA | ArchiveDirectories={D:\openHistorian\Archive
|  |  | f6fcc83d-72db-45e9-bda0-cd19fb1be40c | 1 | PPA | ArchiveDirectories={D:\openHistorian\Archive
|  |  | e9a6ae81-764c-4c79-ab75-2e3585baad62 | 1 | PPA | ArchiveDirectories={D:\openHistorian\Archive
|  |  | bb8fb8f5-23d4-4e40-934b-5cddbad69fc7 | 1 | PPA | ArchiveDirectories={D:\openHistorian\Archive
|  |  | aaac171e-8fa8-4dba-9886-13a5b82c8bc5 | 1 | PPA | ArchiveDirectories={D:\openHistorian\Archive
|  |  | f9901adf-8a52-4726-a7be-3750aa32de0d | 1 | PPA | ArchiveDirectories={D:\openHistorian\Archive
|  |  | 2c9d7e87-cc55-45ec-af6b-cd912c7df9a1 | 1 | PPA | ArchiveDirectories={D:\openHistorian\Archive
|  |  | 4cfb4df0-e9bb-40a8-8326-96d389b998a2 | 1 | PPA | ArchiveDirectories={D:\openHistorian\Archive
|  |  | 595f4f3e-3cc3-42ea-b038-0f75050944a0 | 1 | PPA | ArchiveDirectories={D:\openHistorian\Archive
|  |  | 6478c384-b9f1-4063-85c2-efa5477b0b47 | 1 | PPA | ArchiveDirectories={D:\openHistorian\Archive
|  |  | ad512c69-6f15-4587-bd3d-2ef566b855f7 | 1 | PPA | ArchiveDirectories={D:\openHistorian\Archive
|  |  | 3ef65c0a-7f7b-48fe-903a-9af50c8f318b | 1 | PPA | ArchiveDirectories={D:\openHistorian\Archive
|  |  | f0068d4d-4852-4c73-a966-6fca7786e1e2 | 1 | PPA | ArchiveDirectories={D:\openHistorian\Archive
|  |  | 8ba64f58-e373-4a2c-a364-1047e773484f | 1 | PPA | ArchiveDirectories={D:\openHistorian\Archive
|  |  | a92754a3-686e-478a-b490-e47a0f89ef2a | 1 | PPA | ArchiveDirectories={D:\openHistorian\Archive
|  |  | 04b22322-c52e-470b-95b3-e5ae09ff9163 | 1 | PPA | ArchiveDirectories={D:\openHistorian\Archive
|  |  | f15bf190-91b0-4ecc-8b57-faab26a68796 | 1 | PPA | ArchiveDirectories={D:\openHistorian\Archive
|  |  | 9c50a736-9c81-4967-993a-40a9fd7a295f | 1 | PPA | ArchiveDirectories={D:\openHistorian\Archive
|  |  | 387c556f-2b44-456c-a91d-6fe4b39a8c3d | 1 | PPA | ArchiveDirectories={D:\openHistorian\Archive
|  |  | 52b88613-1644-4388-94e9-cbca29eadccc | 2 | STAT |  | 6183 | ONS_LOCAL$BAPAQ_500_PM_02!PMU:ST1 |  |  | 8736f6c7-ad41-4b43-b4f6-e684e0d4ad20 |  |  | 30 | [8 empty] | 11 | [5 empty] | LOCAL$BAPAQ_500_PM_02!PMU-ST1 | 0.0 | 1.0 | Device statistic for Number of data quality errors reported by device during last reporting interval. | 0 | 1 | 1 |  | Any | STAT | Statistic | ST |  |  | STAT:6183 | 2021-08-06 18:01
|  |  | cf44a873-18dd-4b11-8a2c-fd43f4910586 | 2 | STAT |  | 6184 | ONS_LOCAL$BAPAQ_500_PM_02!PMU:ST2 |  |  | 8736f6c7-ad41-4b43-b4f6-e684e0d4ad20 |  |  | 30 | [8 empty] | 11 | [5 empty] | LOCAL$BAPAQ_500_PM_02!PMU-ST2 | 0.0 | 1.0 | Device statistic for Number of time quality errors reported by device during last reporting interval. | 0 | 1 | 1 |  | Any | STAT | Statistic | ST |  |  | STAT:6184 | 2021-08-06 18:01
|  |  | 120fb0c4-38fc-4f6f-8a31-b7d28f469fd4 | 2 | STAT |  | 6185 | ONS_LOCAL$BAPAQ_500_PM_02!PMU:ST3 |  |  | 8736f6c7-ad41-4b43-b4f6-e684e0d4ad20 |  |  | 30 | [8 empty] | 11 | [5 empty] | LOCAL$BAPAQ_500_PM_02!PMU-ST3 | 0.0 | 1.0 | Device statistic for Number of device errors reported by device during last reporting interval. | 0 | 1 | 1 |  | Any | STAT | Statistic | ST |  |  | STAT:6185 | 2021-08-06 18:01
|  |  | e4a90cd5-ed32-497c-936b-be653d5f79b1 | 2 | STAT |  | 6186 | ONS_LOCAL$BAPAQ_500_PM_02!PMU:ST4 |  |  | 8736f6c7-ad41-4b43-b4f6-e684e0d4ad20 |  |  | 30 | [8 empty] | 11 | [5 empty] | LOCAL$BAPAQ_500_PM_02!PMU-ST4 | 0.0 | 1.0 | Device statistic for Number of measurements received from device during last reporting interval. | 0 | 1 | 1 |  | Any | STAT | Statistic | ST |  |  | STAT:6186 | 2021-08-06 18:01
|  |  | 5b7a7655-4a51-43c6-8a72-0208eb4ec13d | 2 | STAT |  | 6187 | ONS_LOCAL$BAPAQ_500_PM_02!PMU:ST5 |  |  | 8736f6c7-ad41-4b43-b4f6-e684e0d4ad20 |  |  | 30 | [8 empty] | 11 | [5 empty] | LOCAL$BAPAQ_500_PM_02!PMU-ST5 | 0.0 | 1.0 | Device statistic for Expected number of measurements received from device during last reporting interval. | 0 | 1 | 1 |  | Any | STAT | Statistic | ST |  |  | STAT:6187 | 2021-08-06 18:01
|  |  | 4d812bf2-3c72-4595-8f02-aad6fb937072 | 2 | STAT |  | 6188 | ONS_LOCAL$BAPAQ_500_PM_02!PMU:ST6 |  |  | 8736f6c7-ad41-4b43-b4f6-e684e0d4ad20 |  |  | 30 | [8 empty] | 11 | [5 empty] | LOCAL$BAPAQ_500_PM_02!PMU-ST6 | 0.0 | 1.0 | Device statistic for Number of measurements received while device was reporting errors during last reporting interval. | 0 | 1 | 1 |  | Any | STAT | Statistic | ST |  |  | STAT:6188 | 2021-08-06 18:01
|  |  | 5ae81cc4-54e6-406c-8ac9-350ffc96f0dd | 2 | STAT |  | 6189 | ONS_LOCAL$BAPAQ_500_PM_02!PMU:ST7 |  |  | 8736f6c7-ad41-4b43-b4f6-e684e0d4ad20 |  |  | 30 | [8 empty] | 11 | [5 empty] | LOCAL$BAPAQ_500_PM_02!PMU-ST7 | 0.0 | 1.0 | Device statistic for Number of defined measurements (per frame) from device during last reporting interval. | 0 | 1 | 1 |  | Any | STAT | Statistic | ST |  |  | STAT:6189 | 2021-08-06 18:01
|  |  | 73ed3c40-9c8f-4289-bf5d-bdc82e89c472 | 2 | STAT |  | 6190 | ONS_LOCAL$BAPAQ_500_PM_03!PMU:ST1 |  |  | 8736f6c7-ad41-4b43-b4f6-e684e0d4ad20 |  |  | 30 | [8 empty] | 11 | [5 empty] | LOCAL$BAPAQ_500_PM_03!PMU-ST1 | 0.0 | 1.0 | Device statistic for Number of data quality errors reported by device during last reporting interval. | 0 | 1 | 1 |  | Any | STAT | Statistic | ST |  |  | STAT:6190 | 2021-08-06 18:01
|  |  | 77b27cce-f6d5-4c78-8174-005ddfdef0c4 | 2 | STAT |  | 6191 | ONS_LOCAL$BAPAQ_500_PM_03!PMU:ST2 |  |  | 8736f6c7-ad41-4b43-b4f6-e684e0d4ad20 |  |  | 30 | [8 empty] | 11 | [5 empty] | LOCAL$BAPAQ_500_PM_03!PMU-ST2 | 0.0 | 1.0 | Device statistic for Number of time quality errors reported by device during last reporting interval. | 0 | 1 | 1 |  | Any | STAT | Statistic | ST |  |  | STAT:6191 | 2021-08-06 18:01
|  |  | 700d0013-778e-4817-820c-a80ec11ee09f | 2 | STAT |  | 6192 | ONS_LOCAL$BAPAQ_500_PM_03!PMU:ST3 |  |  | 8736f6c7-ad41-4b43-b4f6-e684e0d4ad20 |  |  | 30 | [8 empty] | 11 | [5 empty] | LOCAL$BAPAQ_500_PM_03!PMU-ST3 | 0.0 | 1.0 | Device statistic for Number of device errors reported by device during last reporting interval. | 0 | 1 | 1 |  | Any | STAT | Statistic | ST |  |  | STAT:6192 | 2021-08-06 18:01
|  |  | 0bfd6a28-07a5-4c51-a8f8-bc45712f9816 | 2 | STAT |  | 6193 | ONS_LOCAL$BAPAQ_500_PM_03!PMU:ST4 |  |  | 8736f6c7-ad41-4b43-b4f6-e684e0d4ad20 |  |  | 30 | [8 empty] | 11 | [5 empty] | LOCAL$BAPAQ_500_PM_03!PMU-ST4 | 0.0 | 1.0 | Device statistic for Number of measurements received from device during last reporting interval. | 0 | 1 | 1 |  | Any | STAT | Statistic | ST |  |  | STAT:6193 | 2021-08-06 18:01
|  |  | 8c31920d-a4b0-4f8b-a35e-38ec69c8ce53 | 2 | STAT |  | 6194 | ONS_LOCAL$BAPAQ_500_PM_03!PMU:ST5 |  |  | 8736f6c7-ad41-4b43-b4f6-e684e0d4ad20 |  |  | 30 | [8 empty] | 11 | [5 empty] | LOCAL$BAPAQ_500_PM_03!PMU-ST5 | 0.0 | 1.0 | Device statistic for Expected number of measurements received from device during last reporting interval. | 0 | 1 | 1 |  | Any | STAT | Statistic | ST |  |  | STAT:6194 | 2021-08-06 18:01
|  |  | 72181a09-c2bd-4154-872c-4f38fc0b2130 | 2 | STAT |  | 6195 | ONS_LOCAL$BAPAQ_500_PM_03!PMU:ST6 |  |  | 8736f6c7-ad41-4b43-b4f6-e684e0d4ad20 |  |  | 30 | [8 empty] | 11 | [5 empty] | LOCAL$BAPAQ_500_PM_03!PMU-ST6 | 0.0 | 1.0 | Device statistic for Number of measurements received while device was reporting errors during last reporting interval. | 0 | 1 | 1 |  | Any | STAT | Statistic | ST |  |  | STAT:6195 | 2021-08-06 18:01
|  |  | dd5522e4-91f6-4f33-9044-eae9c5ccc050 | 2 | STAT |  | 6196 | ONS_LOCAL$BAPAQ_500_PM_03!PMU:ST7 |  |  | 8736f6c7-ad41-4b43-b4f6-e684e0d4ad20 |  |  | 30 | [8 empty] | 11 | [5 empty] | LOCAL$BAPAQ_500_PM_03!PMU-ST7 | 0.0 | 1.0 | Device statistic for Number of defined measurements (per frame) from device during last reporting interval. | 0 | 1 | 1 |  | Any | STAT | Statistic | ST |  |  | STAT:6196 | 2021-08-06 18:01
|  |  | 89eede64-dcd6-4947-8d23-a3fe6f599996 | 2 | STAT |  | 6197 | ONS_LOCAL$BAPAQ_500_PM_04!PMU:ST1 |  |  | 8736f6c7-ad41-4b43-b4f6-e684e0d4ad20 |  |  | 30 | [8 empty] | 11 | [5 empty] | LOCAL$BAPAQ_500_PM_04!PMU-ST1 | 0.0 | 1.0 | Device statistic for Number of data quality errors reported by device during last reporting interval. | 0 | 1 | 1 |  | Any | STAT | Statistic | ST |  |  | STAT:6197 | 2021-08-06 18:01
|  |  | ff6fe2fc-beb6-45b6-b4d0-932a262a5ee9 | 2 | STAT |  | 6198 | ONS_LOCAL$BAPAQ_500_PM_04!PMU:ST2 |  |  | 8736f6c7-ad41-4b43-b4f6-e684e0d4ad20 |  |  | 30 | [8 empty] | 11 | [5 empty] | LOCAL$BAPAQ_500_PM_04!PMU-ST2 | 0.0 | 1.0 | Device statistic for Number of time quality errors reported by device during last reporting interval. | 0 | 1 | 1 |  | Any | STAT | Statistic | ST |  |  | STAT:6198 | 2021-08-06 18:01
|  |  | 8623c8a7-9298-4783-b8e6-db141a9c5fa5 | 2 | STAT |  | 6199 | ONS_LOCAL$BAPAQ_500_PM_04!PMU:ST3 |  |  | 8736f6c7-ad41-4b43-b4f6-e684e0d4ad20 |  |  | 30 | [8 empty] | 11 | [5 empty] | LOCAL$BAPAQ_500_PM_04!PMU-ST3 | 0.0 | 1.0 | Device statistic for Number of device errors reported by device during last reporting interval. | 0 | 1 | 1 |  | Any | STAT | Statistic | ST |  |  | STAT:6199 | 2021-08-06 18:01
|  |  | 77e4818b-09ca-4567-b29f-8f4268f2cd21 | 2 | STAT |  | 6200 | ONS_LOCAL$BAPAQ_500_PM_04!PMU:ST4 |  |  | 8736f6c7-ad41-4b43-b4f6-e684e0d4ad20 |  |  | 30 | [8 empty] | 11 | [5 empty] | LOCAL$BAPAQ_500_PM_04!PMU-ST4 | 0.0 | 1.0 | Device statistic for Number of measurements received from device during last reporting interval. | 0 | 1 | 1 |  | Any | STAT | Statistic | ST |  |  | STAT:6200 | 2021-08-06 18:01
|  |  | f14aee59-0034-4581-b21f-475f661f666a | 2 | STAT |  | 6201 | ONS_LOCAL$BAPAQ_500_PM_04!PMU:ST5 |  |  | 8736f6c7-ad41-4b43-b4f6-e684e0d4ad20 |  |  | 30 | [8 empty] | 11 | [5 empty] | LOCAL$BAPAQ_500_PM_04!PMU-ST5 | 0.0 | 1.0 | Device statistic for Expected number of measurements received from device during last reporting interval. | 0 | 1 | 1 |  | Any | STAT | Statistic | ST |  |  | STAT:6201 | 2021-08-06 18:01
|  |  | 2c9f480b-65d6-4cd5-876e-0b61e9ed8eb3 | 2 | STAT |  | 6202 | ONS_LOCAL$BAPAQ_500_PM_04!PMU:ST6 |  |  | 8736f6c7-ad41-4b43-b4f6-e684e0d4ad20 |  |  | 30 | [8 empty] | 11 | [5 empty] | LOCAL$BAPAQ_500_PM_04!PMU-ST6 | 0.0 | 1.0 | Device statistic for Number of measurements received while device was reporting errors during last reporting interval. | 0 | 1 | 1 |  | Any | STAT | Statistic | ST |  |  | STAT:6202 | 2021-08-06 18:01
|  |  | c2acf8f3-c9fb-4ee3-8086-371eac255098 | 2 | STAT |  | 6203 | ONS_LOCAL$BAPAQ_500_PM_04!PMU:ST7 |  |  | 8736f6c7-ad41-4b43-b4f6-e684e0d4ad20 |  |  | 30 | [8 empty] | 11 | [5 empty] | LOCAL$BAPAQ_500_PM_04!PMU-ST7 | 0.0 | 1.0 | Device statistic for Number of defined measurements (per frame) from device during last reporting interval. | 0 | 1 | 1 |  | Any | STAT | Statistic | ST |  |  | STAT:6203 | 2021-08-06 18:01
|  |  | 666e9bd9-4e7b-4992-9901-d2684fe48d22 | 2 | STAT |  | 6204 | ONS_LOCAL$BAPAQ_500_PM_05!PMU:ST1 |  |  | 8736f6c7-ad41-4b43-b4f6-e684e0d4ad20 |  |  | 30 | [8 empty] | 11 | [5 empty] | LOCAL$BAPAQ_500_PM_05!PMU-ST1 | 0.0 | 1.0 | Device statistic for Number of data quality errors reported by device during last reporting interval. | 0 | 1 | 1 |  | Any | STAT | Statistic | ST |  |  | STAT:6204 | 2021-08-06 18:01
|  |  | e1084e6c-8c60-46d5-a178-f4636793a80d | 2 | STAT |  | 6205 | ONS_LOCAL$BAPAQ_500_PM_05!PMU:ST2 |  |  | 8736f6c7-ad41-4b43-b4f6-e684e0d4ad20 |  |  | 30 | [8 empty] | 11 | [5 empty] | LOCAL$BAPAQ_500_PM_05!PMU-ST2 | 0.0 | 1.0 | Device statistic for Number of time quality errors reported by device during last reporting interval. | 0 | 1 | 1 |  | Any | STAT | Statistic | ST |  |  | STAT:6205 | 2021-08-06 18:01
|  |  | 7adc599b-2f6c-4d4d-a88b-77f855a121f6 | 2 | STAT |  | 6206 | ONS_LOCAL$BAPAQ_500_PM_05!PMU:ST3 |  |  | 8736f6c7-ad41-4b43-b4f6-e684e0d4ad20 |  |  | 30 | [8 empty] | 11 | [5 empty] | LOCAL$BAPAQ_500_PM_05!PMU-ST3 | 0.0 | 1.0 | Device statistic for Number of device errors reported by device during last reporting interval. | 0 | 1 | 1 |  | Any | STAT | Statistic | ST |  |  | STAT:6206 | 2021-08-06 18:01
|  |  | 08b8fc97-ced9-484c-9149-f63c17dc4d12 | 2 | STAT |  | 6207 | ONS_LOCAL$BAPAQ_500_PM_05!PMU:ST4 |  |  | 8736f6c7-ad41-4b43-b4f6-e684e0d4ad20 |  |  | 30 | [8 empty] | 11 | [5 empty] | LOCAL$BAPAQ_500_PM_05!PMU-ST4 | 0.0 | 1.0 | Device statistic for Number of measurements received from device during last reporting interval. | 0 | 1 | 1 |  | Any | STAT | Statistic | ST |  |  | STAT:6207 | 2021-08-06 18:01
|  |  | da6a0566-2073-4178-ab8d-060d2020598c | 2 | STAT |  | 6208 | ONS_LOCAL$BAPAQ_500_PM_05!PMU:ST5 |  |  | 8736f6c7-ad41-4b43-b4f6-e684e0d4ad20 |  |  | 30 | [8 empty] | 11 | [5 empty] | LOCAL$BAPAQ_500_PM_05!PMU-ST5 | 0.0 | 1.0 | Device statistic for Expected number of measurements received from device during last reporting interval. | 0 | 1 | 1 |  | Any | STAT | Statistic | ST |  |  | STAT:6208 | 2021-08-06 18:01
|  |  | e9805864-4b07-4acf-8dbf-fa51c140a384 | 2 | STAT |  | 6209 | ONS_LOCAL$BAPAQ_500_PM_05!PMU:ST6 |  |  | 8736f6c7-ad41-4b43-b4f6-e684e0d4ad20 |  |  | 30 | [8 empty] | 11 | [5 empty] | LOCAL$BAPAQ_500_PM_05!PMU-ST6 | 0.0 | 1.0 | Device statistic for Number of measurements received while device was reporting errors during last reporting interval. | 0 | 1 | 1 |  | Any | STAT | Statistic | ST |  |  | STAT:6209 | 2021-08-06 18:01
|  |  | b3abc398-1fbf-4497-afba-536fa8ede672 | 2 | STAT |  | 6210 | ONS_LOCAL$BAPAQ_500_PM_05!PMU:ST7 |  |  | 8736f6c7-ad41-4b43-b4f6-e684e0d4ad20 |  |  | 30 | [8 empty] | 11 | [5 empty] | LOCAL$BAPAQ_500_PM_05!PMU-ST7 | 0.0 | 1.0 | Device statistic for Number of defined measurements (per frame) from device during last reporting interval. | 0 | 1 | 1 |  | Any | STAT | Statistic | ST |  |  | STAT:6210 | 2021-08-06 18:01
|  |  | 099ab5e5-0f6a-4e7b-a713-822ef46c12e6 | 2 | STAT |  | 6211 | ONS_LOCAL$BAPAQ_500_PM_06!PMU:ST1 |  |  | 8736f6c7-ad41-4b43-b4f6-e684e0d4ad20 |  |  | 30 | [8 empty] | 11 | [5 empty] | LOCAL$BAPAQ_500_PM_06!PMU-ST1 | 0.0 | 1.0 | Device statistic for Number of data quality errors reported by device during last reporting interval. | 0 | 1 | 1 |  | Any | STAT | Statistic | ST |  |  | STAT:6211 | 2021-08-06 18:01
|  |  | 51d35264-4b7d-436b-bad0-c646040220b7 | 2 | STAT |  | 6212 | ONS_LOCAL$BAPAQ_500_PM_06!PMU:ST2 |  |  | 8736f6c7-ad41-4b43-b4f6-e684e0d4ad20 |  |  | 30 | [8 empty] | 11 | [5 empty] | LOCAL$BAPAQ_500_PM_06!PMU-ST2 | 0.0 | 1.0 | Device statistic for Number of time quality errors reported by device during last reporting interval. | 0 | 1 | 1 |  | Any | STAT | Statistic | ST |  |  | STAT:6212 | 2021-08-06 18:01
|  |  | 8857e5a0-a26c-4d7c-995d-9cd8c44c94bb | 2 | STAT |  | 6213 | ONS_LOCAL$BAPAQ_500_PM_06!PMU:ST3 |  |  | 8736f6c7-ad41-4b43-b4f6-e684e0d4ad20 |  |  | 30 | [8 empty] | 11 | [5 empty] | LOCAL$BAPAQ_500_PM_06!PMU-ST3 | 0.0 | 1.0 | Device statistic for Number of device errors reported by device during last reporting interval. | 0 | 1 | 1 |  | Any | STAT | Statistic | ST |  |  | STAT:6213 | 2021-08-06 18:01
|  |  | e6e6918d-303b-4091-8f4f-5e8e14ee28a9 | 2 | STAT |  | 6214 | ONS_LOCAL$BAPAQ_500_PM_06!PMU:ST4 |  |  | 8736f6c7-ad41-4b43-b4f6-e684e0d4ad20 |  |  | 30 | [8 empty] | 11 | [5 empty] | LOCAL$BAPAQ_500_PM_06!PMU-ST4 | 0.0 | 1.0 | Device statistic for Number of measurements received from device during last reporting interval. | 0 | 1 | 1 |  | Any | STAT | Statistic | ST |  |  | STAT:6214 | 2021-08-06 18:01
|  |  | 8585ec52-171b-400f-915f-7e1501b685d9 | 2 | STAT |  | 6215 | ONS_LOCAL$BAPAQ_500_PM_06!PMU:ST5 |  |  | 8736f6c7-ad41-4b43-b4f6-e684e0d4ad20 |  |  | 30 | [8 empty] | 11 | [5 empty] | LOCAL$BAPAQ_500_PM_06!PMU-ST5 | 0.0 | 1.0 | Device statistic for Expected number of measurements received from device during last reporting interval. | 0 | 1 | 1 |  | Any | STAT | Statistic | ST |  |  | STAT:6215 | 2021-08-06 18:01
|  |  | 46ee14f8-b0e7-4307-802e-e62e55159ebd | 2 | STAT |  | 6216 | ONS_LOCAL$BAPAQ_500_PM_06!PMU:ST6 |  |  | 8736f6c7-ad41-4b43-b4f6-e684e0d4ad20 |  |  | 30 | [8 empty] | 11 | [5 empty] | LOCAL$BAPAQ_500_PM_06!PMU-ST6 | 0.0 | 1.0 | Device statistic for Number of measurements received while device was reporting errors during last reporting interval. | 0 | 1 | 1 |  | Any | STAT | Statistic | ST |  |  | STAT:6216 | 2021-08-06 18:01
|  |  | 6e111e4a-aab6-4b02-a8f0-595a9e096c75 | 2 | STAT |  | 6217 | ONS_LOCAL$BAPAQ_500_PM_06!PMU:ST7 |  |  | 8736f6c7-ad41-4b43-b4f6-e684e0d4ad20 |  |  | 30 | [8 empty] | 11 | [5 empty] | LOCAL$BAPAQ_500_PM_06!PMU-ST7 | 0.0 | 1.0 | Device statistic for Number of defined measurements (per frame) from device during last reporting interval. | 0 | 1 | 1 |  | Any | STAT | Statistic | ST |  |  | STAT:6217 | 2021-08-06 18:01
|  |  | 354011c2-b32c-4cf9-b112-eede82a3fdab | 2 | STAT |  | 6218 | ONS_LOCAL$BAPAQ_500_PM_07!PMU:ST1 |  |  | 8736f6c7-ad41-4b43-b4f6-e684e0d4ad20 |  |  | 30 | [8 empty] | 11 | [5 empty] | LOCAL$BAPAQ_500_PM_07!PMU-ST1 | 0.0 | 1.0 | Device statistic for Number of data quality errors reported by device during last reporting interval. | 0 | 1 | 1 |  | Any | STAT | Statistic | ST |  |  | STAT:6218 | 2021-08-06 18:01
|  |  | 27206d19-7620-43cb-b381-a6f904aa9ce2 | 2 | STAT |  | 6219 | ONS_LOCAL$BAPAQ_500_PM_07!PMU:ST2 |  |  | 8736f6c7-ad41-4b43-b4f6-e684e0d4ad20 |  |  | 30 | [8 empty] | 11 | [5 empty] | LOCAL$BAPAQ_500_PM_07!PMU-ST2 | 0.0 | 1.0 | Device statistic for Number of time quality errors reported by device during last reporting interval. | 0 | 1 | 1 |  | Any | STAT | Statistic | ST |  |  | STAT:6219 | 2021-08-06 18:01
|  |  | 8d97b811-1f29-46b5-951b-44bdba09bb12 | 2 | STAT |  | 6220 | ONS_LOCAL$BAPAQ_500_PM_07!PMU:ST3 |  |  | 8736f6c7-ad41-4b43-b4f6-e684e0d4ad20 |  |  | 30 | [8 empty] | 11 | [5 empty] | LOCAL$BAPAQ_500_PM_07!PMU-ST3 | 0.0 | 1.0 | Device statistic for Number of device errors reported by device during last reporting interval. | 0 | 1 | 1 |  | Any | STAT | Statistic | ST |  |  | STAT:6220 | 2021-08-06 18:01
|  |  | b48f6760-7ba8-487f-9dfd-529137716015 | 2 | STAT |  | 6221 | ONS_LOCAL$BAPAQ_500_PM_07!PMU:ST4 |  |  | 8736f6c7-ad41-4b43-b4f6-e684e0d4ad20 |  |  | 30 | [8 empty] | 11 | [5 empty] | LOCAL$BAPAQ_500_PM_07!PMU-ST4 | 0.0 | 1.0 | Device statistic for Number of measurements received from device during last reporting interval. | 0 | 1 | 1 |  | Any | STAT | Statistic | ST |  |  | STAT:6221 | 2021-08-06 18:01
|  |  | 53ff944e-00a7-4c50-b9e6-635052c473a9 | 2 | STAT |  | 6222 | ONS_LOCAL$BAPAQ_500_PM_07!PMU:ST5 |  |  | 8736f6c7-ad41-4b43-b4f6-e684e0d4ad20 |  |  | 30 | [8 empty] | 11 | [5 empty] | LOCAL$BAPAQ_500_PM_07!PMU-ST5 | 0.0 | 1.0 | Device statistic for Expected number of measurements received from device during last reporting interval. | 0 | 1 | 1 |  | Any | STAT | Statistic | ST |  |  | STAT:6222 | 2021-08-06 18:01
|  |  | a51a461f-cbb0-46fb-8944-39b767c601f4 | 2 | STAT |  | 6223 | ONS_LOCAL$BAPAQ_500_PM_07!PMU:ST6 |  |  | 8736f6c7-ad41-4b43-b4f6-e684e0d4ad20 |  |  | 30 | [8 empty] | 11 | [5 empty] | LOCAL$BAPAQ_500_PM_07!PMU-ST6 | 0.0 | 1.0 | Device statistic for Number of measurements received while device was reporting errors during last reporting interval. | 0 | 1 | 1 |  | Any | STAT | Statistic | ST |  |  | STAT:6223 | 2021-08-06 18:01
|  |  | c7b371c8-80cb-407d-b7d4-9a9f14375a14 | 2 | STAT |  | 6224 | ONS_LOCAL$BAPAQ_500_PM_07!PMU:ST7 |  |  | 8736f6c7-ad41-4b43-b4f6-e684e0d4ad20 |  |  | 30 | [8 empty] | 11 | [5 empty] | LOCAL$BAPAQ_500_PM_07!PMU-ST7 | 0.0 | 1.0 | Device statistic for Number of defined measurements (per frame) from device during last reporting interval. | 0 | 1 | 1 |  | Any | STAT | Statistic | ST |  |  | STAT:6224 | 2021-08-06 18:01
|  |  | b54de934-215c-42d7-9acd-c61940bb1ab7 | 2 | STAT |  | 6225 | ONS_LOCAL$CEFZD_500_PM_01!PMU:ST1 |  |  | 8736f6c7-ad41-4b43-b4f6-e684e0d4ad20 |  |  | 30 | [8 empty] | 11 | [5 empty] | LOCAL$CEFZD_500_PM_01!PMU-ST1 | 0.0 | 1.0 | Device statistic for Number of data quality errors reported by device during last reporting interval. | 0 | 1 | 1 |  | Any | STAT | Statistic | ST |  |  | STAT:6225 | 2021-08-06 18:01
|  |  | a6d8780c-ad53-43d4-8376-83480eeacd0d | 2 | STAT |  | 6226 | ONS_LOCAL$CEFZD_500_PM_01!PMU:ST2 |  |  | 8736f6c7-ad41-4b43-b4f6-e684e0d4ad20 |  |  | 30 | [8 empty] | 11 | [5 empty] | LOCAL$CEFZD_500_PM_01!PMU-ST2 | 0.0 | 1.0 | Device statistic for Number of time quality errors reported by device during last reporting interval. | 0 | 1 | 1 |  | Any | STAT | Statistic | ST |  |  | STAT:6226 | 2021-08-06 18:01
|  |  | e266c5e2-d63a-4944-9799-96cc64a2f61a | 2 | STAT |  | 6227 | ONS_LOCAL$CEFZD_500_PM_01!PMU:ST3 |  |  | 8736f6c7-ad41-4b43-b4f6-e684e0d4ad20 |  |  | 30 | [8 empty] | 11 | [5 empty] | LOCAL$CEFZD_500_PM_01!PMU-ST3 | 0.0 | 1.0 | Device statistic for Number of device errors reported by device during last reporting interval. | 0 | 1 | 1 |  | Any | STAT | Statistic | ST |  |  | STAT:6227 | 2021-08-06 18:01
|  |  | a644d380-c8aa-4797-8ac3-5b29a74853fd | 2 | STAT |  | 6228 | ONS_LOCAL$CEFZD_500_PM_01!PMU:ST4 |  |  | 8736f6c7-ad41-4b43-b4f6-e684e0d4ad20 |  |  | 30 | [8 empty] | 11 | [5 empty] | LOCAL$CEFZD_500_PM_01!PMU-ST4 | 0.0 | 1.0 | Device statistic for Number of measurements received from device during last reporting interval. | 0 | 1 | 1 |  | Any | STAT | Statistic | ST |  |  | STAT:6228 | 2021-08-06 18:01
|  |  | 40431b65-570b-44ca-9ac3-a66b8d09cd8b | 2 | STAT |  | 6229 | ONS_LOCAL$CEFZD_500_PM_01!PMU:ST5 |  |  | 8736f6c7-ad41-4b43-b4f6-e684e0d4ad20 |  |  | 30 | [8 empty] | 11 | [5 empty] | LOCAL$CEFZD_500_PM_01!PMU-ST5 | 0.0 | 1.0 | Device statistic for Expected number of measurements received from device during last reporting interval. | 0 | 1 | 1 |  | Any | STAT | Statistic | ST |  |  | STAT:6229 | 2021-08-06 18:01
|  |  | 3748c59a-92cf-49bd-9850-8a0494faf73e | 2 | STAT |  | 6230 | ONS_LOCAL$CEFZD_500_PM_01!PMU:ST6 |  |  | 8736f6c7-ad41-4b43-b4f6-e684e0d4ad20 |  |  | 30 | [8 empty] | 11 | [5 empty] | LOCAL$CEFZD_500_PM_01!PMU-ST6 | 0.0 | 1.0 | Device statistic for Number of measurements received while device was reporting errors during last reporting interval. | 0 | 1 | 1 |  | Any | STAT | Statistic | ST |  |  | STAT:6230 | 2021-08-06 18:01
|  |  | b2809044-fb47-46a5-8f62-b399a32e2fd8 | 2 | STAT |  | 6231 | ONS_LOCAL$CEFZD_500_PM_01!PMU:ST7 |  |  | 8736f6c7-ad41-4b43-b4f6-e684e0d4ad20 |  |  | 30 | [8 empty] | 11 | [5 empty] | LOCAL$CEFZD_500_PM_01!PMU-ST7 | 0.0 | 1.0 | Device statistic for Number of defined measurements (per frame) from device during last reporting interval. | 0 | 1 | 1 |  | Any | STAT | Statistic | ST |  |  | STAT:6231 | 2021-08-06 18:01
|  |  | eaeeee36-1d1c-41fa-8874-740216e8f958 | 2 | STAT |  | 6232 | ONS_LOCAL$CEFZD_500_PM_02!PMU:ST1 |  |  | 8736f6c7-ad41-4b43-b4f6-e684e0d4ad20 |  |  | 30 | [8 empty] | 11 | [5 empty] | LOCAL$CEFZD_500_PM_02!PMU-ST1 | 0.0 | 1.0 | Device statistic for Number of data quality errors reported by device during last reporting interval. | 0 | 1 | 1 |  | Any | STAT | Statistic | ST |  |  | STAT:6232 | 2021-08-06 18:01
|  |  | a19b4447-d39b-46fe-ab5b-892b167dee98 | 2 | STAT |  | 6233 | ONS_LOCAL$CEFZD_500_PM_02!PMU:ST2 |  |  | 8736f6c7-ad41-4b43-b4f6-e684e0d4ad20 |  |  | 30 | [8 empty] | 11 | [5 empty] | LOCAL$CEFZD_500_PM_02!PMU-ST2 | 0.0 | 1.0 | Device statistic for Number of time quality errors reported by device during last reporting interval. | 0 | 1 | 1 |  | Any | STAT | Statistic | ST |  |  | STAT:6233 | 2021-08-06 18:01
|  |  | 9c332742-38c1-4436-96a0-7f663d44185e | 2 | STAT |  | 6234 | ONS_LOCAL$CEFZD_500_PM_02!PMU:ST3 |  |  | 8736f6c7-ad41-4b43-b4f6-e684e0d4ad20 |  |  | 30 | [8 empty] | 11 | [5 empty] | LOCAL$CEFZD_500_PM_02!PMU-ST3 | 0.0 | 1.0 | Device statistic for Number of device errors reported by device during last reporting interval. | 0 | 1 | 1 |  | Any | STAT | Statistic | ST |  |  | STAT:6234 | 2021-08-06 18:01
|  |  | 4c0bc64e-43a8-48de-ac4a-07e8d055b264 | 2 | STAT |  | 6235 | ONS_LOCAL$CEFZD_500_PM_02!PMU:ST4 |  |  | 8736f6c7-ad41-4b43-b4f6-e684e0d4ad20 |  |  | 30 | [8 empty] | 11 | [5 empty] | LOCAL$CEFZD_500_PM_02!PMU-ST4 | 0.0 | 1.0 | Device statistic for Number of measurements received from device during last reporting interval. | 0 | 1 | 1 |  | Any | STAT | Statistic | ST |  |  | STAT:6235 | 2021-08-06 18:01
|  |  | 2742aa6c-49a6-43db-8f0a-4302e7052a28 | 2 | STAT |  | 6236 | ONS_LOCAL$CEFZD_500_PM_02!PMU:ST5 |  |  | 8736f6c7-ad41-4b43-b4f6-e684e0d4ad20 |  |  | 30 | [8 empty] | 11 | [5 empty] | LOCAL$CEFZD_500_PM_02!PMU-ST5 | 0.0 | 1.0 | Device statistic for Expected number of measurements received from device during last reporting interval. | 0 | 1 | 1 |  | Any | STAT | Statistic | ST |  |  | STAT:6236 | 2021-08-06 18:01
|  |  | 5baa6b3b-1c66-47ad-9f3d-5e564dd2d53b | 2 | STAT |  | 6237 | ONS_LOCAL$CEFZD_500_PM_02!PMU:ST6 |  |  | 8736f6c7-ad41-4b43-b4f6-e684e0d4ad20 |  |  | 30 | [8 empty] | 11 | [5 empty] | LOCAL$CEFZD_500_PM_02!PMU-ST6 | 0.0 | 1.0 | Device statistic for Number of measurements received while device was reporting errors during last reporting interval. | 0 | 1 | 1 |  | Any | STAT | Statistic | ST |  |  | STAT:6237 | 2021-08-06 18:01
|  |  | a64d2885-aaf7-4860-95c3-fdd31d833b22 | 2 | STAT |  | 6238 | ONS_LOCAL$CEFZD_500_PM_02!PMU:ST7 |  |  | 8736f6c7-ad41-4b43-b4f6-e684e0d4ad20 |  |  | 30 | [8 empty] | 11 | [5 empty] | LOCAL$CEFZD_500_PM_02!PMU-ST7 | 0.0 | 1.0 | Device statistic for Number of defined measurements (per frame) from device during last reporting interval. | 0 | 1 | 1 |  | Any | STAT | Statistic | ST |  |  | STAT:6238 | 2021-08-06 18:01
|  |  | 2d656ba9-07be-491a-a2ad-2b4ddab5c4a6 | 2 | STAT |  | 6239 | ONS_LOCAL$CEFZD_500_PM_03!PMU:ST1 |  |  | 8736f6c7-ad41-4b43-b4f6-e684e0d4ad20 |  |  | 30 | [8 empty] | 11 | [5 empty] | LOCAL$CEFZD_500_PM_03!PMU-ST1 | 0.0 | 1.0 | Device statistic for Number of data quality errors reported by device during last reporting interval. | 0 | 1 | 1 |  | Any | STAT | Statistic | ST |  |  | STAT:6239 | 2021-08-06 18:01
|  |  | 0a40109f-9fae-4361-878f-c8ef98ad576e | 2 | STAT |  | 6240 | ONS_LOCAL$CEFZD_500_PM_03!PMU:ST2 |  |  | 8736f6c7-ad41-4b43-b4f6-e684e0d4ad20 |  |  | 30 | [8 empty] | 11 | [5 empty] | LOCAL$CEFZD_500_PM_03!PMU-ST2 | 0.0 | 1.0 | Device statistic for Number of time quality errors reported by device during last reporting interval. | 0 | 1 | 1 |  | Any | STAT | Statistic | ST |  |  | STAT:6240 | 2021-08-06 18:01
|  |  | a9312f55-f0e6-4b78-aa30-370caab226f7 | 2 | STAT |  | 6241 | ONS_LOCAL$CEFZD_500_PM_03!PMU:ST3 |  |  | 8736f6c7-ad41-4b43-b4f6-e684e0d4ad20 |  |  | 30 | [8 empty] | 11 | [5 empty] | LOCAL$CEFZD_500_PM_03!PMU-ST3 | 0.0 | 1.0 | Device statistic for Number of device errors reported by device during last reporting interval. | 0 | 1 | 1 |  | Any | STAT | Statistic | ST |  |  | STAT:6241 | 2021-08-06 18:01
|  |  | 07f6c07e-d01f-458d-8d2f-2b6df3cbea9c | 2 | STAT |  | 6242 | ONS_LOCAL$CEFZD_500_PM_03!PMU:ST4 |  |  | 8736f6c7-ad41-4b43-b4f6-e684e0d4ad20 |  |  | 30 | [8 empty] | 11 | [5 empty] | LOCAL$CEFZD_500_PM_03!PMU-ST4 | 0.0 | 1.0 | Device statistic for Number of measurements received from device during last reporting interval. | 0 | 1 | 1 |  | Any | STAT | Statistic | ST |  |  | STAT:6242 | 2021-08-06 18:01
|  |  | adf1c07a-2d39-4948-8688-71c892c64e3f | 2 | STAT |  | 6243 | ONS_LOCAL$CEFZD_500_PM_03!PMU:ST5 |  |  | 8736f6c7-ad41-4b43-b4f6-e684e0d4ad20 |  |  | 30 | [8 empty] | 11 | [5 empty] | LOCAL$CEFZD_500_PM_03!PMU-ST5 | 0.0 | 1.0 | Device statistic for Expected number of measurements received from device during last reporting interval. | 0 | 1 | 1 |  | Any | STAT | Statistic | ST |  |  | STAT:6243 | 2021-08-06 18:01
|  |  | 8da6bf2f-27d9-4b1a-8718-61e13b2e7cee | 2 | STAT |  | 6244 | ONS_LOCAL$CEFZD_500_PM_03!PMU:ST6 |  |  | 8736f6c7-ad41-4b43-b4f6-e684e0d4ad20 |  |  | 30 | [8 empty] | 11 | [5 empty] | LOCAL$CEFZD_500_PM_03!PMU-ST6 | 0.0 | 1.0 | Device statistic for Number of measurements received while device was reporting errors during last reporting interval. | 0 | 1 | 1 |  | Any | STAT | Statistic | ST |  |  | STAT:6244 | 2021-08-06 18:01
|  |  | 2951217d-35e8-4f7a-a309-d88a349493ae | 2 | STAT |  | 6245 | ONS_LOCAL$CEFZD_500_PM_03!PMU:ST7 |  |  | 8736f6c7-ad41-4b43-b4f6-e684e0d4ad20 |  |  | 30 | [8 empty] | 11 | [5 empty] | LOCAL$CEFZD_500_PM_03!PMU-ST7 | 0.0 | 1.0 | Device statistic for Number of defined measurements (per frame) from device during last reporting interval. | 0 | 1 | 1 |  | Any | STAT | Statistic | ST |  |  | STAT:6245 | 2021-08-06 18:01
|  |  | c4859330-c042-48dc-81af-cbcce17726eb | 2 | STAT |  | 6246 | ONS_LOCAL$CEFZD_500_PM_04!PMU:ST1 |  |  | 8736f6c7-ad41-4b43-b4f6-e684e0d4ad20 |  |  | 30 | [8 empty] | 11 | [5 empty] | LOCAL$CEFZD_500_PM_04!PMU-ST1 | 0.0 | 1.0 | Device statistic for Number of data quality errors reported by device during last reporting interval. | 0 | 1 | 1 |  | Any | STAT | Statistic | ST |  |  | STAT:6246 | 2021-08-06 18:01
|  |  | c31ab7f6-2785-48d5-9894-cb854ca38481 | 2 | STAT |  | 6247 | ONS_LOCAL$CEFZD_500_PM_04!PMU:ST2 |  |  | 8736f6c7-ad41-4b43-b4f6-e684e0d4ad20 |  |  | 30 | [8 empty] | 11 | [5 empty] | LOCAL$CEFZD_500_PM_04!PMU-ST2 | 0.0 | 1.0 | Device statistic for Number of time quality errors reported by device during last reporting interval. | 0 | 1 | 1 |  | Any | STAT | Statistic | ST |  |  | STAT:6247 | 2021-08-06 18:01
|  |  | 43c801cb-14d9-473f-abe2-ba0d56c0818d | 2 | STAT |  | 6248 | ONS_LOCAL$CEFZD_500_PM_04!PMU:ST3 |  |  | 8736f6c7-ad41-4b43-b4f6-e684e0d4ad20 |  |  | 30 | [8 empty] | 11 | [5 empty] | LOCAL$CEFZD_500_PM_04!PMU-ST3 | 0.0 | 1.0 | Device statistic for Number of device errors reported by device during last reporting interval. | 0 | 1 | 1 |  | Any | STAT | Statistic | ST |  |  | STAT:6248 | 2021-08-06 18:01
|  |  | bd79fa4f-5fed-4fab-9659-679ce515eca8 | 2 | STAT |  | 6249 | ONS_LOCAL$CEFZD_500_PM_04!PMU:ST4 |  |  | 8736f6c7-ad41-4b43-b4f6-e684e0d4ad20 |  |  | 30 | [8 empty] | 11 | [5 empty] | LOCAL$CEFZD_500_PM_04!PMU-ST4 | 0.0 | 1.0 | Device statistic for Number of measurements received from device during last reporting interval. | 0 | 1 | 1 |  | Any | STAT | Statistic | ST |  |  | STAT:6249 | 2021-08-06 18:01
|  |  | 18d738b0-8926-42bb-88e4-eb8480806a6d | 2 | STAT |  | 6250 | ONS_LOCAL$CEFZD_500_PM_04!PMU:ST5 |  |  | 8736f6c7-ad41-4b43-b4f6-e684e0d4ad20 |  |  | 30 | [8 empty] | 11 | [5 empty] | LOCAL$CEFZD_500_PM_04!PMU-ST5 | 0.0 | 1.0 | Device statistic for Expected number of measurements received from device during last reporting interval. | 0 | 1 | 1 |  | Any | STAT | Statistic | ST |  |  | STAT:6250 | 2021-08-06 18:01
|  |  | 2d235768-d9fd-4e47-8f58-955ccec783c8 | 2 | STAT |  | 6251 | ONS_LOCAL$CEFZD_500_PM_04!PMU:ST6 |  |  | 8736f6c7-ad41-4b43-b4f6-e684e0d4ad20 |  |  | 30 | [8 empty] | 11 | [5 empty] | LOCAL$CEFZD_500_PM_04!PMU-ST6 | 0.0 | 1.0 | Device statistic for Number of measurements received while device was reporting errors during last reporting interval. | 0 | 1 | 1 |  | Any | STAT | Statistic | ST |  |  | STAT:6251 | 2021-08-06 18:01
|  |  | ddb10049-8752-4c0e-a298-20891c77b65e | 2 | STAT |  | 6252 | ONS_LOCAL$CEFZD_500_PM_04!PMU:ST7 |  |  | 8736f6c7-ad41-4b43-b4f6-e684e0d4ad20 |  |  | 30 | [8 empty] | 11 | [5 empty] | LOCAL$CEFZD_500_PM_04!PMU-ST7 | 0.0 | 1.0 | Device statistic for Number of defined measurements (per frame) from device during last reporting interval. | 0 | 1 | 1 |  | Any | STAT | Statistic | ST |  |  | STAT:6252 | 2021-08-06 18:01
|  |  | 9c1a615e-72be-48a8-9760-61d37a410544 | 2 | STAT |  | 6253 | ONS_LOCAL$CEFZD_500_PM_05!PMU:ST1 |  |  | 8736f6c7-ad41-4b43-b4f6-e684e0d4ad20 |  |  | 30 | [8 empty] | 11 | [5 empty] | LOCAL$CEFZD_500_PM_05!PMU-ST1 | 0.0 | 1.0 | Device statistic for Number of data quality errors reported by device during last reporting interval. | 0 | 1 | 1 |  | Any | STAT | Statistic | ST |  |  | STAT:6253 | 2021-08-06 18:01
|  |  | 039d8bd5-210e-4941-b885-db222a2cb912 | 2 | STAT |  | 6254 | ONS_LOCAL$CEFZD_500_PM_05!PMU:ST2 |  |  | 8736f6c7-ad41-4b43-b4f6-e684e0d4ad20 |  |  | 30 | [8 empty] | 11 | [5 empty] | LOCAL$CEFZD_500_PM_05!PMU-ST2 | 0.0 | 1.0 | Device statistic for Number of time quality errors reported by device during last reporting interval. | 0 | 1 | 1 |  | Any | STAT | Statistic | ST |  |  | STAT:6254 | 2021-08-06 18:01
|  |  | 70f0c91a-b3fe-4ee7-943f-b28474205312 | 2 | STAT |  | 6255 | ONS_LOCAL$CEFZD_500_PM_05!PMU:ST3 |  |  | 8736f6c7-ad41-4b43-b4f6-e684e0d4ad20 |  |  | 30 | [8 empty] | 11 | [5 empty] | LOCAL$CEFZD_500_PM_05!PMU-ST3 | 0.0 | 1.0 | Device statistic for Number of device errors reported by device during last reporting interval. | 0 | 1 | 1 |  | Any | STAT | Statistic | ST |  |  | STAT:6255 | 2021-08-06 18:01
|  |  | 462644da-2c3c-4ff0-9f93-0c8455a86d8e | 2 | STAT |  | 6256 | ONS_LOCAL$CEFZD_500_PM_05!PMU:ST4 |  |  | 8736f6c7-ad41-4b43-b4f6-e684e0d4ad20 |  |  | 30 | [8 empty] | 11 | [5 empty] | LOCAL$CEFZD_500_PM_05!PMU-ST4 | 0.0 | 1.0 | Device statistic for Number of measurements received from device during last reporting interval. | 0 | 1 | 1 |  | Any | STAT | Statistic | ST |  |  | STAT:6256 | 2021-08-06 18:01
|  |  | b2d63e9c-48a4-4e50-8b36-3569c01c8584 | 2 | STAT |  | 6257 | ONS_LOCAL$CEFZD_500_PM_05!PMU:ST5 |  |  | 8736f6c7-ad41-4b43-b4f6-e684e0d4ad20 |  |  | 30 | [8 empty] | 11 | [5 empty] | LOCAL$CEFZD_500_PM_05!PMU-ST5 | 0.0 | 1.0 | Device statistic for Expected number of measurements received from device during last reporting interval. | 0 | 1 | 1 |  | Any | STAT | Statistic | ST |  |  | STAT:6257 | 2021-08-06 18:01
|  |  | 349272a5-a40c-49e3-86f9-98d45428f9ff | 2 | STAT |  | 6258 | ONS_LOCAL$CEFZD_500_PM_05!PMU:ST6 |  |  | 8736f6c7-ad41-4b43-b4f6-e684e0d4ad20 |  |  | 30 | [8 empty] | 11 | [5 empty] | LOCAL$CEFZD_500_PM_05!PMU-ST6 | 0.0 | 1.0 | Device statistic for Number of measurements received while device was reporting errors during last reporting interval. | 0 | 1 | 1 |  | Any | STAT | Statistic | ST |  |  | STAT:6258 | 2021-08-06 18:01
|  |  | f6161d88-9435-4b88-aba0-891d87ecdded | 2 | STAT |  | 6259 | ONS_LOCAL$CEFZD_500_PM_05!PMU:ST7 |  |  | 8736f6c7-ad41-4b43-b4f6-e684e0d4ad20 |  |  | 30 | [8 empty] | 11 | [5 empty] | LOCAL$CEFZD_500_PM_05!PMU-ST7 | 0.0 | 1.0 | Device statistic for Number of defined measurements (per frame) from device during last reporting interval. | 0 | 1 | 1 |  | Any | STAT | Statistic | ST |  |  | STAT:6259 | 2021-08-06 18:01
|  |  | bd13c568-32ad-487b-b846-064f2bf4395a | 2 | STAT |  | 6260 | ONS_LOCAL$CETGD_500_PM_04!PMU:ST1 |  |  | 8736f6c7-ad41-4b43-b4f6-e684e0d4ad20 |  |  | 30 | [8 empty] | 11 | [5 empty] | LOCAL$CETGD_500_PM_04!PMU-ST1 | 0.0 | 1.0 | Device statistic for Number of data quality errors reported by device during last reporting interval. | 0 | 1 | 1 |  | Any | STAT | Statistic | ST |  |  | STAT:6260 | 2021-08-06 18:01
|  |  | 6812f5cc-6ca7-43a6-873f-27b01b1ac0e4 | 2 | STAT |  | 6261 | ONS_LOCAL$CETGD_500_PM_04!PMU:ST2 |  |  | 8736f6c7-ad41-4b43-b4f6-e684e0d4ad20 |  |  | 30 | [8 empty] | 11 | [5 empty] | LOCAL$CETGD_500_PM_04!PMU-ST2 | 0.0 | 1.0 | Device statistic for Number of time quality errors reported by device during last reporting interval. | 0 | 1 | 1 |  | Any | STAT | Statistic | ST |  |  | STAT:6261 | 2021-08-06 18:01
|  |  | e3d74316-1543-49b4-9f3d-5ed2c19d4dac | 2 | STAT |  | 6262 | ONS_LOCAL$CETGD_500_PM_04!PMU:ST3 |  |  | 8736f6c7-ad41-4b43-b4f6-e684e0d4ad20 |  |  | 30 | [8 empty] | 11 | [5 empty] | LOCAL$CETGD_500_PM_04!PMU-ST3 | 0.0 | 1.0 | Device statistic for Number of device errors reported by device during last reporting interval. | 0 | 1 | 1 |  | Any | STAT | Statistic | ST |  |  | STAT:6262 | 2021-08-06 18:01
|  |  | c0999749-2382-42f8-b4da-256c99df7a8f | 2 | STAT |  | 6263 | ONS_LOCAL$CETGD_500_PM_04!PMU:ST4 |  |  | 8736f6c7-ad41-4b43-b4f6-e684e0d4ad20 |  |  | 30 | [8 empty] | 11 | [5 empty] | LOCAL$CETGD_500_PM_04!PMU-ST4 | 0.0 | 1.0 | Device statistic for Number of measurements received from device during last reporting interval. | 0 | 1 | 1 |  | Any | STAT | Statistic | ST |  |  | STAT:6263 | 2021-08-06 18:01
|  |  | a3e7ea4f-a017-42a6-aa4c-18777e4aa10a | 2 | STAT |  | 6264 | ONS_LOCAL$CETGD_500_PM_04!PMU:ST5 |  |  | 8736f6c7-ad41-4b43-b4f6-e684e0d4ad20 |  |  | 30 | [8 empty] | 11 | [5 empty] | LOCAL$CETGD_500_PM_04!PMU-ST5 | 0.0 | 1.0 | Device statistic for Expected number of measurements received from device during last reporting interval. | 0 | 1 | 1 |  | Any | STAT | Statistic | ST |  |  | STAT:6264 | 2021-08-06 18:01
|  |  | 21c86dc5-5d65-4d98-ad9b-ec5dbb7e54d7 | 2 | STAT |  | 6265 | ONS_LOCAL$CETGD_500_PM_04!PMU:ST6 |  |  | 8736f6c7-ad41-4b43-b4f6-e684e0d4ad20 |  |  | 30 | [8 empty] | 11 | [5 empty] | LOCAL$CETGD_500_PM_04!PMU-ST6 | 0.0 | 1.0 | Device statistic for Number of measurements received while device was reporting errors during last reporting interval. | 0 | 1 | 1 |  | Any | STAT | Statistic | ST |  |  | STAT:6265 | 2021-08-06 18:01
|  |  | 1eb82f86-fab2-41a9-83eb-6a8b4483bb23 | 2 | STAT |  | 6266 | ONS_LOCAL$CETGD_500_PM_04!PMU:ST7 |  |  | 8736f6c7-ad41-4b43-b4f6-e684e0d4ad20 |  |  | 30 | [8 empty] | 11 | [5 empty] | LOCAL$CETGD_500_PM_04!PMU-ST7 | 0.0 | 1.0 | Device statistic for Number of defined measurements (per frame) from device during last reporting interval. | 0 | 1 | 1 |  | Any | STAT | Statistic | ST |  |  | STAT:6266 | 2021-08-06 18:01
|  |  | bcdc53a3-0302-4ba4-8ab8-bab223beacbe | 2 | STAT |  | 6267 | ONS_LOCAL$CETGD_500_PM_05!PMU:ST1 |  |  | 8736f6c7-ad41-4b43-b4f6-e684e0d4ad20 |  |  | 30 | [8 empty] | 11 | [5 empty] | LOCAL$CETGD_500_PM_05!PMU-ST1 | 0.0 | 1.0 | Device statistic for Number of data quality errors reported by device during last reporting interval. | 0 | 1 | 1 |  | Any | STAT | Statistic | ST |  |  | STAT:6267 | 2021-08-06 18:01
|  |  | 76610854-2910-4ba5-b861-53fca4383046 | 2 | STAT |  | 6268 | ONS_LOCAL$CETGD_500_PM_05!PMU:ST2 |  |  | 8736f6c7-ad41-4b43-b4f6-e684e0d4ad20 |  |  | 30 | [8 empty] | 11 | [5 empty] | LOCAL$CETGD_500_PM_05!PMU-ST2 | 0.0 | 1.0 | Device statistic for Number of time quality errors reported by device during last reporting interval. | 0 | 1 | 1 |  | Any | STAT | Statistic | ST |  |  | STAT:6268 | 2021-08-06 18:01
|  |  | fcdca989-a115-494b-ae12-9ff32cbcee80 | 2 | STAT |  | 6269 | ONS_LOCAL$CETGD_500_PM_05!PMU:ST3 |  |  | 8736f6c7-ad41-4b43-b4f6-e684e0d4ad20 |  |  | 30 | [8 empty] | 11 | [5 empty] | LOCAL$CETGD_500_PM_05!PMU-ST3 | 0.0 | 1.0 | Device statistic for Number of device errors reported by device during last reporting interval. | 0 | 1 | 1 |  | Any | STAT | Statistic | ST |  |  | STAT:6269 | 2021-08-06 18:01
|  |  | 02e49f46-9045-4bd4-b38a-02f6edb11911 | 2 | STAT |  | 6270 | ONS_LOCAL$CETGD_500_PM_05!PMU:ST4 |  |  | 8736f6c7-ad41-4b43-b4f6-e684e0d4ad20 |  |  | 30 | [8 empty] | 11 | [5 empty] | LOCAL$CETGD_500_PM_05!PMU-ST4 | 0.0 | 1.0 | Device statistic for Number of measurements received from device during last reporting interval. | 0 | 1 | 1 |  | Any | STAT | Statistic | ST |  |  | STAT:6270 | 2021-08-06 18:01
|  |  | 37248d56-e54b-43ba-9aad-616c9dcebc76 | 2 | STAT |  | 6271 | ONS_LOCAL$CETGD_500_PM_05!PMU:ST5 |  |  | 8736f6c7-ad41-4b43-b4f6-e684e0d4ad20 |  |  | 30 | [8 empty] | 11 | [5 empty] | LOCAL$CETGD_500_PM_05!PMU-ST5 | 0.0 | 1.0 | Device statistic for Expected number of measurements received from device during last reporting interval. | 0 | 1 | 1 |  | Any | STAT | Statistic | ST |  |  | STAT:6271 | 2021-08-06 18:01
|  |  | b0839afe-9d61-4ce9-bec7-58a2a3a78220 | 2 | STAT |  | 6272 | ONS_LOCAL$CETGD_500_PM_05!PMU:ST6 |  |  | 8736f6c7-ad41-4b43-b4f6-e684e0d4ad20 |  |  | 30 | [8 empty] | 11 | [5 empty] | LOCAL$CETGD_500_PM_05!PMU-ST6 | 0.0 | 1.0 | Device statistic for Number of measurements received while device was reporting errors during last reporting interval. | 0 | 1 | 1 |  | Any | STAT | Statistic | ST |  |  | STAT:6272 | 2021-08-06 18:01
|  |  | c980bc57-6210-4b1d-ba87-e290fa7eb5b9 | 2 | STAT |  | 6273 | ONS_LOCAL$CETGD_500_PM_05!PMU:ST7 |  |  | 8736f6c7-ad41-4b43-b4f6-e684e0d4ad20 |  |  | 30 | [8 empty] | 11 | [5 empty] | LOCAL$CETGD_500_PM_05!PMU-ST7 | 0.0 | 1.0 | Device statistic for Number of defined measurements (per frame) from device during last reporting interval. | 0 | 1 | 1 |  | Any | STAT | Statistic | ST |  |  | STAT:6273 | 2021-08-06 18:01
|  |  | c9609735-52e4-49c7-881c-98707b6180d7 | 1 | PPA | ArchiveDirectories={D:\openHistorian\Archive
|  |  | 868694ab-4884-4cf7-b74f-96f666210496 | 1 | PPA | ArchiveDirectories={D:\openHistorian\Archive
|  |  | b30d0025-8014-4ee0-9c78-f8730d50bcec | 1 | PPA | ArchiveDirectories={D:\openHistorian\Archive
|  |  | e552828f-28f4-4fd3-888f-8996bd557b09 | 1 | PPA | ArchiveDirectories={D:\openHistorian\Archive
|  |  | f79927f5-0379-4b79-9ac9-f4065e52c125 | 1 | PPA | ArchiveDirectories={D:\openHistorian\Archive
|  |  | 10787408-7631-4730-949f-b6038278c23d | 1 | PPA | ArchiveDirectories={D:\openHistorian\Archive
|  |  | 973601a5-2d6c-43e3-815a-f287d011346f | 1 | PPA | ArchiveDirectories={D:\openHistorian\Archive
|  |  | dad4be07-a5ce-4d15-b00f-4e65f05f1bca | 1 | PPA | ArchiveDirectories={D:\openHistorian\Archive
|  |  | acd3a5c2-90e4-4ab8-820a-add3a62c17b1 | 1 | PPA | ArchiveDirectories={D:\openHistorian\Archive
|  |  | 8f24298a-9124-4fa8-9d2e-f68a2cb29768 | 1 | PPA | ArchiveDirectories={D:\openHistorian\Archive
|  |  | 86c21eba-65e6-42de-b7ca-1dd70146693f | 1 | PPA | ArchiveDirectories={D:\openHistorian\Archive
|  |  | ff2bded6-3040-462d-ba7e-65a749dd7bcf | 1 | PPA | ArchiveDirectories={D:\openHistorian\Archive
|  |  | aac055ee-f2c1-4178-9251-75ea6fca1ad8 | 1 | PPA | ArchiveDirectories={D:\openHistorian\Archive
|  |  | b0aa7da2-b47c-4d4a-ba58-2a60f552adf0 | 1 | PPA | ArchiveDirectories={D:\openHistorian\Archive
|  |  | ff606dfd-653d-4d3a-835b-017171bbbe82 | 1 | PPA | ArchiveDirectories={D:\openHistorian\Archive
|  |  | 6a799e55-3eb8-40ec-96e0-293c71e06aef | 1 | PPA | ArchiveDirectories={D:\openHistorian\Archive
|  |  | cbac3e33-7912-42c1-864a-a2510a229c99 | 1 | PPA | ArchiveDirectories={D:\openHistorian\Archive
|  |  | b26ace53-6a62-4ce8-88ad-9c33e9537d1e | 1 | PPA | ArchiveDirectories={D:\openHistorian\Archive
|  |  | aa84816d-ee16-4f73-bc6d-c4dc500be1ac | 1 | PPA | ArchiveDirectories={D:\openHistorian\Archive
|  |  | 9b06d209-2d8d-418b-8c54-a02b916b932d | 1 | PPA | ArchiveDirectories={D:\openHistorian\Archive
|  |  | dd229acb-c8f8-4dd9-82c2-78d26c9f16df | 1 | PPA | ArchiveDirectories={D:\openHistorian\Archive
|  |  | 548c9e7f-8d33-49dc-9316-c1a1314f2a33 | 1 | PPA | ArchiveDirectories={D:\openHistorian\Archive
|  |  | 7a0668a3-1464-41dc-aeb0-5de39253bbed | 1 | PPA | ArchiveDirectories={D:\openHistorian\Archive
|  |  | 9390f248-636b-45de-9d0d-cb885691d605 | 1 | PPA | ArchiveDirectories={D:\openHistorian\Archive
|  |  | 45f8aae7-ebd6-4c1d-9fd3-45849c7b5e86 | 1 | PPA | ArchiveDirectories={D:\openHistorian\Archive
|  |  | 3104551a-295d-41ef-b00c-da0655c47ea7 | 1 | PPA | ArchiveDirectories={D:\openHistorian\Archive
|  |  | e0b37982-e344-417b-889a-483a1a6eacc5 | 1 | PPA | ArchiveDirectories={D:\openHistorian\Archive
|  |  | 91d5143b-3e74-4a5b-8b7f-586c5d6549c9 | 1 | PPA | ArchiveDirectories={D:\openHistorian\Archive
|  |  | 0f6d2613-6909-4802-b088-ee78a03bc2bf | 1 | PPA | ArchiveDirectories={D:\openHistorian\Archive
|  |  | 740dfc11-6858-47d9-84a1-719e14676cb3 | 1 | PPA | ArchiveDirectories={D:\openHistorian\Archive
|  |  | cb4ec6d9-c688-4ea6-b238-25ba68706d2f | 1 | PPA | ArchiveDirectories={D:\openHistorian\Archive
|  |  | 0e079388-f210-42be-a35d-c7d3d213bcf7 | 1 | PPA | ArchiveDirectories={D:\openHistorian\Archive
|  |  | 926836fa-2d54-4b5c-9c71-1023bc420dcc | 1 | PPA | ArchiveDirectories={D:\openHistorian\Archive
|  |  | bb133e8a-83f9-4af9-abd9-f511a7a9d86d | 1 | PPA | ArchiveDirectories={D:\openHistorian\Archive
|  |  | adc640c3-4ee8-4fd2-b4e2-70e464fbdafa | 1 | PPA | ArchiveDirectories={D:\openHistorian\Archive
|  |  | bb1d524a-151d-4df5-a49f-cd72f61f9820 | 1 | PPA | ArchiveDirectories={D:\openHistorian\Archive
|  |  | ed4882a7-686b-4126-8dee-0579eab3d603 | 1 | PPA | ArchiveDirectories={D:\openHistorian\Archive
|  |  | 7a639412-309a-44c9-b001-68c8925e3414 | 1 | PPA | ArchiveDirectories={D:\openHistorian\Archive
|  |  | 2ec8000c-d77a-460a-925b-6ee7239a6776 | 1 | PPA | ArchiveDirectories={D:\openHistorian\Archive
|  |  | 5d040017-89cd-4e79-b257-f16cb5cf3427 | 1 | PPA | ArchiveDirectories={D:\openHistorian\Archive
|  |  | 455dfd29-2ef9-4ffc-98d6-2a708dbb507e | 1 | PPA | ArchiveDirectories={D:\openHistorian\Archive
|  |  | b902e5dc-548a-4be4-9106-40e6f3db246f | 1 | PPA | ArchiveDirectories={D:\openHistorian\Archive
|  |  | 580ba1f2-3c68-48fe-9722-70473ebef8da | 1 | PPA | ArchiveDirectories={D:\openHistorian\Archive
|  |  | f59891c3-7966-4817-af48-c50c70720b48 | 1 | PPA | ArchiveDirectories={D:\openHistorian\Archive
|  |  | 3d6de24f-6511-4d2b-943a-b94d7303f4f2 | 1 | PPA | ArchiveDirectories={D:\openHistorian\Archive
|  |  | c4b9a493-22e5-46f5-af62-d46159f8952a | 1 | PPA | ArchiveDirectories={D:\openHistorian\Archive
|  |  | 8acc5015-6a29-49eb-9556-6e0b6bb0ac72 | 1 | PPA | ArchiveDirectories={D:\openHistorian\Archive
|  |  | 375acfa3-7573-4439-8326-c7b10680a2a3 | 1 | PPA | ArchiveDirectories={D:\openHistorian\Archive
|  |  | d634fb73-f86c-49d1-8d7f-d7bab8650f92 | 1 | PPA | ArchiveDirectories={D:\openHistorian\Archive
|  |  | e936e889-5aa8-48e2-a7a4-b8728fbf8596 | 1 | PPA | ArchiveDirectories={D:\openHistorian\Archive
|  |  | dba95a9b-9f19-4cd2-a31d-5971b5f6dabe | 1 | PPA | ArchiveDirectories={D:\openHistorian\Archive
|  |  | 1f72cd34-dae3-4f6d-a9e2-c4db1d8e7cf9 | 1 | PPA | ArchiveDirectories={D:\openHistorian\Archive
|  |  | 7b4560e1-9002-4118-8076-c6675933748a | 1 | PPA | ArchiveDirectories={D:\openHistorian\Archive
|  |  | e1604999-843d-4b37-bf9f-7c9d65eb0422 | 1 | PPA | ArchiveDirectories={D:\openHistorian\Archive
|  |  | aa65a1bb-cd0b-4e4b-b555-766973872057 | 1 | PPA | ArchiveDirectories={D:\openHistorian\Archive
|  |  | 016479e7-2af4-454c-8e0a-c68411914e45 | 1 | PPA | ArchiveDirectories={D:\openHistorian\Archive
|  |  | c273c26a-ec0a-4359-86f1-5f082cc4353c | 1 | PPA | ArchiveDirectories={D:\openHistorian\Archive
|  |  | 8737d5bf-9c94-4d0a-8422-c8f78380eca6 | 1 | PPA | ArchiveDirectories={D:\openHistorian\Archive
|  |  | df1ffd7f-b149-4312-bada-f38fda084996 | 1 | PPA | ArchiveDirectories={D:\openHistorian\Archive
|  |  | 648e89f0-8de2-44a6-9b65-98bd44bd5e94 | 1 | PPA | ArchiveDirectories={D:\openHistorian\Archive
|  |  | bb6d0a01-e1c7-4864-99ff-d894776fbc9f | 1 | PPA | ArchiveDirectories={D:\openHistorian\Archive
|  |  | b9a8468a-0242-4ac6-a08f-ff29581c0357 | 1 | PPA | ArchiveDirectories={D:\openHistorian\Archive
|  |  | 57c867ec-dd7d-4cfc-9acc-594a0a786336 | 1 | PPA | ArchiveDirectories={D:\openHistorian\Archive
|  |  | a611a2a4-763c-4a92-b23e-8f86b90da66f | 1 | PPA | ArchiveDirectories={D:\openHistorian\Archive
|  |  | b80e618c-f4bd-48ff-96cd-3689e8aec4c4 | 1 | PPA | ArchiveDirectories={D:\openHistorian\Archive
|  |  | 712891fe-6bc7-479e-8c7a-f0189f7aad45 | 1 | PPA | ArchiveDirectories={D:\openHistorian\Archive
|  |  | f9113164-95b7-438c-8ee9-9792a00aa5f8 | 1 | PPA | ArchiveDirectories={D:\openHistorian\Archive
|  |  | fc4ae3f5-2813-4c8b-a7bb-6047fcba7160 | 1 | PPA | ArchiveDirectories={D:\openHistorian\Archive
|  |  | 4c61a8ec-e25e-4948-a843-b1afc866439b | 1 | PPA | ArchiveDirectories={D:\openHistorian\Archive
|  |  | 4b1514b7-6d3b-40e5-83eb-412b7003e784 | 1 | PPA | ArchiveDirectories={D:\openHistorian\Archive
|  |  | 7a4ca8e5-9d6e-4f04-bce7-d9047383d413 | 1 | PPA | ArchiveDirectories={D:\openHistorian\Archive
|  |  | 6763133f-b955-4a96-a0df-c1fdfb96be59 | 1 | PPA | ArchiveDirectories={D:\openHistorian\Archive
|  |  | f9526caa-190e-44af-9958-d022fce528a4 | 1 | PPA | ArchiveDirectories={D:\openHistorian\Archive
|  |  | 8fa8f8d9-3206-4a7a-a821-57983a9980ea | 1 | PPA | ArchiveDirectories={D:\openHistorian\Archive
|  |  | dad35288-ee9a-4450-ae95-420107f61b36 | 1 | PPA | ArchiveDirectories={D:\openHistorian\Archive
|  |  | d7185cda-db7e-4932-b3da-591ef017cd84 | 1 | PPA | ArchiveDirectories={D:\openHistorian\Archive
|  |  | 6729b910-b53b-4b1c-bbc4-498b72a80941 | 1 | PPA | ArchiveDirectories={D:\openHistorian\Archive
|  |  | 55131b8c-2c66-4b84-ac8d-b8fb40ad6707 | 1 | PPA | ArchiveDirectories={D:\openHistorian\Archive
|  |  | 8eb0d55a-16e5-4f4a-8932-8a63e7ae2e62 | 1 | PPA | ArchiveDirectories={D:\openHistorian\Archive
|  |  | 122ed378-35fe-440c-b441-c58f8013a984 | 1 | PPA | ArchiveDirectories={D:\openHistorian\Archive
|  |  | d82d72d2-eebb-4d90-a99a-9e162d446abd | 1 | PPA | ArchiveDirectories={D:\openHistorian\Archive
|  |  | fc5a5f39-cc81-4cb3-9526-4b0dae6ee621 | 1 | PPA | ArchiveDirectories={D:\openHistorian\Archive
|  |  | ce18db42-d73d-4a4f-8fbf-2d28425f1a14 | 1 | PPA | ArchiveDirectories={D:\openHistorian\Archive
|  |  | 62f7f942-380d-45d6-afdf-edbc5d8ebdca | 1 | PPA | ArchiveDirectories={D:\openHistorian\Archive
|  |  | f60e6456-b266-4dff-a4c0-7c4106ae9223 | 1 | PPA | ArchiveDirectories={D:\openHistorian\Archive
|  |  | 50a9e015-a732-4895-848a-30409dc2c5da | 1 | PPA | ArchiveDirectories={D:\openHistorian\Archive
|  |  | 14a0afb6-11ae-40f9-9372-db8ee3c39e45 | 1 | PPA | ArchiveDirectories={D:\openHistorian\Archive
|  |  | c98405f2-f04f-4b49-b03c-bc315b9c3952 | 1 | PPA | ArchiveDirectories={D:\openHistorian\Archive
|  |  | 5124e0c6-ce03-49b2-9940-0e937656017d | 1 | PPA | ArchiveDirectories={D:\openHistorian\Archive
|  |  | aa603061-2246-4728-812a-1a0dadc2ece9 | 1 | PPA | ArchiveDirectories={D:\openHistorian\Archive
|  |  | 62abc614-b03b-475e-9b34-ad8888557bfe | 1 | PPA | ArchiveDirectories={D:\openHistorian\Archive
|  |  | 66a61154-395d-4177-af71-6d11fb87b566 | 1 | PPA | ArchiveDirectories={D:\openHistorian\Archive
|  |  | 4f46c107-cb60-43fe-b4dd-f8f9794236ee | 1 | PPA | ArchiveDirectories={D:\openHistorian\Archive
|  |  | 3c5f8c4e-7a4b-4cc8-9083-1705230060c0 | 1 | PPA | ArchiveDirectories={D:\openHistorian\Archive
|  |  | d5284d9a-ee72-4462-834b-2b114cb45f18 | 1 | PPA | ArchiveDirectories={D:\openHistorian\Archive
|  |  | 05d133f4-1f51-4270-9b75-4b88970a5a55 | 1 | PPA | ArchiveDirectories={D:\openHistorian\Archive
|  |  | cfd8b747-eb37-4f52-8cb6-b1e8d9e79bc5 | 1 | PPA | ArchiveDirectories={D:\openHistorian\Archive
|  |  | 127f53f3-e10a-445e-94fd-47bf1435ac70 | 1 | PPA | ArchiveDirectories={D:\openHistorian\Archive
|  |  | f21fe293-6215-4ed8-8bc9-636281367d08 | 1 | PPA | ArchiveDirectories={D:\openHistorian\Archive
|  |  | 69158222-6980-446e-a101-75b765688296 | 1 | PPA | ArchiveDirectories={D:\openHistorian\Archive
|  |  | d8fde341-1ad3-4745-ae7e-cd80ee697a02 | 1 | PPA | ArchiveDirectories={D:\openHistorian\Archive
|  |  | e79cb55b-8839-4e34-b917-0379861d7a48 | 1 | PPA | ArchiveDirectories={D:\openHistorian\Archive
|  |  | 5863ead0-399f-45b5-acdc-607e1da6c2be | 1 | PPA | ArchiveDirectories={D:\openHistorian\Archive
|  |  | 54929292-f53b-4bbd-91fb-de54717302e2 | 1 | PPA | ArchiveDirectories={D:\openHistorian\Archive
|  |  | 5618a87b-a14d-4bda-88a5-10f63b7ae435 | 1 | PPA | ArchiveDirectories={D:\openHistorian\Archive
|  |  | f4f6e786-d7ee-472a-884f-6d1dc3f09714 | 1 | PPA | ArchiveDirectories={D:\openHistorian\Archive
|  |  | a4187fb8-425c-4cdb-8390-c5f5eed4de76 | 1 | PPA | ArchiveDirectories={D:\openHistorian\Archive
|  |  | 4472f00d-7c95-48e4-93d7-dddc3cadd055 | 1 | PPA | ArchiveDirectories={D:\openHistorian\Archive
|  |  | de29fffa-baec-4e24-bd84-b87b1d978efd | 1 | PPA | ArchiveDirectories={D:\openHistorian\Archive
|  |  | 20ac97ef-7e5a-43fd-a819-692402778893 | 1 | PPA | ArchiveDirectories={D:\openHistorian\Archive
|  |  | 83bd60cb-3149-4475-894f-0a75bc687cca | 1 | PPA | ArchiveDirectories={D:\openHistorian\Archive
|  |  | 2acc6423-1061-4df0-bc3d-411a1dcb0dc5 | 1 | PPA | ArchiveDirectories={D:\openHistorian\Archive
|  |  | a63f7f39-d07e-43ba-a019-9d0607088beb | 1 | PPA | ArchiveDirectories={D:\openHistorian\Archive
|  |  | 5755eb46-c37c-4ad7-abd7-47133f5519d0 | 1 | PPA | ArchiveDirectories={D:\openHistorian\Archive
|  |  | ad7e6be9-9243-499f-8234-72aba73e3f33 | 1 | PPA | ArchiveDirectories={D:\openHistorian\Archive
|  |  | 0c19f0e3-6cf0-427b-8957-fc6ef7b51a2f | 1 | PPA | ArchiveDirectories={D:\openHistorian\Archive
|  |  | cd73ee3c-f0a9-4e1a-b282-8dd7e84992a3 | 1 | PPA | ArchiveDirectories={D:\openHistorian\Archive
|  |  | 91075c85-2ec9-4635-85e6-28ae2310aaad | 1 | PPA | ArchiveDirectories={D:\openHistorian\Archive
|  |  | 99dc25ec-aad5-4a73-a872-ecd9cecfbd57 | 1 | PPA | ArchiveDirectories={D:\openHistorian\Archive
|  |  | d7f4720b-ac46-4ac9-88f0-9df7a1695cc3 | 1 | PPA | ArchiveDirectories={D:\openHistorian\Archive
|  |  | 163945cb-d8d8-460f-802a-5f542bb150f3 | 1 | PPA | ArchiveDirectories={D:\openHistorian\Archive
|  |  | 9c9e3855-b897-45d9-86aa-3120500eff3d | 1 | PPA | ArchiveDirectories={D:\openHistorian\Archive
|  |  | 41ed4989-d6dd-4f2a-a3ab-34839a62f5f9 | 1 | PPA | ArchiveDirectories={D:\openHistorian\Archive
|  |  | 07f5e97c-9098-4106-8839-cf65395352cd | 1 | PPA | ArchiveDirectories={D:\openHistorian\Archive
|  |  | d9cf9809-f10c-4c3e-b0ea-92324b143d97 | 1 | PPA | ArchiveDirectories={D:\openHistorian\Archive
|  |  | 90715628-49ed-4253-b379-b9b820ba924f | 1 | PPA | ArchiveDirectories={D:\openHistorian\Archive
|  |  | ee9b8300-54e5-43a3-938c-6bdaaaa7cee9 | 1 | PPA | ArchiveDirectories={D:\openHistorian\Archive
|  |  | 2c1ec5ab-0a85-4afc-8024-303c571a3d98 | 1 | PPA | ArchiveDirectories={D:\openHistorian\Archive
|  |  | 2319fd23-7bb8-48c1-b6cf-bfe3eba4b6bf | 1 | PPA | ArchiveDirectories={D:\openHistorian\Archive
|  |  | fa8df533-a1e7-4467-a4aa-e0f459af0420 | 1 | PPA | ArchiveDirectories={D:\openHistorian\Archive
|  |  | 131676ee-277d-4fba-b8aa-889f83097f1d | 1 | PPA | ArchiveDirectories={D:\openHistorian\Archive
|  |  | 697b82bc-ee54-4d61-83f3-427e59af9330 | 1 | PPA | ArchiveDirectories={D:\openHistorian\Archive
|  |  | ef424396-4c7d-4be2-b39d-fdb73fe6a1d4 | 1 | PPA | ArchiveDirectories={D:\openHistorian\Archive
|  |  | 98689d73-4827-414f-85b5-dc75cfea8b60 | 1 | PPA | ArchiveDirectories={D:\openHistorian\Archive
|  |  | 5ad2f402-fd02-427f-a8cd-1a32fa2e7d38 | 1 | PPA | ArchiveDirectories={D:\openHistorian\Archive
|  |  | 92435590-61ac-4406-a766-d4409c6dbba9 | 1 | PPA | ArchiveDirectories={D:\openHistorian\Archive
|  |  | 4338c1fc-de5d-47eb-8525-9144582ddbaa | 1 | PPA | ArchiveDirectories={D:\openHistorian\Archive
|  |  | 2821c03c-df72-49dc-8da9-85a5b8e6ea26 | 1 | PPA | ArchiveDirectories={D:\openHistorian\Archive
|  |  | 0f20ebb6-894d-46f0-b291-7886321ba496 | 1 | PPA | ArchiveDirectories={D:\openHistorian\Archive
|  |  | f29a9136-a1d4-45a8-b61c-d647256d4a64 | 1 | PPA | ArchiveDirectories={D:\openHistorian\Archive
|  |  | 21b03ad5-bb54-4bec-abbd-fb8219598e95 | 1 | PPA | ArchiveDirectories={D:\openHistorian\Archive
|  |  | e15cebec-56ea-4514-bb8e-34c0b9f441cc | 1 | PPA | ArchiveDirectories={D:\openHistorian\Archive
|  |  | 7515e003-86ad-4dab-84ef-7f2e05ca085b | 1 | PPA | ArchiveDirectories={D:\openHistorian\Archive
|  |  | 5bf95dde-cf49-42bf-bfee-036f7284fa23 | 1 | PPA | ArchiveDirectories={D:\openHistorian\Archive
|  |  | 7176fa4c-e620-4d32-94ac-7c7647e96543 | 1 | PPA | ArchiveDirectories={D:\openHistorian\Archive
|  |  | 53682842-fe37-4822-8faa-4bf2b33c2fc2 | 1 | PPA | ArchiveDirectories={D:\openHistorian\Archive
|  |  | 5631c03b-6a92-43cf-9018-b26568605ff9 | 1 | PPA | ArchiveDirectories={D:\openHistorian\Archive
|  |  | 0f6a4684-a678-4dd5-86a9-15a6b5d63201 | 1 | PPA | ArchiveDirectories={D:\openHistorian\Archive
|  |  | 09711ed0-06f7-483c-83dd-26343067081c | 1 | PPA | ArchiveDirectories={D:\openHistorian\Archive
|  |  | d9a92911-c6d5-4b13-a1d3-0a275e1783ee | 1 | PPA | ArchiveDirectories={D:\openHistorian\Archive
|  |  | a7e13f3a-d35e-480a-9bf0-3761f508808c | 1 | PPA | ArchiveDirectories={D:\openHistorian\Archive
|  |  | f93f6ff3-22e3-4fa4-90b9-f11918db7c37 | 1 | PPA | ArchiveDirectories={D:\openHistorian\Archive
|  |  | c922a02b-75b6-49a6-90a3-1d31f382247a | 1 | PPA | ArchiveDirectories={D:\openHistorian\Archive
|  |  | b245d364-73b2-4398-b4fd-e3ed33a5af6a | 1 | PPA | ArchiveDirectories={D:\openHistorian\Archive
|  |  | fa5fa56b-4f15-4fa5-a07f-fbd5d09a81e5 | 1 | PPA | ArchiveDirectories={D:\openHistorian\Archive
|  |  | 3c45fcce-e6c6-4d2e-8bc3-c4e990f58081 | 1 | PPA | ArchiveDirectories={D:\openHistorian\Archive
|  |  | c0ec2684-b974-4710-b2bd-e40bc4f6a916 | 1 | PPA | ArchiveDirectories={D:\openHistorian\Archive
|  |  | 2d5c87a6-c321-4758-a253-6ebce391d2da | 1 | PPA | ArchiveDirectories={D:\openHistorian\Archive
|  |  | 37a1ad2e-44b4-4a26-bb91-c211de8ad232 | 1 | PPA | ArchiveDirectories={D:\openHistorian\Archive
|  |  | 450a3c9b-1646-4187-a3c5-a4e9b2a3feb0 | 1 | PPA | ArchiveDirectories={D:\openHistorian\Archive
|  |  | 8fbbd4a7-7267-4be1-9789-ac020bd0ac89 | 1 | PPA | ArchiveDirectories={D:\openHistorian\Archive
|  |  | db1f5f29-4bf3-4b9b-b548-d8dde314b8fe | 1 | PPA | ArchiveDirectories={D:\openHistorian\Archive
|  |  | 35da9e14-687d-444a-90c3-ca69703648dd | 1 | PPA | ArchiveDirectories={D:\openHistorian\Archive
|  |  | b6fdbfe2-8ec4-4e25-bda9-d13433204416 | 1 | PPA | ArchiveDirectories={D:\openHistorian\Archive
|  |  | 05ca2d2f-d995-4c1c-8d85-ff2890a84de1 | 1 | PPA | ArchiveDirectories={D:\openHistorian\Archive
|  |  | 22e53bab-5beb-4246-b20e-9150fc49698b | 1 | PPA | ArchiveDirectories={D:\openHistorian\Archive
|  |  | 9caab75f-7cd1-448a-873b-2d56e767c462 | 1 | PPA | ArchiveDirectories={D:\openHistorian\Archive
|  |  | ae9af262-7163-47e4-867c-9d1670016618 | 1 | PPA | ArchiveDirectories={D:\openHistorian\Archive
|  |  | 4d592f85-ffc1-4dc0-b068-f40bdc3a1f33 | 1 | PPA | ArchiveDirectories={D:\openHistorian\Archive
|  |  | e8eff18f-6f64-4911-b438-c08fe77f9be2 | 1 | PPA | ArchiveDirectories={D:\openHistorian\Archive
|  |  | c35e294d-c223-4d11-9b00-082bf4a7cc25 | 1 | PPA | ArchiveDirectories={D:\openHistorian\Archive
|  |  | c8a18cca-87a2-4b21-a39b-f8615b2fe6e0 | 1 | PPA | ArchiveDirectories={D:\openHistorian\Archive
|  |  | 7c77dc32-3400-4205-9f05-bf02ec6ecd46 | 1 | PPA | ArchiveDirectories={D:\openHistorian\Archive
|  |  | c9a66a8d-399f-4a3f-9ab5-37e1dffb9fd3 | 1 | PPA | ArchiveDirectories={D:\openHistorian\Archive
|  |  | 71ea270f-b36d-4633-a72f-9b123c77dd09 | 1 | PPA | ArchiveDirectories={D:\openHistorian\Archive
|  |  | 521f676a-b4ea-4741-89e3-1827b72f0f0f | 1 | PPA | ArchiveDirectories={D:\openHistorian\Archive
|  |  | e5a8b70e-0e5e-40a6-99c3-32a4ecc55e4e | 1 | PPA | ArchiveDirectories={D:\openHistorian\Archive
|  |  | fabc7543-65fc-43b0-ba70-c9df86cb834c | 1 | PPA | ArchiveDirectories={D:\openHistorian\Archive
|  |  | ef5e87bc-a69f-4752-8127-a8b48aadb821 | 1 | PPA | ArchiveDirectories={D:\openHistorian\Archive
|  |  | baaa99d4-6869-49b9-9722-2ac7fa950a6d | 1 | PPA | ArchiveDirectories={D:\openHistorian\Archive
|  |  | 38b701e7-bb9d-40bd-860f-1f9e69642a3f | 1 | PPA | ArchiveDirectories={D:\openHistorian\Archive
|  |  | 48e6a624-0d9c-427b-b4ed-b05660b88c0d | 1 | PPA | ArchiveDirectories={D:\openHistorian\Archive
|  |  | f34ccc4c-d577-4a5f-a8b0-b3c2c9d57154 | 1 | PPA | ArchiveDirectories={D:\openHistorian\Archive
|  |  | a013bd32-94b7-4481-86ce-53ac2e2b62c2 | 1 | PPA | ArchiveDirectories={D:\openHistorian\Archive
|  |  | c478df57-708b-4f3b-8608-46a2bd24b40c | 1 | PPA | ArchiveDirectories={D:\openHistorian\Archive
|  |  | e7848160-1a1b-473c-aa8a-de7eddbd8369 | 1 | PPA | ArchiveDirectories={D:\openHistorian\Archive
|  |  | b93a1109-2afd-417d-afb0-e80742a70861 | 1 | PPA | ArchiveDirectories={D:\openHistorian\Archive
|  |  | da8a25e6-8259-4cd0-a6a7-5d603968b66b | 1 | PPA | ArchiveDirectories={D:\openHistorian\Archive
|  |  | c52ce864-8ae8-43b9-b520-abff178482b4 | 1 | PPA | ArchiveDirectories={D:\openHistorian\Archive
|  |  | 9b6984d7-73e3-47a3-ae33-64f448e6f598 | 1 | PPA | ArchiveDirectories={D:\openHistorian\Archive
|  |  | 81d01bb7-9b58-45da-8db0-0190bd7e2786 | 1 | PPA | ArchiveDirectories={D:\openHistorian\Archive
|  |  | b254aad2-65c9-4b98-9f3a-6db862b5ae63 | 1 | PPA | ArchiveDirectories={D:\openHistorian\Archive
|  |  | 45ab703d-0c55-4190-b5bf-53837ac932fc | 1 | PPA | ArchiveDirectories={D:\openHistorian\Archive
|  |  | c2d9c355-e9f4-4ac2-96ca-9c91ef613de0 | 1 | PPA | ArchiveDirectories={D:\openHistorian\Archive
|  |  | f4c6c7ff-e0e6-4b9d-ab9a-01e9dfbf259d | 1 | PPA | ArchiveDirectories={D:\openHistorian\Archive
|  |  | 3a42da3c-a033-471a-8388-2643f203b9a9 | 1 | PPA | ArchiveDirectories={D:\openHistorian\Archive
|  |  | 9cbf3242-d577-4dc7-a4c2-3d8c080c8881 | 1 | PPA | ArchiveDirectories={D:\openHistorian\Archive
|  |  | c9afff34-0839-4ada-b4f9-284bdf245b65 | 1 | PPA | ArchiveDirectories={D:\openHistorian\Archive
|  |  | c89b15af-3957-4bc0-82dd-4ab69aede6ab | 1 | PPA | ArchiveDirectories={D:\openHistorian\Archive
|  |  | 3c4ff23f-00d6-4618-a11e-3d2276aaae0e | 1 | PPA | ArchiveDirectories={D:\openHistorian\Archive
|  |  | 2100be8f-5900-446c-8c32-5ce5bb575dfc | 1 | PPA | ArchiveDirectories={D:\openHistorian\Archive
|  |  | 8c255d18-785a-4e5c-8489-13bb09747556 | 1 | PPA | ArchiveDirectories={D:\openHistorian\Archive
|  |  | 40a2f4ad-c393-4fc5-9723-44088df9487b | 1 | PPA | ArchiveDirectories={D:\openHistorian\Archive
|  |  | 11f3a3a2-5edc-49ff-9756-71d67ccf5f52 | 1 | PPA | ArchiveDirectories={D:\openHistorian\Archive
|  |  | 012f8010-bebe-41a9-9b4e-1a4b53f274cc | 1 | PPA | ArchiveDirectories={D:\openHistorian\Archive
|  |  | a8d90763-cc7c-4fbc-b894-6224404343e2 | 1 | PPA | ArchiveDirectories={D:\openHistorian\Archive
|  |  | bd318112-2682-4dfe-8e0b-4f49e2cc72fc | 1 | PPA | ArchiveDirectories={D:\openHistorian\Archive
|  |  | 8d6370a4-1f2d-4280-9915-d7b1f1ddd3dc | 1 | PPA | ArchiveDirectories={D:\openHistorian\Archive
|  |  | 38d28c40-a4d9-4832-84ff-f614f2e6a622 | 1 | PPA | ArchiveDirectories={D:\openHistorian\Archive
|  |  | 92a9a2c7-564d-440e-a80d-891659c8bfe6 | 1 | PPA | ArchiveDirectories={D:\openHistorian\Archive
|  |  | 321aad15-b509-45de-9c4b-a79e665cf6ed | 1 | PPA | ArchiveDirectories={D:\openHistorian\Archive
|  |  | 0d58689b-8e5d-4374-84fd-41bad3755354 | 1 | PPA | ArchiveDirectories={D:\openHistorian\Archive
|  |  | 372b08e3-0a06-40cf-9656-5706567fa646 | 1 | PPA | ArchiveDirectories={D:\openHistorian\Archive
|  |  | 93490bac-e56f-4066-85cf-bd6213d92595 | 1 | PPA | ArchiveDirectories={D:\openHistorian\Archive
|  |  | 1bad0e14-c6fe-4baa-a063-2013641d4d9c | 1 | PPA | ArchiveDirectories={D:\openHistorian\Archive
|  |  | 77705d15-44b5-4274-b6cb-ba7cb9128732 | 1 | PPA | ArchiveDirectories={D:\openHistorian\Archive
|  |  | aa90c432-2849-4022-a7ad-7c80a73f7ce7 | 1 | PPA | ArchiveDirectories={D:\openHistorian\Archive
|  |  | a8753b93-acfd-4257-aaa2-8f74292ec0c9 | 1 | PPA | ArchiveDirectories={D:\openHistorian\Archive
|  |  | 4391216c-fab4-431f-b2d6-a4d109137e1a | 1 | PPA | ArchiveDirectories={D:\openHistorian\Archive
|  |  | 4573c625-25d1-4d32-91c4-5bd5b49333fc | 1 | PPA | ArchiveDirectories={D:\openHistorian\Archive
|  |  | 11c6a9e5-3045-4625-9f5a-df79fb5e5477 | 1 | PPA | ArchiveDirectories={D:\openHistorian\Archive
|  |  | 13944ee1-d413-41b3-97ae-b903f32831a3 | 1 | PPA | ArchiveDirectories={D:\openHistorian\Archive
|  |  | c635fc23-49db-410d-a64f-5071a3ed042b | 1 | PPA | ArchiveDirectories={D:\openHistorian\Archive
|  |  | 46b83355-6dad-4109-95aa-fc32bb49108d | 1 | PPA | ArchiveDirectories={D:\openHistorian\Archive
|  |  | 4a6dcbc6-01ef-4424-ac1b-60adc46e66cf | 1 | PPA | ArchiveDirectories={D:\openHistorian\Archive
|  |  | b462291c-5d5d-4bee-b704-715dee35dc7a | 1 | PPA | ArchiveDirectories={D:\openHistorian\Archive
|  |  | 4df4d5e9-e148-43be-a2f8-15aa1891f1c9 | 1 | PPA | ArchiveDirectories={D:\openHistorian\Archive
|  |  | a010943c-eee3-4e99-b401-9c065705e06f | 1 | PPA | ArchiveDirectories={D:\openHistorian\Archive
|  |  | 215df735-a8d3-46cc-9564-7321e2abcd46 | 1 | PPA | ArchiveDirectories={D:\openHistorian\Archive
|  |  | d1c8c258-333b-4eaf-9e0f-7f076e32449a | 1 | PPA | ArchiveDirectories={D:\openHistorian\Archive
|  |  | 1ed1aa4c-3efe-4a48-9f58-dc7439fd31c1 | 1 | PPA | ArchiveDirectories={D:\openHistorian\Archive
|  |  | 32c257dc-c616-48d4-8062-539d1c3ec53d | 1 | PPA | ArchiveDirectories={D:\openHistorian\Archive
|  |  | 2091eb0b-66fa-49b1-94be-8f2a315a0776 | 1 | PPA | ArchiveDirectories={D:\openHistorian\Archive
|  |  | 417467af-b858-42c8-9d78-aee4e78dc157 | 1 | PPA | ArchiveDirectories={D:\openHistorian\Archive
|  |  | 411a9d3a-50f3-4c90-bbc1-00554c151f4d | 1 | PPA | ArchiveDirectories={D:\openHistorian\Archive
|  |  | cef583d7-92e5-40b9-831e-4008bf3c7ac4 | 1 | PPA | ArchiveDirectories={D:\openHistorian\Archive
|  |  | 3824138d-1605-4b13-894a-d53c699f45d5 | 1 | PPA | ArchiveDirectories={D:\openHistorian\Archive
|  |  | 6785372a-5c1a-420a-9e41-3578024808b5 | 1 | PPA | ArchiveDirectories={D:\openHistorian\Archive
|  |  | d52c6b53-c467-42a3-82b9-3fa72fd6fd62 | 1 | PPA | ArchiveDirectories={D:\openHistorian\Archive
|  |  | e243b259-51ea-43be-935e-e39240679c73 | 1 | PPA | ArchiveDirectories={D:\openHistorian\Archive
|  |  | d888d727-e0fb-4cd6-bbcb-aadd22263baf | 1 | PPA | ArchiveDirectories={D:\openHistorian\Archive
|  |  | ca0586e9-ede2-431e-bff4-19a0e1e2f066 | 1 | PPA | ArchiveDirectories={D:\openHistorian\Archive
|  |  | 575a6e4b-5b03-422c-970b-115ef9014f00 | 1 | PPA | ArchiveDirectories={D:\openHistorian\Archive
|  |  | 2523ece1-c888-418f-97e7-cb74a048ea68 | 1 | PPA | ArchiveDirectories={D:\openHistorian\Archive
|  |  | 1c45d521-b4cf-462c-be53-712f16c19aa0 | 1 | PPA | ArchiveDirectories={D:\openHistorian\Archive
|  |  | 3bb2b819-7ed9-4a99-bf4c-a558fc4b44eb | 1 | PPA | ArchiveDirectories={D:\openHistorian\Archive
|  |  | 5b3b20d4-c44c-46e7-b6d2-3e57bcee5de0 | 1 | PPA | ArchiveDirectories={D:\openHistorian\Archive
|  |  | 87e11b7f-84d4-49f5-81a5-e134639c8e4d | 1 | PPA | ArchiveDirectories={D:\openHistorian\Archive
|  |  | c638e8f2-04e5-49cb-ba03-329e09f572e1 | 1 | PPA | ArchiveDirectories={D:\openHistorian\Archive
|  |  | 1cb90388-4ede-421b-888b-f7ff38a4316c | 1 | PPA | ArchiveDirectories={D:\openHistorian\Archive
|  |  | dcfcbfc2-ac01-4dfc-9756-d83b9c4b607e | 1 | PPA | ArchiveDirectories={D:\openHistorian\Archive
|  |  | 749d35d8-b19b-4239-92e4-0ac308fa558d | 1 | PPA | ArchiveDirectories={D:\openHistorian\Archive
|  |  | f3f203bd-82c3-4a8c-a810-7ebb32a8d3a1 | 1 | PPA | ArchiveDirectories={D:\openHistorian\Archive
|  |  | 2eb1818a-0d93-4b9c-ac8c-bef71d30a685 | 1 | PPA | ArchiveDirectories={D:\openHistorian\Archive
|  |  | ca8e38b7-67d8-4e0f-8c0e-e77c9062e2a2 | 1 | PPA | ArchiveDirectories={D:\openHistorian\Archive
|  |  | c1a0543d-e92e-4128-aa8b-583e5e71d5d2 | 1 | PPA | ArchiveDirectories={D:\openHistorian\Archive
|  |  | 55a14ae4-dee0-49ab-bbe6-21601f007560 | 1 | PPA | ArchiveDirectories={D:\openHistorian\Archive
|  |  | e40f91b8-e35f-4066-b608-cee00dc178ce | 1 | PPA | ArchiveDirectories={D:\openHistorian\Archive
|  |  | 3927b3b5-fdb6-49cf-a62b-5b359ab04080 | 1 | PPA | ArchiveDirectories={D:\openHistorian\Archive
|  |  | 7c301ff6-d7c5-4a8b-9f22-06f00cb8d62c | 1 | PPA | ArchiveDirectories={D:\openHistorian\Archive
|  |  | 06dba83e-224a-4840-88f6-7b0b3a2fa333 | 1 | PPA | ArchiveDirectories={D:\openHistorian\Archive
|  |  | 8b4f209d-21cb-405d-bb6c-6fe71acf843f | 1 | PPA | ArchiveDirectories={D:\openHistorian\Archive
|  |  | 2eb041ac-c5a3-4d97-95db-685c3c507b68 | 1 | PPA | ArchiveDirectories={D:\openHistorian\Archive
|  |  | 9f828b93-d499-4da3-a4e7-c063127cd04e | 1 | PPA | ArchiveDirectories={D:\openHistorian\Archive
|  |  | 920d9fd0-01f4-443c-821d-b7f6f415f17b | 1 | PPA | ArchiveDirectories={D:\openHistorian\Archive
|  |  | 3cfb521e-ece5-4d64-a8da-a23dc2c1c8fd | 1 | PPA | ArchiveDirectories={D:\openHistorian\Archive
|  |  | f1a2d3c9-2f18-45b5-a4bf-e71a4481f1c3 | 1 | PPA | ArchiveDirectories={D:\openHistorian\Archive
|  |  | b882e493-306a-4089-9835-a51aeb3dd0df | 1 | PPA | ArchiveDirectories={D:\openHistorian\Archive
|  |  | 39ef821d-13b8-4223-9f57-1ed6c0ce5b78 | 1 | PPA | ArchiveDirectories={D:\openHistorian\Archive
|  |  | 5dcc445b-f9ef-487d-be48-c6faae5c716d | 1 | PPA | ArchiveDirectories={D:\openHistorian\Archive
|  |  | 354dab6e-5841-4686-8ba7-7d212ebac6f3 | 1 | PPA | ArchiveDirectories={D:\openHistorian\Archive
|  |  | e72c95cc-0848-4581-8890-295d94b3fd41 | 1 | PPA | ArchiveDirectories={D:\openHistorian\Archive
|  |  | 5257ebc0-b868-4d50-8b97-d85b598d53e1 | 1 | PPA | ArchiveDirectories={D:\openHistorian\Archive
|  |  | 6054968c-f7fa-407e-9c13-302f6a4b50bb | 1 | PPA | ArchiveDirectories={D:\openHistorian\Archive
|  |  | e18a1a37-dfe8-46d5-8757-e64c78138619 | 1 | PPA | ArchiveDirectories={D:\openHistorian\Archive
|  |  | 50f9f25e-b39b-48bf-9685-a6b752d66ddf | 1 | PPA | ArchiveDirectories={D:\openHistorian\Archive
|  |  | 5936b21f-bff6-4005-8ce4-ab719100fec2 | 1 | PPA | ArchiveDirectories={D:\openHistorian\Archive
|  |  | 44e524ba-5f61-489d-be9e-feb710226ad0 | 1 | PPA | ArchiveDirectories={D:\openHistorian\Archive
|  |  | e0c6ef3e-c48c-4689-9e4e-0d6aab2a0d3b | 1 | PPA | ArchiveDirectories={D:\openHistorian\Archive
|  |  | c9d9eede-241b-4c94-886c-82423a80a3de | 1 | PPA | ArchiveDirectories={D:\openHistorian\Archive
|  |  | 11273359-ed11-4d99-945d-76bc1fac523a | 1 | PPA | ArchiveDirectories={D:\openHistorian\Archive
|  |  | e1daddb0-aef1-47ac-b8f0-907a43dd56ca | 1 | PPA | ArchiveDirectories={D:\openHistorian\Archive
|  |  | 736afa20-624e-4187-8907-81f687666098 | 1 | PPA | ArchiveDirectories={D:\openHistorian\Archive
|  |  | 76f31513-5b53-4f1d-a58e-a3884823ebff | 1 | PPA | ArchiveDirectories={D:\openHistorian\Archive
|  |  | f5865bb3-ed2f-441f-ad2f-f382e0385974 | 1 | PPA | ArchiveDirectories={D:\openHistorian\Archive
|  |  | 0c2636b6-3464-46c6-a5c1-27714722206c | 1 | PPA | ArchiveDirectories={D:\openHistorian\Archive
|  |  | ae69647b-8759-44d4-b6eb-ecdf343b8ef6 | 1 | PPA | ArchiveDirectories={D:\openHistorian\Archive
|  |  | f4e02b93-9f14-486b-ba6b-a2b120105d47 | 1 | PPA | ArchiveDirectories={D:\openHistorian\Archive
|  |  | 68b0606d-0dbc-4d64-9f32-e2646a46bd35 | 1 | PPA | ArchiveDirectories={D:\openHistorian\Archive
|  |  | f6ff8353-29fd-41dd-acb4-8a588f0800c2 | 1 | PPA | ArchiveDirectories={D:\openHistorian\Archive
|  |  | 535845a1-fb8b-4cdd-8216-ddb3f30c2f29 | 1 | PPA | ArchiveDirectories={D:\openHistorian\Archive
|  |  | f0fe7251-de19-4984-9f07-0824d561c5c4 | 1 | PPA | ArchiveDirectories={D:\openHistorian\Archive
|  |  | 9ed20e11-f63b-4aed-bac3-259829820daa | 1 | PPA | ArchiveDirectories={D:\openHistorian\Archive
|  |  | f5166d33-4739-4114-8951-8c82a35ca4ce | 1 | PPA | ArchiveDirectories={D:\openHistorian\Archive
|  |  | aafc4379-8b51-4fcb-9971-1c0ad9f9315c | 1 | PPA | ArchiveDirectories={D:\openHistorian\Archive
|  |  | 8f1bd3b1-1185-4ee3-8503-4547dfffcb2e | 1 | PPA | ArchiveDirectories={D:\openHistorian\Archive
|  |  | c61d85b6-9935-4825-a371-cff64cbf670a | 1 | PPA | ArchiveDirectories={D:\openHistorian\Archive
|  |  | 1bb7ff34-021c-49f6-b835-37eb2a283b2d | 1 | PPA | ArchiveDirectories={D:\openHistorian\Archive
|  |  | 4d5fd235-6c9e-4976-b340-37a2de4161d2 | 1 | PPA | ArchiveDirectories={D:\openHistorian\Archive
|  |  | 0fc1a510-86e1-4959-9fd4-8beeb61eadb7 | 1 | PPA | ArchiveDirectories={D:\openHistorian\Archive
|  |  | 303ebfd3-1cee-4f17-bbf8-66aab4b5248c | 1 | PPA | ArchiveDirectories={D:\openHistorian\Archive
|  |  | 5bf20896-b9a2-4dbb-9d45-9d4da1f05f91 | 1 | PPA | ArchiveDirectories={D:\openHistorian\Archive
|  |  | e5e204fd-1258-4bf0-9777-99a1a3d1835f | 1 | PPA | ArchiveDirectories={D:\openHistorian\Archive
|  |  | 144a287b-c687-4635-9e37-25a359731d4a | 1 | PPA | ArchiveDirectories={D:\openHistorian\Archive
|  |  | 6830f6fa-193b-4d59-8a1b-75f575d37e05 | 1 | PPA | ArchiveDirectories={D:\openHistorian\Archive
|  |  | baef7dba-3c74-486c-bf5b-8769367bdd07 | 1 | PPA | ArchiveDirectories={D:\openHistorian\Archive
|  |  | c2cf0eaa-30ab-43fb-aca2-65bc7e3ccc55 | 1 | PPA | ArchiveDirectories={D:\openHistorian\Archive
|  |  | 4c1a3e12-4eae-400d-86fd-1f699b4a0cf1 | 1 | PPA | ArchiveDirectories={D:\openHistorian\Archive
|  |  | ab6dc5df-8fbf-4804-bb9a-49c10e4b6110 | 1 | PPA | ArchiveDirectories={D:\openHistorian\Archive
|  |  | 3eaaf493-654f-4bae-8d10-ef46a2429e68 | 1 | PPA | ArchiveDirectories={D:\openHistorian\Archive
|  |  | 2952f251-a2ee-4d1e-9017-487305c3ed9a | 1 | PPA | ArchiveDirectories={D:\openHistorian\Archive
|  |  | 160bc304-db81-4d7e-a1e2-a7cd8a92f680 | 1 | PPA | ArchiveDirectories={D:\openHistorian\Archive
|  |  | c332bb16-a261-4737-8e4c-cc48a907850e | 1 | PPA | ArchiveDirectories={D:\openHistorian\Archive
|  |  | 01523025-271e-4e50-95e2-89dd7188ab10 | 1 | PPA | ArchiveDirectories={D:\openHistorian\Archive
|  |  | 20706290-2b8a-4631-9af9-b2f7edd21751 | 1 | PPA | ArchiveDirectories={D:\openHistorian\Archive
|  |  | 5333414e-1aaa-41a9-ab06-acd5958a354e | 1 | PPA | ArchiveDirectories={D:\openHistorian\Archive
|  |  | 30b6aace-16df-4f95-a5c7-feafa95e6e1d | 1 | PPA | ArchiveDirectories={D:\openHistorian\Archive
|  |  | e4fa8be1-500c-4a1e-b936-ec0d5d08724d | 1 | PPA | ArchiveDirectories={D:\openHistorian\Archive
|  |  | 700439f3-9294-4110-a5dd-050c62dae6b8 | 1 | PPA | ArchiveDirectories={D:\openHistorian\Archive
|  |  | e2b87234-40db-4708-88ed-c8b969f0e8bf | 1 | PPA | ArchiveDirectories={D:\openHistorian\Archive
|  |  | 6cac81a8-4d3d-4dc2-821e-d0ee708bcd5b | 1 | PPA | ArchiveDirectories={D:\openHistorian\Archive
|  |  | 299b7f80-3b92-415a-9696-934baafe791f | 1 | PPA | ArchiveDirectories={D:\openHistorian\Archive
|  |  | c6a2c2c1-f9d0-45d1-a343-95e43393d6a3 | 1 | PPA | ArchiveDirectories={D:\openHistorian\Archive
|  |  | 995c9473-a163-4a19-8124-f2c6762d8555 | 1 | PPA | ArchiveDirectories={D:\openHistorian\Archive
|  |  | 1a70ee5c-46e8-460e-aae2-9c89574ddcaf | 1 | PPA | ArchiveDirectories={D:\openHistorian\Archive
|  |  | 71293bbe-dbad-4f56-bbb5-e53c624cc8ea | 1 | PPA | ArchiveDirectories={D:\openHistorian\Archive
|  |  | 264c6374-b1f9-469a-9553-a9efd0451341 | 1 | PPA | ArchiveDirectories={D:\openHistorian\Archive
|  |  | df0ddc82-501b-4387-8655-a792da99397c | 1 | PPA | ArchiveDirectories={D:\openHistorian\Archive
|  |  | 4d22b0bb-4d88-4045-b44f-fa499a8253ca | 1 | PPA | ArchiveDirectories={D:\openHistorian\Archive
|  |  | bb00d944-d140-47aa-8107-fc175a703c22 | 1 | PPA | ArchiveDirectories={D:\openHistorian\Archive
|  |  | 28cbafb5-dcea-4687-9af9-619d7db788d4 | 1 | PPA | ArchiveDirectories={D:\openHistorian\Archive
|  |  | 45bdb031-816e-4553-8c55-d07ff6de899e | 1 | PPA | ArchiveDirectories={D:\openHistorian\Archive
|  |  | b456d3ae-08a1-4f69-8291-0339507cc318 | 1 | PPA | ArchiveDirectories={D:\openHistorian\Archive
|  |  | 6764e738-4cbc-498d-994f-4d7948c0db34 | 1 | PPA | ArchiveDirectories={D:\openHistorian\Archive
|  |  | f1d28638-23ff-4ded-89ae-b4156c33443f | 1 | PPA | ArchiveDirectories={D:\openHistorian\Archive
|  |  | d248daf4-b1d0-4419-a152-663f3cfd86a6 | 1 | PPA | ArchiveDirectories={D:\openHistorian\Archive
|  |  | dbb4c10e-04d9-423e-950d-b6e234b654d1 | 1 | PPA | ArchiveDirectories={D:\openHistorian\Archive
|  |  | 5fda5ed5-76fc-4003-acb9-4c3e3d4c1f3d | 1 | PPA | ArchiveDirectories={D:\openHistorian\Archive
|  |  | fe731e74-27f6-4f9f-afd1-ebf7213fe4c9 | 1 | PPA | ArchiveDirectories={D:\openHistorian\Archive
|  |  | ce6e0d4b-e7e2-43da-9a6c-f3c2f69c80c9 | 1 | PPA | ArchiveDirectories={D:\openHistorian\Archive
|  |  | b26d20c9-f8c9-4ef0-9229-760ddeafe23c | 1 | PPA | ArchiveDirectories={D:\openHistorian\Archive
|  |  | 1a754882-f7e6-4658-a2e6-73c7146ddf30 | 1 | PPA | ArchiveDirectories={D:\openHistorian\Archive
|  |  | 54e2b123-75c1-46b9-ac09-6cb86ce49bbc | 1 | PPA | ArchiveDirectories={D:\openHistorian\Archive
|  |  | 19e10762-eba5-4118-a77c-15cf5590ca05 | 1 | PPA | ArchiveDirectories={D:\openHistorian\Archive
|  |  | 04c055a4-b9fb-409c-b591-7e69cdde7bda | 1 | PPA | ArchiveDirectories={D:\openHistorian\Archive
|  |  | cacca26f-201d-455b-aef6-0031b0d6ca21 | 1 | PPA | ArchiveDirectories={D:\openHistorian\Archive
|  |  | 6220c81c-eebe-469f-8e0f-51b57cc363d9 | 1 | PPA | ArchiveDirectories={D:\openHistorian\Archive
|  |  | b75b5a85-b73c-4b9e-967d-41df892b6fb1 | 1 | PPA | ArchiveDirectories={D:\openHistorian\Archive
|  |  | 60bc49df-3baf-4b55-b487-4348d388cf6d | 1 | PPA | ArchiveDirectories={D:\openHistorian\Archive
|  |  | f2b4e654-acca-4717-9a0b-6ce273a3bf5a | 1 | PPA | ArchiveDirectories={D:\openHistorian\Archive
|  |  | b4b8f42f-5d73-4de7-8ef2-bfd553a1ab7a | 1 | PPA | ArchiveDirectories={D:\openHistorian\Archive
|  |  | ef367f48-544a-4265-92e2-0379a603d22c | 1 | PPA | ArchiveDirectories={D:\openHistorian\Archive
|  |  | 06c3e08b-5fa8-4df8-9fd5-a2aa35f60574 | 1 | PPA | ArchiveDirectories={D:\openHistorian\Archive
|  |  | 9ca43891-70dd-4126-bd41-22cfecf5fd78 | 1 | PPA | ArchiveDirectories={D:\openHistorian\Archive
|  |  | 39e77f35-c10a-411d-83ee-26c257784e74 | 1 | PPA | ArchiveDirectories={D:\openHistorian\Archive
|  |  | 946b317a-c0ff-406f-97ed-01f3574a789c | 1 | PPA | ArchiveDirectories={D:\openHistorian\Archive
|  |  | 96d9fef3-c016-4386-bb48-2b2fe3d77ab9 | 1 | PPA | ArchiveDirectories={D:\openHistorian\Archive
|  |  | c73d0592-bb4a-4b43-a64a-c30b038476ca | 1 | PPA | ArchiveDirectories={D:\openHistorian\Archive
|  |  | 92206f3b-6203-4827-97e9-29acad73fcdb | 1 | PPA | ArchiveDirectories={D:\openHistorian\Archive
|  |  | 5dc6affe-a37a-4aa6-908a-63c98871abe7 | 1 | PPA | ArchiveDirectories={D:\openHistorian\Archive
|  |  | 30eca390-b3ab-42f3-b4e6-0b5e0db4ccc7 | 1 | PPA | ArchiveDirectories={D:\openHistorian\Archive
|  |  | eb0d1c97-3ab7-4e01-b026-4fa105c5256d | 1 | PPA | ArchiveDirectories={D:\openHistorian\Archive
|  |  | 10bcc663-708e-4680-a8ab-9599d3243604 | 1 | PPA | ArchiveDirectories={D:\openHistorian\Archive
|  |  | aaadd17f-c4b9-4d72-b37a-5912cf7b005b | 1 | PPA | ArchiveDirectories={D:\openHistorian\Archive
|  |  | 2bf6ea7f-282f-4353-a534-9f953eee5dd1 | 1 | PPA | ArchiveDirectories={D:\openHistorian\Archive
|  |  | e1a3cbd3-2663-4d43-a0eb-96c08d77cb07 | 1 | PPA | ArchiveDirectories={D:\openHistorian\Archive
|  |  | 115cf90e-a7a0-47ef-a530-01cb3732c0c6 | 1 | PPA | ArchiveDirectories={D:\openHistorian\Archive
|  |  | f89616b8-6c11-4766-92b9-32988f494e52 | 1 | PPA | ArchiveDirectories={D:\openHistorian\Archive
|  |  | cbcdf34e-bc90-4c60-a33d-f283c0666d4e | 1 | PPA | ArchiveDirectories={D:\openHistorian\Archive
|  |  | 11975119-0f3d-429c-abb8-8cf011b79ba0 | 1 | PPA | ArchiveDirectories={D:\openHistorian\Archive
|  |  | 61557d58-c3d5-4d19-ba4b-0bb6cadc790c | 1 | PPA | ArchiveDirectories={D:\openHistorian\Archive
|  |  | c150205b-ae1a-46e3-9dcb-99389dcdc429 | 1 | PPA | ArchiveDirectories={D:\openHistorian\Archive
|  |  | 79a3d3f1-f9de-448b-8abc-3a52b3c2cc58 | 1 | PPA | ArchiveDirectories={D:\openHistorian\Archive
|  |  | c85025bf-8bc6-4622-807d-9f3669df67d2 | 1 | PPA | ArchiveDirectories={D:\openHistorian\Archive
|  |  | dabc90d2-47a1-4ee8-bc5b-ce4ff7f50b8a | 1 | PPA | ArchiveDirectories={D:\openHistorian\Archive
|  |  | 4c99afd4-d858-4ddb-a17d-92fa40deec2a | 1 | PPA | ArchiveDirectories={D:\openHistorian\Archive
|  |  | 6ff30591-a21c-48da-98c3-4127b9b82bfd | 1 | PPA | ArchiveDirectories={D:\openHistorian\Archive
|  |  | 9fe1a380-2e85-421f-9856-ee81c22aab8e | 1 | PPA | ArchiveDirectories={D:\openHistorian\Archive
|  |  | ed329953-a1d9-4077-bc27-9db2a51dfdad | 1 | PPA | ArchiveDirectories={D:\openHistorian\Archive
|  |  | 7ce50c24-64dd-4267-b22c-4d31aa38670f | 1 | PPA | ArchiveDirectories={D:\openHistorian\Archive
|  |  | 5b120f8a-215b-44a4-9434-592b689a2263 | 1 | PPA | ArchiveDirectories={D:\openHistorian\Archive
|  |  | df6da7b0-d29d-4485-a6d1-cb123cb01e4a | 1 | PPA | ArchiveDirectories={D:\openHistorian\Archive
|  |  | 0ef832ea-f8c9-4d93-9ef7-cdea2fd6bd48 | 1 | PPA | ArchiveDirectories={D:\openHistorian\Archive
|  |  | 8137715b-10f6-4795-9a41-12d62ee53ae1 | 1 | PPA | ArchiveDirectories={D:\openHistorian\Archive
|  |  | 6611ccf3-821d-4416-a399-9dfaed57f7a9 | 1 | PPA | ArchiveDirectories={D:\openHistorian\Archive
|  |  | 7be314dd-3cf9-4af6-883a-21cf53536968 | 1 | PPA | ArchiveDirectories={D:\openHistorian\Archive
|  |  | de1c156a-850a-4a0a-9a60-9e28fe5236a2 | 1 | PPA | ArchiveDirectories={D:\openHistorian\Archive
|  |  | b2056199-298f-4a2d-b4d6-c3667f7ffa0b | 1 | PPA | ArchiveDirectories={D:\openHistorian\Archive
|  |  | bac65ba9-4903-48b8-8051-e618a001f0f5 | 1 | PPA | ArchiveDirectories={D:\openHistorian\Archive
|  |  | 4baddde9-b19e-44f8-89ae-525489423844 | 1 | PPA | ArchiveDirectories={D:\openHistorian\Archive
|  |  | e2984660-9fa9-4b73-b684-e58793776902 | 1 | PPA | ArchiveDirectories={D:\openHistorian\Archive
|  |  | 5ce81310-f65a-48ad-abc3-ce4df683aeb7 | 1 | PPA | ArchiveDirectories={D:\openHistorian\Archive
|  |  | d522bc96-114a-49c9-9174-93d1d9573f41 | 1 | PPA | ArchiveDirectories={D:\openHistorian\Archive
|  |  | 26c0df11-92a3-45b1-835d-45e9a6b3fb72 | 1 | PPA | ArchiveDirectories={D:\openHistorian\Archive
|  |  | 33bdfb86-ec19-4e75-bf68-197bcf5d67c7 | 1 | PPA | ArchiveDirectories={D:\openHistorian\Archive
|  |  | 362576db-d6f9-4460-a066-4c3c99a77bb1 | 1 | PPA | ArchiveDirectories={D:\openHistorian\Archive
|  |  | 9dd86ba8-2252-4a37-85bd-2aa1bdfe118e | 1 | PPA | ArchiveDirectories={D:\openHistorian\Archive
|  |  | ab723b1c-b296-4780-a093-c200e19dc504 | 1 | PPA | ArchiveDirectories={D:\openHistorian\Archive
|  |  | 52ed667c-fcdd-4a64-848b-37dde910adcb | 1 | PPA | ArchiveDirectories={D:\openHistorian\Archive
|  |  | 7824e48c-b295-4e67-aa9c-9fc5331d6705 | 1 | PPA | ArchiveDirectories={D:\openHistorian\Archive
|  |  | 78976c95-3a8a-407c-81dc-9f323c803a4e | 1 | PPA | ArchiveDirectories={D:\openHistorian\Archive
|  |  | 3b2eac7c-bc64-4620-afd9-80fa965d4176 | 1 | PPA | ArchiveDirectories={D:\openHistorian\Archive
|  |  | ab54de5a-7f8e-4cb2-b545-88e18ab2984a | 1 | PPA | ArchiveDirectories={D:\openHistorian\Archive
|  |  | 81cb9fbb-42ce-42e5-b5d2-808b44621088 | 1 | PPA | ArchiveDirectories={D:\openHistorian\Archive
|  |  | 8ca0150b-7ddd-4bdd-a062-184e73628349 | 1 | PPA | ArchiveDirectories={D:\openHistorian\Archive
|  |  | afdad81e-39b2-48e3-aba1-3906d838b9aa | 1 | PPA | ArchiveDirectories={D:\openHistorian\Archive
|  |  | 738ccaab-a966-4353-90d9-c15b1b0a43fe | 1 | PPA | ArchiveDirectories={D:\openHistorian\Archive
|  |  | 0f4c6d6f-81aa-435f-983e-d034e2503fe2 | 1 | PPA | ArchiveDirectories={D:\openHistorian\Archive
|  |  | 5b9e8184-75a8-430c-92c2-13ac2116f7d4 | 1 | PPA | ArchiveDirectories={D:\openHistorian\Archive
|  |  | a2fa404e-0dd4-450a-a8de-3e4525399109 | 1 | PPA | ArchiveDirectories={D:\openHistorian\Archive
|  |  | e45f5a95-7e52-40a5-b52c-ce6ed8fa9565 | 1 | PPA | ArchiveDirectories={D:\openHistorian\Archive
|  |  | 9c03fb95-e884-472c-a0b4-7875ac513b57 | 1 | PPA | ArchiveDirectories={D:\openHistorian\Archive
|  |  | 0a78f631-0079-4d03-8691-3f7efc4d9422 | 1 | PPA | ArchiveDirectories={D:\openHistorian\Archive
|  |  | 255e0266-b5a9-40a2-a58b-1589152d8bba | 1 | PPA | ArchiveDirectories={D:\openHistorian\Archive
|  |  | fb47ac2c-6ca4-4da5-89d0-314b9a24e88c | 1 | PPA | ArchiveDirectories={D:\openHistorian\Archive
|  |  | 1b115972-9e80-4554-8885-84c590457da5 | 1 | PPA | ArchiveDirectories={D:\openHistorian\Archive
|  |  | 1cba13a9-13c4-445b-9c34-025c524c94c1 | 1 | PPA | ArchiveDirectories={D:\openHistorian\Archive
|  |  | 0e224cea-e756-4b75-af0e-498ea7ce1863 | 1 | PPA | ArchiveDirectories={D:\openHistorian\Archive
|  |  | e8495422-f73b-4b23-bf45-999c55b988ce | 1 | PPA | ArchiveDirectories={D:\openHistorian\Archive
|  |  | 9ea811f6-be31-441a-9c27-c6b3b8b1a24f | 1 | PPA | ArchiveDirectories={D:\openHistorian\Archive
|  |  | 28fbad20-1562-4f60-98bf-c98db5f4cfb7 | 1 | PPA | ArchiveDirectories={D:\openHistorian\Archive
|  |  | 3205f79f-2478-4260-a8c3-1d144714f339 | 1 | PPA | ArchiveDirectories={D:\openHistorian\Archive
|  |  | dd6b772f-588e-4432-a3e7-0f5c864eb09b | 1 | PPA | ArchiveDirectories={D:\openHistorian\Archive
|  |  | 40df8870-47ba-4d98-b96e-c18506a3914a | 1 | PPA | ArchiveDirectories={D:\openHistorian\Archive
|  |  | e2b9a88a-8197-4c17-92f4-d718c96651c9 | 1 | PPA | ArchiveDirectories={D:\openHistorian\Archive
|  |  | 5ba32efb-5197-43ce-9702-38a3a758d485 | 1 | PPA | ArchiveDirectories={D:\openHistorian\Archive
|  |  | 97b9c1b2-0b44-40c9-9d07-57542fc3e8f9 | 1 | PPA | ArchiveDirectories={D:\openHistorian\Archive
|  |  | 7bb11aad-a50d-407a-95a5-0d90a82d92e7 | 1 | PPA | ArchiveDirectories={D:\openHistorian\Archive
|  |  | 088c09c5-1a14-4dc5-bdbc-468772d7c0bc | 1 | PPA | ArchiveDirectories={D:\openHistorian\Archive
|  |  | a9e76477-71a6-44b3-b906-cb383381f5b3 | 1 | PPA | ArchiveDirectories={D:\openHistorian\Archive
|  |  | 2be816eb-96c1-49a4-b2a8-734ab36417fd | 1 | PPA | ArchiveDirectories={D:\openHistorian\Archive
|  |  | fae9d1a6-e68e-471b-9ced-7c951b0b8f97 | 1 | PPA | ArchiveDirectories={D:\openHistorian\Archive
|  |  | 52e7a70a-777c-49d3-aa85-0675ce9ac1c6 | 1 | PPA | ArchiveDirectories={D:\openHistorian\Archive
|  |  | 28049ce8-84ee-4009-afb7-1064b24bb840 | 1 | PPA | ArchiveDirectories={D:\openHistorian\Archive
|  |  | 435bc852-e458-4785-8dc2-b7e91c90fa55 | 1 | PPA | ArchiveDirectories={D:\openHistorian\Archive
|  |  | 84455c1b-1937-4c00-887b-a78c674a540c | 1 | PPA | ArchiveDirectories={D:\openHistorian\Archive
|  |  | 47b7dccc-e9ab-4772-9e24-8f4cc6658cd6 | 1 | PPA | ArchiveDirectories={D:\openHistorian\Archive
|  |  | 9cebe13e-30bf-4147-9de0-a0fbd8d49627 | 1 | PPA | ArchiveDirectories={D:\openHistorian\Archive
|  |  | c408934e-1ac0-4db9-bc19-5bd80d4cbbe7 | 1 | PPA | ArchiveDirectories={D:\openHistorian\Archive
|  |  | 30e044b7-41e6-461a-8b1c-4b6b2f265504 | 1 | PPA | ArchiveDirectories={D:\openHistorian\Archive
|  |  | 95f8ee69-db35-4d2a-80cd-5c5444dacc07 | 1 | PPA | ArchiveDirectories={D:\openHistorian\Archive
|  |  | 0980c47c-5eaa-4ccf-848a-1e6f4d0fcc3b | 1 | PPA | ArchiveDirectories={D:\openHistorian\Archive
|  |  | 4772714a-7075-4b7b-ac32-0f3f3e5105a8 | 1 | PPA | ArchiveDirectories={D:\openHistorian\Archive
|  |  | 95b6b443-b33e-4d16-8a40-4fcb2244055e | 1 | PPA | ArchiveDirectories={D:\openHistorian\Archive
|  |  | fcc3a8cd-e903-4f82-b923-64fc4c720bb6 | 1 | PPA | ArchiveDirectories={D:\openHistorian\Archive
|  |  | daa32f83-5f4e-491b-8e9b-34f12152007f | 1 | PPA | ArchiveDirectories={D:\openHistorian\Archive
|  |  | 9933aac7-cfe0-4c60-9501-7fa5d9d9fa3a | 1 | PPA | ArchiveDirectories={D:\openHistorian\Archive
|  |  | a5e1b2a5-9ec0-4a2b-8082-520931765e40 | 1 | PPA | ArchiveDirectories={D:\openHistorian\Archive
|  |  | d1a589a2-1c65-43cb-aad6-d68d0f35b152 | 1 | PPA | ArchiveDirectories={D:\openHistorian\Archive
|  |  | 48c0529d-e43c-4f0c-a9a8-22b567768f3d | 1 | PPA | ArchiveDirectories={D:\openHistorian\Archive
|  |  | 043c997f-a1ea-46bb-952d-2039960c59c3 | 1 | PPA | ArchiveDirectories={D:\openHistorian\Archive
|  |  | 948f9287-9fe9-4674-a6ab-2850dbc8eb54 | 1 | PPA | ArchiveDirectories={D:\openHistorian\Archive
|  |  | ba7bf2eb-7c66-46df-a1cb-3bcd4b3bd6bd | 1 | PPA | ArchiveDirectories={D:\openHistorian\Archive
|  |  | e889236e-ff88-4711-af95-be2664833e51 | 1 | PPA | ArchiveDirectories={D:\openHistorian\Archive
|  |  | 845db0e8-0e36-4031-b877-4059550670e0 | 1 | PPA | ArchiveDirectories={D:\openHistorian\Archive
|  |  | 660479ce-ed31-412c-869b-6f1298f4f67f | 1 | PPA | ArchiveDirectories={D:\openHistorian\Archive
|  |  | 7eb32990-3e0e-4e10-82ae-307f6cea5aa6 | 1 | PPA | ArchiveDirectories={D:\openHistorian\Archive
|  |  | e7bab6fc-297b-427f-b9cd-31802243afd9 | 1 | PPA | ArchiveDirectories={D:\openHistorian\Archive
|  |  | 1ed55b12-e9bd-49b5-9385-c322a7c95b2a | 1 | PPA | ArchiveDirectories={D:\openHistorian\Archive
|  |  | 3c37978a-7ddb-4364-b0c7-b58bb1741bc6 | 1 | PPA | ArchiveDirectories={D:\openHistorian\Archive
|  |  | 44c51181-a39c-40e1-bd63-7a62a2db47df | 1 | PPA | ArchiveDirectories={D:\openHistorian\Archive
|  |  | ccc13d9c-5505-4b76-910c-e977cbaf0fdc | 1 | PPA | ArchiveDirectories={D:\openHistorian\Archive
|  |  | a9c2fc3d-6068-440f-bc0b-e2aec8dd5d8c | 1 | PPA | ArchiveDirectories={D:\openHistorian\Archive
|  |  | 01d3a283-1de6-4651-ac2a-a08d29c01171 | 1 | PPA | ArchiveDirectories={D:\openHistorian\Archive
|  |  | be9c1a7b-e06a-4e6e-8bfc-e9a35177c738 | 1 | PPA | ArchiveDirectories={D:\openHistorian\Archive
|  |  | 6e961ffe-cd76-4d35-bfec-cff1eda04dd2 | 1 | PPA | ArchiveDirectories={D:\openHistorian\Archive
|  |  | 14149c99-3d7d-40e2-b104-9c4d93c915dd | 1 | PPA | ArchiveDirectories={D:\openHistorian\Archive
|  |  | 7675a13f-6bf6-4769-b442-76cafae8991b | 1 | PPA | ArchiveDirectories={D:\openHistorian\Archive
|  |  | ea22ec19-b184-41e7-8374-577ad5f15b12 | 1 | PPA | ArchiveDirectories={D:\openHistorian\Archive
|  |  | 9db53c10-e89d-4781-a984-a128d46055fc | 1 | PPA | ArchiveDirectories={D:\openHistorian\Archive
|  |  | d01099a5-0a40-48aa-a8ea-4b3f6ba0a2b0 | 1 | PPA | ArchiveDirectories={D:\openHistorian\Archive
|  |  | 0a03aa60-caf3-4748-9a9e-8acf9443ee80 | 1 | PPA | ArchiveDirectories={D:\openHistorian\Archive
|  |  | f338b11d-1300-44df-ad59-ebce4ef8fc0f | 1 | PPA | ArchiveDirectories={D:\openHistorian\Archive
|  |  | eee3fdbd-f3a5-48c3-b36f-1f7e33b13948 | 1 | PPA | ArchiveDirectories={D:\openHistorian\Archive
|  |  | a0ef0f14-de06-4bf2-8e8d-7a1e90b239df | 1 | PPA | ArchiveDirectories={D:\openHistorian\Archive
|  |  | c9418352-d5f9-4318-8fac-f91fde7aa515 | 1 | PPA | ArchiveDirectories={D:\openHistorian\Archive
|  |  | 2d557591-5930-4454-87e3-1efbbfae9dda | 1 | PPA | ArchiveDirectories={D:\openHistorian\Archive
|  |  | f9e61a2d-9400-40bc-a4db-ba40f34849cd | 1 | PPA | ArchiveDirectories={D:\openHistorian\Archive
|  |  | 184aabf4-f109-4235-9447-d60c5393354c | 1 | PPA | ArchiveDirectories={D:\openHistorian\Archive
|  |  | edbe0ab5-3edc-4a87-82ec-150ca51d3d61 | 1 | PPA | ArchiveDirectories={D:\openHistorian\Archive
|  |  | 84a27242-8a18-462d-8690-7f4b271c69ac | 1 | PPA | ArchiveDirectories={D:\openHistorian\Archive
|  |  | f0fed949-e09b-48f7-9fdf-f49b1eb34df4 | 1 | PPA | ArchiveDirectories={D:\openHistorian\Archive
|  |  | 885f6594-1462-48e5-898c-9c15662719e2 | 1 | PPA | ArchiveDirectories={D:\openHistorian\Archive
|  |  | 74b7f6a0-a3f0-4087-a573-0b1f65d966c2 | 1 | PPA | ArchiveDirectories={D:\openHistorian\Archive
|  |  | 0f5771d5-56e0-49c7-b3dd-acbc07c0f0b0 | 1 | PPA | ArchiveDirectories={D:\openHistorian\Archive
|  |  | 2c07fc8e-0acf-4a3a-befb-f5ce68905831 | 1 | PPA | ArchiveDirectories={D:\openHistorian\Archive
|  |  | 91572740-4073-4c95-86d8-d0bb42c2a009 | 1 | PPA | ArchiveDirectories={D:\openHistorian\Archive
|  |  | 0f164990-5294-4bc5-9c8b-a0f4f165d959 | 1 | PPA | ArchiveDirectories={D:\openHistorian\Archive
|  |  | 4127765a-4715-4ce8-9f63-ecf70bf82107 | 1 | PPA | ArchiveDirectories={D:\openHistorian\Archive
|  |  | cbe6ff8f-28de-4533-939e-b63587446a52 | 1 | PPA | ArchiveDirectories={D:\openHistorian\Archive
|  |  | 3b7fbede-274a-4537-88d7-f7bb8913c518 | 1 | PPA | ArchiveDirectories={D:\openHistorian\Archive
|  |  | 60d17737-b3a0-4bc4-abf8-5255e3b52f76 | 1 | PPA | ArchiveDirectories={D:\openHistorian\Archive
|  |  | 144ffcc3-fbeb-4965-ae09-68d3b704d8ea | 1 | PPA | ArchiveDirectories={D:\openHistorian\Archive
|  |  | 349334a0-ebdb-4345-80d2-d7852ec31a1d | 1 | PPA | ArchiveDirectories={D:\openHistorian\Archive
|  |  | 8908b6ec-e449-4902-943b-494ae4603be0 | 1 | PPA | ArchiveDirectories={D:\openHistorian\Archive
|  |  | 2229ec38-8bdd-4d36-86a8-737efcdef38e | 1 | PPA | ArchiveDirectories={D:\openHistorian\Archive
|  |  | cf4d20e3-188c-4ff1-b859-354e980751e9 | 1 | PPA | ArchiveDirectories={D:\openHistorian\Archive
|  |  | 32ac4d99-4006-4038-8afa-5d42caea5310 | 1 | PPA | ArchiveDirectories={D:\openHistorian\Archive
|  |  | dbb3cc72-a055-4686-ae92-fa756f456df4 | 1 | PPA | ArchiveDirectories={D:\openHistorian\Archive
|  |  | d07418a7-4e4b-4891-9abe-8717c9699d57 | 1 | PPA | ArchiveDirectories={D:\openHistorian\Archive
|  |  | 51a3b559-e67a-42df-899c-e45b8a375e2e | 1 | PPA | ArchiveDirectories={D:\openHistorian\Archive
|  |  | f1333c01-2cca-4d40-8d77-611fd1273981 | 1 | PPA | ArchiveDirectories={D:\openHistorian\Archive
|  |  | d7cb8962-db32-44c8-b2d7-649f990fba1c | 1 | PPA | ArchiveDirectories={D:\openHistorian\Archive
|  |  | 88b75596-e194-445b-8fd1-b0a369b42b16 | 1 | PPA | ArchiveDirectories={D:\openHistorian\Archive
|  |  | eb62b6f6-8853-4d5c-9f23-55271a376b85 | 1 | PPA | ArchiveDirectories={D:\openHistorian\Archive
|  |  | e4e0cf69-8315-43fe-89e6-9094348cad3f | 1 | PPA | ArchiveDirectories={D:\openHistorian\Archive
|  |  | f65e40d0-ef5c-4e1b-a1ed-b8fb96801d99 | 1 | PPA | ArchiveDirectories={D:\openHistorian\Archive
|  |  | 186a6c1d-a8d9-4726-b8d4-7ef21bd75b4a | 1 | PPA | ArchiveDirectories={D:\openHistorian\Archive
|  |  | 853f9a4e-a538-4c3c-80c8-ab4cec08b3e2 | 1 | PPA | ArchiveDirectories={D:\openHistorian\Archive
|  |  | ec39560f-4beb-433a-84c2-e7966f360c24 | 1 | PPA | ArchiveDirectories={D:\openHistorian\Archive
|  |  | 14e107dc-e7c8-4abe-b075-795e32d0a50f | 1 | PPA | ArchiveDirectories={D:\openHistorian\Archive
|  |  | 71927935-c547-4a62-bc95-abd61a8a03d8 | 1 | PPA | ArchiveDirectories={D:\openHistorian\Archive
|  |  | d61ed51f-18a8-4304-a54d-8d8195111430 | 1 | PPA | ArchiveDirectories={D:\openHistorian\Archive
|  |  | 26b42911-7cbc-41a8-896c-d2ae2f93a61e | 1 | PPA | ArchiveDirectories={D:\openHistorian\Archive
|  |  | abf963d5-9404-49d3-8cba-76c5fbb73948 | 1 | PPA | ArchiveDirectories={D:\openHistorian\Archive
|  |  | 93df39d1-c708-4a2c-82a1-47c4e6e108f5 | 1 | PPA | ArchiveDirectories={D:\openHistorian\Archive
|  |  | 3d186810-b8e1-4f24-a79a-984dad79b6e7 | 1 | PPA | ArchiveDirectories={D:\openHistorian\Archive
|  |  | 88fd67f2-5ce5-47d9-80c7-68f2ee430ceb | 1 | PPA | ArchiveDirectories={D:\openHistorian\Archive
|  |  | 3027a4dd-d1e6-423e-b79e-be0920c8ca5d | 1 | PPA | ArchiveDirectories={D:\openHistorian\Archive
|  |  | 5e00ab7c-4e0d-4926-b969-292c405ff558 | 1 | PPA | ArchiveDirectories={D:\openHistorian\Archive
|  |  | f7a0c1fd-3eb1-4e72-b218-2dafe778204b | 1 | PPA | ArchiveDirectories={D:\openHistorian\Archive
|  |  | 72465c18-c258-4f42-b370-2313efb00ce1 | 1 | PPA | ArchiveDirectories={D:\openHistorian\Archive
|  |  | 0e21f199-c8c5-461c-b52b-de23c2adcca2 | 1 | PPA | ArchiveDirectories={D:\openHistorian\Archive
|  |  | bf8603b1-4212-47b1-90aa-f8420e6deca7 | 1 | PPA | ArchiveDirectories={D:\openHistorian\Archive
|  |  | 9389c006-e11a-4293-b54f-9d8282d58461 | 1 | PPA | ArchiveDirectories={D:\openHistorian\Archive
|  |  | 8bf9c724-f9bb-401d-b229-6077183c2951 | 1 | PPA | ArchiveDirectories={D:\openHistorian\Archive
|  |  | 6ef0dc14-9675-42a5-a726-2dc136f5ce21 | 1 | PPA | ArchiveDirectories={D:\openHistorian\Archive
|  |  | 9da29d29-dde7-46df-9391-5908b662d039 | 1 | PPA | ArchiveDirectories={D:\openHistorian\Archive
|  |  | 030ab142-f3f3-4beb-a2a1-93a6d8dd5e9b | 1 | PPA | ArchiveDirectories={D:\openHistorian\Archive
|  |  | 4c62e4f0-1ebc-406e-a827-4bca9c328ad1 | 1 | PPA | ArchiveDirectories={D:\openHistorian\Archive
|  |  | c8167383-84db-4ed1-9334-0cb263f2a79a | 1 | PPA | ArchiveDirectories={D:\openHistorian\Archive
|  |  | cafd2246-40e6-4085-bd87-e1212d85c91c | 1 | PPA | ArchiveDirectories={D:\openHistorian\Archive
|  |  | 1ee31bbf-8eb7-4313-88b7-4992caea3bda | 1 | PPA | ArchiveDirectories={D:\openHistorian\Archive
|  |  | ff41072a-68a4-4478-9c00-6db9f39f06bc | 1 | PPA | ArchiveDirectories={D:\openHistorian\Archive
|  |  | 1fcc51a0-c8dc-40c3-b27d-6fea5d152c63 | 1 | PPA | ArchiveDirectories={D:\openHistorian\Archive
|  |  | 692376a9-b6b6-4991-aecc-1417be161faa | 1 | PPA | ArchiveDirectories={D:\openHistorian\Archive
|  |  | 1e6fa88a-266c-4539-b852-113afc854fc9 | 1 | PPA | ArchiveDirectories={D:\openHistorian\Archive
|  |  | 2c311d59-479a-4c03-bf4d-f1c0741f69ee | 1 | PPA | ArchiveDirectories={D:\openHistorian\Archive
|  |  | b2db4bda-8cc2-493a-9567-b31217867382 | 1 | PPA | ArchiveDirectories={D:\openHistorian\Archive
|  |  | 0faa682f-126d-4e57-a241-19a8643130c8 | 1 | PPA | ArchiveDirectories={D:\openHistorian\Archive
|  |  | 5d281591-58f5-4153-8f6a-31a201657dde | 1 | PPA | ArchiveDirectories={D:\openHistorian\Archive
|  |  | 1f6f3995-b13e-47fa-9973-81d8ca34cd07 | 1 | PPA | ArchiveDirectories={D:\openHistorian\Archive
|  |  | 8d476ad1-b261-454b-a6a6-8bce49ae7864 | 1 | PPA | ArchiveDirectories={D:\openHistorian\Archive
|  |  | e1bc6e89-9b03-4f66-8fe8-e85f05aedbcf | 1 | PPA | ArchiveDirectories={D:\openHistorian\Archive
|  |  | f48e84ee-11a8-4a01-bb8a-3c3cb45b1910 | 1 | PPA | ArchiveDirectories={D:\openHistorian\Archive
|  |  | 0c230c6b-9929-4529-9807-e04ecc1f8ef8 | 1 | PPA | ArchiveDirectories={D:\openHistorian\Archive
|  |  | e3f31b50-d453-4696-9c3b-ac90c910857d | 1 | PPA | ArchiveDirectories={D:\openHistorian\Archive
|  |  | 99275862-d659-4da0-a595-53eb385cb29b | 1 | PPA | ArchiveDirectories={D:\openHistorian\Archive
|  |  | 8af9f6e1-c8d8-4227-b93a-d6a13d065ba5 | 1 | PPA | ArchiveDirectories={D:\openHistorian\Archive
|  |  | 3ab2a3f9-f934-4998-a844-0c9e5e405020 | 1 | PPA | ArchiveDirectories={D:\openHistorian\Archive
|  |  | d8c4b0aa-87fa-4308-9923-c457434673e3 | 1 | PPA | ArchiveDirectories={D:\openHistorian\Archive
|  |  | 24d5dd7f-a65c-4c64-97c6-efa0e617aa35 | 1 | PPA | ArchiveDirectories={D:\openHistorian\Archive
|  |  | 17465328-6258-431c-81cf-2e7151782cf8 | 1 | PPA | ArchiveDirectories={D:\openHistorian\Archive
|  |  | a6937b48-d79a-43de-be08-aac7fee49ee4 | 1 | PPA | ArchiveDirectories={D:\openHistorian\Archive
|  |  | 788de1d8-9f40-4096-b797-501539ae0dd3 | 1 | PPA | ArchiveDirectories={D:\openHistorian\Archive
|  |  | 4cee10c5-1a3a-44e7-9ad9-5cb5c34acae8 | 1 | PPA | ArchiveDirectories={D:\openHistorian\Archive
|  |  | 2945db40-a856-4bc0-bf11-e0a323b7d518 | 1 | PPA | ArchiveDirectories={D:\openHistorian\Archive
|  |  | 9c25bb58-a335-473e-96b1-accdee19322c | 1 | PPA | ArchiveDirectories={D:\openHistorian\Archive
|  |  | 2f976387-e3fc-4dec-85ea-ee7dfb4476f2 | 1 | PPA | ArchiveDirectories={D:\openHistorian\Archive
|  |  | 05f60eed-1bb0-4e79-8201-c6fb1bbf38e1 | 1 | PPA | ArchiveDirectories={D:\openHistorian\Archive
|  |  | 524ae1ee-e7ab-4851-b334-68cfa988bb9c | 1 | PPA | ArchiveDirectories={D:\openHistorian\Archive
|  |  | 625f5b96-142f-4f9d-8d96-ee306bb3a93e | 1 | PPA | ArchiveDirectories={D:\openHistorian\Archive
|  |  | 1d500fba-5bf3-4817-a840-313ff0859063 | 1 | PPA | ArchiveDirectories={D:\openHistorian\Archive
|  |  | 70425b60-be68-4eff-94ee-c680801055f4 | 1 | PPA | ArchiveDirectories={D:\openHistorian\Archive
|  |  | 5ff20672-0779-4f4e-98b8-6abda0c4ccad | 1 | PPA | ArchiveDirectories={D:\openHistorian\Archive
|  |  | e787eeeb-6fe4-498d-97b0-437ff17a835a | 1 | PPA | ArchiveDirectories={D:\openHistorian\Archive
|  |  | 60353a24-cd46-4f9d-a176-1963098c7718 | 1 | PPA | ArchiveDirectories={D:\openHistorian\Archive
|  |  | 462fe77f-2211-4b9c-80bb-8aa4f44f9ac8 | 1 | PPA | ArchiveDirectories={D:\openHistorian\Archive
|  |  | a68a3a88-2500-4868-afe0-16edded5bc51 | 1 | PPA | ArchiveDirectories={D:\openHistorian\Archive
|  |  | 59b1cbc1-41d3-4967-ac2a-9ebc8139425f | 1 | PPA | ArchiveDirectories={D:\openHistorian\Archive
|  |  | 30a64136-2e3f-4aad-bd6c-27c4b9b3a04c | 1 | PPA | ArchiveDirectories={D:\openHistorian\Archive
|  |  | 3840e029-f4ad-4507-a531-0ff50cda5da9 | 1 | PPA | ArchiveDirectories={D:\openHistorian\Archive
|  |  | 1390589d-46c1-4830-ba8c-5f0bab26fc1a | 1 | PPA | ArchiveDirectories={D:\openHistorian\Archive
|  |  | 51a45f5b-6df9-43fc-9880-2ecd38c7b222 | 1 | PPA | ArchiveDirectories={D:\openHistorian\Archive
|  |  | bb6fbce9-ba15-4402-9d6d-7fdffe3e2e66 | 1 | PPA | ArchiveDirectories={D:\openHistorian\Archive
|  |  | 2ef637c9-a382-47ee-910c-a850133b4232 | 1 | PPA | ArchiveDirectories={D:\openHistorian\Archive
|  |  | 6dfd35f3-969e-4f35-9c68-d98f14f36e05 | 1 | PPA | ArchiveDirectories={D:\openHistorian\Archive
|  |  | 9e00e47b-6658-4392-8d9b-a3804d04bc59 | 1 | PPA | ArchiveDirectories={D:\openHistorian\Archive
|  |  | fbe816ed-8427-4ba3-9c09-7ed9c01e7303 | 1 | PPA | ArchiveDirectories={D:\openHistorian\Archive
|  |  | 8640b819-b6b6-495f-9f9f-fe4d597f80c1 | 1 | PPA | ArchiveDirectories={D:\openHistorian\Archive
|  |  | 1ca01a39-5933-42e5-9bdc-6be0237c96e5 | 1 | PPA | ArchiveDirectories={D:\openHistorian\Archive
|  |  | edab6c15-179c-4dba-84e7-05d00f616919 | 1 | PPA | ArchiveDirectories={D:\openHistorian\Archive
|  |  | fee5b45c-71d8-4754-90e8-94d7d92f15db | 1 | PPA | ArchiveDirectories={D:\openHistorian\Archive
|  |  | 4351ace7-47a6-4261-af1c-9e4a29434659 | 1 | PPA | ArchiveDirectories={D:\openHistorian\Archive
|  |  | 3f7dec50-9dae-4a0f-9ab2-7a8b3e07c621 | 1 | PPA | ArchiveDirectories={D:\openHistorian\Archive
|  |  | 20585d24-4fb4-4cd1-b7dc-882103c43d8c | 1 | PPA | ArchiveDirectories={D:\openHistorian\Archive
|  |  | 642f3371-8bd9-4bb1-8aa4-0f983a8b03c4 | 1 | PPA | ArchiveDirectories={D:\openHistorian\Archive
|  |  | 745f130d-7b8f-40d9-99e9-ff9a7f5fe011 | 1 | PPA | ArchiveDirectories={D:\openHistorian\Archive
|  |  | c70fd417-75a3-43e2-906a-3b133a7cd63f | 1 | PPA | ArchiveDirectories={D:\openHistorian\Archive
|  |  | b4076363-2dd9-4d36-8558-70c125c2ced0 | 1 | PPA | ArchiveDirectories={D:\openHistorian\Archive
|  |  | 289a8699-d756-4680-93d5-1d1ad9f4ebbf | 1 | PPA | ArchiveDirectories={D:\openHistorian\Archive
|  |  | 4329c482-4cfa-4390-9eaf-c29d7a51c189 | 1 | PPA | ArchiveDirectories={D:\openHistorian\Archive
|  |  | 2939cd5c-0a51-475d-a499-56aa8b4d4d19 | 1 | PPA | ArchiveDirectories={D:\openHistorian\Archive
|  |  | 41394579-b10f-4bbe-a84c-98d429da18fa | 1 | PPA | ArchiveDirectories={D:\openHistorian\Archive
|  |  | eee6372f-1808-4a67-b667-bb2e3079514f | 1 | PPA | ArchiveDirectories={D:\openHistorian\Archive
|  |  | 58aa5c4e-0e9b-43b6-8f9a-ae914748d0cf | 1 | PPA | ArchiveDirectories={D:\openHistorian\Archive
|  |  | bdd472aa-241d-424f-99b5-81671efcba6e | 1 | PPA | ArchiveDirectories={D:\openHistorian\Archive
|  |  | 1d6d1cf2-23e1-423e-9506-913d9b348577 | 1 | PPA | ArchiveDirectories={D:\openHistorian\Archive
|  |  | 94d11d89-4faa-464d-a086-9ec1d807014e | 1 | PPA | ArchiveDirectories={D:\openHistorian\Archive
|  |  | f521d4b3-b219-46f8-a8ca-a5a21af8885c | 1 | PPA | ArchiveDirectories={D:\openHistorian\Archive
|  |  | 02eca90d-704d-44e2-9546-c8784294f3fd | 1 | PPA | ArchiveDirectories={D:\openHistorian\Archive
|  |  | 0e357473-07de-4807-be9b-780ed382e7de | 1 | PPA | ArchiveDirectories={D:\openHistorian\Archive
|  |  | 3d27bab5-c356-4870-8022-ccd0a5958468 | 1 | PPA | ArchiveDirectories={D:\openHistorian\Archive
|  |  | 522c4c82-6b80-4ddb-a0d5-f0c5b67839ce | 1 | PPA | ArchiveDirectories={D:\openHistorian\Archive
|  |  | 60b2974c-084a-4d9f-88f4-054b26598bd5 | 1 | PPA | ArchiveDirectories={D:\openHistorian\Archive
|  |  | 6445d1a5-3b8e-4488-91fb-ed0989a376a0 | 1 | PPA | ArchiveDirectories={D:\openHistorian\Archive
|  |  | 2c9cc903-ad67-4edd-9512-6822eb4ff26c | 1 | PPA | ArchiveDirectories={D:\openHistorian\Archive
|  |  | 616f1226-a865-4d88-88ab-6fa3999a32e8 | 1 | PPA | ArchiveDirectories={D:\openHistorian\Archive
|  |  | 294e54f1-d4ed-4011-adaa-6e2f105c2c70 | 1 | PPA | ArchiveDirectories={D:\openHistorian\Archive
|  |  | 090a59e3-985b-4d42-a8bf-6b74c488d054 | 1 | PPA | ArchiveDirectories={D:\openHistorian\Archive
|  |  | af6aa257-647f-437c-a156-9b462ef1c013 | 1 | PPA | ArchiveDirectories={D:\openHistorian\Archive
|  |  | 86f7b7ff-acd6-41cd-8d3e-330ef1f62b8b | 1 | PPA | ArchiveDirectories={D:\openHistorian\Archive
|  |  | 9e4d3cdb-731a-47bb-baf9-cc266783e804 | 1 | PPA | ArchiveDirectories={D:\openHistorian\Archive
|  |  | 05c2c340-c0eb-425e-a5d6-a48410e2ba88 | 1 | PPA | ArchiveDirectories={D:\openHistorian\Archive
|  |  | 813cc9e4-4da3-4ce1-8681-982956a75e5e | 1 | PPA | ArchiveDirectories={D:\openHistorian\Archive
|  |  | 85f30d35-45c0-4629-b9cc-48f79c0b13e6 | 1 | PPA | ArchiveDirectories={D:\openHistorian\Archive
|  |  | dbed2b38-9104-4443-9dca-f734adc6f49a | 1 | PPA | ArchiveDirectories={D:\openHistorian\Archive
|  |  | 50bffb29-0c25-4402-b48b-caf8017e6454 | 1 | PPA | ArchiveDirectories={D:\openHistorian\Archive
|  |  | bc3e2f8b-1695-4db2-90e3-935ddc40adb5 | 1 | PPA | ArchiveDirectories={D:\openHistorian\Archive
|  |  | 158f7d6b-2736-40b6-a97a-0f21415fc5b9 | 1 | PPA | ArchiveDirectories={D:\openHistorian\Archive
|  |  | 797d99a0-84c2-4569-b836-3a3f4fa922f7 | 1 | PPA | ArchiveDirectories={D:\openHistorian\Archive
|  |  | 712f1cc5-4f33-4497-8a62-57e83455b8a8 | 1 | PPA | ArchiveDirectories={D:\openHistorian\Archive
|  |  | 919de11c-4ad1-4a32-a3f9-0442bf5e9a39 | 1 | PPA | ArchiveDirectories={D:\openHistorian\Archive
|  |  | afa7134e-59eb-4291-b5ac-8985ccd6b341 | 1 | PPA | ArchiveDirectories={D:\openHistorian\Archive
|  |  | 8d91605e-f949-4741-a827-73540cf66979 | 1 | PPA | ArchiveDirectories={D:\openHistorian\Archive
|  |  | f4cdad5e-1bc6-4d54-87cb-762921a896ea | 1 | PPA | ArchiveDirectories={D:\openHistorian\Archive
|  |  | d9f4446b-9976-4e21-81c9-23d77f502913 | 1 | PPA | ArchiveDirectories={D:\openHistorian\Archive
|  |  | fb642223-4657-4ff2-a31f-8a4577641176 | 1 | PPA | ArchiveDirectories={D:\openHistorian\Archive
|  |  | bab2abff-ac5f-44f0-b7a8-98f3d3d5a586 | 1 | PPA | ArchiveDirectories={D:\openHistorian\Archive
|  |  | 4c46f979-df18-4da0-9b40-749acdd00976 | 1 | PPA | ArchiveDirectories={D:\openHistorian\Archive
|  |  | 34df6609-26b2-4e9d-b1aa-899ea74e43b0 | 1 | PPA | ArchiveDirectories={D:\openHistorian\Archive
|  |  | a1a1b3fe-fe73-4381-b317-a82ceee124f0 | 1 | PPA | ArchiveDirectories={D:\openHistorian\Archive
|  |  | c7c3d2ad-1095-4db9-bb75-b76823f9f6d0 | 1 | PPA | ArchiveDirectories={D:\openHistorian\Archive
|  |  | 0b4eebeb-ca61-4828-81db-16d3b9de18fb | 1 | PPA | ArchiveDirectories={D:\openHistorian\Archive
|  |  | e64d8695-d2fc-4fa7-8446-29e09deb6dcd | 1 | PPA | ArchiveDirectories={D:\openHistorian\Archive
|  |  | 6ff8afa1-2a59-447d-b5ce-1500505cbbb4 | 1 | PPA | ArchiveDirectories={D:\openHistorian\Archive
|  |  | df9c9a06-ce1c-4659-8c54-3bbc84a9741b | 1 | PPA | ArchiveDirectories={D:\openHistorian\Archive
|  |  | 87052e1a-2bfe-4b92-8e59-2999e7787d88 | 1 | PPA | ArchiveDirectories={D:\openHistorian\Archive
|  |  | e02f337e-cbb4-4c15-9ed7-73756e6288d3 | 1 | PPA | ArchiveDirectories={D:\openHistorian\Archive
|  |  | 59a73565-19b3-4119-9520-26f58bdc6dcf | 1 | PPA | ArchiveDirectories={D:\openHistorian\Archive
|  |  | 9edeecb0-0b3e-4937-81aa-aa432c37b457 | 1 | PPA | ArchiveDirectories={D:\openHistorian\Archive
|  |  | 72c7a6df-2acc-46c9-8d69-c99c386b25e4 | 1 | PPA | ArchiveDirectories={D:\openHistorian\Archive
|  |  | 180e1e67-e9cc-4da5-a18c-ea17b02cc847 | 1 | PPA | ArchiveDirectories={D:\openHistorian\Archive
|  |  | 3dd67751-a3fb-449e-8482-aa25078c6fde | 1 | PPA | ArchiveDirectories={D:\openHistorian\Archive
|  |  | ed7e1e28-cec6-410e-ac86-3475c9a1aa11 | 1 | PPA | ArchiveDirectories={D:\openHistorian\Archive
|  |  | 9c46fa77-5d4f-4dbc-94d3-227e6bab929b | 1 | PPA | ArchiveDirectories={D:\openHistorian\Archive
|  |  | 229f8ee4-3275-4412-af17-2057566375b4 | 1 | PPA | ArchiveDirectories={D:\openHistorian\Archive
|  |  | 960d1cb1-9546-4454-a7d2-c1a81b9d7ca2 | 1 | PPA | ArchiveDirectories={D:\openHistorian\Archive
|  |  | bec3332e-ac59-43d7-a9f9-53a2d6e1c4ab | 1 | PPA | ArchiveDirectories={D:\openHistorian\Archive
|  |  | 044960cb-36c8-402a-820e-8ccca86eec22 | 1 | PPA | ArchiveDirectories={D:\openHistorian\Archive
|  |  | e8f67e83-3028-4ec3-9960-7b5bc75bfa19 | 1 | PPA | ArchiveDirectories={D:\openHistorian\Archive
|  |  | db9f4e15-9cdd-40d1-a41f-b12ac06c3610 | 1 | PPA | ArchiveDirectories={D:\openHistorian\Archive
|  |  | 68b8b75c-d76f-40d4-8126-d3392d21f53d | 1 | PPA | ArchiveDirectories={D:\openHistorian\Archive
|  |  | 4e74b5f0-90e9-4e8c-95e1-eb373728972d | 1 | PPA | ArchiveDirectories={D:\openHistorian\Archive
|  |  | efb9e18b-7886-4ab2-ab64-e91bf809e756 | 1 | PPA | ArchiveDirectories={D:\openHistorian\Archive
|  |  | 7acbb3f1-7c9c-4593-8216-1c58ac23416c | 1 | PPA | ArchiveDirectories={D:\openHistorian\Archive
|  |  | 7a2269ed-144d-4940-ab18-97ba9df1944e | 1 | PPA | ArchiveDirectories={D:\openHistorian\Archive
|  |  | 3988866d-fc3b-44f5-a622-80716e07abf1 | 1 | PPA | ArchiveDirectories={D:\openHistorian\Archive
|  |  | aee37633-036c-4407-bf07-3621033cd32c | 1 | PPA | ArchiveDirectories={D:\openHistorian\Archive
|  |  | 67172a4f-7c11-49a1-912a-a2e71a4adfc8 | 1 | PPA | ArchiveDirectories={D:\openHistorian\Archive
|  |  | 52bed293-3d2c-4b6b-8fc2-b472e1959959 | 1 | PPA | ArchiveDirectories={D:\openHistorian\Archive
|  |  | d87fa5bd-6dcf-4588-bdda-fdfd6f3c0c16 | 1 | PPA | ArchiveDirectories={D:\openHistorian\Archive
|  |  | 8f6cc40b-efcb-49bd-b52d-fc7720663a47 | 1 | PPA | ArchiveDirectories={D:\openHistorian\Archive
|  |  | e24df683-c0a7-4f25-8e92-b3a3e0bf55cf | 1 | PPA | ArchiveDirectories={D:\openHistorian\Archive
|  |  | 133808a6-0c62-40b3-b23c-27b1f9aaf943 | 1 | PPA | ArchiveDirectories={D:\openHistorian\Archive
|  |  | 9adcc6ab-831a-4b68-aead-e8ff87fd8e2d | 1 | PPA | ArchiveDirectories={D:\openHistorian\Archive
|  |  | ba8a8931-d1d0-41d8-97de-994dc873df99 | 1 | PPA | ArchiveDirectories={D:\openHistorian\Archive
|  |  | 16a2347a-0101-4c89-aa27-bd79b2cee61c | 1 | PPA | ArchiveDirectories={D:\openHistorian\Archive
|  |  | 964525e0-44ee-4946-8f1e-2007364e2dd9 | 1 | PPA | ArchiveDirectories={D:\openHistorian\Archive
|  |  | 3016830f-07fd-4251-8264-0933c9a199f8 | 1 | PPA | ArchiveDirectories={D:\openHistorian\Archive
|  |  | 02c70f0d-629a-45a6-a3e2-6db7bc3182b2 | 1 | PPA | ArchiveDirectories={D:\openHistorian\Archive
|  |  | 5274887d-a0d1-499f-9d74-ded6f59602b6 | 1 | PPA | ArchiveDirectories={D:\openHistorian\Archive
|  |  | 88672a65-5bd1-46b8-96c9-a75f0f42d929 | 1 | PPA | ArchiveDirectories={D:\openHistorian\Archive
|  |  | f94625c9-45f2-4adb-8c9c-f4a9d7f10573 | 1 | PPA | ArchiveDirectories={D:\openHistorian\Archive
|  |  | 2b3ca345-d1ee-48e2-9b54-7b56f882e289 | 1 | PPA | ArchiveDirectories={D:\openHistorian\Archive
|  |  | f2ce8b4f-d767-4ebf-96e8-6cb391980b5b | 1 | PPA | ArchiveDirectories={D:\openHistorian\Archive
|  |  | 3310f3f5-32cf-4f4a-ad47-cb116b2bf8f1 | 1 | PPA | ArchiveDirectories={D:\openHistorian\Archive
|  |  | 3e37375b-d694-46bf-a2de-3ab2c9b95d28 | 1 | PPA | ArchiveDirectories={D:\openHistorian\Archive
|  |  | 5b5ce3bf-1739-4c00-a225-91c319ba275e | 1 | PPA | ArchiveDirectories={D:\openHistorian\Archive
|  |  | bf118866-d0fb-42a3-980e-8d3b7bac3680 | 1 | PPA | ArchiveDirectories={D:\openHistorian\Archive
|  |  | aba00793-f110-4ee0-ae31-87be2a6870de | 1 | PPA | ArchiveDirectories={D:\openHistorian\Archive
|  |  | f3166d83-742b-4c08-935f-98207ebe7c7f | 1 | PPA | ArchiveDirectories={D:\openHistorian\Archive
|  |  | 52e5641e-cfa5-42e2-967b-066c286b61b6 | 1 | PPA | ArchiveDirectories={D:\openHistorian\Archive
|  |  | 32b80474-74c0-48ac-8bab-58c8b0e33a05 | 1 | PPA | ArchiveDirectories={D:\openHistorian\Archive
|  |  | 74efc168-6bb5-431e-80c8-cf58bd854720 | 1 | PPA | ArchiveDirectories={D:\openHistorian\Archive
|  |  | a5d12938-9f6f-4ebd-91ca-eefcd728d287 | 1 | PPA | ArchiveDirectories={D:\openHistorian\Archive
|  |  | 9fe1545b-c95e-4f7c-9575-7c4096c42fdf | 1 | PPA | ArchiveDirectories={D:\openHistorian\Archive
|  |  | b980b1bc-d5d1-4a1f-a80b-7032e326cc4d | 1 | PPA | ArchiveDirectories={D:\openHistorian\Archive
|  |  | 1b3f7521-fe5f-46d9-8d29-1bdb3255610a | 1 | PPA | ArchiveDirectories={D:\openHistorian\Archive
|  |  | e1831ee7-4485-4892-845a-24c7c49dc461 | 1 | PPA | ArchiveDirectories={D:\openHistorian\Archive
|  |  | 8a9567e9-a84a-4fcf-9697-1879cf5a9dbf | 1 | PPA | ArchiveDirectories={D:\openHistorian\Archive
|  |  | 542e1d92-6e21-4a28-bfc7-5f7b2467620d | 1 | PPA | ArchiveDirectories={D:\openHistorian\Archive
|  |  | 6af13c91-301f-427a-b141-05d547b54d61 | 1 | PPA | ArchiveDirectories={D:\openHistorian\Archive
|  |  | 0dca4836-2bb7-474a-aa46-89a05c2f573b | 1 | PPA | ArchiveDirectories={D:\openHistorian\Archive
|  |  | c95eccf1-3ba3-4228-8a33-173f49a7052e | 1 | PPA | ArchiveDirectories={D:\openHistorian\Archive
|  |  | 2a474000-b582-4914-9255-415040208fce | 1 | PPA | ArchiveDirectories={D:\openHistorian\Archive
|  |  | 4ca99c33-c08f-463b-93c4-aa045002da19 | 1 | PPA | ArchiveDirectories={D:\openHistorian\Archive
|  |  | 250a0b98-0486-463d-a694-1223a6a4f8c0 | 1 | PPA | ArchiveDirectories={D:\openHistorian\Archive
|  |  | 86476d82-af99-4f13-bdf0-4fc598a51f78 | 1 | PPA | ArchiveDirectories={D:\openHistorian\Archive
|  |  | 232d6621-c7b7-4f03-9aa3-2788ff408c25 | 1 | PPA | ArchiveDirectories={D:\openHistorian\Archive
|  |  | 932e62fc-958b-462f-b4dd-cc44ac0fb9cd | 1 | PPA | ArchiveDirectories={D:\openHistorian\Archive
|  |  | 8cdf7c16-969d-475e-9d18-f216642d5a89 | 1 | PPA | ArchiveDirectories={D:\openHistorian\Archive
|  |  | 4b1efa97-5f3d-4387-ac2e-2a2993ea87fa | 1 | PPA | ArchiveDirectories={D:\openHistorian\Archive
|  |  | 8b49a096-b9ec-4e4d-be65-10e04d181904 | 1 | PPA | ArchiveDirectories={D:\openHistorian\Archive
|  |  | 90bbe5d2-94e9-4110-a42d-d2bf8bf0e848 | 1 | PPA | ArchiveDirectories={D:\openHistorian\Archive
|  |  | decd2ec2-3dee-4dd5-885e-c7e28dba17d5 | 1 | PPA | ArchiveDirectories={D:\openHistorian\Archive
|  |  | 09e98c62-f2e7-4067-8e52-73932f6bc2ab | 1 | PPA | ArchiveDirectories={D:\openHistorian\Archive
|  |  | e0dcb657-8307-46ce-9690-05c62d5905aa | 1 | PPA | ArchiveDirectories={D:\openHistorian\Archive
|  |  | d6a3383a-dd91-44d3-bba9-781b757a7dec | 1 | PPA | ArchiveDirectories={D:\openHistorian\Archive
|  |  | 0a21b1a6-c438-42b3-b192-5b64df97fdcb | 1 | PPA | ArchiveDirectories={D:\openHistorian\Archive
|  |  | f3b24183-cb9d-4a02-9ecf-9ac6eec8ceb9 | 1 | PPA | ArchiveDirectories={D:\openHistorian\Archive
|  |  | 5085d3ae-cdac-4a26-a12f-e9b2f620e244 | 1 | PPA | ArchiveDirectories={D:\openHistorian\Archive
|  |  | 8f292af2-d155-4bd7-b796-5a1db0250062 | 1 | PPA | ArchiveDirectories={D:\openHistorian\Archive
|  |  | daca32d1-3d24-4324-affa-d97b930c0c5e | 1 | PPA | ArchiveDirectories={D:\openHistorian\Archive
|  |  | 10dc9b2d-ce8c-482a-98c7-81d5b51533ea | 1 | PPA | ArchiveDirectories={D:\openHistorian\Archive
|  |  | 50079485-cc04-4e1a-860e-fdc1d99cded5 | 1 | PPA | ArchiveDirectories={D:\openHistorian\Archive
|  |  | 5242c617-70e3-473b-931a-608d19c9a2f6 | 1 | PPA | ArchiveDirectories={D:\openHistorian\Archive
|  |  | c0ed275a-eafb-4055-8bc3-4f1f08d0fcf9 | 1 | PPA | ArchiveDirectories={D:\openHistorian\Archive
|  |  | 7add1016-f850-4b63-a5c0-3b8fb4051f73 | 1 | PPA | ArchiveDirectories={D:\openHistorian\Archive
|  |  | b288fe37-82ca-4df2-ba24-46a5441e3c0c | 1 | PPA | ArchiveDirectories={D:\openHistorian\Archive
|  |  | 77ae1701-4ac5-47f4-b831-1ceebedacc3a | 1 | PPA | ArchiveDirectories={D:\openHistorian\Archive
|  |  | fa908849-0c79-4a1f-a9cd-443909c354cd | 1 | PPA | ArchiveDirectories={D:\openHistorian\Archive
|  |  | 37573d86-2174-462a-adde-643fea3b8116 | 1 | PPA | ArchiveDirectories={D:\openHistorian\Archive
|  |  | 42a518c3-63b4-4add-9fb3-f64de7ffa84b | 1 | PPA | ArchiveDirectories={D:\openHistorian\Archive
|  |  | c3928779-61c0-4860-9802-11796959841e | 1 | PPA | ArchiveDirectories={D:\openHistorian\Archive
|  |  | e5df8a50-bc32-4c3b-8abf-65c7e7b96f5a | 1 | PPA | ArchiveDirectories={D:\openHistorian\Archive
|  |  | 09b50b01-bfdc-48dc-b360-b43dbe4a2806 | 1 | PPA | ArchiveDirectories={D:\openHistorian\Archive
|  |  | 49d30206-a0c4-4c33-9a31-cafbe9c9ecb5 | 1 | PPA | ArchiveDirectories={D:\openHistorian\Archive
|  |  | 019b29aa-8bbe-4da5-b161-a05529860744 | 1 | PPA | ArchiveDirectories={D:\openHistorian\Archive
|  |  | aab68ab8-f6cb-4ae5-b950-aa0f30acc140 | 1 | PPA | ArchiveDirectories={D:\openHistorian\Archive
|  |  | 4e12d143-a04d-4922-bb58-a66efa28598c | 1 | PPA | ArchiveDirectories={D:\openHistorian\Archive
|  |  | 69def4f5-cde1-4990-be36-1cb27f39cf44 | 1 | PPA | ArchiveDirectories={D:\openHistorian\Archive
|  |  | 37283094-54f8-4602-ab1e-ec385ffd258a | 1 | PPA | ArchiveDirectories={D:\openHistorian\Archive
|  |  | 05eda2ba-fa13-4d6a-94b7-3ad1153dfb1a | 1 | PPA | ArchiveDirectories={D:\openHistorian\Archive
|  |  | 69c1549c-53f6-4f5d-ab76-3d4a04519585 | 1 | PPA | ArchiveDirectories={D:\openHistorian\Archive
|  |  | 6bec15a8-0e07-42ef-9545-c2618522ede5 | 1 | PPA | ArchiveDirectories={D:\openHistorian\Archive
|  |  | 739b776d-a55e-46fe-a4d5-37b6334e7e5c | 1 | PPA | ArchiveDirectories={D:\openHistorian\Archive
|  |  | e928e25b-4286-4a84-bcee-40bfc3842d06 | 1 | PPA | ArchiveDirectories={D:\openHistorian\Archive
|  |  | 237987c4-6f1a-4863-9749-e67a5e330e61 | 1 | PPA | ArchiveDirectories={D:\openHistorian\Archive
|  |  | ea396512-57f7-4338-a7e4-3be1b647b2d8 | 1 | PPA | ArchiveDirectories={D:\openHistorian\Archive
|  |  | 54183120-01ca-48c4-b0da-b2dd73dd14c9 | 1 | PPA | ArchiveDirectories={D:\openHistorian\Archive
|  |  | 574a8d93-67b5-497d-a43b-599c9a1110cb | 1 | PPA | ArchiveDirectories={D:\openHistorian\Archive
|  |  | bd29e07f-e545-49e2-a065-73f8551f26ee | 1 | PPA | ArchiveDirectories={D:\openHistorian\Archive
|  |  | 29444349-2ee9-4d3a-9d4b-dfd91267428a | 1 | PPA | ArchiveDirectories={D:\openHistorian\Archive
|  |  | 5758cd01-9216-451e-8ae9-463f90c34490 | 1 | PPA | ArchiveDirectories={D:\openHistorian\Archive
|  |  | b0954eb8-c9f4-4f9e-9dbd-b072c6dc7558 | 1 | PPA | ArchiveDirectories={D:\openHistorian\Archive
|  |  | 49a8a5fe-f060-4d6f-8be0-926f6c0bf192 | 1 | PPA | ArchiveDirectories={D:\openHistorian\Archive
|  |  | e5b53627-3683-4914-8897-342b9ef54b61 | 1 | PPA | ArchiveDirectories={D:\openHistorian\Archive
|  |  | 329bb856-010d-49ac-a0e6-aebcb710d372 | 1 | PPA | ArchiveDirectories={D:\openHistorian\Archive
|  |  | a71197f0-6f2a-4831-861b-75ce211e4fc4 | 1 | PPA | ArchiveDirectories={D:\openHistorian\Archive
|  |  | 351e30a4-7be0-4ab0-8161-0b515e7fd2c2 | 1 | PPA | ArchiveDirectories={D:\openHistorian\Archive
|  |  | 90936bb0-292b-4262-986a-c97c5bfe5cc7 | 1 | PPA | ArchiveDirectories={D:\openHistorian\Archive
|  |  | d13f6ab2-6c5e-4170-bca1-1e8c4e624f67 | 1 | PPA | ArchiveDirectories={D:\openHistorian\Archive
|  |  | ba9fa2d8-7aba-4de0-b008-5920eba3c3de | 1 | PPA | ArchiveDirectories={D:\openHistorian\Archive
|  |  | 8e8a0601-112a-4fa6-88bb-2057bd62d351 | 1 | PPA | ArchiveDirectories={D:\openHistorian\Archive
|  |  | 2a8e1d3a-948a-4f45-9146-4140514ca300 | 1 | PPA | ArchiveDirectories={D:\openHistorian\Archive
|  |  | 726882d8-08cc-4804-b836-592c3ff74a8a | 1 | PPA | ArchiveDirectories={D:\openHistorian\Archive
|  |  | 3cb3c182-772b-4bb5-bf12-e2e3a326f118 | 1 | PPA | ArchiveDirectories={D:\openHistorian\Archive
|  |  | be45fe44-f043-4fd4-987f-83f395dcf944 | 1 | PPA | ArchiveDirectories={D:\openHistorian\Archive
|  |  | 603b3617-65d7-426a-abac-11faf94b031e | 1 | PPA | ArchiveDirectories={D:\openHistorian\Archive
|  |  | 3a252ae9-e3ce-46be-8beb-0ec9f3ef0945 | 1 | PPA | ArchiveDirectories={D:\openHistorian\Archive
|  |  | d18410ec-edf6-4f80-8a32-4ca0159cfe23 | 1 | PPA | ArchiveDirectories={D:\openHistorian\Archive
|  |  | 33ee1875-db83-49b0-bf7a-11097386ec90 | 1 | PPA | ArchiveDirectories={D:\openHistorian\Archive
|  |  | aa3702c8-b938-4642-9ac0-a2b312396ab4 | 1 | PPA | ArchiveDirectories={D:\openHistorian\Archive
|  |  | a6b140a2-450c-4537-ad07-40dd87cb24d6 | 1 | PPA | ArchiveDirectories={D:\openHistorian\Archive
|  |  | a7a9ddaa-02c3-494d-8301-84d2bee33e20 | 1 | PPA | ArchiveDirectories={D:\openHistorian\Archive
|  |  | c6e7d361-3968-448c-97ed-cb3f25b68773 | 1 | PPA | ArchiveDirectories={D:\openHistorian\Archive
|  |  | d875ce1a-d4f7-4ee1-a262-114ce9e64553 | 1 | PPA | ArchiveDirectories={D:\openHistorian\Archive
|  |  | 1096d864-6ece-4115-af2f-2729baa7aa96 | 1 | PPA | ArchiveDirectories={D:\openHistorian\Archive
|  |  | af6947b2-7de0-43ac-9ecf-ccf004d2edd6 | 1 | PPA | ArchiveDirectories={D:\openHistorian\Archive
|  |  | 2fa94e55-160b-4948-9dd7-9a737c85a271 | 1 | PPA | ArchiveDirectories={D:\openHistorian\Archive
|  |  | f922995d-27cb-426b-b7c5-1dbd6c7a4f3a | 1 | PPA | ArchiveDirectories={D:\openHistorian\Archive
|  |  | 30967a99-1b7c-4dba-a6c3-9b3020155237 | 1 | PPA | ArchiveDirectories={D:\openHistorian\Archive
|  |  | 4bbb8b75-da0e-4733-ac56-31e3681b5239 | 1 | PPA | ArchiveDirectories={D:\openHistorian\Archive
|  |  | 92e0eaa5-4a09-4efc-babf-ea7e59ac7c97 | 1 | PPA | ArchiveDirectories={D:\openHistorian\Archive
|  |  | 17ce74b7-89aa-47a6-8cbd-e15ba2e8ac79 | 1 | PPA | ArchiveDirectories={D:\openHistorian\Archive
|  |  | dbbd0d82-5c43-4e22-ad62-eeffe1680b15 | 1 | PPA | ArchiveDirectories={D:\openHistorian\Archive
|  |  | a4dc7744-898f-4201-871d-603fbaeadf3c | 1 | PPA | ArchiveDirectories={D:\openHistorian\Archive
|  |  | 07cc264a-8ef5-43ce-bd54-b1a6d8af61ad | 1 | PPA | ArchiveDirectories={D:\openHistorian\Archive
|  |  | a59f1dda-578a-4253-8659-5fee267a796b | 1 | PPA | ArchiveDirectories={D:\openHistorian\Archive
|  |  | 5ce2956e-3ebf-4597-b76d-94816386c1c5 | 1 | PPA | ArchiveDirectories={D:\openHistorian\Archive
|  |  | 2ea73597-215f-45cc-afb2-3a2e0c356b94 | 1 | PPA | ArchiveDirectories={D:\openHistorian\Archive
|  |  | 4925ad59-17a8-48ee-a2a0-6d3dc05252ec | 1 | PPA | ArchiveDirectories={D:\openHistorian\Archive
|  |  | 2c847478-9535-4047-83d2-7a9125502f41 | 1 | PPA | ArchiveDirectories={D:\openHistorian\Archive
|  |  | dcf7b01d-6643-4645-a2cd-dca2264f1a37 | 1 | PPA | ArchiveDirectories={D:\openHistorian\Archive
|  |  | 929ca373-a1e0-4106-a34a-e7fb04902cf1 | 1 | PPA | ArchiveDirectories={D:\openHistorian\Archive
|  |  | 600f5274-f9ba-4c8a-95a6-1bab346e7281 | 1 | PPA | ArchiveDirectories={D:\openHistorian\Archive
|  |  | 9950850e-bc82-489b-9ec6-767d9ca79a5d | 1 | PPA | ArchiveDirectories={D:\openHistorian\Archive
|  |  | 7b651325-c188-404c-a3d6-904180fdff67 | 1 | PPA | ArchiveDirectories={D:\openHistorian\Archive
|  |  | a3198aed-667a-483c-9f01-189fb76cdc52 | 1 | PPA | ArchiveDirectories={D:\openHistorian\Archive
|  |  | 7707b352-709f-448f-b151-2e65de51bb8b | 1 | PPA | ArchiveDirectories={D:\openHistorian\Archive
|  |  | 2ad9673b-1cb8-4683-8718-ad8eab9d7003 | 1 | PPA | ArchiveDirectories={D:\openHistorian\Archive
|  |  | 6092f1aa-5a15-4b92-904e-147898d8cec0 | 1 | PPA | ArchiveDirectories={D:\openHistorian\Archive
|  |  | 8474c6d8-6f78-43c7-b33a-82afd55fd4ab | 1 | PPA | ArchiveDirectories={D:\openHistorian\Archive
|  |  | b10d19d8-3b5d-4260-aa55-5eca56b7c8e2 | 1 | PPA | ArchiveDirectories={D:\openHistorian\Archive
|  |  | 22aa0fec-ae3a-4b0d-bad0-6d654d6457d9 | 1 | PPA | ArchiveDirectories={D:\openHistorian\Archive
|  |  | aa86ec98-5b2a-4f19-9714-5afd5b2932b6 | 1 | PPA | ArchiveDirectories={D:\openHistorian\Archive
|  |  | 7c15ac3c-9abd-4253-aea2-6ca0d09de822 | 1 | PPA | ArchiveDirectories={D:\openHistorian\Archive
|  |  | 5469fb80-f8f2-495a-b2c7-9ff3eb3c649b | 1 | PPA | ArchiveDirectories={D:\openHistorian\Archive
|  |  | d867bdc3-b24d-4625-b13a-d285606a687b | 1 | PPA | ArchiveDirectories={D:\openHistorian\Archive
|  |  | 5ec496be-c900-449a-a33b-9947fe3c2b5f | 1 | PPA | ArchiveDirectories={D:\openHistorian\Archive
|  |  | 35e474c5-a9e2-4b10-a0cd-0451a4613b2e | 1 | PPA | ArchiveDirectories={D:\openHistorian\Archive
|  |  | 206e5735-ca5b-482e-be30-7f4150a08052 | 1 | PPA | ArchiveDirectories={D:\openHistorian\Archive
|  |  | b1da59fc-1fe8-4f47-923d-c9dc87520f1f | 1 | PPA | ArchiveDirectories={D:\openHistorian\Archive
|  |  | 75dd9142-07ae-4601-a315-b1299ac4bb0d | 1 | PPA | ArchiveDirectories={D:\openHistorian\Archive
|  |  | 49aa4e46-e6e4-4c1e-aaaf-bcddae5fbbff | 1 | PPA | ArchiveDirectories={D:\openHistorian\Archive
|  |  | 696ee5dd-bc5e-4457-8d19-a00ee3ffdc6b | 1 | PPA | ArchiveDirectories={D:\openHistorian\Archive
|  |  | efcfc91f-c070-4261-9de1-4edcd4d8ce2d | 1 | PPA | ArchiveDirectories={D:\openHistorian\Archive
|  |  | eec9b9d2-a508-4dee-8268-816a2b0017d9 | 1 | PPA | ArchiveDirectories={D:\openHistorian\Archive
|  |  | e213892c-18d5-4927-a6c6-9972bfc6dbf8 | 1 | PPA | ArchiveDirectories={D:\openHistorian\Archive
|  |  | 5e308736-fe38-4cef-a426-4a25abd490cd | 1 | PPA | ArchiveDirectories={D:\openHistorian\Archive
|  |  | a914bedc-5681-4fe3-9cbd-f0ebfbe57404 | 1 | PPA | ArchiveDirectories={D:\openHistorian\Archive
|  |  | 36fb49f0-937d-4d98-a24d-d33f0a38693c | 1 | PPA | ArchiveDirectories={D:\openHistorian\Archive
|  |  | 3d60b589-73a6-479d-8742-971ab741f848 | 1 | PPA | ArchiveDirectories={D:\openHistorian\Archive
|  |  | fa37ed1f-add5-42c4-bb8b-398acaf5d562 | 1 | PPA | ArchiveDirectories={D:\openHistorian\Archive
|  |  | ce8b1d1a-81cf-4798-b733-627199dbe7b3 | 1 | PPA | ArchiveDirectories={D:\openHistorian\Archive
|  |  | 9ff8ce6b-7e7a-42c7-bd4d-1d366d317691 | 1 | PPA | ArchiveDirectories={D:\openHistorian\Archive
|  |  | 7111c2b1-4849-47b8-aaff-56f01f5f1061 | 1 | PPA | ArchiveDirectories={D:\openHistorian\Archive
|  |  | 6e8785a1-2a3a-42dd-9829-6dd456ecf1d6 | 1 | PPA | ArchiveDirectories={D:\openHistorian\Archive
|  |  | be3b7e8b-e3e7-4d5f-a771-e44a8f2addff | 1 | PPA | ArchiveDirectories={D:\openHistorian\Archive
|  |  | 2e87a315-d055-456e-aeb7-b5e0489f89ae | 1 | PPA | ArchiveDirectories={D:\openHistorian\Archive
|  |  | f1de0120-b0a8-4352-b571-5fd5eca31def | 1 | PPA | ArchiveDirectories={D:\openHistorian\Archive
|  |  | 0f124f88-9617-41cf-8452-2e1282a58443 | 1 | PPA | ArchiveDirectories={D:\openHistorian\Archive
|  |  | be346898-3d3d-428a-bc4b-3639eabb6bf1 | 1 | PPA | ArchiveDirectories={D:\openHistorian\Archive
|  |  | 85f3b7cc-66c8-4db0-a9ca-570a874fa2ee | 1 | PPA | ArchiveDirectories={D:\openHistorian\Archive
|  |  | d391f0c4-3506-493d-bdb5-d9c2a2664c32 | 1 | PPA | ArchiveDirectories={D:\openHistorian\Archive
|  |  | bbcec456-0625-41fc-9a07-960d6403c2fd | 1 | PPA | ArchiveDirectories={D:\openHistorian\Archive
|  |  | 0ba7be82-1f77-4141-93b0-6936bf270c93 | 1 | PPA | ArchiveDirectories={D:\openHistorian\Archive
|  |  | 01198194-460a-4832-b00e-8b62636a401f | 1 | PPA | ArchiveDirectories={D:\openHistorian\Archive
|  |  | b643295e-813d-4d6f-8e80-abf71904bfd7 | 1 | PPA | ArchiveDirectories={D:\openHistorian\Archive
|  |  | c497704c-9a89-4ca6-ae8a-ebc7ba602818 | 1 | PPA | ArchiveDirectories={D:\openHistorian\Archive
|  |  | 17b9df06-da67-4509-8856-9d7f38f7ad28 | 1 | PPA | ArchiveDirectories={D:\openHistorian\Archive
|  |  | b42d38fe-4209-49e0-b1a0-8f909db2bf4a | 1 | PPA | ArchiveDirectories={D:\openHistorian\Archive
|  |  | 2bbd5794-c25f-480f-9b43-778c6a684322 | 1 | PPA | ArchiveDirectories={D:\openHistorian\Archive
|  |  | b4f9e347-6066-4dd8-8657-1c6162b3e419 | 1 | PPA | ArchiveDirectories={D:\openHistorian\Archive
|  |  | 0e4ebac6-74da-4b6d-9918-f7271a0959b9 | 1 | PPA | ArchiveDirectories={D:\openHistorian\Archive
|  |  | 58374167-cfd3-4173-ba8a-974d54263ed0 | 1 | PPA | ArchiveDirectories={D:\openHistorian\Archive
|  |  | 18bc1ff0-46fb-4baf-9c41-c5a1cd4f5ffb | 1 | PPA | ArchiveDirectories={D:\openHistorian\Archive
|  |  | 444dfc5d-5607-4682-8beb-fb3b01f59d45 | 1 | PPA | ArchiveDirectories={D:\openHistorian\Archive
|  |  | 99728931-188b-4888-84ec-e9cc561b1c75 | 1 | PPA | ArchiveDirectories={D:\openHistorian\Archive
|  |  | 1beaa2ed-317a-47f8-9706-d36d3631743f | 1 | PPA | ArchiveDirectories={D:\openHistorian\Archive
|  |  | af260a1d-ec6d-4a10-8e11-fafc91f15d5c | 1 | PPA | ArchiveDirectories={D:\openHistorian\Archive
|  |  | 85a0046f-7958-42e7-af7e-c58f5528db3e | 1 | PPA | ArchiveDirectories={D:\openHistorian\Archive
|  |  | d1fd2bfd-cfd4-4ae7-8427-dc862f5edc91 | 1 | PPA | ArchiveDirectories={D:\openHistorian\Archive
|  |  | 280f0130-47bf-4648-b43e-73c7cb533a76 | 1 | PPA | ArchiveDirectories={D:\openHistorian\Archive
|  |  | 802c72c3-e028-49cd-8af0-ce58dc771df6 | 1 | PPA | ArchiveDirectories={D:\openHistorian\Archive
|  |  | 21b43d33-7f58-496c-87c3-5b40364de81a | 1 | PPA | ArchiveDirectories={D:\openHistorian\Archive
|  |  | 5f722244-b115-4f9a-ba9d-b10be5bb7148 | 1 | PPA | ArchiveDirectories={D:\openHistorian\Archive
|  |  | 76e76bf9-d3d6-457b-9b7e-ba845c33711b | 1 | PPA | ArchiveDirectories={D:\openHistorian\Archive
|  |  | 61bb7570-ef5f-46de-8b83-d9cdaca7505b | 1 | PPA | ArchiveDirectories={D:\openHistorian\Archive
|  |  | 771db959-7601-478f-a171-f7cec6638447 | 1 | PPA | ArchiveDirectories={D:\openHistorian\Archive
|  |  | 70317413-ebd6-4929-8bc4-9a99e55480ac | 1 | PPA | ArchiveDirectories={D:\openHistorian\Archive
|  |  | d91ca3a1-38ba-4f11-a05c-558eb8cedac6 | 1 | PPA | ArchiveDirectories={D:\openHistorian\Archive
|  |  | ec740e67-49aa-4b23-8a02-4e85a3e9da67 | 1 | PPA | ArchiveDirectories={D:\openHistorian\Archive
|  |  | e3b95c6c-307c-49e3-bca9-2c698647ebf9 | 1 | PPA | ArchiveDirectories={D:\openHistorian\Archive
|  |  | ac859b9e-309c-4fee-911a-96aeb837e708 | 1 | PPA | ArchiveDirectories={D:\openHistorian\Archive
|  |  | c8f3143a-9520-4dba-82a7-28a7ee3c8d35 | 1 | PPA | ArchiveDirectories={D:\openHistorian\Archive
|  |  | 96148dd2-764f-45ff-a478-7141094ec7c2 | 1 | PPA | ArchiveDirectories={D:\openHistorian\Archive
|  |  | c0a0a3df-71ff-4db7-ae93-bd3deb81b0b2 | 1 | PPA | ArchiveDirectories={D:\openHistorian\Archive
|  |  | 168683b1-d339-455f-b22b-c5c6d1869b57 | 1 | PPA | ArchiveDirectories={D:\openHistorian\Archive
|  |  | dd1a5662-9d19-46b6-99fb-cd54b0e7ad9b | 1 | PPA | ArchiveDirectories={D:\openHistorian\Archive
|  |  | 5418d3cb-6f35-46cc-9dca-14b3336624f7 | 1 | PPA | ArchiveDirectories={D:\openHistorian\Archive
|  |  | cd9f055d-5fd7-4c80-9aae-744959a575d4 | 1 | PPA | ArchiveDirectories={D:\openHistorian\Archive
|  |  | de372433-0074-45cd-a400-282247e5ab0a | 1 | PPA | ArchiveDirectories={D:\openHistorian\Archive
|  |  | f5574acf-6453-4919-91cb-5c5db2527be4 | 1 | PPA | ArchiveDirectories={D:\openHistorian\Archive
|  |  | a30e6fba-ba7f-4127-ae87-6813e47331c6 | 1 | PPA | ArchiveDirectories={D:\openHistorian\Archive
|  |  | 0874a079-54da-4e58-b1c1-a0d71b8ff642 | 1 | PPA | ArchiveDirectories={D:\openHistorian\Archive
|  |  | b23d1fcf-939b-4b58-8940-2e76519d5171 | 1 | PPA | ArchiveDirectories={D:\openHistorian\Archive
|  |  | 47dd2742-a894-4ffc-80dd-278b2632bf62 | 1 | PPA | ArchiveDirectories={D:\openHistorian\Archive
|  |  | b45d919e-307f-4777-b62b-a3191bcd303f | 1 | PPA | ArchiveDirectories={D:\openHistorian\Archive
|  |  | b70146c3-aa18-45d4-bc87-f8701e639eb7 | 1 | PPA | ArchiveDirectories={D:\openHistorian\Archive
|  |  | 43341535-250f-40a5-8176-7b856ffcd4ee | 1 | PPA | ArchiveDirectories={D:\openHistorian\Archive
|  |  | cd28c647-7118-4bc8-b7b8-cd15a80aaff8 | 1 | PPA | ArchiveDirectories={D:\openHistorian\Archive
|  |  | b34bcd76-c60c-4662-873a-b8a31b89b594 | 1 | PPA | ArchiveDirectories={D:\openHistorian\Archive
|  |  | e72c160a-bbff-4b8e-99cc-801380e7d9e3 | 1 | PPA | ArchiveDirectories={D:\openHistorian\Archive
|  |  | 872b1511-bd1b-42a6-b71b-4df223cfadbe | 1 | PPA | ArchiveDirectories={D:\openHistorian\Archive
|  |  | 822d6331-be61-484f-b712-f1a1f7703bda | 1 | PPA | ArchiveDirectories={D:\openHistorian\Archive
|  |  | c8fb4542-f28c-458c-be66-f2e2bae1af27 | 1 | PPA | ArchiveDirectories={D:\openHistorian\Archive
|  |  | 51fe03de-b6ae-44dc-8072-2b033c7e0294 | 1 | PPA | ArchiveDirectories={D:\openHistorian\Archive
|  |  | 94a17a7d-9877-4b32-a9c3-abb34644323e | 1 | PPA | ArchiveDirectories={D:\openHistorian\Archive
|  |  | e554d6f6-82ea-4068-ab8b-06d23bf4ff01 | 2 | STAT |  | 7154 | ONS_LOCAL$CETGD_500_PM_06!PMU:ST1 |  |  | 8736f6c7-ad41-4b43-b4f6-e684e0d4ad20 |  |  | 30 | [8 empty] | 11 | [5 empty] | LOCAL$CETGD_500_PM_06!PMU-ST1 | 0.0 | 1.0 | Device statistic for Number of data quality errors reported by device during last reporting interval. | 0 | 1 | 1 |  | Any | STAT | Statistic | ST |  |  | STAT:7154 | 2021-08-06 18:03
|  |  | 0b1057b0-8bdf-4275-96c8-8505c2fd57b8 | 2 | STAT |  | 7155 | ONS_LOCAL$CETGD_500_PM_06!PMU:ST2 |  |  | 8736f6c7-ad41-4b43-b4f6-e684e0d4ad20 |  |  | 30 | [8 empty] | 11 | [5 empty] | LOCAL$CETGD_500_PM_06!PMU-ST2 | 0.0 | 1.0 | Device statistic for Number of time quality errors reported by device during last reporting interval. | 0 | 1 | 1 |  | Any | STAT | Statistic | ST |  |  | STAT:7155 | 2021-08-06 18:03
|  |  | ee6a244f-d91e-4afc-a3c2-f20df4fd2290 | 2 | STAT |  | 7156 | ONS_LOCAL$CETGD_500_PM_06!PMU:ST3 |  |  | 8736f6c7-ad41-4b43-b4f6-e684e0d4ad20 |  |  | 30 | [8 empty] | 11 | [5 empty] | LOCAL$CETGD_500_PM_06!PMU-ST3 | 0.0 | 1.0 | Device statistic for Number of device errors reported by device during last reporting interval. | 0 | 1 | 1 |  | Any | STAT | Statistic | ST |  |  | STAT:7156 | 2021-08-06 18:03
|  |  | 8f25ba9e-2fae-4e3d-95ce-1dd21a8edc69 | 2 | STAT |  | 7157 | ONS_LOCAL$CETGD_500_PM_06!PMU:ST4 |  |  | 8736f6c7-ad41-4b43-b4f6-e684e0d4ad20 |  |  | 30 | [8 empty] | 11 | [5 empty] | LOCAL$CETGD_500_PM_06!PMU-ST4 | 0.0 | 1.0 | Device statistic for Number of measurements received from device during last reporting interval. | 0 | 1 | 1 |  | Any | STAT | Statistic | ST |  |  | STAT:7157 | 2021-08-06 18:03
|  |  | c571d01d-db25-48cc-8c73-d101dea11295 | 2 | STAT |  | 7158 | ONS_LOCAL$CETGD_500_PM_06!PMU:ST5 |  |  | 8736f6c7-ad41-4b43-b4f6-e684e0d4ad20 |  |  | 30 | [8 empty] | 11 | [5 empty] | LOCAL$CETGD_500_PM_06!PMU-ST5 | 0.0 | 1.0 | Device statistic for Expected number of measurements received from device during last reporting interval. | 0 | 1 | 1 |  | Any | STAT | Statistic | ST |  |  | STAT:7158 | 2021-08-06 18:03
|  |  | 292e8220-0bcb-4794-aa33-aa053866655e | 2 | STAT |  | 7159 | ONS_LOCAL$CETGD_500_PM_06!PMU:ST6 |  |  | 8736f6c7-ad41-4b43-b4f6-e684e0d4ad20 |  |  | 30 | [8 empty] | 11 | [5 empty] | LOCAL$CETGD_500_PM_06!PMU-ST6 | 0.0 | 1.0 | Device statistic for Number of measurements received while device was reporting errors during last reporting interval. | 0 | 1 | 1 |  | Any | STAT | Statistic | ST |  |  | STAT:7159 | 2021-08-06 18:03
|  |  | 692321b1-d558-4d7a-9cd4-04d42990094a | 2 | STAT |  | 7160 | ONS_LOCAL$CETGD_500_PM_06!PMU:ST7 |  |  | 8736f6c7-ad41-4b43-b4f6-e684e0d4ad20 |  |  | 30 | [8 empty] | 11 | [5 empty] | LOCAL$CETGD_500_PM_06!PMU-ST7 | 0.0 | 1.0 | Device statistic for Number of defined measurements (per frame) from device during last reporting interval. | 0 | 1 | 1 |  | Any | STAT | Statistic | ST |  |  | STAT:7160 | 2021-08-06 18:03
|  |  | d1b32bde-9e85-48ca-a324-06c446e79b12 | 2 | STAT |  | 7161 | ONS_LOCAL$GOBCQ_230_PM_01!PMU:ST1 |  |  | 8736f6c7-ad41-4b43-b4f6-e684e0d4ad20 |  |  | 30 | [8 empty] | 11 | [5 empty] | LOCAL$GOBCQ_230_PM_01!PMU-ST1 | 0.0 | 1.0 | Device statistic for Number of data quality errors reported by device during last reporting interval. | 0 | 1 | 1 |  | Any | STAT | Statistic | ST |  |  | STAT:7161 | 2021-08-06 18:03
|  |  | 3ba6e5ce-92d5-4e9c-83ac-68830b087410 | 2 | STAT |  | 7162 | ONS_LOCAL$GOBCQ_230_PM_01!PMU:ST2 |  |  | 8736f6c7-ad41-4b43-b4f6-e684e0d4ad20 |  |  | 30 | [8 empty] | 11 | [5 empty] | LOCAL$GOBCQ_230_PM_01!PMU-ST2 | 0.0 | 1.0 | Device statistic for Number of time quality errors reported by device during last reporting interval. | 0 | 1 | 1 |  | Any | STAT | Statistic | ST |  |  | STAT:7162 | 2021-08-06 18:03
|  |  | 099f3a1e-6ccb-4b93-8304-b0412c0736a5 | 2 | STAT |  | 7163 | ONS_LOCAL$GOBCQ_230_PM_01!PMU:ST3 |  |  | 8736f6c7-ad41-4b43-b4f6-e684e0d4ad20 |  |  | 30 | [8 empty] | 11 | [5 empty] | LOCAL$GOBCQ_230_PM_01!PMU-ST3 | 0.0 | 1.0 | Device statistic for Number of device errors reported by device during last reporting interval. | 0 | 1 | 1 |  | Any | STAT | Statistic | ST |  |  | STAT:7163 | 2021-08-06 18:03
|  |  | 446801e4-c92b-4d52-bf06-13993444c2d9 | 2 | STAT |  | 7164 | ONS_LOCAL$GOBCQ_230_PM_01!PMU:ST4 |  |  | 8736f6c7-ad41-4b43-b4f6-e684e0d4ad20 |  |  | 30 | [8 empty] | 11 | [5 empty] | LOCAL$GOBCQ_230_PM_01!PMU-ST4 | 0.0 | 1.0 | Device statistic for Number of measurements received from device during last reporting interval. | 0 | 1 | 1 |  | Any | STAT | Statistic | ST |  |  | STAT:7164 | 2021-08-06 18:03
|  |  | 5b48cc39-86c3-4077-b532-c134bc84f95d | 2 | STAT |  | 7165 | ONS_LOCAL$GOBCQ_230_PM_01!PMU:ST5 |  |  | 8736f6c7-ad41-4b43-b4f6-e684e0d4ad20 |  |  | 30 | [8 empty] | 11 | [5 empty] | LOCAL$GOBCQ_230_PM_01!PMU-ST5 | 0.0 | 1.0 | Device statistic for Expected number of measurements received from device during last reporting interval. | 0 | 1 | 1 |  | Any | STAT | Statistic | ST |  |  | STAT:7165 | 2021-08-06 18:03
|  |  | 58cef331-4c54-4272-a02c-3d6b370231be | 2 | STAT |  | 7166 | ONS_LOCAL$GOBCQ_230_PM_01!PMU:ST6 |  |  | 8736f6c7-ad41-4b43-b4f6-e684e0d4ad20 |  |  | 30 | [8 empty] | 11 | [5 empty] | LOCAL$GOBCQ_230_PM_01!PMU-ST6 | 0.0 | 1.0 | Device statistic for Number of measurements received while device was reporting errors during last reporting interval. | 0 | 1 | 1 |  | Any | STAT | Statistic | ST |  |  | STAT:7166 | 2021-08-06 18:03
|  |  | c7a86a6e-f59f-438e-b15e-8882965aa3d5 | 2 | STAT |  | 7167 | ONS_LOCAL$GOBCQ_230_PM_01!PMU:ST7 |  |  | 8736f6c7-ad41-4b43-b4f6-e684e0d4ad20 |  |  | 30 | [8 empty] | 11 | [5 empty] | LOCAL$GOBCQ_230_PM_01!PMU-ST7 | 0.0 | 1.0 | Device statistic for Number of defined measurements (per frame) from device during last reporting interval. | 0 | 1 | 1 |  | Any | STAT | Statistic | ST |  |  | STAT:7167 | 2021-08-06 18:03
|  |  | 8b372bb5-d3fe-4c90-abd5-ddcac6ea5433 | 2 | STAT |  | 7168 | ONS_LOCAL$GOIGU_230_PM_01!PMU:ST1 |  |  | 8736f6c7-ad41-4b43-b4f6-e684e0d4ad20 |  |  | 30 | [8 empty] | 11 | [5 empty] | LOCAL$GOIGU_230_PM_01!PMU-ST1 | 0.0 | 1.0 | Device statistic for Number of data quality errors reported by device during last reporting interval. | 0 | 1 | 1 |  | Any | STAT | Statistic | ST |  |  | STAT:7168 | 2021-08-06 18:03
|  |  | 70153993-3c14-43ad-a8f1-fb53bdf83f9e | 2 | STAT |  | 7169 | ONS_LOCAL$GOIGU_230_PM_01!PMU:ST2 |  |  | 8736f6c7-ad41-4b43-b4f6-e684e0d4ad20 |  |  | 30 | [8 empty] | 11 | [5 empty] | LOCAL$GOIGU_230_PM_01!PMU-ST2 | 0.0 | 1.0 | Device statistic for Number of time quality errors reported by device during last reporting interval. | 0 | 1 | 1 |  | Any | STAT | Statistic | ST |  |  | STAT:7169 | 2021-08-06 18:03
|  |  | 30a1531c-f547-4e04-abad-e213f418e337 | 2 | STAT |  | 7170 | ONS_LOCAL$GOIGU_230_PM_01!PMU:ST3 |  |  | 8736f6c7-ad41-4b43-b4f6-e684e0d4ad20 |  |  | 30 | [8 empty] | 11 | [5 empty] | LOCAL$GOIGU_230_PM_01!PMU-ST3 | 0.0 | 1.0 | Device statistic for Number of device errors reported by device during last reporting interval. | 0 | 1 | 1 |  | Any | STAT | Statistic | ST |  |  | STAT:7170 | 2021-08-06 18:03
|  |  | b1874353-6d3b-46f5-af19-4a3f7078bb6f | 2 | STAT |  | 7171 | ONS_LOCAL$GOIGU_230_PM_01!PMU:ST4 |  |  | 8736f6c7-ad41-4b43-b4f6-e684e0d4ad20 |  |  | 30 | [8 empty] | 11 | [5 empty] | LOCAL$GOIGU_230_PM_01!PMU-ST4 | 0.0 | 1.0 | Device statistic for Number of measurements received from device during last reporting interval. | 0 | 1 | 1 |  | Any | STAT | Statistic | ST |  |  | STAT:7171 | 2021-08-06 18:03
|  |  | 207f8ff1-32fa-41cd-9a3e-aa8f39f8a887 | 2 | STAT |  | 7172 | ONS_LOCAL$GOIGU_230_PM_01!PMU:ST5 |  |  | 8736f6c7-ad41-4b43-b4f6-e684e0d4ad20 |  |  | 30 | [8 empty] | 11 | [5 empty] | LOCAL$GOIGU_230_PM_01!PMU-ST5 | 0.0 | 1.0 | Device statistic for Expected number of measurements received from device during last reporting interval. | 0 | 1 | 1 |  | Any | STAT | Statistic | ST |  |  | STAT:7172 | 2021-08-06 18:03
|  |  | 4a5f6fc8-fe68-4975-9d58-c20a872df7f9 | 2 | STAT |  | 7173 | ONS_LOCAL$GOIGU_230_PM_01!PMU:ST6 |  |  | 8736f6c7-ad41-4b43-b4f6-e684e0d4ad20 |  |  | 30 | [8 empty] | 11 | [5 empty] | LOCAL$GOIGU_230_PM_01!PMU-ST6 | 0.0 | 1.0 | Device statistic for Number of measurements received while device was reporting errors during last reporting interval. | 0 | 1 | 1 |  | Any | STAT | Statistic | ST |  |  | STAT:7173 | 2021-08-06 18:03
|  |  | 6be59a82-b425-442d-929f-c0c80c0d85fb | 2 | STAT |  | 7174 | ONS_LOCAL$GOIGU_230_PM_01!PMU:ST7 |  |  | 8736f6c7-ad41-4b43-b4f6-e684e0d4ad20 |  |  | 30 | [8 empty] | 11 | [5 empty] | LOCAL$GOIGU_230_PM_01!PMU-ST7 | 0.0 | 1.0 | Device statistic for Number of defined measurements (per frame) from device during last reporting interval. | 0 | 1 | 1 |  | Any | STAT | Statistic | ST |  |  | STAT:7174 | 2021-08-06 18:03
|  |  | 39619f21-3958-4597-b4ad-36daf3c177ad | 2 | STAT |  | 7175 | ONS_LOCAL$GOIGU_500_PM_02!PMU:ST1 |  |  | 8736f6c7-ad41-4b43-b4f6-e684e0d4ad20 |  |  | 30 | [8 empty] | 11 | [5 empty] | LOCAL$GOIGU_500_PM_02!PMU-ST1 | 0.0 | 1.0 | Device statistic for Number of data quality errors reported by device during last reporting interval. | 0 | 1 | 1 |  | Any | STAT | Statistic | ST |  |  | STAT:7175 | 2021-08-06 18:03
|  |  | a87af08a-6d4a-4069-8e60-fec9eadb04f0 | 2 | STAT |  | 7176 | ONS_LOCAL$GOIGU_500_PM_02!PMU:ST2 |  |  | 8736f6c7-ad41-4b43-b4f6-e684e0d4ad20 |  |  | 30 | [8 empty] | 11 | [5 empty] | LOCAL$GOIGU_500_PM_02!PMU-ST2 | 0.0 | 1.0 | Device statistic for Number of time quality errors reported by device during last reporting interval. | 0 | 1 | 1 |  | Any | STAT | Statistic | ST |  |  | STAT:7176 | 2021-08-06 18:03
|  |  | 5a58aff1-27c5-4d30-9914-04c30a1a7af5 | 2 | STAT |  | 7177 | ONS_LOCAL$GOIGU_500_PM_02!PMU:ST3 |  |  | 8736f6c7-ad41-4b43-b4f6-e684e0d4ad20 |  |  | 30 | [8 empty] | 11 | [5 empty] | LOCAL$GOIGU_500_PM_02!PMU-ST3 | 0.0 | 1.0 | Device statistic for Number of device errors reported by device during last reporting interval. | 0 | 1 | 1 |  | Any | STAT | Statistic | ST |  |  | STAT:7177 | 2021-08-06 18:03
|  |  | 8e19f862-3248-4c88-ad43-da007f9e5166 | 2 | STAT |  | 7178 | ONS_LOCAL$GOIGU_500_PM_02!PMU:ST4 |  |  | 8736f6c7-ad41-4b43-b4f6-e684e0d4ad20 |  |  | 30 | [8 empty] | 11 | [5 empty] | LOCAL$GOIGU_500_PM_02!PMU-ST4 | 0.0 | 1.0 | Device statistic for Number of measurements received from device during last reporting interval. | 0 | 1 | 1 |  | Any | STAT | Statistic | ST |  |  | STAT:7178 | 2021-08-06 18:03
|  |  | c25a3435-fe67-416b-8103-d1dd786b0d4d | 2 | STAT |  | 7179 | ONS_LOCAL$GOIGU_500_PM_02!PMU:ST5 |  |  | 8736f6c7-ad41-4b43-b4f6-e684e0d4ad20 |  |  | 30 | [8 empty] | 11 | [5 empty] | LOCAL$GOIGU_500_PM_02!PMU-ST5 | 0.0 | 1.0 | Device statistic for Expected number of measurements received from device during last reporting interval. | 0 | 1 | 1 |  | Any | STAT | Statistic | ST |  |  | STAT:7179 | 2021-08-06 18:03
|  |  | 000b4de2-43b0-4829-bf06-5025085e7fba | 2 | STAT |  | 7180 | ONS_LOCAL$GOIGU_500_PM_02!PMU:ST6 |  |  | 8736f6c7-ad41-4b43-b4f6-e684e0d4ad20 |  |  | 30 | [8 empty] | 11 | [5 empty] | LOCAL$GOIGU_500_PM_02!PMU-ST6 | 0.0 | 1.0 | Device statistic for Number of measurements received while device was reporting errors during last reporting interval. | 0 | 1 | 1 |  | Any | STAT | Statistic | ST |  |  | STAT:7180 | 2021-08-06 18:03
|  |  | 88d7c9d7-a0a3-4110-8099-46688388661e | 2 | STAT |  | 7181 | ONS_LOCAL$GOIGU_500_PM_02!PMU:ST7 |  |  | 8736f6c7-ad41-4b43-b4f6-e684e0d4ad20 |  |  | 30 | [8 empty] | 11 | [5 empty] | LOCAL$GOIGU_500_PM_02!PMU-ST7 | 0.0 | 1.0 | Device statistic for Number of defined measurements (per frame) from device during last reporting interval. | 0 | 1 | 1 |  | Any | STAT | Statistic | ST |  |  | STAT:7181 | 2021-08-06 18:03
|  |  | 696a43db-1e19-4886-bedc-43714a0c50f2 | 2 | STAT |  | 7182 | ONS_LOCAL$MAENO_230_PM_01!PMU:ST1 |  |  | 8736f6c7-ad41-4b43-b4f6-e684e0d4ad20 |  |  | 30 | [8 empty] | 11 | [5 empty] | LOCAL$MAENO_230_PM_01!PMU-ST1 | 0.0 | 1.0 | Device statistic for Number of data quality errors reported by device during last reporting interval. | 0 | 1 | 1 |  | Any | STAT | Statistic | ST |  |  | STAT:7182 | 2021-08-06 18:03
|  |  | b72b0be9-8236-4458-aff2-ba38594b5c03 | 2 | STAT |  | 7183 | ONS_LOCAL$MAENO_230_PM_01!PMU:ST2 |  |  | 8736f6c7-ad41-4b43-b4f6-e684e0d4ad20 |  |  | 30 | [8 empty] | 11 | [5 empty] | LOCAL$MAENO_230_PM_01!PMU-ST2 | 0.0 | 1.0 | Device statistic for Number of time quality errors reported by device during last reporting interval. | 0 | 1 | 1 |  | Any | STAT | Statistic | ST |  |  | STAT:7183 | 2021-08-06 18:03
|  |  | 9e19adf4-fdf8-409d-8c7e-52414af3c372 | 2 | STAT |  | 7184 | ONS_LOCAL$MAENO_230_PM_01!PMU:ST3 |  |  | 8736f6c7-ad41-4b43-b4f6-e684e0d4ad20 |  |  | 30 | [8 empty] | 11 | [5 empty] | LOCAL$MAENO_230_PM_01!PMU-ST3 | 0.0 | 1.0 | Device statistic for Number of device errors reported by device during last reporting interval. | 0 | 1 | 1 |  | Any | STAT | Statistic | ST |  |  | STAT:7184 | 2021-08-06 18:03
|  |  | 8e5f16d2-d01d-48a2-abc0-19715feb7cbc | 2 | STAT |  | 7185 | ONS_LOCAL$MAENO_230_PM_01!PMU:ST4 |  |  | 8736f6c7-ad41-4b43-b4f6-e684e0d4ad20 |  |  | 30 | [8 empty] | 11 | [5 empty] | LOCAL$MAENO_230_PM_01!PMU-ST4 | 0.0 | 1.0 | Device statistic for Number of measurements received from device during last reporting interval. | 0 | 1 | 1 |  | Any | STAT | Statistic | ST |  |  | STAT:7185 | 2021-08-06 18:03
|  |  | e8e35912-980c-499d-b2a9-dc61787c266b | 2 | STAT |  | 7186 | ONS_LOCAL$MAENO_230_PM_01!PMU:ST5 |  |  | 8736f6c7-ad41-4b43-b4f6-e684e0d4ad20 |  |  | 30 | [8 empty] | 11 | [5 empty] | LOCAL$MAENO_230_PM_01!PMU-ST5 | 0.0 | 1.0 | Device statistic for Expected number of measurements received from device during last reporting interval. | 0 | 1 | 1 |  | Any | STAT | Statistic | ST |  |  | STAT:7186 | 2021-08-06 18:03
|  |  | b8439ffd-2d73-4976-9961-6a292a067a6a | 2 | STAT |  | 7187 | ONS_LOCAL$MAENO_230_PM_01!PMU:ST6 |  |  | 8736f6c7-ad41-4b43-b4f6-e684e0d4ad20 |  |  | 30 | [8 empty] | 11 | [5 empty] | LOCAL$MAENO_230_PM_01!PMU-ST6 | 0.0 | 1.0 | Device statistic for Number of measurements received while device was reporting errors during last reporting interval. | 0 | 1 | 1 |  | Any | STAT | Statistic | ST |  |  | STAT:7187 | 2021-08-06 18:03
|  |  | 3c387d6b-3045-4241-894d-7b9a7ff61d69 | 2 | STAT |  | 7188 | ONS_LOCAL$MAENO_230_PM_01!PMU:ST7 |  |  | 8736f6c7-ad41-4b43-b4f6-e684e0d4ad20 |  |  | 30 | [8 empty] | 11 | [5 empty] | LOCAL$MAENO_230_PM_01!PMU-ST7 | 0.0 | 1.0 | Device statistic for Number of defined measurements (per frame) from device during last reporting interval. | 0 | 1 | 1 |  | Any | STAT | Statistic | ST |  |  | STAT:7188 | 2021-08-06 18:03
|  |  | 860a9684-ae38-4525-ba7f-a01cb62eabcb | 2 | STAT |  | 7189 | ONS_LOCAL$MAMR_230_PM_01!PMU:ST1 |  |  | 8736f6c7-ad41-4b43-b4f6-e684e0d4ad20 |  |  | 30 | [8 empty] | 11 | [5 empty] | LOCAL$MAMR_230_PM_01!PMU-ST1 | 0.0 | 1.0 | Device statistic for Number of data quality errors reported by device during last reporting interval. | 0 | 1 | 1 |  | Any | STAT | Statistic | ST |  |  | STAT:7189 | 2021-08-06 18:03
|  |  | 821f32b2-462b-4277-8541-19421419a4a2 | 2 | STAT |  | 7190 | ONS_LOCAL$MAMR_230_PM_01!PMU:ST2 |  |  | 8736f6c7-ad41-4b43-b4f6-e684e0d4ad20 |  |  | 30 | [8 empty] | 11 | [5 empty] | LOCAL$MAMR_230_PM_01!PMU-ST2 | 0.0 | 1.0 | Device statistic for Number of time quality errors reported by device during last reporting interval. | 0 | 1 | 1 |  | Any | STAT | Statistic | ST |  |  | STAT:7190 | 2021-08-06 18:03
|  |  | dca6a21b-e551-4a06-8bfa-f46d5f408526 | 2 | STAT |  | 7191 | ONS_LOCAL$MAMR_230_PM_01!PMU:ST3 |  |  | 8736f6c7-ad41-4b43-b4f6-e684e0d4ad20 |  |  | 30 | [8 empty] | 11 | [5 empty] | LOCAL$MAMR_230_PM_01!PMU-ST3 | 0.0 | 1.0 | Device statistic for Number of device errors reported by device during last reporting interval. | 0 | 1 | 1 |  | Any | STAT | Statistic | ST |  |  | STAT:7191 | 2021-08-06 18:03
|  |  | e936bb6f-1983-4f4a-9183-adf22ef562c3 | 2 | STAT |  | 7192 | ONS_LOCAL$MAMR_230_PM_01!PMU:ST4 |  |  | 8736f6c7-ad41-4b43-b4f6-e684e0d4ad20 |  |  | 30 | [8 empty] | 11 | [5 empty] | LOCAL$MAMR_230_PM_01!PMU-ST4 | 0.0 | 1.0 | Device statistic for Number of measurements received from device during last reporting interval. | 0 | 1 | 1 |  | Any | STAT | Statistic | ST |  |  | STAT:7192 | 2021-08-06 18:03
|  |  | 90761b72-6da7-47d4-995c-9c8eda97aba8 | 2 | STAT |  | 7193 | ONS_LOCAL$MAMR_230_PM_01!PMU:ST5 |  |  | 8736f6c7-ad41-4b43-b4f6-e684e0d4ad20 |  |  | 30 | [8 empty] | 11 | [5 empty] | LOCAL$MAMR_230_PM_01!PMU-ST5 | 0.0 | 1.0 | Device statistic for Expected number of measurements received from device during last reporting interval. | 0 | 1 | 1 |  | Any | STAT | Statistic | ST |  |  | STAT:7193 | 2021-08-06 18:03
|  |  | 8fe71b27-89f4-424b-9594-211c520e0ecc | 2 | STAT |  | 7194 | ONS_LOCAL$MAMR_230_PM_01!PMU:ST6 |  |  | 8736f6c7-ad41-4b43-b4f6-e684e0d4ad20 |  |  | 30 | [8 empty] | 11 | [5 empty] | LOCAL$MAMR_230_PM_01!PMU-ST6 | 0.0 | 1.0 | Device statistic for Number of measurements received while device was reporting errors during last reporting interval. | 0 | 1 | 1 |  | Any | STAT | Statistic | ST |  |  | STAT:7194 | 2021-08-06 18:03
|  |  | 285b81fb-ed4f-4a94-98fa-578413b4796a | 2 | STAT |  | 7195 | ONS_LOCAL$MAMR_230_PM_01!PMU:ST7 |  |  | 8736f6c7-ad41-4b43-b4f6-e684e0d4ad20 |  |  | 30 | [8 empty] | 11 | [5 empty] | LOCAL$MAMR_230_PM_01!PMU-ST7 | 0.0 | 1.0 | Device statistic for Number of defined measurements (per frame) from device during last reporting interval. | 0 | 1 | 1 |  | Any | STAT | Statistic | ST |  |  | STAT:7195 | 2021-08-06 18:03
|  |  | ffa1559b-32ed-47c4-a37d-fc110ceba20b | 2 | STAT |  | 7196 | ONS_LOCAL$MGBDE3_500_PM_01!PMU:ST1 |  |  | 8736f6c7-ad41-4b43-b4f6-e684e0d4ad20 |  |  | 30 | [8 empty] | 11 | [5 empty] | LOCAL$MGBDE3_500_PM_01!PMU-ST1 | 0.0 | 1.0 | Device statistic for Number of data quality errors reported by device during last reporting interval. | 0 | 1 | 1 |  | Any | STAT | Statistic | ST |  |  | STAT:7196 | 2021-08-06 18:03
|  |  | 521c6f2b-13a1-4410-a923-e9b73f841448 | 2 | STAT |  | 7197 | ONS_LOCAL$MGBDE3_500_PM_01!PMU:ST2 |  |  | 8736f6c7-ad41-4b43-b4f6-e684e0d4ad20 |  |  | 30 | [8 empty] | 11 | [5 empty] | LOCAL$MGBDE3_500_PM_01!PMU-ST2 | 0.0 | 1.0 | Device statistic for Number of time quality errors reported by device during last reporting interval. | 0 | 1 | 1 |  | Any | STAT | Statistic | ST |  |  | STAT:7197 | 2021-08-06 18:03
|  |  | 31892fa2-9332-49ac-9e7b-bff23fdfc65d | 2 | STAT |  | 7198 | ONS_LOCAL$MGBDE3_500_PM_01!PMU:ST3 |  |  | 8736f6c7-ad41-4b43-b4f6-e684e0d4ad20 |  |  | 30 | [8 empty] | 11 | [5 empty] | LOCAL$MGBDE3_500_PM_01!PMU-ST3 | 0.0 | 1.0 | Device statistic for Number of device errors reported by device during last reporting interval. | 0 | 1 | 1 |  | Any | STAT | Statistic | ST |  |  | STAT:7198 | 2021-08-06 18:03
|  |  | 108bbb42-3842-486e-b590-490f6a80c54e | 2 | STAT |  | 7199 | ONS_LOCAL$MGBDE3_500_PM_01!PMU:ST4 |  |  | 8736f6c7-ad41-4b43-b4f6-e684e0d4ad20 |  |  | 30 | [8 empty] | 11 | [5 empty] | LOCAL$MGBDE3_500_PM_01!PMU-ST4 | 0.0 | 1.0 | Device statistic for Number of measurements received from device during last reporting interval. | 0 | 1 | 1 |  | Any | STAT | Statistic | ST |  |  | STAT:7199 | 2021-08-06 18:03
|  |  | a96afbcd-ab09-435f-8034-bd5c016102ba | 2 | STAT |  | 7200 | ONS_LOCAL$MGBDE3_500_PM_01!PMU:ST5 |  |  | 8736f6c7-ad41-4b43-b4f6-e684e0d4ad20 |  |  | 30 | [8 empty] | 11 | [5 empty] | LOCAL$MGBDE3_500_PM_01!PMU-ST5 | 0.0 | 1.0 | Device statistic for Expected number of measurements received from device during last reporting interval. | 0 | 1 | 1 |  | Any | STAT | Statistic | ST |  |  | STAT:7200 | 2021-08-06 18:03
|  |  | 846ea6ea-a058-45e5-8a00-53705a76ea2d | 2 | STAT |  | 7201 | ONS_LOCAL$MGBDE3_500_PM_01!PMU:ST6 |  |  | 8736f6c7-ad41-4b43-b4f6-e684e0d4ad20 |  |  | 30 | [8 empty] | 11 | [5 empty] | LOCAL$MGBDE3_500_PM_01!PMU-ST6 | 0.0 | 1.0 | Device statistic for Number of measurements received while device was reporting errors during last reporting interval. | 0 | 1 | 1 |  | Any | STAT | Statistic | ST |  |  | STAT:7201 | 2021-08-06 18:03
|  |  | f87caeff-2286-4393-b52b-2086cc66b4be | 2 | STAT |  | 7202 | ONS_LOCAL$MGBDE3_500_PM_01!PMU:ST7 |  |  | 8736f6c7-ad41-4b43-b4f6-e684e0d4ad20 |  |  | 30 | [8 empty] | 11 | [5 empty] | LOCAL$MGBDE3_500_PM_01!PMU-ST7 | 0.0 | 1.0 | Device statistic for Number of defined measurements (per frame) from device during last reporting interval. | 0 | 1 | 1 |  | Any | STAT | Statistic | ST |  |  | STAT:7202 | 2021-08-06 18:03
|  |  | 79a9dd1a-edab-4714-9f62-905a6f0c1034 | 2 | STAT |  | 7203 | ONS_LOCAL$MGEMBO_500_PM_01!PMU:ST1 |  |  | 8736f6c7-ad41-4b43-b4f6-e684e0d4ad20 |  |  | 30 | [8 empty] | 11 | [5 empty] | LOCAL$MGEMBO_500_PM_01!PMU-ST1 | 0.0 | 1.0 | Device statistic for Number of data quality errors reported by device during last reporting interval. | 0 | 1 | 1 |  | Any | STAT | Statistic | ST |  |  | STAT:7203 | 2021-08-06 18:03
|  |  | 4fe2fdc0-ce78-4fad-97e2-1651c0d729ab | 2 | STAT |  | 7204 | ONS_LOCAL$MGEMBO_500_PM_01!PMU:ST2 |  |  | 8736f6c7-ad41-4b43-b4f6-e684e0d4ad20 |  |  | 30 | [8 empty] | 11 | [5 empty] | LOCAL$MGEMBO_500_PM_01!PMU-ST2 | 0.0 | 1.0 | Device statistic for Number of time quality errors reported by device during last reporting interval. | 0 | 1 | 1 |  | Any | STAT | Statistic | ST |  |  | STAT:7204 | 2021-08-06 18:03
|  |  | 16d0f85f-c0af-4a83-b174-03e2d4defa15 | 2 | STAT |  | 7205 | ONS_LOCAL$MGEMBO_500_PM_01!PMU:ST3 |  |  | 8736f6c7-ad41-4b43-b4f6-e684e0d4ad20 |  |  | 30 | [8 empty] | 11 | [5 empty] | LOCAL$MGEMBO_500_PM_01!PMU-ST3 | 0.0 | 1.0 | Device statistic for Number of device errors reported by device during last reporting interval. | 0 | 1 | 1 |  | Any | STAT | Statistic | ST |  |  | STAT:7205 | 2021-08-06 18:03
|  |  | 9ed37b3e-7e61-46f8-990a-b5b83dbd333f | 2 | STAT |  | 7206 | ONS_LOCAL$MGEMBO_500_PM_01!PMU:ST4 |  |  | 8736f6c7-ad41-4b43-b4f6-e684e0d4ad20 |  |  | 30 | [8 empty] | 11 | [5 empty] | LOCAL$MGEMBO_500_PM_01!PMU-ST4 | 0.0 | 1.0 | Device statistic for Number of measurements received from device during last reporting interval. | 0 | 1 | 1 |  | Any | STAT | Statistic | ST |  |  | STAT:7206 | 2021-08-06 18:03
|  |  | 6e87d56a-90df-4c49-8fd9-c653e53cc135 | 2 | STAT |  | 7207 | ONS_LOCAL$MGEMBO_500_PM_01!PMU:ST5 |  |  | 8736f6c7-ad41-4b43-b4f6-e684e0d4ad20 |  |  | 30 | [8 empty] | 11 | [5 empty] | LOCAL$MGEMBO_500_PM_01!PMU-ST5 | 0.0 | 1.0 | Device statistic for Expected number of measurements received from device during last reporting interval. | 0 | 1 | 1 |  | Any | STAT | Statistic | ST |  |  | STAT:7207 | 2021-08-06 18:03
|  |  | 95850c91-87be-4bb6-856f-eb36a0fbb7d7 | 2 | STAT |  | 7208 | ONS_LOCAL$MGEMBO_500_PM_01!PMU:ST6 |  |  | 8736f6c7-ad41-4b43-b4f6-e684e0d4ad20 |  |  | 30 | [8 empty] | 11 | [5 empty] | LOCAL$MGEMBO_500_PM_01!PMU-ST6 | 0.0 | 1.0 | Device statistic for Number of measurements received while device was reporting errors during last reporting interval. | 0 | 1 | 1 |  | Any | STAT | Statistic | ST |  |  | STAT:7208 | 2021-08-06 18:03
|  |  | 85a1943d-2af0-4d99-ae53-25b490ecd66c | 2 | STAT |  | 7209 | ONS_LOCAL$MGEMBO_500_PM_01!PMU:ST7 |  |  | 8736f6c7-ad41-4b43-b4f6-e684e0d4ad20 |  |  | 30 | [8 empty] | 11 | [5 empty] | LOCAL$MGEMBO_500_PM_01!PMU-ST7 | 0.0 | 1.0 | Device statistic for Number of defined measurements (per frame) from device during last reporting interval. | 0 | 1 | 1 |  | Any | STAT | Statistic | ST |  |  | STAT:7209 | 2021-08-06 18:03
|  |  | 4174f701-ea46-4e76-9a99-1f88dcd84b56 | 2 | STAT |  | 7210 | ONS_LOCAL$MGEST_500_PM_01!PMU:ST1 |  |  | 8736f6c7-ad41-4b43-b4f6-e684e0d4ad20 |  |  | 30 | [8 empty] | 11 | [5 empty] | LOCAL$MGEST_500_PM_01!PMU-ST1 | 0.0 | 1.0 | Device statistic for Number of data quality errors reported by device during last reporting interval. | 0 | 1 | 1 |  | Any | STAT | Statistic | ST |  |  | STAT:7210 | 2021-08-06 18:03
|  |  | 8fd2c8c2-66a8-4036-8297-f0a2f97d1134 | 2 | STAT |  | 7211 | ONS_LOCAL$MGEST_500_PM_01!PMU:ST2 |  |  | 8736f6c7-ad41-4b43-b4f6-e684e0d4ad20 |  |  | 30 | [8 empty] | 11 | [5 empty] | LOCAL$MGEST_500_PM_01!PMU-ST2 | 0.0 | 1.0 | Device statistic for Number of time quality errors reported by device during last reporting interval. | 0 | 1 | 1 |  | Any | STAT | Statistic | ST |  |  | STAT:7211 | 2021-08-06 18:03
|  |  | 30494cf4-5613-45e1-8685-3135dc5712ed | 2 | STAT |  | 7212 | ONS_LOCAL$MGEST_500_PM_01!PMU:ST3 |  |  | 8736f6c7-ad41-4b43-b4f6-e684e0d4ad20 |  |  | 30 | [8 empty] | 11 | [5 empty] | LOCAL$MGEST_500_PM_01!PMU-ST3 | 0.0 | 1.0 | Device statistic for Number of device errors reported by device during last reporting interval. | 0 | 1 | 1 |  | Any | STAT | Statistic | ST |  |  | STAT:7212 | 2021-08-06 18:03
|  |  | e59abd95-2fa1-4878-a2b0-616059369e2a | 2 | STAT |  | 7213 | ONS_LOCAL$MGEST_500_PM_01!PMU:ST4 |  |  | 8736f6c7-ad41-4b43-b4f6-e684e0d4ad20 |  |  | 30 | [8 empty] | 11 | [5 empty] | LOCAL$MGEST_500_PM_01!PMU-ST4 | 0.0 | 1.0 | Device statistic for Number of measurements received from device during last reporting interval. | 0 | 1 | 1 |  | Any | STAT | Statistic | ST |  |  | STAT:7213 | 2021-08-06 18:03
|  |  | 31bb52f9-c505-49a7-b2fd-b32030b17268 | 2 | STAT |  | 7214 | ONS_LOCAL$MGEST_500_PM_01!PMU:ST5 |  |  | 8736f6c7-ad41-4b43-b4f6-e684e0d4ad20 |  |  | 30 | [8 empty] | 11 | [5 empty] | LOCAL$MGEST_500_PM_01!PMU-ST5 | 0.0 | 1.0 | Device statistic for Expected number of measurements received from device during last reporting interval. | 0 | 1 | 1 |  | Any | STAT | Statistic | ST |  |  | STAT:7214 | 2021-08-06 18:03
|  |  | 5de6b70f-24ba-4cdc-b34e-04dc3ff3cf98 | 2 | STAT |  | 7215 | ONS_LOCAL$MGEST_500_PM_01!PMU:ST6 |  |  | 8736f6c7-ad41-4b43-b4f6-e684e0d4ad20 |  |  | 30 | [8 empty] | 11 | [5 empty] | LOCAL$MGEST_500_PM_01!PMU-ST6 | 0.0 | 1.0 | Device statistic for Number of measurements received while device was reporting errors during last reporting interval. | 0 | 1 | 1 |  | Any | STAT | Statistic | ST |  |  | STAT:7215 | 2021-08-06 18:03
|  |  | 477cf9a5-cdd1-4952-a366-fecae158a31d | 2 | STAT |  | 7216 | ONS_LOCAL$MGEST_500_PM_01!PMU:ST7 |  |  | 8736f6c7-ad41-4b43-b4f6-e684e0d4ad20 |  |  | 30 | [8 empty] | 11 | [5 empty] | LOCAL$MGEST_500_PM_01!PMU-ST7 | 0.0 | 1.0 | Device statistic for Number of defined measurements (per frame) from device during last reporting interval. | 0 | 1 | 1 |  | Any | STAT | Statistic | ST |  |  | STAT:7216 | 2021-08-06 18:03
|  |  | fd58d1a5-0170-4c2d-ab85-5f82759ddaf0 | 2 | STAT |  | 7217 | ONS_LOCAL$MGNPON_500_PM_01!PMU:ST1 |  |  | 8736f6c7-ad41-4b43-b4f6-e684e0d4ad20 |  |  | 30 | [8 empty] | 11 | [5 empty] | LOCAL$MGNPON_500_PM_01!PMU-ST1 | 0.0 | 1.0 | Device statistic for Number of data quality errors reported by device during last reporting interval. | 0 | 1 | 1 |  | Any | STAT | Statistic | ST |  |  | STAT:7217 | 2021-08-06 18:03
|  |  | 02bb6700-e214-47f5-a8c2-1b30ee50852c | 2 | STAT |  | 7218 | ONS_LOCAL$MGNPON_500_PM_01!PMU:ST2 |  |  | 8736f6c7-ad41-4b43-b4f6-e684e0d4ad20 |  |  | 30 | [8 empty] | 11 | [5 empty] | LOCAL$MGNPON_500_PM_01!PMU-ST2 | 0.0 | 1.0 | Device statistic for Number of time quality errors reported by device during last reporting interval. | 0 | 1 | 1 |  | Any | STAT | Statistic | ST |  |  | STAT:7218 | 2021-08-06 18:03
|  |  | 7a4cc396-6fb4-40e5-b07b-ffbe233fa5b8 | 2 | STAT |  | 7219 | ONS_LOCAL$MGNPON_500_PM_01!PMU:ST3 |  |  | 8736f6c7-ad41-4b43-b4f6-e684e0d4ad20 |  |  | 30 | [8 empty] | 11 | [5 empty] | LOCAL$MGNPON_500_PM_01!PMU-ST3 | 0.0 | 1.0 | Device statistic for Number of device errors reported by device during last reporting interval. | 0 | 1 | 1 |  | Any | STAT | Statistic | ST |  |  | STAT:7219 | 2021-08-06 18:03
|  |  | ea530faa-16bb-4590-9e3a-32937b4479b6 | 2 | STAT |  | 7220 | ONS_LOCAL$MGNPON_500_PM_01!PMU:ST4 |  |  | 8736f6c7-ad41-4b43-b4f6-e684e0d4ad20 |  |  | 30 | [8 empty] | 11 | [5 empty] | LOCAL$MGNPON_500_PM_01!PMU-ST4 | 0.0 | 1.0 | Device statistic for Number of measurements received from device during last reporting interval. | 0 | 1 | 1 |  | Any | STAT | Statistic | ST |  |  | STAT:7220 | 2021-08-06 18:03
|  |  | 28e0a3aa-7c05-47f4-9ea8-bdfbe48c8085 | 2 | STAT |  | 7221 | ONS_LOCAL$MGNPON_500_PM_01!PMU:ST5 |  |  | 8736f6c7-ad41-4b43-b4f6-e684e0d4ad20 |  |  | 30 | [8 empty] | 11 | [5 empty] | LOCAL$MGNPON_500_PM_01!PMU-ST5 | 0.0 | 1.0 | Device statistic for Expected number of measurements received from device during last reporting interval. | 0 | 1 | 1 |  | Any | STAT | Statistic | ST |  |  | STAT:7221 | 2021-08-06 18:03
|  |  | f29255bf-1a24-4b86-b534-40829333cc60 | 2 | STAT |  | 7222 | ONS_LOCAL$MGNPON_500_PM_01!PMU:ST6 |  |  | 8736f6c7-ad41-4b43-b4f6-e684e0d4ad20 |  |  | 30 | [8 empty] | 11 | [5 empty] | LOCAL$MGNPON_500_PM_01!PMU-ST6 | 0.0 | 1.0 | Device statistic for Number of measurements received while device was reporting errors during last reporting interval. | 0 | 1 | 1 |  | Any | STAT | Statistic | ST |  |  | STAT:7222 | 2021-08-06 18:03
|  |  | 960756af-af38-4497-a116-2fe75a1baccd | 2 | STAT |  | 7223 | ONS_LOCAL$MGNPON_500_PM_01!PMU:ST7 |  |  | 8736f6c7-ad41-4b43-b4f6-e684e0d4ad20 |  |  | 30 | [8 empty] | 11 | [5 empty] | LOCAL$MGNPON_500_PM_01!PMU-ST7 | 0.0 | 1.0 | Device statistic for Number of defined measurements (per frame) from device during last reporting interval. | 0 | 1 | 1 |  | Any | STAT | Statistic | ST |  |  | STAT:7223 | 2021-08-06 18:03
|  |  | 638e8351-35a6-4da8-9dc9-8c188fa1829d | 2 | STAT |  | 7224 | ONS_LOCAL$MGNPON_500_PM_02!PMU:ST1 |  |  | 8736f6c7-ad41-4b43-b4f6-e684e0d4ad20 |  |  | 30 | [8 empty] | 11 | [5 empty] | LOCAL$MGNPON_500_PM_02!PMU-ST1 | 0.0 | 1.0 | Device statistic for Number of data quality errors reported by device during last reporting interval. | 0 | 1 | 1 |  | Any | STAT | Statistic | ST |  |  | STAT:7224 | 2021-08-06 18:03
|  |  | 04c56958-aa81-4ce0-bb7e-3f1fa2895683 | 2 | STAT |  | 7225 | ONS_LOCAL$MGNPON_500_PM_02!PMU:ST2 |  |  | 8736f6c7-ad41-4b43-b4f6-e684e0d4ad20 |  |  | 30 | [8 empty] | 11 | [5 empty] | LOCAL$MGNPON_500_PM_02!PMU-ST2 | 0.0 | 1.0 | Device statistic for Number of time quality errors reported by device during last reporting interval. | 0 | 1 | 1 |  | Any | STAT | Statistic | ST |  |  | STAT:7225 | 2021-08-06 18:03
|  |  | 1c728991-978c-4538-a89b-cafbcc382336 | 2 | STAT |  | 7226 | ONS_LOCAL$MGNPON_500_PM_02!PMU:ST3 |  |  | 8736f6c7-ad41-4b43-b4f6-e684e0d4ad20 |  |  | 30 | [8 empty] | 11 | [5 empty] | LOCAL$MGNPON_500_PM_02!PMU-ST3 | 0.0 | 1.0 | Device statistic for Number of device errors reported by device during last reporting interval. | 0 | 1 | 1 |  | Any | STAT | Statistic | ST |  |  | STAT:7226 | 2021-08-06 18:03
|  |  | 4673869f-b6ac-4cee-882d-3c8ef1e31f20 | 2 | STAT |  | 7227 | ONS_LOCAL$MGNPON_500_PM_02!PMU:ST4 |  |  | 8736f6c7-ad41-4b43-b4f6-e684e0d4ad20 |  |  | 30 | [8 empty] | 11 | [5 empty] | LOCAL$MGNPON_500_PM_02!PMU-ST4 | 0.0 | 1.0 | Device statistic for Number of measurements received from device during last reporting interval. | 0 | 1 | 1 |  | Any | STAT | Statistic | ST |  |  | STAT:7227 | 2021-08-06 18:03
|  |  | 0f5675e3-8909-4e12-9bae-2187db6285f1 | 2 | STAT |  | 7228 | ONS_LOCAL$MGNPON_500_PM_02!PMU:ST5 |  |  | 8736f6c7-ad41-4b43-b4f6-e684e0d4ad20 |  |  | 30 | [8 empty] | 11 | [5 empty] | LOCAL$MGNPON_500_PM_02!PMU-ST5 | 0.0 | 1.0 | Device statistic for Expected number of measurements received from device during last reporting interval. | 0 | 1 | 1 |  | Any | STAT | Statistic | ST |  |  | STAT:7228 | 2021-08-06 18:03
|  |  | 00d364ff-a43a-45ac-b399-890df8d45473 | 2 | STAT |  | 7229 | ONS_LOCAL$MGNPON_500_PM_02!PMU:ST6 |  |  | 8736f6c7-ad41-4b43-b4f6-e684e0d4ad20 |  |  | 30 | [8 empty] | 11 | [5 empty] | LOCAL$MGNPON_500_PM_02!PMU-ST6 | 0.0 | 1.0 | Device statistic for Number of measurements received while device was reporting errors during last reporting interval. | 0 | 1 | 1 |  | Any | STAT | Statistic | ST |  |  | STAT:7229 | 2021-08-06 18:03
|  |  | 9408ccf5-4bf6-424f-8909-fd3617281ec4 | 2 | STAT |  | 7230 | ONS_LOCAL$MGNPON_500_PM_02!PMU:ST7 |  |  | 8736f6c7-ad41-4b43-b4f6-e684e0d4ad20 |  |  | 30 | [8 empty] | 11 | [5 empty] | LOCAL$MGNPON_500_PM_02!PMU-ST7 | 0.0 | 1.0 | Device statistic for Number of defined measurements (per frame) from device during last reporting interval. | 0 | 1 | 1 |  | Any | STAT | Statistic | ST |  |  | STAT:7230 | 2021-08-06 18:03
|  |  | 2593a40e-fca0-4f97-af0e-05cbb71ecab7 | 2 | STAT |  | 7231 | ONS_LOCAL$MGNPON_500_PM_03!PMU:ST1 |  |  | 8736f6c7-ad41-4b43-b4f6-e684e0d4ad20 |  |  | 30 | [8 empty] | 11 | [5 empty] | LOCAL$MGNPON_500_PM_03!PMU-ST1 | 0.0 | 1.0 | Device statistic for Number of data quality errors reported by device during last reporting interval. | 0 | 1 | 1 |  | Any | STAT | Statistic | ST |  |  | STAT:7231 | 2021-08-06 18:03
|  |  | de216dde-a22b-4cde-98a4-c7bb74a5261c | 2 | STAT |  | 7232 | ONS_LOCAL$MGNPON_500_PM_03!PMU:ST2 |  |  | 8736f6c7-ad41-4b43-b4f6-e684e0d4ad20 |  |  | 30 | [8 empty] | 11 | [5 empty] | LOCAL$MGNPON_500_PM_03!PMU-ST2 | 0.0 | 1.0 | Device statistic for Number of time quality errors reported by device during last reporting interval. | 0 | 1 | 1 |  | Any | STAT | Statistic | ST |  |  | STAT:7232 | 2021-08-06 18:03
|  |  | fc380cbf-56d8-483a-859e-572a8d952f03 | 2 | STAT |  | 7233 | ONS_LOCAL$MGNPON_500_PM_03!PMU:ST3 |  |  | 8736f6c7-ad41-4b43-b4f6-e684e0d4ad20 |  |  | 30 | [8 empty] | 11 | [5 empty] | LOCAL$MGNPON_500_PM_03!PMU-ST3 | 0.0 | 1.0 | Device statistic for Number of device errors reported by device during last reporting interval. | 0 | 1 | 1 |  | Any | STAT | Statistic | ST |  |  | STAT:7233 | 2021-08-06 18:03
|  |  | 71d4145f-1f69-44cf-8588-0b0b9de978ce | 2 | STAT |  | 7234 | ONS_LOCAL$MGNPON_500_PM_03!PMU:ST4 |  |  | 8736f6c7-ad41-4b43-b4f6-e684e0d4ad20 |  |  | 30 | [8 empty] | 11 | [5 empty] | LOCAL$MGNPON_500_PM_03!PMU-ST4 | 0.0 | 1.0 | Device statistic for Number of measurements received from device during last reporting interval. | 0 | 1 | 1 |  | Any | STAT | Statistic | ST |  |  | STAT:7234 | 2021-08-06 18:03
|  |  | d832ef9b-1da3-465e-8b8a-57c2e5cd2bb5 | 2 | STAT |  | 7235 | ONS_LOCAL$MGNPON_500_PM_03!PMU:ST5 |  |  | 8736f6c7-ad41-4b43-b4f6-e684e0d4ad20 |  |  | 30 | [8 empty] | 11 | [5 empty] | LOCAL$MGNPON_500_PM_03!PMU-ST5 | 0.0 | 1.0 | Device statistic for Expected number of measurements received from device during last reporting interval. | 0 | 1 | 1 |  | Any | STAT | Statistic | ST |  |  | STAT:7235 | 2021-08-06 18:03
|  |  | 97c9dcfc-ee56-4778-b46a-286ed65f61ec | 2 | STAT |  | 7236 | ONS_LOCAL$MGNPON_500_PM_03!PMU:ST6 |  |  | 8736f6c7-ad41-4b43-b4f6-e684e0d4ad20 |  |  | 30 | [8 empty] | 11 | [5 empty] | LOCAL$MGNPON_500_PM_03!PMU-ST6 | 0.0 | 1.0 | Device statistic for Number of measurements received while device was reporting errors during last reporting interval. | 0 | 1 | 1 |  | Any | STAT | Statistic | ST |  |  | STAT:7236 | 2021-08-06 18:03
|  |  | 870bd462-9220-4a8b-a950-431a213bca0f | 2 | STAT |  | 7237 | ONS_LOCAL$MGNPON_500_PM_03!PMU:ST7 |  |  | 8736f6c7-ad41-4b43-b4f6-e684e0d4ad20 |  |  | 30 | [8 empty] | 11 | [5 empty] | LOCAL$MGNPON_500_PM_03!PMU-ST7 | 0.0 | 1.0 | Device statistic for Number of defined measurements (per frame) from device during last reporting interval. | 0 | 1 | 1 |  | Any | STAT | Statistic | ST |  |  | STAT:7237 | 2021-08-06 18:03
|  |  | 548b7ac2-5fca-4e9c-b2ec-5f4dd9d2720e | 2 | STAT |  | 7238 | ONS_LOCAL$MGNPON_500_PM_04!PMU:ST1 |  |  | 8736f6c7-ad41-4b43-b4f6-e684e0d4ad20 |  |  | 30 | [8 empty] | 11 | [5 empty] | LOCAL$MGNPON_500_PM_04!PMU-ST1 | 0.0 | 1.0 | Device statistic for Number of data quality errors reported by device during last reporting interval. | 0 | 1 | 1 |  | Any | STAT | Statistic | ST |  |  | STAT:7238 | 2021-08-06 18:03
|  |  | b7eb1b38-978e-4dbc-87e5-4a16f5798426 | 2 | STAT |  | 7239 | ONS_LOCAL$MGNPON_500_PM_04!PMU:ST2 |  |  | 8736f6c7-ad41-4b43-b4f6-e684e0d4ad20 |  |  | 30 | [8 empty] | 11 | [5 empty] | LOCAL$MGNPON_500_PM_04!PMU-ST2 | 0.0 | 1.0 | Device statistic for Number of time quality errors reported by device during last reporting interval. | 0 | 1 | 1 |  | Any | STAT | Statistic | ST |  |  | STAT:7239 | 2021-08-06 18:03
|  |  | 72920e7a-fecc-431f-9066-ee32f06cc13b | 2 | STAT |  | 7240 | ONS_LOCAL$MGNPON_500_PM_04!PMU:ST3 |  |  | 8736f6c7-ad41-4b43-b4f6-e684e0d4ad20 |  |  | 30 | [8 empty] | 11 | [5 empty] | LOCAL$MGNPON_500_PM_04!PMU-ST3 | 0.0 | 1.0 | Device statistic for Number of device errors reported by device during last reporting interval. | 0 | 1 | 1 |  | Any | STAT | Statistic | ST |  |  | STAT:7240 | 2021-08-06 18:03
|  |  | eebabb32-e01a-4f96-8d8a-e210d1843fcb | 2 | STAT |  | 7241 | ONS_LOCAL$MGNPON_500_PM_04!PMU:ST4 |  |  | 8736f6c7-ad41-4b43-b4f6-e684e0d4ad20 |  |  | 30 | [8 empty] | 11 | [5 empty] | LOCAL$MGNPON_500_PM_04!PMU-ST4 | 0.0 | 1.0 | Device statistic for Number of measurements received from device during last reporting interval. | 0 | 1 | 1 |  | Any | STAT | Statistic | ST |  |  | STAT:7241 | 2021-08-06 18:03
|  |  | 920c530f-74c4-42b4-9dec-c352e6f76342 | 2 | STAT |  | 7242 | ONS_LOCAL$MGNPON_500_PM_04!PMU:ST5 |  |  | 8736f6c7-ad41-4b43-b4f6-e684e0d4ad20 |  |  | 30 | [8 empty] | 11 | [5 empty] | LOCAL$MGNPON_500_PM_04!PMU-ST5 | 0.0 | 1.0 | Device statistic for Expected number of measurements received from device during last reporting interval. | 0 | 1 | 1 |  | Any | STAT | Statistic | ST |  |  | STAT:7242 | 2021-08-06 18:03
|  |  | b29a81b8-f03d-4cd5-b26b-15d51935418a | 2 | STAT |  | 7243 | ONS_LOCAL$MGNPON_500_PM_04!PMU:ST6 |  |  | 8736f6c7-ad41-4b43-b4f6-e684e0d4ad20 |  |  | 30 | [8 empty] | 11 | [5 empty] | LOCAL$MGNPON_500_PM_04!PMU-ST6 | 0.0 | 1.0 | Device statistic for Number of measurements received while device was reporting errors during last reporting interval. | 0 | 1 | 1 |  | Any | STAT | Statistic | ST |  |  | STAT:7243 | 2021-08-06 18:03
|  |  | cac334db-2895-47ec-a748-4f7781341c0c | 2 | STAT |  | 7244 | ONS_LOCAL$MGNPON_500_PM_04!PMU:ST7 |  |  | 8736f6c7-ad41-4b43-b4f6-e684e0d4ad20 |  |  | 30 | [8 empty] | 11 | [5 empty] | LOCAL$MGNPON_500_PM_04!PMU-ST7 | 0.0 | 1.0 | Device statistic for Number of defined measurements (per frame) from device during last reporting interval. | 0 | 1 | 1 |  | Any | STAT | Statistic | ST |  |  | STAT:7244 | 2021-08-06 18:03
|  |  | 98065b36-bd1d-4ff2-b31d-637608364888 | 2 | STAT |  | 7245 | ONS_LOCAL$MGSGOT_500_PM_01!PMU:ST1 |  |  | 8736f6c7-ad41-4b43-b4f6-e684e0d4ad20 |  |  | 30 | [8 empty] | 11 | [5 empty] | LOCAL$MGSGOT_500_PM_01!PMU-ST1 | 0.0 | 1.0 | Device statistic for Number of data quality errors reported by device during last reporting interval. | 0 | 1 | 1 |  | Any | STAT | Statistic | ST |  |  | STAT:7245 | 2021-08-06 18:03
|  |  | 2e11434e-7ede-4562-abd5-a1dbccfa3d86 | 2 | STAT |  | 7246 | ONS_LOCAL$MGSGOT_500_PM_01!PMU:ST2 |  |  | 8736f6c7-ad41-4b43-b4f6-e684e0d4ad20 |  |  | 30 | [8 empty] | 11 | [5 empty] | LOCAL$MGSGOT_500_PM_01!PMU-ST2 | 0.0 | 1.0 | Device statistic for Number of time quality errors reported by device during last reporting interval. | 0 | 1 | 1 |  | Any | STAT | Statistic | ST |  |  | STAT:7246 | 2021-08-06 18:03
|  |  | 2d8809e3-96ef-4a2d-bd0f-98ca1b3d1c46 | 2 | STAT |  | 7247 | ONS_LOCAL$MGSGOT_500_PM_01!PMU:ST3 |  |  | 8736f6c7-ad41-4b43-b4f6-e684e0d4ad20 |  |  | 30 | [8 empty] | 11 | [5 empty] | LOCAL$MGSGOT_500_PM_01!PMU-ST3 | 0.0 | 1.0 | Device statistic for Number of device errors reported by device during last reporting interval. | 0 | 1 | 1 |  | Any | STAT | Statistic | ST |  |  | STAT:7247 | 2021-08-06 18:03
|  |  | 0b74a3e6-b7bd-469b-94c8-3fe0dd1a9678 | 2 | STAT |  | 7248 | ONS_LOCAL$MGSGOT_500_PM_01!PMU:ST4 |  |  | 8736f6c7-ad41-4b43-b4f6-e684e0d4ad20 |  |  | 30 | [8 empty] | 11 | [5 empty] | LOCAL$MGSGOT_500_PM_01!PMU-ST4 | 0.0 | 1.0 | Device statistic for Number of measurements received from device during last reporting interval. | 0 | 1 | 1 |  | Any | STAT | Statistic | ST |  |  | STAT:7248 | 2021-08-06 18:03
|  |  | aea15c6d-e5cd-4747-be20-eadce0ac2ea7 | 2 | STAT |  | 7249 | ONS_LOCAL$MGSGOT_500_PM_01!PMU:ST5 |  |  | 8736f6c7-ad41-4b43-b4f6-e684e0d4ad20 |  |  | 30 | [8 empty] | 11 | [5 empty] | LOCAL$MGSGOT_500_PM_01!PMU-ST5 | 0.0 | 1.0 | Device statistic for Expected number of measurements received from device during last reporting interval. | 0 | 1 | 1 |  | Any | STAT | Statistic | ST |  |  | STAT:7249 | 2021-08-06 18:03
|  |  | 767dadb0-9c18-4124-9ea2-70e1b56399f7 | 2 | STAT |  | 7250 | ONS_LOCAL$MGSGOT_500_PM_01!PMU:ST6 |  |  | 8736f6c7-ad41-4b43-b4f6-e684e0d4ad20 |  |  | 30 | [8 empty] | 11 | [5 empty] | LOCAL$MGSGOT_500_PM_01!PMU-ST6 | 0.0 | 1.0 | Device statistic for Number of measurements received while device was reporting errors during last reporting interval. | 0 | 1 | 1 |  | Any | STAT | Statistic | ST |  |  | STAT:7250 | 2021-08-06 18:03
|  |  | 40579638-99d3-4ae6-b8fe-dce9a433c9bc | 2 | STAT |  | 7251 | ONS_LOCAL$MGSGOT_500_PM_01!PMU:ST7 |  |  | 8736f6c7-ad41-4b43-b4f6-e684e0d4ad20 |  |  | 30 | [8 empty] | 11 | [5 empty] | LOCAL$MGSGOT_500_PM_01!PMU-ST7 | 0.0 | 1.0 | Device statistic for Number of defined measurements (per frame) from device during last reporting interval. | 0 | 1 | 1 |  | Any | STAT | Statistic | ST |  |  | STAT:7251 | 2021-08-06 18:03
|  |  | e6568729-1384-4a01-a238-d1d0fbb51c2a | 2 | STAT |  | 7252 | ONS_LOCAL$MGSGOT_500_PM_02!PMU:ST1 |  |  | 8736f6c7-ad41-4b43-b4f6-e684e0d4ad20 |  |  | 30 | [8 empty] | 11 | [5 empty] | LOCAL$MGSGOT_500_PM_02!PMU-ST1 | 0.0 | 1.0 | Device statistic for Number of data quality errors reported by device during last reporting interval. | 0 | 1 | 1 |  | Any | STAT | Statistic | ST |  |  | STAT:7252 | 2021-08-06 18:03
|  |  | 72f8dac0-7557-46bf-b796-3a3c2748e387 | 2 | STAT |  | 7253 | ONS_LOCAL$MGSGOT_500_PM_02!PMU:ST2 |  |  | 8736f6c7-ad41-4b43-b4f6-e684e0d4ad20 |  |  | 30 | [8 empty] | 11 | [5 empty] | LOCAL$MGSGOT_500_PM_02!PMU-ST2 | 0.0 | 1.0 | Device statistic for Number of time quality errors reported by device during last reporting interval. | 0 | 1 | 1 |  | Any | STAT | Statistic | ST |  |  | STAT:7253 | 2021-08-06 18:03
|  |  | c7b82a23-9d4f-4ad9-b054-1c26fd9122ff | 2 | STAT |  | 7254 | ONS_LOCAL$MGSGOT_500_PM_02!PMU:ST3 |  |  | 8736f6c7-ad41-4b43-b4f6-e684e0d4ad20 |  |  | 30 | [8 empty] | 11 | [5 empty] | LOCAL$MGSGOT_500_PM_02!PMU-ST3 | 0.0 | 1.0 | Device statistic for Number of device errors reported by device during last reporting interval. | 0 | 1 | 1 |  | Any | STAT | Statistic | ST |  |  | STAT:7254 | 2021-08-06 18:03
|  |  | 4ed4e898-f06a-408b-a0c8-1451907c557b | 2 | STAT |  | 7255 | ONS_LOCAL$MGSGOT_500_PM_02!PMU:ST4 |  |  | 8736f6c7-ad41-4b43-b4f6-e684e0d4ad20 |  |  | 30 | [8 empty] | 11 | [5 empty] | LOCAL$MGSGOT_500_PM_02!PMU-ST4 | 0.0 | 1.0 | Device statistic for Number of measurements received from device during last reporting interval. | 0 | 1 | 1 |  | Any | STAT | Statistic | ST |  |  | STAT:7255 | 2021-08-06 18:03
|  |  | fdd70e3a-675b-473c-a20d-d22fc03799d6 | 2 | STAT |  | 7256 | ONS_LOCAL$MGSGOT_500_PM_02!PMU:ST5 |  |  | 8736f6c7-ad41-4b43-b4f6-e684e0d4ad20 |  |  | 30 | [8 empty] | 11 | [5 empty] | LOCAL$MGSGOT_500_PM_02!PMU-ST5 | 0.0 | 1.0 | Device statistic for Expected number of measurements received from device during last reporting interval. | 0 | 1 | 1 |  | Any | STAT | Statistic | ST |  |  | STAT:7256 | 2021-08-06 18:03
|  |  | e07e34d0-0a87-4a90-8235-10dd8e28aba9 | 2 | STAT |  | 7257 | ONS_LOCAL$MGSGOT_500_PM_02!PMU:ST6 |  |  | 8736f6c7-ad41-4b43-b4f6-e684e0d4ad20 |  |  | 30 | [8 empty] | 11 | [5 empty] | LOCAL$MGSGOT_500_PM_02!PMU-ST6 | 0.0 | 1.0 | Device statistic for Number of measurements received while device was reporting errors during last reporting interval. | 0 | 1 | 1 |  | Any | STAT | Statistic | ST |  |  | STAT:7257 | 2021-08-06 18:03
|  |  | ed16297a-5851-47b5-a6e9-25d5374326b7 | 2 | STAT |  | 7258 | ONS_LOCAL$MGSGOT_500_PM_02!PMU:ST7 |  |  | 8736f6c7-ad41-4b43-b4f6-e684e0d4ad20 |  |  | 30 | [8 empty] | 11 | [5 empty] | LOCAL$MGSGOT_500_PM_02!PMU-ST7 | 0.0 | 1.0 | Device statistic for Number of defined measurements (per frame) from device during last reporting interval. | 0 | 1 | 1 |  | Any | STAT | Statistic | ST |  |  | STAT:7258 | 2021-08-06 18:03
|  |  | b62e9ce6-0e84-4b3f-bfdf-588978088180 | 2 | STAT |  | 7259 | ONS_LOCAL$MGSSSE_500_PM_01!PMU:ST1 |  |  | 8736f6c7-ad41-4b43-b4f6-e684e0d4ad20 |  |  | 30 | [8 empty] | 11 | [5 empty] | LOCAL$MGSSSE_500_PM_01!PMU-ST1 | 0.0 | 1.0 | Device statistic for Number of data quality errors reported by device during last reporting interval. | 0 | 1 | 1 |  | Any | STAT | Statistic | ST |  |  | STAT:7259 | 2021-08-06 18:03
|  |  | 73e2fb8e-fc35-411c-9137-cb2acdea23c5 | 2 | STAT |  | 7260 | ONS_LOCAL$MGSSSE_500_PM_01!PMU:ST2 |  |  | 8736f6c7-ad41-4b43-b4f6-e684e0d4ad20 |  |  | 30 | [8 empty] | 11 | [5 empty] | LOCAL$MGSSSE_500_PM_01!PMU-ST2 | 0.0 | 1.0 | Device statistic for Number of time quality errors reported by device during last reporting interval. | 0 | 1 | 1 |  | Any | STAT | Statistic | ST |  |  | STAT:7260 | 2021-08-06 18:03
|  |  | 63476203-586e-4e0d-aa47-e9f4b8ca2efd | 2 | STAT |  | 7261 | ONS_LOCAL$MGSSSE_500_PM_01!PMU:ST3 |  |  | 8736f6c7-ad41-4b43-b4f6-e684e0d4ad20 |  |  | 30 | [8 empty] | 11 | [5 empty] | LOCAL$MGSSSE_500_PM_01!PMU-ST3 | 0.0 | 1.0 | Device statistic for Number of device errors reported by device during last reporting interval. | 0 | 1 | 1 |  | Any | STAT | Statistic | ST |  |  | STAT:7261 | 2021-08-06 18:03
|  |  | 17275270-75cd-4a9c-8ad1-37730e47e3bb | 2 | STAT |  | 7262 | ONS_LOCAL$MGSSSE_500_PM_01!PMU:ST4 |  |  | 8736f6c7-ad41-4b43-b4f6-e684e0d4ad20 |  |  | 30 | [8 empty] | 11 | [5 empty] | LOCAL$MGSSSE_500_PM_01!PMU-ST4 | 0.0 | 1.0 | Device statistic for Number of measurements received from device during last reporting interval. | 0 | 1 | 1 |  | Any | STAT | Statistic | ST |  |  | STAT:7262 | 2021-08-06 18:03
|  |  | 3af6dd6a-66d0-43cf-ac1f-d1721952e843 | 2 | STAT |  | 7263 | ONS_LOCAL$MGSSSE_500_PM_01!PMU:ST5 |  |  | 8736f6c7-ad41-4b43-b4f6-e684e0d4ad20 |  |  | 30 | [8 empty] | 11 | [5 empty] | LOCAL$MGSSSE_500_PM_01!PMU-ST5 | 0.0 | 1.0 | Device statistic for Expected number of measurements received from device during last reporting interval. | 0 | 1 | 1 |  | Any | STAT | Statistic | ST |  |  | STAT:7263 | 2021-08-06 18:03
|  |  | dc520d48-3f9e-407f-8c65-1cd5db10e214 | 2 | STAT |  | 7264 | ONS_LOCAL$MGSSSE_500_PM_01!PMU:ST6 |  |  | 8736f6c7-ad41-4b43-b4f6-e684e0d4ad20 |  |  | 30 | [8 empty] | 11 | [5 empty] | LOCAL$MGSSSE_500_PM_01!PMU-ST6 | 0.0 | 1.0 | Device statistic for Number of measurements received while device was reporting errors during last reporting interval. | 0 | 1 | 1 |  | Any | STAT | Statistic | ST |  |  | STAT:7264 | 2021-08-06 18:03
|  |  | 971a4209-21c1-494a-944d-223e6542f0b2 | 2 | STAT |  | 7265 | ONS_LOCAL$MGSSSE_500_PM_01!PMU:ST7 |  |  | 8736f6c7-ad41-4b43-b4f6-e684e0d4ad20 |  |  | 30 | [8 empty] | 11 | [5 empty] | LOCAL$MGSSSE_500_PM_01!PMU-ST7 | 0.0 | 1.0 | Device statistic for Number of defined measurements (per frame) from device during last reporting interval. | 0 | 1 | 1 |  | Any | STAT | Statistic | ST |  |  | STAT:7265 | 2021-08-06 18:03
|  |  | 71ddf35a-f8a3-402b-bdf5-81025468a412 | 2 | STAT |  | 7266 | ONS_LOCAL$MGUSIM_500_PM_09!PMU:ST1 |  |  | 8736f6c7-ad41-4b43-b4f6-e684e0d4ad20 |  |  | 30 | [8 empty] | 11 | [5 empty] | LOCAL$MGUSIM_500_PM_09!PMU-ST1 | 0.0 | 1.0 | Device statistic for Number of data quality errors reported by device during last reporting interval. | 0 | 1 | 1 |  | Any | STAT | Statistic | ST |  |  | STAT:7266 | 2021-08-06 18:03
|  |  | 7d01d16b-bf9e-4549-ac41-e7567e6ce41f | 2 | STAT |  | 7267 | ONS_LOCAL$MGUSIM_500_PM_09!PMU:ST2 |  |  | 8736f6c7-ad41-4b43-b4f6-e684e0d4ad20 |  |  | 30 | [8 empty] | 11 | [5 empty] | LOCAL$MGUSIM_500_PM_09!PMU-ST2 | 0.0 | 1.0 | Device statistic for Number of time quality errors reported by device during last reporting interval. | 0 | 1 | 1 |  | Any | STAT | Statistic | ST |  |  | STAT:7267 | 2021-08-06 18:03
|  |  | dd9e02a5-c80d-465b-b278-96cd706556ad | 2 | STAT |  | 7268 | ONS_LOCAL$MGUSIM_500_PM_09!PMU:ST3 |  |  | 8736f6c7-ad41-4b43-b4f6-e684e0d4ad20 |  |  | 30 | [8 empty] | 11 | [5 empty] | LOCAL$MGUSIM_500_PM_09!PMU-ST3 | 0.0 | 1.0 | Device statistic for Number of device errors reported by device during last reporting interval. | 0 | 1 | 1 |  | Any | STAT | Statistic | ST |  |  | STAT:7268 | 2021-08-06 18:03
|  |  | 6dcbe539-822f-4bab-bfe2-9a4038790a55 | 2 | STAT |  | 7269 | ONS_LOCAL$MGUSIM_500_PM_09!PMU:ST4 |  |  | 8736f6c7-ad41-4b43-b4f6-e684e0d4ad20 |  |  | 30 | [8 empty] | 11 | [5 empty] | LOCAL$MGUSIM_500_PM_09!PMU-ST4 | 0.0 | 1.0 | Device statistic for Number of measurements received from device during last reporting interval. | 0 | 1 | 1 |  | Any | STAT | Statistic | ST |  |  | STAT:7269 | 2021-08-06 18:03
|  |  | 0a2bde9a-bd4f-4536-9aec-a12b192c77b1 | 2 | STAT |  | 7270 | ONS_LOCAL$MGUSIM_500_PM_09!PMU:ST5 |  |  | 8736f6c7-ad41-4b43-b4f6-e684e0d4ad20 |  |  | 30 | [8 empty] | 11 | [5 empty] | LOCAL$MGUSIM_500_PM_09!PMU-ST5 | 0.0 | 1.0 | Device statistic for Expected number of measurements received from device during last reporting interval. | 0 | 1 | 1 |  | Any | STAT | Statistic | ST |  |  | STAT:7270 | 2021-08-06 18:03
|  |  | 0e3c07ab-72e2-4538-aeea-70742123a429 | 2 | STAT |  | 7271 | ONS_LOCAL$MGUSIM_500_PM_09!PMU:ST6 |  |  | 8736f6c7-ad41-4b43-b4f6-e684e0d4ad20 |  |  | 30 | [8 empty] | 11 | [5 empty] | LOCAL$MGUSIM_500_PM_09!PMU-ST6 | 0.0 | 1.0 | Device statistic for Number of measurements received while device was reporting errors during last reporting interval. | 0 | 1 | 1 |  | Any | STAT | Statistic | ST |  |  | STAT:7271 | 2021-08-06 18:03
|  |  | fa52d476-f7ce-4f49-8cbe-2bc223bbcf09 | 2 | STAT |  | 7272 | ONS_LOCAL$MGUSIM_500_PM_09!PMU:ST7 |  |  | 8736f6c7-ad41-4b43-b4f6-e684e0d4ad20 |  |  | 30 | [8 empty] | 11 | [5 empty] | LOCAL$MGUSIM_500_PM_09!PMU-ST7 | 0.0 | 1.0 | Device statistic for Number of defined measurements (per frame) from device during last reporting interval. | 0 | 1 | 1 |  | Any | STAT | Statistic | ST |  |  | STAT:7272 | 2021-08-06 18:03
|  |  | 057a304b-3667-40db-820a-11f6617a6213 | 2 | STAT |  | 7273 | ONS_LOCAL$MTJU_230_PM_01!PMU:ST1 |  |  | 8736f6c7-ad41-4b43-b4f6-e684e0d4ad20 |  |  | 30 | [8 empty] | 11 | [5 empty] | LOCAL$MTJU_230_PM_01!PMU-ST1 | 0.0 | 1.0 | Device statistic for Number of data quality errors reported by device during last reporting interval. | 0 | 1 | 1 |  | Any | STAT | Statistic | ST |  |  | STAT:7273 | 2021-08-06 18:03
|  |  | 390ae07b-85a5-4470-975a-98deca1a7096 | 2 | STAT |  | 7274 | ONS_LOCAL$MTJU_230_PM_01!PMU:ST2 |  |  | 8736f6c7-ad41-4b43-b4f6-e684e0d4ad20 |  |  | 30 | [8 empty] | 11 | [5 empty] | LOCAL$MTJU_230_PM_01!PMU-ST2 | 0.0 | 1.0 | Device statistic for Number of time quality errors reported by device during last reporting interval. | 0 | 1 | 1 |  | Any | STAT | Statistic | ST |  |  | STAT:7274 | 2021-08-06 18:03
|  |  | 0f3727d3-af43-422a-a447-1e08d1b41062 | 2 | STAT |  | 7275 | ONS_LOCAL$MTJU_230_PM_01!PMU:ST3 |  |  | 8736f6c7-ad41-4b43-b4f6-e684e0d4ad20 |  |  | 30 | [8 empty] | 11 | [5 empty] | LOCAL$MTJU_230_PM_01!PMU-ST3 | 0.0 | 1.0 | Device statistic for Number of device errors reported by device during last reporting interval. | 0 | 1 | 1 |  | Any | STAT | Statistic | ST |  |  | STAT:7275 | 2021-08-06 18:03
|  |  | 81020f3e-12d6-448b-89de-0e04d3c98208 | 2 | STAT |  | 7276 | ONS_LOCAL$MTJU_230_PM_01!PMU:ST4 |  |  | 8736f6c7-ad41-4b43-b4f6-e684e0d4ad20 |  |  | 30 | [8 empty] | 11 | [5 empty] | LOCAL$MTJU_230_PM_01!PMU-ST4 | 0.0 | 1.0 | Device statistic for Number of measurements received from device during last reporting interval. | 0 | 1 | 1 |  | Any | STAT | Statistic | ST |  |  | STAT:7276 | 2021-08-06 18:03
|  |  | 31276291-d908-49f3-8548-c4fff9abda97 | 2 | STAT |  | 7277 | ONS_LOCAL$MTJU_230_PM_01!PMU:ST5 |  |  | 8736f6c7-ad41-4b43-b4f6-e684e0d4ad20 |  |  | 30 | [8 empty] | 11 | [5 empty] | LOCAL$MTJU_230_PM_01!PMU-ST5 | 0.0 | 1.0 | Device statistic for Expected number of measurements received from device during last reporting interval. | 0 | 1 | 1 |  | Any | STAT | Statistic | ST |  |  | STAT:7277 | 2021-08-06 18:03
|  |  | 19a7297e-fb86-421d-93b3-30c2cbbc7397 | 2 | STAT |  | 7278 | ONS_LOCAL$MTJU_230_PM_01!PMU:ST6 |  |  | 8736f6c7-ad41-4b43-b4f6-e684e0d4ad20 |  |  | 30 | [8 empty] | 11 | [5 empty] | LOCAL$MTJU_230_PM_01!PMU-ST6 | 0.0 | 1.0 | Device statistic for Number of measurements received while device was reporting errors during last reporting interval. | 0 | 1 | 1 |  | Any | STAT | Statistic | ST |  |  | STAT:7278 | 2021-08-06 18:03
|  |  | b6d818a4-4966-412d-a34b-c844b4c93009 | 2 | STAT |  | 7279 | ONS_LOCAL$MTJU_230_PM_01!PMU:ST7 |  |  | 8736f6c7-ad41-4b43-b4f6-e684e0d4ad20 |  |  | 30 | [8 empty] | 11 | [5 empty] | LOCAL$MTJU_230_PM_01!PMU-ST7 | 0.0 | 1.0 | Device statistic for Number of defined measurements (per frame) from device during last reporting interval. | 0 | 1 | 1 |  | Any | STAT | Statistic | ST |  |  | STAT:7279 | 2021-08-06 18:03
|  |  | 982eb43b-aa76-4a76-ae53-e762c38a4c52 | 2 | STAT |  | 7280 | ONS_LOCAL$MTJU_230_PM_02!PMU:ST1 |  |  | 8736f6c7-ad41-4b43-b4f6-e684e0d4ad20 |  |  | 30 | [8 empty] | 11 | [5 empty] | LOCAL$MTJU_230_PM_02!PMU-ST1 | 0.0 | 1.0 | Device statistic for Number of data quality errors reported by device during last reporting interval. | 0 | 1 | 1 |  | Any | STAT | Statistic | ST |  |  | STAT:7280 | 2021-08-06 18:03
|  |  | fe4a1eb5-6596-477e-8e1c-101e95f7c137 | 2 | STAT |  | 7281 | ONS_LOCAL$MTJU_230_PM_02!PMU:ST2 |  |  | 8736f6c7-ad41-4b43-b4f6-e684e0d4ad20 |  |  | 30 | [8 empty] | 11 | [5 empty] | LOCAL$MTJU_230_PM_02!PMU-ST2 | 0.0 | 1.0 | Device statistic for Number of time quality errors reported by device during last reporting interval. | 0 | 1 | 1 |  | Any | STAT | Statistic | ST |  |  | STAT:7281 | 2021-08-06 18:03
|  |  | 87e8eb8a-abeb-404e-bbd6-2ea459db855f | 2 | STAT |  | 7282 | ONS_LOCAL$MTJU_230_PM_02!PMU:ST3 |  |  | 8736f6c7-ad41-4b43-b4f6-e684e0d4ad20 |  |  | 30 | [8 empty] | 11 | [5 empty] | LOCAL$MTJU_230_PM_02!PMU-ST3 | 0.0 | 1.0 | Device statistic for Number of device errors reported by device during last reporting interval. | 0 | 1 | 1 |  | Any | STAT | Statistic | ST |  |  | STAT:7282 | 2021-08-06 18:03
|  |  | 9a3749db-d39e-4eb1-96fd-951b9e68971a | 2 | STAT |  | 7283 | ONS_LOCAL$MTJU_230_PM_02!PMU:ST4 |  |  | 8736f6c7-ad41-4b43-b4f6-e684e0d4ad20 |  |  | 30 | [8 empty] | 11 | [5 empty] | LOCAL$MTJU_230_PM_02!PMU-ST4 | 0.0 | 1.0 | Device statistic for Number of measurements received from device during last reporting interval. | 0 | 1 | 1 |  | Any | STAT | Statistic | ST |  |  | STAT:7283 | 2021-08-06 18:03
|  |  | 971aebf7-dece-44dc-8886-2534cb7d90e6 | 2 | STAT |  | 7284 | ONS_LOCAL$MTJU_230_PM_02!PMU:ST5 |  |  | 8736f6c7-ad41-4b43-b4f6-e684e0d4ad20 |  |  | 30 | [8 empty] | 11 | [5 empty] | LOCAL$MTJU_230_PM_02!PMU-ST5 | 0.0 | 1.0 | Device statistic for Expected number of measurements received from device during last reporting interval. | 0 | 1 | 1 |  | Any | STAT | Statistic | ST |  |  | STAT:7284 | 2021-08-06 18:03
|  |  | 248ae319-4cbf-4ad0-b284-9a3688523c21 | 2 | STAT |  | 7285 | ONS_LOCAL$MTJU_230_PM_02!PMU:ST6 |  |  | 8736f6c7-ad41-4b43-b4f6-e684e0d4ad20 |  |  | 30 | [8 empty] | 11 | [5 empty] | LOCAL$MTJU_230_PM_02!PMU-ST6 | 0.0 | 1.0 | Device statistic for Number of measurements received while device was reporting errors during last reporting interval. | 0 | 1 | 1 |  | Any | STAT | Statistic | ST |  |  | STAT:7285 | 2021-08-06 18:03
|  |  | 71f91bf3-121e-4323-836e-1c349482bf85 | 2 | STAT |  | 7286 | ONS_LOCAL$MTJU_230_PM_02!PMU:ST7 |  |  | 8736f6c7-ad41-4b43-b4f6-e684e0d4ad20 |  |  | 30 | [8 empty] | 11 | [5 empty] | LOCAL$MTJU_230_PM_02!PMU-ST7 | 0.0 | 1.0 | Device statistic for Number of defined measurements (per frame) from device during last reporting interval. | 0 | 1 | 1 |  | Any | STAT | Statistic | ST |  |  | STAT:7286 | 2021-08-06 18:03
|  |  | 27e43aaf-3387-4972-b48d-aa533fdd47bc | 2 | STAT |  | 7287 | ONS_LOCAL$PATC_500_PM_01!PMU:ST1 |  |  | 8736f6c7-ad41-4b43-b4f6-e684e0d4ad20 |  |  | 30 | [8 empty] | 11 | [5 empty] | LOCAL$PATC_500_PM_01!PMU-ST1 | 0.0 | 1.0 | Device statistic for Number of data quality errors reported by device during last reporting interval. | 0 | 1 | 1 |  | Any | STAT | Statistic | ST |  |  | STAT:7287 | 2021-08-06 18:03
|  |  | 15f05ead-9e46-4690-88ca-da4e693b7d09 | 2 | STAT |  | 7288 | ONS_LOCAL$PATC_500_PM_01!PMU:ST2 |  |  | 8736f6c7-ad41-4b43-b4f6-e684e0d4ad20 |  |  | 30 | [8 empty] | 11 | [5 empty] | LOCAL$PATC_500_PM_01!PMU-ST2 | 0.0 | 1.0 | Device statistic for Number of time quality errors reported by device during last reporting interval. | 0 | 1 | 1 |  | Any | STAT | Statistic | ST |  |  | STAT:7288 | 2021-08-06 18:03
|  |  | 1f7df962-deaa-4105-9b2d-a959fb83733e | 2 | STAT |  | 7289 | ONS_LOCAL$PATC_500_PM_01!PMU:ST3 |  |  | 8736f6c7-ad41-4b43-b4f6-e684e0d4ad20 |  |  | 30 | [8 empty] | 11 | [5 empty] | LOCAL$PATC_500_PM_01!PMU-ST3 | 0.0 | 1.0 | Device statistic for Number of device errors reported by device during last reporting interval. | 0 | 1 | 1 |  | Any | STAT | Statistic | ST |  |  | STAT:7289 | 2021-08-06 18:03
|  |  | 1e1f1f1e-fc2c-4a59-b675-c7f2577573ae | 2 | STAT |  | 7290 | ONS_LOCAL$PATC_500_PM_01!PMU:ST4 |  |  | 8736f6c7-ad41-4b43-b4f6-e684e0d4ad20 |  |  | 30 | [8 empty] | 11 | [5 empty] | LOCAL$PATC_500_PM_01!PMU-ST4 | 0.0 | 1.0 | Device statistic for Number of measurements received from device during last reporting interval. | 0 | 1 | 1 |  | Any | STAT | Statistic | ST |  |  | STAT:7290 | 2021-08-06 18:03
|  |  | 272660e0-9493-47a9-8a91-cc9e8dddaf5d | 2 | STAT |  | 7291 | ONS_LOCAL$PATC_500_PM_01!PMU:ST5 |  |  | 8736f6c7-ad41-4b43-b4f6-e684e0d4ad20 |  |  | 30 | [8 empty] | 11 | [5 empty] | LOCAL$PATC_500_PM_01!PMU-ST5 | 0.0 | 1.0 | Device statistic for Expected number of measurements received from device during last reporting interval. | 0 | 1 | 1 |  | Any | STAT | Statistic | ST |  |  | STAT:7291 | 2021-08-06 18:03
|  |  | b8791d9d-cd98-480a-aa10-977ab094038e | 2 | STAT |  | 7292 | ONS_LOCAL$PATC_500_PM_01!PMU:ST6 |  |  | 8736f6c7-ad41-4b43-b4f6-e684e0d4ad20 |  |  | 30 | [8 empty] | 11 | [5 empty] | LOCAL$PATC_500_PM_01!PMU-ST6 | 0.0 | 1.0 | Device statistic for Number of measurements received while device was reporting errors during last reporting interval. | 0 | 1 | 1 |  | Any | STAT | Statistic | ST |  |  | STAT:7292 | 2021-08-06 18:03
|  |  | 9bf11c06-5691-41d0-a8a2-a63583bbc0bf | 2 | STAT |  | 7293 | ONS_LOCAL$PATC_500_PM_01!PMU:ST7 |  |  | 8736f6c7-ad41-4b43-b4f6-e684e0d4ad20 |  |  | 30 | [8 empty] | 11 | [5 empty] | LOCAL$PATC_500_PM_01!PMU-ST7 | 0.0 | 1.0 | Device statistic for Number of defined measurements (per frame) from device during last reporting interval. | 0 | 1 | 1 |  | Any | STAT | Statistic | ST |  |  | STAT:7293 | 2021-08-06 18:03
|  |  | 86b943b7-8c02-4ebd-a1df-3234b3c3943f | 2 | STAT |  | 7294 | ONS_LOCAL$PAVC_500_PM_01!PMU:ST1 |  |  | 8736f6c7-ad41-4b43-b4f6-e684e0d4ad20 |  |  | 30 | [8 empty] | 11 | [5 empty] | LOCAL$PAVC_500_PM_01!PMU-ST1 | 0.0 | 1.0 | Device statistic for Number of data quality errors reported by device during last reporting interval. | 0 | 1 | 1 |  | Any | STAT | Statistic | ST |  |  | STAT:7294 | 2021-08-06 18:03
|  |  | 16fe7b5f-bfe6-4a63-b679-ad32ef48910d | 2 | STAT |  | 7295 | ONS_LOCAL$PAVC_500_PM_01!PMU:ST2 |  |  | 8736f6c7-ad41-4b43-b4f6-e684e0d4ad20 |  |  | 30 | [8 empty] | 11 | [5 empty] | LOCAL$PAVC_500_PM_01!PMU-ST2 | 0.0 | 1.0 | Device statistic for Number of time quality errors reported by device during last reporting interval. | 0 | 1 | 1 |  | Any | STAT | Statistic | ST |  |  | STAT:7295 | 2021-08-06 18:03
|  |  | 61afdc44-2f8c-4c1d-ac53-f281e278e31e | 2 | STAT |  | 7296 | ONS_LOCAL$PAVC_500_PM_01!PMU:ST3 |  |  | 8736f6c7-ad41-4b43-b4f6-e684e0d4ad20 |  |  | 30 | [8 empty] | 11 | [5 empty] | LOCAL$PAVC_500_PM_01!PMU-ST3 | 0.0 | 1.0 | Device statistic for Number of device errors reported by device during last reporting interval. | 0 | 1 | 1 |  | Any | STAT | Statistic | ST |  |  | STAT:7296 | 2021-08-06 18:03
|  |  | b72e5ea1-1590-45bc-9bdb-a06e0c8357c0 | 2 | STAT |  | 7297 | ONS_LOCAL$PAVC_500_PM_01!PMU:ST4 |  |  | 8736f6c7-ad41-4b43-b4f6-e684e0d4ad20 |  |  | 30 | [8 empty] | 11 | [5 empty] | LOCAL$PAVC_500_PM_01!PMU-ST4 | 0.0 | 1.0 | Device statistic for Number of measurements received from device during last reporting interval. | 0 | 1 | 1 |  | Any | STAT | Statistic | ST |  |  | STAT:7297 | 2021-08-06 18:03
|  |  | 5d168a5b-f87e-49bc-b7a0-c343f19bd729 | 2 | STAT |  | 7298 | ONS_LOCAL$PAVC_500_PM_01!PMU:ST5 |  |  | 8736f6c7-ad41-4b43-b4f6-e684e0d4ad20 |  |  | 30 | [8 empty] | 11 | [5 empty] | LOCAL$PAVC_500_PM_01!PMU-ST5 | 0.0 | 1.0 | Device statistic for Expected number of measurements received from device during last reporting interval. | 0 | 1 | 1 |  | Any | STAT | Statistic | ST |  |  | STAT:7298 | 2021-08-06 18:03
|  |  | 9b9b9395-a284-4117-b072-a3fa2f696a00 | 2 | STAT |  | 7299 | ONS_LOCAL$PAVC_500_PM_01!PMU:ST6 |  |  | 8736f6c7-ad41-4b43-b4f6-e684e0d4ad20 |  |  | 30 | [8 empty] | 11 | [5 empty] | LOCAL$PAVC_500_PM_01!PMU-ST6 | 0.0 | 1.0 | Device statistic for Number of measurements received while device was reporting errors during last reporting interval. | 0 | 1 | 1 |  | Any | STAT | Statistic | ST |  |  | STAT:7299 | 2021-08-06 18:03
|  |  | 9c4b18af-bbfb-4d64-bea4-06dbbcdbc3ac | 2 | STAT |  | 7300 | ONS_LOCAL$PAVC_500_PM_01!PMU:ST7 |  |  | 8736f6c7-ad41-4b43-b4f6-e684e0d4ad20 |  |  | 30 | [8 empty] | 11 | [5 empty] | LOCAL$PAVC_500_PM_01!PMU-ST7 | 0.0 | 1.0 | Device statistic for Number of defined measurements (per frame) from device during last reporting interval. | 0 | 1 | 1 |  | Any | STAT | Statistic | ST |  |  | STAT:7300 | 2021-08-06 18:03
|  |  | 7d35845d-c898-4a7a-93ab-092c18c240fe | 2 | STAT |  | 7301 | ONS_LOCAL$PIPBT_500_PM_06!PMU:ST1 |  |  | 8736f6c7-ad41-4b43-b4f6-e684e0d4ad20 |  |  | 30 | [8 empty] | 11 | [5 empty] | LOCAL$PIPBT_500_PM_06!PMU-ST1 | 0.0 | 1.0 | Device statistic for Number of data quality errors reported by device during last reporting interval. | 0 | 1 | 1 |  | Any | STAT | Statistic | ST |  |  | STAT:7301 | 2021-08-06 18:03
|  |  | 6db1e0b9-1f63-4dd1-8383-bb02fd414a39 | 2 | STAT |  | 7302 | ONS_LOCAL$PIPBT_500_PM_06!PMU:ST2 |  |  | 8736f6c7-ad41-4b43-b4f6-e684e0d4ad20 |  |  | 30 | [8 empty] | 11 | [5 empty] | LOCAL$PIPBT_500_PM_06!PMU-ST2 | 0.0 | 1.0 | Device statistic for Number of time quality errors reported by device during last reporting interval. | 0 | 1 | 1 |  | Any | STAT | Statistic | ST |  |  | STAT:7302 | 2021-08-06 18:03
|  |  | 06253096-9e7b-4486-9329-38e66cb5fdb2 | 2 | STAT |  | 7303 | ONS_LOCAL$PIPBT_500_PM_06!PMU:ST3 |  |  | 8736f6c7-ad41-4b43-b4f6-e684e0d4ad20 |  |  | 30 | [8 empty] | 11 | [5 empty] | LOCAL$PIPBT_500_PM_06!PMU-ST3 | 0.0 | 1.0 | Device statistic for Number of device errors reported by device during last reporting interval. | 0 | 1 | 1 |  | Any | STAT | Statistic | ST |  |  | STAT:7303 | 2021-08-06 18:03
|  |  | 1f243d54-5aa1-4ca8-b950-7bd219ccc306 | 2 | STAT |  | 7304 | ONS_LOCAL$PIPBT_500_PM_06!PMU:ST4 |  |  | 8736f6c7-ad41-4b43-b4f6-e684e0d4ad20 |  |  | 30 | [8 empty] | 11 | [5 empty] | LOCAL$PIPBT_500_PM_06!PMU-ST4 | 0.0 | 1.0 | Device statistic for Number of measurements received from device during last reporting interval. | 0 | 1 | 1 |  | Any | STAT | Statistic | ST |  |  | STAT:7304 | 2021-08-06 18:03
|  |  | 59ee9b22-439d-4f52-ad90-f6612690aa62 | 2 | STAT |  | 7305 | ONS_LOCAL$PIPBT_500_PM_06!PMU:ST5 |  |  | 8736f6c7-ad41-4b43-b4f6-e684e0d4ad20 |  |  | 30 | [8 empty] | 11 | [5 empty] | LOCAL$PIPBT_500_PM_06!PMU-ST5 | 0.0 | 1.0 | Device statistic for Expected number of measurements received from device during last reporting interval. | 0 | 1 | 1 |  | Any | STAT | Statistic | ST |  |  | STAT:7305 | 2021-08-06 18:03
|  |  | 3cfa9db8-abb0-4756-a9e0-698a3201e5af | 2 | STAT |  | 7306 | ONS_LOCAL$PIPBT_500_PM_06!PMU:ST6 |  |  | 8736f6c7-ad41-4b43-b4f6-e684e0d4ad20 |  |  | 30 | [8 empty] | 11 | [5 empty] | LOCAL$PIPBT_500_PM_06!PMU-ST6 | 0.0 | 1.0 | Device statistic for Number of measurements received while device was reporting errors during last reporting interval. | 0 | 1 | 1 |  | Any | STAT | Statistic | ST |  |  | STAT:7306 | 2021-08-06 18:03
|  |  | c5edc359-ddb0-4941-8403-fa8951d1d10d | 2 | STAT |  | 7307 | ONS_LOCAL$PIPBT_500_PM_06!PMU:ST7 |  |  | 8736f6c7-ad41-4b43-b4f6-e684e0d4ad20 |  |  | 30 | [8 empty] | 11 | [5 empty] | LOCAL$PIPBT_500_PM_06!PMU-ST7 | 0.0 | 1.0 | Device statistic for Number of defined measurements (per frame) from device during last reporting interval. | 0 | 1 | 1 |  | Any | STAT | Statistic | ST |  |  | STAT:7307 | 2021-08-06 18:03
|  |  | 51125da3-fb6f-4b00-a0d9-b122583ec23b | 2 | STAT |  | 7308 | ONS_LOCAL$RJSEVP_138_PM_25!PMU:ST1 |  |  | 8736f6c7-ad41-4b43-b4f6-e684e0d4ad20 |  |  | 30 | [8 empty] | 11 | [5 empty] | LOCAL$RJSEVP_138_PM_25!PMU-ST1 | 0.0 | 1.0 | Device statistic for Number of data quality errors reported by device during last reporting interval. | 0 | 1 | 1 |  | Any | STAT | Statistic | ST |  |  | STAT:7308 | 2021-08-06 18:03
|  |  | 6dcd31e5-496d-447b-8226-a88a4c99c035 | 2 | STAT |  | 7309 | ONS_LOCAL$RJSEVP_138_PM_25!PMU:ST2 |  |  | 8736f6c7-ad41-4b43-b4f6-e684e0d4ad20 |  |  | 30 | [8 empty] | 11 | [5 empty] | LOCAL$RJSEVP_138_PM_25!PMU-ST2 | 0.0 | 1.0 | Device statistic for Number of time quality errors reported by device during last reporting interval. | 0 | 1 | 1 |  | Any | STAT | Statistic | ST |  |  | STAT:7309 | 2021-08-06 18:03
|  |  | 6ecd19da-982b-463c-90c0-789a970de506 | 2 | STAT |  | 7310 | ONS_LOCAL$RJSEVP_138_PM_25!PMU:ST3 |  |  | 8736f6c7-ad41-4b43-b4f6-e684e0d4ad20 |  |  | 30 | [8 empty] | 11 | [5 empty] | LOCAL$RJSEVP_138_PM_25!PMU-ST3 | 0.0 | 1.0 | Device statistic for Number of device errors reported by device during last reporting interval. | 0 | 1 | 1 |  | Any | STAT | Statistic | ST |  |  | STAT:7310 | 2021-08-06 18:03
|  |  | 10d1bad9-10cc-417d-961f-b5fb97d285b8 | 2 | STAT |  | 7311 | ONS_LOCAL$RJSEVP_138_PM_25!PMU:ST4 |  |  | 8736f6c7-ad41-4b43-b4f6-e684e0d4ad20 |  |  | 30 | [8 empty] | 11 | [5 empty] | LOCAL$RJSEVP_138_PM_25!PMU-ST4 | 0.0 | 1.0 | Device statistic for Number of measurements received from device during last reporting interval. | 0 | 1 | 1 |  | Any | STAT | Statistic | ST |  |  | STAT:7311 | 2021-08-06 18:03
|  |  | 8d91a09b-7030-42e9-9011-262380632fc9 | 2 | STAT |  | 7312 | ONS_LOCAL$RJSEVP_138_PM_25!PMU:ST5 |  |  | 8736f6c7-ad41-4b43-b4f6-e684e0d4ad20 |  |  | 30 | [8 empty] | 11 | [5 empty] | LOCAL$RJSEVP_138_PM_25!PMU-ST5 | 0.0 | 1.0 | Device statistic for Expected number of measurements received from device during last reporting interval. | 0 | 1 | 1 |  | Any | STAT | Statistic | ST |  |  | STAT:7312 | 2021-08-06 18:03
|  |  | 5ccb1114-0c61-49ff-b580-8cdc652c5b38 | 2 | STAT |  | 7313 | ONS_LOCAL$RJSEVP_138_PM_25!PMU:ST6 |  |  | 8736f6c7-ad41-4b43-b4f6-e684e0d4ad20 |  |  | 30 | [8 empty] | 11 | [5 empty] | LOCAL$RJSEVP_138_PM_25!PMU-ST6 | 0.0 | 1.0 | Device statistic for Number of measurements received while device was reporting errors during last reporting interval. | 0 | 1 | 1 |  | Any | STAT | Statistic | ST |  |  | STAT:7313 | 2021-08-06 18:03
|  |  | 2d08a15f-15b1-44e4-95ba-d51846333b89 | 2 | STAT |  | 7314 | ONS_LOCAL$RJSEVP_138_PM_25!PMU:ST7 |  |  | 8736f6c7-ad41-4b43-b4f6-e684e0d4ad20 |  |  | 30 | [8 empty] | 11 | [5 empty] | LOCAL$RJSEVP_138_PM_25!PMU-ST7 | 0.0 | 1.0 | Device statistic for Number of defined measurements (per frame) from device during last reporting interval. | 0 | 1 | 1 |  | Any | STAT | Statistic | ST |  |  | STAT:7314 | 2021-08-06 18:03
|  |  | 0e7f9d80-f901-4053-8428-3daf025b01a4 | 2 | STAT |  | 7315 | ONS_LOCAL$RJSEVP_138_PM_26!PMU:ST1 |  |  | 8736f6c7-ad41-4b43-b4f6-e684e0d4ad20 |  |  | 30 | [8 empty] | 11 | [5 empty] | LOCAL$RJSEVP_138_PM_26!PMU-ST1 | 0.0 | 1.0 | Device statistic for Number of data quality errors reported by device during last reporting interval. | 0 | 1 | 1 |  | Any | STAT | Statistic | ST |  |  | STAT:7315 | 2021-08-06 18:03
|  |  | bfc4a0e4-6373-41bf-9bd6-8b7e46cd08c1 | 2 | STAT |  | 7316 | ONS_LOCAL$RJSEVP_138_PM_26!PMU:ST2 |  |  | 8736f6c7-ad41-4b43-b4f6-e684e0d4ad20 |  |  | 30 | [8 empty] | 11 | [5 empty] | LOCAL$RJSEVP_138_PM_26!PMU-ST2 | 0.0 | 1.0 | Device statistic for Number of time quality errors reported by device during last reporting interval. | 0 | 1 | 1 |  | Any | STAT | Statistic | ST |  |  | STAT:7316 | 2021-08-06 18:03
|  |  | 6caae419-34f7-41c8-97f0-7ee00a631f16 | 2 | STAT |  | 7317 | ONS_LOCAL$RJSEVP_138_PM_26!PMU:ST3 |  |  | 8736f6c7-ad41-4b43-b4f6-e684e0d4ad20 |  |  | 30 | [8 empty] | 11 | [5 empty] | LOCAL$RJSEVP_138_PM_26!PMU-ST3 | 0.0 | 1.0 | Device statistic for Number of device errors reported by device during last reporting interval. | 0 | 1 | 1 |  | Any | STAT | Statistic | ST |  |  | STAT:7317 | 2021-08-06 18:03
|  |  | c376f653-5abe-41dd-b750-a6d41586a44a | 2 | STAT |  | 7318 | ONS_LOCAL$RJSEVP_138_PM_26!PMU:ST4 |  |  | 8736f6c7-ad41-4b43-b4f6-e684e0d4ad20 |  |  | 30 | [8 empty] | 11 | [5 empty] | LOCAL$RJSEVP_138_PM_26!PMU-ST4 | 0.0 | 1.0 | Device statistic for Number of measurements received from device during last reporting interval. | 0 | 1 | 1 |  | Any | STAT | Statistic | ST |  |  | STAT:7318 | 2021-08-06 18:03
|  |  | 660b7a85-9874-4ef3-a04f-4e10134c0c83 | 2 | STAT |  | 7319 | ONS_LOCAL$RJSEVP_138_PM_26!PMU:ST5 |  |  | 8736f6c7-ad41-4b43-b4f6-e684e0d4ad20 |  |  | 30 | [8 empty] | 11 | [5 empty] | LOCAL$RJSEVP_138_PM_26!PMU-ST5 | 0.0 | 1.0 | Device statistic for Expected number of measurements received from device during last reporting interval. | 0 | 1 | 1 |  | Any | STAT | Statistic | ST |  |  | STAT:7319 | 2021-08-06 18:03
|  |  | 0313fa96-72fc-4b45-b917-dbcf9d11a30f | 2 | STAT |  | 7320 | ONS_LOCAL$RJSEVP_138_PM_26!PMU:ST6 |  |  | 8736f6c7-ad41-4b43-b4f6-e684e0d4ad20 |  |  | 30 | [8 empty] | 11 | [5 empty] | LOCAL$RJSEVP_138_PM_26!PMU-ST6 | 0.0 | 1.0 | Device statistic for Number of measurements received while device was reporting errors during last reporting interval. | 0 | 1 | 1 |  | Any | STAT | Statistic | ST |  |  | STAT:7320 | 2021-08-06 18:03
|  |  | 645b6acf-16a2-4f9a-9718-fb707ee2e3bf | 2 | STAT |  | 7321 | ONS_LOCAL$RJSEVP_138_PM_26!PMU:ST7 |  |  | 8736f6c7-ad41-4b43-b4f6-e684e0d4ad20 |  |  | 30 | [8 empty] | 11 | [5 empty] | LOCAL$RJSEVP_138_PM_26!PMU-ST7 | 0.0 | 1.0 | Device statistic for Number of defined measurements (per frame) from device during last reporting interval. | 0 | 1 | 1 |  | Any | STAT | Statistic | ST |  |  | STAT:7321 | 2021-08-06 18:03
|  |  | 2cb7b9ea-5884-457f-868c-9c291c1c7b18 | 2 | STAT |  | 7322 | ONS_LOCAL$RJSEVP_345_PM_23!PMU:ST1 |  |  | 8736f6c7-ad41-4b43-b4f6-e684e0d4ad20 |  |  | 30 | [8 empty] | 11 | [5 empty] | LOCAL$RJSEVP_345_PM_23!PMU-ST1 | 0.0 | 1.0 | Device statistic for Number of data quality errors reported by device during last reporting interval. | 0 | 1 | 1 |  | Any | STAT | Statistic | ST |  |  | STAT:7322 | 2021-08-06 18:03
|  |  | 08b9fc38-cbe6-4d9a-8021-deb8ab072637 | 2 | STAT |  | 7323 | ONS_LOCAL$RJSEVP_345_PM_23!PMU:ST2 |  |  | 8736f6c7-ad41-4b43-b4f6-e684e0d4ad20 |  |  | 30 | [8 empty] | 11 | [5 empty] | LOCAL$RJSEVP_345_PM_23!PMU-ST2 | 0.0 | 1.0 | Device statistic for Number of time quality errors reported by device during last reporting interval. | 0 | 1 | 1 |  | Any | STAT | Statistic | ST |  |  | STAT:7323 | 2021-08-06 18:03
|  |  | 12ae2143-94c7-44a3-a313-254c87956470 | 2 | STAT |  | 7324 | ONS_LOCAL$RJSEVP_345_PM_23!PMU:ST3 |  |  | 8736f6c7-ad41-4b43-b4f6-e684e0d4ad20 |  |  | 30 | [8 empty] | 11 | [5 empty] | LOCAL$RJSEVP_345_PM_23!PMU-ST3 | 0.0 | 1.0 | Device statistic for Number of device errors reported by device during last reporting interval. | 0 | 1 | 1 |  | Any | STAT | Statistic | ST |  |  | STAT:7324 | 2021-08-06 18:03
|  |  | 0f15f861-5708-4641-8b0c-c31f15306d9c | 2 | STAT |  | 7325 | ONS_LOCAL$RJSEVP_345_PM_23!PMU:ST4 |  |  | 8736f6c7-ad41-4b43-b4f6-e684e0d4ad20 |  |  | 30 | [8 empty] | 11 | [5 empty] | LOCAL$RJSEVP_345_PM_23!PMU-ST4 | 0.0 | 1.0 | Device statistic for Number of measurements received from device during last reporting interval. | 0 | 1 | 1 |  | Any | STAT | Statistic | ST |  |  | STAT:7325 | 2021-08-06 18:03
|  |  | b9605f45-cf92-4dc8-9635-c31f460d185e | 2 | STAT |  | 7326 | ONS_LOCAL$RJSEVP_345_PM_23!PMU:ST5 |  |  | 8736f6c7-ad41-4b43-b4f6-e684e0d4ad20 |  |  | 30 | [8 empty] | 11 | [5 empty] | LOCAL$RJSEVP_345_PM_23!PMU-ST5 | 0.0 | 1.0 | Device statistic for Expected number of measurements received from device during last reporting interval. | 0 | 1 | 1 |  | Any | STAT | Statistic | ST |  |  | STAT:7326 | 2021-08-06 18:03
|  |  | 4972ed22-e020-4847-bcad-6c2920e3d3d8 | 2 | STAT |  | 7327 | ONS_LOCAL$RJSEVP_345_PM_23!PMU:ST6 |  |  | 8736f6c7-ad41-4b43-b4f6-e684e0d4ad20 |  |  | 30 | [8 empty] | 11 | [5 empty] | LOCAL$RJSEVP_345_PM_23!PMU-ST6 | 0.0 | 1.0 | Device statistic for Number of measurements received while device was reporting errors during last reporting interval. | 0 | 1 | 1 |  | Any | STAT | Statistic | ST |  |  | STAT:7327 | 2021-08-06 18:03
|  |  | ced1dc18-e191-4f4d-a3ac-1d733ce9f855 | 2 | STAT |  | 7328 | ONS_LOCAL$RJSEVP_345_PM_23!PMU:ST7 |  |  | 8736f6c7-ad41-4b43-b4f6-e684e0d4ad20 |  |  | 30 | [8 empty] | 11 | [5 empty] | LOCAL$RJSEVP_345_PM_23!PMU-ST7 | 0.0 | 1.0 | Device statistic for Number of defined measurements (per frame) from device during last reporting interval. | 0 | 1 | 1 |  | Any | STAT | Statistic | ST |  |  | STAT:7328 | 2021-08-06 18:03
|  |  | 1b85cd76-9252-46f4-a771-bd1ede6e9632 | 2 | STAT |  | 7329 | ONS_LOCAL$RJSEVP_345_PM_24!PMU:ST1 |  |  | 8736f6c7-ad41-4b43-b4f6-e684e0d4ad20 |  |  | 30 | [8 empty] | 11 | [5 empty] | LOCAL$RJSEVP_345_PM_24!PMU-ST1 | 0.0 | 1.0 | Device statistic for Number of data quality errors reported by device during last reporting interval. | 0 | 1 | 1 |  | Any | STAT | Statistic | ST |  |  | STAT:7329 | 2021-08-06 18:03
|  |  | 3d1dbef3-b2fd-4f53-9839-bbd0ee093dd0 | 2 | STAT |  | 7330 | ONS_LOCAL$RJSEVP_345_PM_24!PMU:ST2 |  |  | 8736f6c7-ad41-4b43-b4f6-e684e0d4ad20 |  |  | 30 | [8 empty] | 11 | [5 empty] | LOCAL$RJSEVP_345_PM_24!PMU-ST2 | 0.0 | 1.0 | Device statistic for Number of time quality errors reported by device during last reporting interval. | 0 | 1 | 1 |  | Any | STAT | Statistic | ST |  |  | STAT:7330 | 2021-08-06 18:03
|  |  | 08712d87-8bcb-46fb-ac30-691697ee8857 | 2 | STAT |  | 7331 | ONS_LOCAL$RJSEVP_345_PM_24!PMU:ST3 |  |  | 8736f6c7-ad41-4b43-b4f6-e684e0d4ad20 |  |  | 30 | [8 empty] | 11 | [5 empty] | LOCAL$RJSEVP_345_PM_24!PMU-ST3 | 0.0 | 1.0 | Device statistic for Number of device errors reported by device during last reporting interval. | 0 | 1 | 1 |  | Any | STAT | Statistic | ST |  |  | STAT:7331 | 2021-08-06 18:03
|  |  | adcc2973-f33d-462b-94cc-50c86983bf78 | 2 | STAT |  | 7332 | ONS_LOCAL$RJSEVP_345_PM_24!PMU:ST4 |  |  | 8736f6c7-ad41-4b43-b4f6-e684e0d4ad20 |  |  | 30 | [8 empty] | 11 | [5 empty] | LOCAL$RJSEVP_345_PM_24!PMU-ST4 | 0.0 | 1.0 | Device statistic for Number of measurements received from device during last reporting interval. | 0 | 1 | 1 |  | Any | STAT | Statistic | ST |  |  | STAT:7332 | 2021-08-06 18:03
|  |  | ae0289ae-0c34-46a8-a24b-2620b7c1127d | 2 | STAT |  | 7333 | ONS_LOCAL$RJSEVP_345_PM_24!PMU:ST5 |  |  | 8736f6c7-ad41-4b43-b4f6-e684e0d4ad20 |  |  | 30 | [8 empty] | 11 | [5 empty] | LOCAL$RJSEVP_345_PM_24!PMU-ST5 | 0.0 | 1.0 | Device statistic for Expected number of measurements received from device during last reporting interval. | 0 | 1 | 1 |  | Any | STAT | Statistic | ST |  |  | STAT:7333 | 2021-08-06 18:03
|  |  | 446c10af-ec55-4d2a-b249-40ccc459549f | 2 | STAT |  | 7334 | ONS_LOCAL$RJSEVP_345_PM_24!PMU:ST6 |  |  | 8736f6c7-ad41-4b43-b4f6-e684e0d4ad20 |  |  | 30 | [8 empty] | 11 | [5 empty] | LOCAL$RJSEVP_345_PM_24!PMU-ST6 | 0.0 | 1.0 | Device statistic for Number of measurements received while device was reporting errors during last reporting interval. | 0 | 1 | 1 |  | Any | STAT | Statistic | ST |  |  | STAT:7334 | 2021-08-06 18:03
|  |  | 1a26b8c3-3797-49be-8c10-bf06ec61bb51 | 2 | STAT |  | 7335 | ONS_LOCAL$RJSEVP_345_PM_24!PMU:ST7 |  |  | 8736f6c7-ad41-4b43-b4f6-e684e0d4ad20 |  |  | 30 | [8 empty] | 11 | [5 empty] | LOCAL$RJSEVP_345_PM_24!PMU-ST7 | 0.0 | 1.0 | Device statistic for Number of defined measurements (per frame) from device during last reporting interval. | 0 | 1 | 1 |  | Any | STAT | Statistic | ST |  |  | STAT:7335 | 2021-08-06 18:03
|  |  | af72091a-c408-4742-be2f-89570a728774 | 2 | STAT |  | 7336 | ONS_LOCAL$ROAQ_230_PM_01!PMU:ST1 |  |  | 8736f6c7-ad41-4b43-b4f6-e684e0d4ad20 |  |  | 30 | [8 empty] | 11 | [5 empty] | LOCAL$ROAQ_230_PM_01!PMU-ST1 | 0.0 | 1.0 | Device statistic for Number of data quality errors reported by device during last reporting interval. | 0 | 1 | 1 |  | Any | STAT | Statistic | ST |  |  | STAT:7336 | 2021-08-06 18:03
|  |  | 749c3bcd-115d-4894-84f8-c1d362da8fee | 2 | STAT |  | 7337 | ONS_LOCAL$ROAQ_230_PM_01!PMU:ST2 |  |  | 8736f6c7-ad41-4b43-b4f6-e684e0d4ad20 |  |  | 30 | [8 empty] | 11 | [5 empty] | LOCAL$ROAQ_230_PM_01!PMU-ST2 | 0.0 | 1.0 | Device statistic for Number of time quality errors reported by device during last reporting interval. | 0 | 1 | 1 |  | Any | STAT | Statistic | ST |  |  | STAT:7337 | 2021-08-06 18:03
|  |  | de031ded-ba3e-480b-93ec-4341ef4debf6 | 2 | STAT |  | 7338 | ONS_LOCAL$ROAQ_230_PM_01!PMU:ST3 |  |  | 8736f6c7-ad41-4b43-b4f6-e684e0d4ad20 |  |  | 30 | [8 empty] | 11 | [5 empty] | LOCAL$ROAQ_230_PM_01!PMU-ST3 | 0.0 | 1.0 | Device statistic for Number of device errors reported by device during last reporting interval. | 0 | 1 | 1 |  | Any | STAT | Statistic | ST |  |  | STAT:7338 | 2021-08-06 18:03
|  |  | 3b452077-1962-4a1b-8b28-b4125f4a7089 | 2 | STAT |  | 7339 | ONS_LOCAL$ROAQ_230_PM_01!PMU:ST4 |  |  | 8736f6c7-ad41-4b43-b4f6-e684e0d4ad20 |  |  | 30 | [8 empty] | 11 | [5 empty] | LOCAL$ROAQ_230_PM_01!PMU-ST4 | 0.0 | 1.0 | Device statistic for Number of measurements received from device during last reporting interval. | 0 | 1 | 1 |  | Any | STAT | Statistic | ST |  |  | STAT:7339 | 2021-08-06 18:03
|  |  | 5e1d15cd-a5c7-46d2-9618-820819798794 | 2 | STAT |  | 7340 | ONS_LOCAL$ROAQ_230_PM_01!PMU:ST5 |  |  | 8736f6c7-ad41-4b43-b4f6-e684e0d4ad20 |  |  | 30 | [8 empty] | 11 | [5 empty] | LOCAL$ROAQ_230_PM_01!PMU-ST5 | 0.0 | 1.0 | Device statistic for Expected number of measurements received from device during last reporting interval. | 0 | 1 | 1 |  | Any | STAT | Statistic | ST |  |  | STAT:7340 | 2021-08-06 18:03
|  |  | ad158d52-e457-43c1-ae83-be1059ef92dc | 2 | STAT |  | 7341 | ONS_LOCAL$ROAQ_230_PM_01!PMU:ST6 |  |  | 8736f6c7-ad41-4b43-b4f6-e684e0d4ad20 |  |  | 30 | [8 empty] | 11 | [5 empty] | LOCAL$ROAQ_230_PM_01!PMU-ST6 | 0.0 | 1.0 | Device statistic for Number of measurements received while device was reporting errors during last reporting interval. | 0 | 1 | 1 |  | Any | STAT | Statistic | ST |  |  | STAT:7341 | 2021-08-06 18:03
|  |  | ad23d8ed-cabf-4a20-8698-26c70b523b3b | 2 | STAT |  | 7342 | ONS_LOCAL$ROAQ_230_PM_01!PMU:ST7 |  |  | 8736f6c7-ad41-4b43-b4f6-e684e0d4ad20 |  |  | 30 | [8 empty] | 11 | [5 empty] | LOCAL$ROAQ_230_PM_01!PMU-ST7 | 0.0 | 1.0 | Device statistic for Number of defined measurements (per frame) from device during last reporting interval. | 0 | 1 | 1 |  | Any | STAT | Statistic | ST |  |  | STAT:7342 | 2021-08-06 18:03
|  |  | 6b1d22ac-a45e-43dd-ac56-8b164f1ad0e4 | 2 | STAT |  | 7343 | ONS_LOCAL$ROAQ_230_PM_02!PMU:ST1 |  |  | 8736f6c7-ad41-4b43-b4f6-e684e0d4ad20 |  |  | 30 | [8 empty] | 11 | [5 empty] | LOCAL$ROAQ_230_PM_02!PMU-ST1 | 0.0 | 1.0 | Device statistic for Number of data quality errors reported by device during last reporting interval. | 0 | 1 | 1 |  | Any | STAT | Statistic | ST |  |  | STAT:7343 | 2021-08-06 18:03
|  |  | 01892a38-04f6-46bb-8ccf-1ada2ecedd74 | 2 | STAT |  | 7344 | ONS_LOCAL$ROAQ_230_PM_02!PMU:ST2 |  |  | 8736f6c7-ad41-4b43-b4f6-e684e0d4ad20 |  |  | 30 | [8 empty] | 11 | [5 empty] | LOCAL$ROAQ_230_PM_02!PMU-ST2 | 0.0 | 1.0 | Device statistic for Number of time quality errors reported by device during last reporting interval. | 0 | 1 | 1 |  | Any | STAT | Statistic | ST |  |  | STAT:7344 | 2021-08-06 18:03
|  |  | 23e10f4b-b5a2-4b30-9f28-86394e71aad8 | 2 | STAT |  | 7345 | ONS_LOCAL$ROAQ_230_PM_02!PMU:ST3 |  |  | 8736f6c7-ad41-4b43-b4f6-e684e0d4ad20 |  |  | 30 | [8 empty] | 11 | [5 empty] | LOCAL$ROAQ_230_PM_02!PMU-ST3 | 0.0 | 1.0 | Device statistic for Number of device errors reported by device during last reporting interval. | 0 | 1 | 1 |  | Any | STAT | Statistic | ST |  |  | STAT:7345 | 2021-08-06 18:03
|  |  | 4080b1ca-90c5-4ab6-970a-5d205cfab98e | 2 | STAT |  | 7346 | ONS_LOCAL$ROAQ_230_PM_02!PMU:ST4 |  |  | 8736f6c7-ad41-4b43-b4f6-e684e0d4ad20 |  |  | 30 | [8 empty] | 11 | [5 empty] | LOCAL$ROAQ_230_PM_02!PMU-ST4 | 0.0 | 1.0 | Device statistic for Number of measurements received from device during last reporting interval. | 0 | 1 | 1 |  | Any | STAT | Statistic | ST |  |  | STAT:7346 | 2021-08-06 18:03
|  |  | 18ec6cc3-3879-4733-8cba-638d413ffd77 | 2 | STAT |  | 7347 | ONS_LOCAL$ROAQ_230_PM_02!PMU:ST5 |  |  | 8736f6c7-ad41-4b43-b4f6-e684e0d4ad20 |  |  | 30 | [8 empty] | 11 | [5 empty] | LOCAL$ROAQ_230_PM_02!PMU-ST5 | 0.0 | 1.0 | Device statistic for Expected number of measurements received from device during last reporting interval. | 0 | 1 | 1 |  | Any | STAT | Statistic | ST |  |  | STAT:7347 | 2021-08-06 18:03
|  |  | fa90e90a-f05d-4afb-b30a-a5d3b650309d | 2 | STAT |  | 7348 | ONS_LOCAL$ROAQ_230_PM_02!PMU:ST6 |  |  | 8736f6c7-ad41-4b43-b4f6-e684e0d4ad20 |  |  | 30 | [8 empty] | 11 | [5 empty] | LOCAL$ROAQ_230_PM_02!PMU-ST6 | 0.0 | 1.0 | Device statistic for Number of measurements received while device was reporting errors during last reporting interval. | 0 | 1 | 1 |  | Any | STAT | Statistic | ST |  |  | STAT:7348 | 2021-08-06 18:03
|  |  | 54b52091-5768-4faa-974b-8b4425714dd8 | 2 | STAT |  | 7349 | ONS_LOCAL$ROAQ_230_PM_02!PMU:ST7 |  |  | 8736f6c7-ad41-4b43-b4f6-e684e0d4ad20 |  |  | 30 | [8 empty] | 11 | [5 empty] | LOCAL$ROAQ_230_PM_02!PMU-ST7 | 0.0 | 1.0 | Device statistic for Number of defined measurements (per frame) from device during last reporting interval. | 0 | 1 | 1 |  | Any | STAT | Statistic | ST |  |  | STAT:7349 | 2021-08-06 18:03
|  |  | 550faa3d-f8df-4b01-bc95-d5d5748ae78d | 2 | STAT |  | 7350 | ONS_LOCAL$ROJP_230_PM_01!PMU:ST1 |  |  | 8736f6c7-ad41-4b43-b4f6-e684e0d4ad20 |  |  | 30 | [8 empty] | 11 | [5 empty] | LOCAL$ROJP_230_PM_01!PMU-ST1 | 0.0 | 1.0 | Device statistic for Number of data quality errors reported by device during last reporting interval. | 0 | 1 | 1 |  | Any | STAT | Statistic | ST |  |  | STAT:7350 | 2021-08-06 18:03
|  |  | df5d402d-1efd-4ab0-ae6d-7bca98ff52b4 | 2 | STAT |  | 7351 | ONS_LOCAL$ROJP_230_PM_01!PMU:ST2 |  |  | 8736f6c7-ad41-4b43-b4f6-e684e0d4ad20 |  |  | 30 | [8 empty] | 11 | [5 empty] | LOCAL$ROJP_230_PM_01!PMU-ST2 | 0.0 | 1.0 | Device statistic for Number of time quality errors reported by device during last reporting interval. | 0 | 1 | 1 |  | Any | STAT | Statistic | ST |  |  | STAT:7351 | 2021-08-06 18:03
|  |  | 1af403bc-b0a4-432e-a756-0209e67d5187 | 2 | STAT |  | 7352 | ONS_LOCAL$ROJP_230_PM_01!PMU:ST3 |  |  | 8736f6c7-ad41-4b43-b4f6-e684e0d4ad20 |  |  | 30 | [8 empty] | 11 | [5 empty] | LOCAL$ROJP_230_PM_01!PMU-ST3 | 0.0 | 1.0 | Device statistic for Number of device errors reported by device during last reporting interval. | 0 | 1 | 1 |  | Any | STAT | Statistic | ST |  |  | STAT:7352 | 2021-08-06 18:03
|  |  | dd2fd1ae-1a85-40bd-8ad7-1f37754e3f24 | 2 | STAT |  | 7353 | ONS_LOCAL$ROJP_230_PM_01!PMU:ST4 |  |  | 8736f6c7-ad41-4b43-b4f6-e684e0d4ad20 |  |  | 30 | [8 empty] | 11 | [5 empty] | LOCAL$ROJP_230_PM_01!PMU-ST4 | 0.0 | 1.0 | Device statistic for Number of measurements received from device during last reporting interval. | 0 | 1 | 1 |  | Any | STAT | Statistic | ST |  |  | STAT:7353 | 2021-08-06 18:03
|  |  | f405d75b-31b1-400b-82a7-933b3dfd17d5 | 2 | STAT |  | 7354 | ONS_LOCAL$ROJP_230_PM_01!PMU:ST5 |  |  | 8736f6c7-ad41-4b43-b4f6-e684e0d4ad20 |  |  | 30 | [8 empty] | 11 | [5 empty] | LOCAL$ROJP_230_PM_01!PMU-ST5 | 0.0 | 1.0 | Device statistic for Expected number of measurements received from device during last reporting interval. | 0 | 1 | 1 |  | Any | STAT | Statistic | ST |  |  | STAT:7354 | 2021-08-06 18:03
|  |  | 70ec7478-cc33-4a0d-8ce1-323adb8fcab6 | 2 | STAT |  | 7355 | ONS_LOCAL$ROJP_230_PM_01!PMU:ST6 |  |  | 8736f6c7-ad41-4b43-b4f6-e684e0d4ad20 |  |  | 30 | [8 empty] | 11 | [5 empty] | LOCAL$ROJP_230_PM_01!PMU-ST6 | 0.0 | 1.0 | Device statistic for Number of measurements received while device was reporting errors during last reporting interval. | 0 | 1 | 1 |  | Any | STAT | Statistic | ST |  |  | STAT:7355 | 2021-08-06 18:03
|  |  | 2fcd9246-d1b9-4155-8920-cbadc049fc78 | 2 | STAT |  | 7356 | ONS_LOCAL$ROJP_230_PM_01!PMU:ST7 |  |  | 8736f6c7-ad41-4b43-b4f6-e684e0d4ad20 |  |  | 30 | [8 empty] | 11 | [5 empty] | LOCAL$ROJP_230_PM_01!PMU-ST7 | 0.0 | 1.0 | Device statistic for Number of defined measurements (per frame) from device during last reporting interval. | 0 | 1 | 1 |  | Any | STAT | Statistic | ST |  |  | STAT:7356 | 2021-08-06 18:03
|  |  | 4c4bcb31-cd1d-4c1a-93b3-54c9dfbff60c | 2 | STAT |  | 7357 | ONS_LOCAL$ROJP_230_PM_02!PMU:ST1 |  |  | 8736f6c7-ad41-4b43-b4f6-e684e0d4ad20 |  |  | 30 | [8 empty] | 11 | [5 empty] | LOCAL$ROJP_230_PM_02!PMU-ST1 | 0.0 | 1.0 | Device statistic for Number of data quality errors reported by device during last reporting interval. | 0 | 1 | 1 |  | Any | STAT | Statistic | ST |  |  | STAT:7357 | 2021-08-06 18:03
|  |  | bc575e12-93be-49cc-a722-8d5456716d08 | 2 | STAT |  | 7358 | ONS_LOCAL$ROJP_230_PM_02!PMU:ST2 |  |  | 8736f6c7-ad41-4b43-b4f6-e684e0d4ad20 |  |  | 30 | [8 empty] | 11 | [5 empty] | LOCAL$ROJP_230_PM_02!PMU-ST2 | 0.0 | 1.0 | Device statistic for Number of time quality errors reported by device during last reporting interval. | 0 | 1 | 1 |  | Any | STAT | Statistic | ST |  |  | STAT:7358 | 2021-08-06 18:03
|  |  | 9f678046-d9f0-4b6e-88b7-6a430e9a2d13 | 2 | STAT |  | 7359 | ONS_LOCAL$ROJP_230_PM_02!PMU:ST3 |  |  | 8736f6c7-ad41-4b43-b4f6-e684e0d4ad20 |  |  | 30 | [8 empty] | 11 | [5 empty] | LOCAL$ROJP_230_PM_02!PMU-ST3 | 0.0 | 1.0 | Device statistic for Number of device errors reported by device during last reporting interval. | 0 | 1 | 1 |  | Any | STAT | Statistic | ST |  |  | STAT:7359 | 2021-08-06 18:03
|  |  | ac45bab2-1a15-46f6-9eec-ea9a1a0ce5ca | 2 | STAT |  | 7360 | ONS_LOCAL$ROJP_230_PM_02!PMU:ST4 |  |  | 8736f6c7-ad41-4b43-b4f6-e684e0d4ad20 |  |  | 30 | [8 empty] | 11 | [5 empty] | LOCAL$ROJP_230_PM_02!PMU-ST4 | 0.0 | 1.0 | Device statistic for Number of measurements received from device during last reporting interval. | 0 | 1 | 1 |  | Any | STAT | Statistic | ST |  |  | STAT:7360 | 2021-08-06 18:03
|  |  | e6d07180-b9ee-40f2-acf3-44250858729c | 2 | STAT |  | 7361 | ONS_LOCAL$ROJP_230_PM_02!PMU:ST5 |  |  | 8736f6c7-ad41-4b43-b4f6-e684e0d4ad20 |  |  | 30 | [8 empty] | 11 | [5 empty] | LOCAL$ROJP_230_PM_02!PMU-ST5 | 0.0 | 1.0 | Device statistic for Expected number of measurements received from device during last reporting interval. | 0 | 1 | 1 |  | Any | STAT | Statistic | ST |  |  | STAT:7361 | 2021-08-06 18:03
|  |  | f22d73fd-7df9-49a8-8807-e9fc8302794c | 2 | STAT |  | 7362 | ONS_LOCAL$ROJP_230_PM_02!PMU:ST6 |  |  | 8736f6c7-ad41-4b43-b4f6-e684e0d4ad20 |  |  | 30 | [8 empty] | 11 | [5 empty] | LOCAL$ROJP_230_PM_02!PMU-ST6 | 0.0 | 1.0 | Device statistic for Number of measurements received while device was reporting errors during last reporting interval. | 0 | 1 | 1 |  | Any | STAT | Statistic | ST |  |  | STAT:7362 | 2021-08-06 18:03
|  |  | efe687b8-172c-48f3-8a81-92d464ba5266 | 2 | STAT |  | 7363 | ONS_LOCAL$ROJP_230_PM_02!PMU:ST7 |  |  | 8736f6c7-ad41-4b43-b4f6-e684e0d4ad20 |  |  | 30 | [8 empty] | 11 | [5 empty] | LOCAL$ROJP_230_PM_02!PMU-ST7 | 0.0 | 1.0 | Device statistic for Number of defined measurements (per frame) from device during last reporting interval. | 0 | 1 | 1 |  | Any | STAT | Statistic | ST |  |  | STAT:7363 | 2021-08-06 18:03
|  |  | 90647902-e2e3-4c7c-abdc-08165669a29a | 2 | STAT |  | 7364 | ONS_LOCAL$ROPB_230_PM_01!PMU:ST1 |  |  | 8736f6c7-ad41-4b43-b4f6-e684e0d4ad20 |  |  | 30 | [8 empty] | 11 | [5 empty] | LOCAL$ROPB_230_PM_01!PMU-ST1 | 0.0 | 1.0 | Device statistic for Number of data quality errors reported by device during last reporting interval. | 0 | 1 | 1 |  | Any | STAT | Statistic | ST |  |  | STAT:7364 | 2021-08-06 18:03
|  |  | a97728a7-ef81-49b9-83b6-303fe3357fb7 | 2 | STAT |  | 7365 | ONS_LOCAL$ROPB_230_PM_01!PMU:ST2 |  |  | 8736f6c7-ad41-4b43-b4f6-e684e0d4ad20 |  |  | 30 | [8 empty] | 11 | [5 empty] | LOCAL$ROPB_230_PM_01!PMU-ST2 | 0.0 | 1.0 | Device statistic for Number of time quality errors reported by device during last reporting interval. | 0 | 1 | 1 |  | Any | STAT | Statistic | ST |  |  | STAT:7365 | 2021-08-06 18:03
|  |  | 70f66587-70ed-4c4a-959b-a60630a27fa0 | 2 | STAT |  | 7366 | ONS_LOCAL$ROPB_230_PM_01!PMU:ST3 |  |  | 8736f6c7-ad41-4b43-b4f6-e684e0d4ad20 |  |  | 30 | [8 empty] | 11 | [5 empty] | LOCAL$ROPB_230_PM_01!PMU-ST3 | 0.0 | 1.0 | Device statistic for Number of device errors reported by device during last reporting interval. | 0 | 1 | 1 |  | Any | STAT | Statistic | ST |  |  | STAT:7366 | 2021-08-06 18:03
|  |  | 3920e44a-81ba-4222-bc71-64b9fbeda160 | 2 | STAT |  | 7367 | ONS_LOCAL$ROPB_230_PM_01!PMU:ST4 |  |  | 8736f6c7-ad41-4b43-b4f6-e684e0d4ad20 |  |  | 30 | [8 empty] | 11 | [5 empty] | LOCAL$ROPB_230_PM_01!PMU-ST4 | 0.0 | 1.0 | Device statistic for Number of measurements received from device during last reporting interval. | 0 | 1 | 1 |  | Any | STAT | Statistic | ST |  |  | STAT:7367 | 2021-08-06 18:03
|  |  | fdd64f07-4a0f-460f-a6c3-22470ee141c3 | 2 | STAT |  | 7368 | ONS_LOCAL$ROPB_230_PM_01!PMU:ST5 |  |  | 8736f6c7-ad41-4b43-b4f6-e684e0d4ad20 |  |  | 30 | [8 empty] | 11 | [5 empty] | LOCAL$ROPB_230_PM_01!PMU-ST5 | 0.0 | 1.0 | Device statistic for Expected number of measurements received from device during last reporting interval. | 0 | 1 | 1 |  | Any | STAT | Statistic | ST |  |  | STAT:7368 | 2021-08-06 18:03
|  |  | f4ddd3bb-bd9d-4621-8e9d-5d89313488ba | 2 | STAT |  | 7369 | ONS_LOCAL$ROPB_230_PM_01!PMU:ST6 |  |  | 8736f6c7-ad41-4b43-b4f6-e684e0d4ad20 |  |  | 30 | [8 empty] | 11 | [5 empty] | LOCAL$ROPB_230_PM_01!PMU-ST6 | 0.0 | 1.0 | Device statistic for Number of measurements received while device was reporting errors during last reporting interval. | 0 | 1 | 1 |  | Any | STAT | Statistic | ST |  |  | STAT:7369 | 2021-08-06 18:03
|  |  | fbb01fbf-a94d-41d5-b4fa-3b9b960f6223 | 2 | STAT |  | 7370 | ONS_LOCAL$ROPB_230_PM_01!PMU:ST7 |  |  | 8736f6c7-ad41-4b43-b4f6-e684e0d4ad20 |  |  | 30 | [8 empty] | 11 | [5 empty] | LOCAL$ROPB_230_PM_01!PMU-ST7 | 0.0 | 1.0 | Device statistic for Number of defined measurements (per frame) from device during last reporting interval. | 0 | 1 | 1 |  | Any | STAT | Statistic | ST |  |  | STAT:7370 | 2021-08-06 18:03
|  |  | 1b2f6cdf-d537-4160-95e1-2e37978cc990 | 2 | STAT |  | 7371 | ONS_LOCAL$ROPB_230_PM_02!PMU:ST1 |  |  | 8736f6c7-ad41-4b43-b4f6-e684e0d4ad20 |  |  | 30 | [8 empty] | 11 | [5 empty] | LOCAL$ROPB_230_PM_02!PMU-ST1 | 0.0 | 1.0 | Device statistic for Number of data quality errors reported by device during last reporting interval. | 0 | 1 | 1 |  | Any | STAT | Statistic | ST |  |  | STAT:7371 | 2021-08-06 18:03
|  |  | 66a725d4-5fbd-4a62-ae95-062076367b92 | 2 | STAT |  | 7372 | ONS_LOCAL$ROPB_230_PM_02!PMU:ST2 |  |  | 8736f6c7-ad41-4b43-b4f6-e684e0d4ad20 |  |  | 30 | [8 empty] | 11 | [5 empty] | LOCAL$ROPB_230_PM_02!PMU-ST2 | 0.0 | 1.0 | Device statistic for Number of time quality errors reported by device during last reporting interval. | 0 | 1 | 1 |  | Any | STAT | Statistic | ST |  |  | STAT:7372 | 2021-08-06 18:03
|  |  | 77331f90-595c-43b7-af6e-c052fcddec44 | 2 | STAT |  | 7373 | ONS_LOCAL$ROPB_230_PM_02!PMU:ST3 |  |  | 8736f6c7-ad41-4b43-b4f6-e684e0d4ad20 |  |  | 30 | [8 empty] | 11 | [5 empty] | LOCAL$ROPB_230_PM_02!PMU-ST3 | 0.0 | 1.0 | Device statistic for Number of device errors reported by device during last reporting interval. | 0 | 1 | 1 |  | Any | STAT | Statistic | ST |  |  | STAT:7373 | 2021-08-06 18:03
|  |  | 218120f3-36f8-4eb9-a092-9968cc4dfe75 | 2 | STAT |  | 7374 | ONS_LOCAL$ROPB_230_PM_02!PMU:ST4 |  |  | 8736f6c7-ad41-4b43-b4f6-e684e0d4ad20 |  |  | 30 | [8 empty] | 11 | [5 empty] | LOCAL$ROPB_230_PM_02!PMU-ST4 | 0.0 | 1.0 | Device statistic for Number of measurements received from device during last reporting interval. | 0 | 1 | 1 |  | Any | STAT | Statistic | ST |  |  | STAT:7374 | 2021-08-06 18:03
|  |  | 1ad463a5-25e5-4234-b0e7-3f55dea75df5 | 2 | STAT |  | 7375 | ONS_LOCAL$ROPB_230_PM_02!PMU:ST5 |  |  | 8736f6c7-ad41-4b43-b4f6-e684e0d4ad20 |  |  | 30 | [8 empty] | 11 | [5 empty] | LOCAL$ROPB_230_PM_02!PMU-ST5 | 0.0 | 1.0 | Device statistic for Expected number of measurements received from device during last reporting interval. | 0 | 1 | 1 |  | Any | STAT | Statistic | ST |  |  | STAT:7375 | 2021-08-06 18:03
|  |  | 8109ad74-26ac-4d7d-a2bc-155e5984cdb3 | 2 | STAT |  | 7376 | ONS_LOCAL$ROPB_230_PM_02!PMU:ST6 |  |  | 8736f6c7-ad41-4b43-b4f6-e684e0d4ad20 |  |  | 30 | [8 empty] | 11 | [5 empty] | LOCAL$ROPB_230_PM_02!PMU-ST6 | 0.0 | 1.0 | Device statistic for Number of measurements received while device was reporting errors during last reporting interval. | 0 | 1 | 1 |  | Any | STAT | Statistic | ST |  |  | STAT:7376 | 2021-08-06 18:03
|  |  | 10c16188-0925-40a6-adb6-3b3042c4dec2 | 2 | STAT |  | 7377 | ONS_LOCAL$ROPB_230_PM_02!PMU:ST7 |  |  | 8736f6c7-ad41-4b43-b4f6-e684e0d4ad20 |  |  | 30 | [8 empty] | 11 | [5 empty] | LOCAL$ROPB_230_PM_02!PMU-ST7 | 0.0 | 1.0 | Device statistic for Number of defined measurements (per frame) from device during last reporting interval. | 0 | 1 | 1 |  | Any | STAT | Statistic | ST |  |  | STAT:7377 | 2021-08-06 18:03
|  |  | 20869855-d01d-41b1-89a5-6bf6d74562a7 | 2 | STAT |  | 7378 | ONS_LOCAL$ROSM_230_PM_01!PMU:ST1 |  |  | 8736f6c7-ad41-4b43-b4f6-e684e0d4ad20 |  |  | 30 | [8 empty] | 11 | [5 empty] | LOCAL$ROSM_230_PM_01!PMU-ST1 | 0.0 | 1.0 | Device statistic for Number of data quality errors reported by device during last reporting interval. | 0 | 1 | 1 |  | Any | STAT | Statistic | ST |  |  | STAT:7378 | 2021-08-06 18:03
|  |  | a580b8b7-c138-42b4-bf4c-2c456a78f50e | 2 | STAT |  | 7379 | ONS_LOCAL$ROSM_230_PM_01!PMU:ST2 |  |  | 8736f6c7-ad41-4b43-b4f6-e684e0d4ad20 |  |  | 30 | [8 empty] | 11 | [5 empty] | LOCAL$ROSM_230_PM_01!PMU-ST2 | 0.0 | 1.0 | Device statistic for Number of time quality errors reported by device during last reporting interval. | 0 | 1 | 1 |  | Any | STAT | Statistic | ST |  |  | STAT:7379 | 2021-08-06 18:03
|  |  | d97b3e7e-2e6f-457d-a7d6-5808891889ca | 2 | STAT |  | 7380 | ONS_LOCAL$ROSM_230_PM_01!PMU:ST3 |  |  | 8736f6c7-ad41-4b43-b4f6-e684e0d4ad20 |  |  | 30 | [8 empty] | 11 | [5 empty] | LOCAL$ROSM_230_PM_01!PMU-ST3 | 0.0 | 1.0 | Device statistic for Number of device errors reported by device during last reporting interval. | 0 | 1 | 1 |  | Any | STAT | Statistic | ST |  |  | STAT:7380 | 2021-08-06 18:03
|  |  | 71e0ccc0-be8d-49e3-bc76-f44b9151306e | 2 | STAT |  | 7381 | ONS_LOCAL$ROSM_230_PM_01!PMU:ST4 |  |  | 8736f6c7-ad41-4b43-b4f6-e684e0d4ad20 |  |  | 30 | [8 empty] | 11 | [5 empty] | LOCAL$ROSM_230_PM_01!PMU-ST4 | 0.0 | 1.0 | Device statistic for Number of measurements received from device during last reporting interval. | 0 | 1 | 1 |  | Any | STAT | Statistic | ST |  |  | STAT:7381 | 2021-08-06 18:03
|  |  | 588be78c-7c1b-4a19-b335-7d5b3f584eab | 2 | STAT |  | 7382 | ONS_LOCAL$ROSM_230_PM_01!PMU:ST5 |  |  | 8736f6c7-ad41-4b43-b4f6-e684e0d4ad20 |  |  | 30 | [8 empty] | 11 | [5 empty] | LOCAL$ROSM_230_PM_01!PMU-ST5 | 0.0 | 1.0 | Device statistic for Expected number of measurements received from device during last reporting interval. | 0 | 1 | 1 |  | Any | STAT | Statistic | ST |  |  | STAT:7382 | 2021-08-06 18:03
|  |  | 2d7dd49a-de9f-42c2-bf07-d71e57d779e4 | 2 | STAT |  | 7383 | ONS_LOCAL$ROSM_230_PM_01!PMU:ST6 |  |  | 8736f6c7-ad41-4b43-b4f6-e684e0d4ad20 |  |  | 30 | [8 empty] | 11 | [5 empty] | LOCAL$ROSM_230_PM_01!PMU-ST6 | 0.0 | 1.0 | Device statistic for Number of measurements received while device was reporting errors during last reporting interval. | 0 | 1 | 1 |  | Any | STAT | Statistic | ST |  |  | STAT:7383 | 2021-08-06 18:03
|  |  | 1d791866-4574-41dd-811b-70624b7ecc88 | 2 | STAT |  | 7384 | ONS_LOCAL$ROSM_230_PM_01!PMU:ST7 |  |  | 8736f6c7-ad41-4b43-b4f6-e684e0d4ad20 |  |  | 30 | [8 empty] | 11 | [5 empty] | LOCAL$ROSM_230_PM_01!PMU-ST7 | 0.0 | 1.0 | Device statistic for Number of defined measurements (per frame) from device during last reporting interval. | 0 | 1 | 1 |  | Any | STAT | Statistic | ST |  |  | STAT:7384 | 2021-08-06 18:03
|  |  | 8cec1d47-09f6-4e2a-bfa8-d49529165091 | 2 | STAT |  | 7385 | ONS_LOCAL$ROVN_230_PM_01!PMU:ST1 |  |  | 8736f6c7-ad41-4b43-b4f6-e684e0d4ad20 |  |  | 30 | [8 empty] | 11 | [5 empty] | LOCAL$ROVN_230_PM_01!PMU-ST1 | 0.0 | 1.0 | Device statistic for Number of data quality errors reported by device during last reporting interval. | 0 | 1 | 1 |  | Any | STAT | Statistic | ST |  |  | STAT:7385 | 2021-08-06 18:03
|  |  | 659b31ef-6c5b-49c2-85e9-4b53e349bd4c | 2 | STAT |  | 7386 | ONS_LOCAL$ROVN_230_PM_01!PMU:ST2 |  |  | 8736f6c7-ad41-4b43-b4f6-e684e0d4ad20 |  |  | 30 | [8 empty] | 11 | [5 empty] | LOCAL$ROVN_230_PM_01!PMU-ST2 | 0.0 | 1.0 | Device statistic for Number of time quality errors reported by device during last reporting interval. | 0 | 1 | 1 |  | Any | STAT | Statistic | ST |  |  | STAT:7386 | 2021-08-06 18:03
|  |  | 0c50da27-57c3-4dc4-8e54-7799996d682f | 2 | STAT |  | 7387 | ONS_LOCAL$ROVN_230_PM_01!PMU:ST3 |  |  | 8736f6c7-ad41-4b43-b4f6-e684e0d4ad20 |  |  | 30 | [8 empty] | 11 | [5 empty] | LOCAL$ROVN_230_PM_01!PMU-ST3 | 0.0 | 1.0 | Device statistic for Number of device errors reported by device during last reporting interval. | 0 | 1 | 1 |  | Any | STAT | Statistic | ST |  |  | STAT:7387 | 2021-08-06 18:03
|  |  | 6cce583c-9029-439d-bb46-d4623520c8d0 | 2 | STAT |  | 7388 | ONS_LOCAL$ROVN_230_PM_01!PMU:ST4 |  |  | 8736f6c7-ad41-4b43-b4f6-e684e0d4ad20 |  |  | 30 | [8 empty] | 11 | [5 empty] | LOCAL$ROVN_230_PM_01!PMU-ST4 | 0.0 | 1.0 | Device statistic for Number of measurements received from device during last reporting interval. | 0 | 1 | 1 |  | Any | STAT | Statistic | ST |  |  | STAT:7388 | 2021-08-06 18:03
|  |  | 29b282a5-5998-4b16-ac39-11c334fccee9 | 2 | STAT |  | 7389 | ONS_LOCAL$ROVN_230_PM_01!PMU:ST5 |  |  | 8736f6c7-ad41-4b43-b4f6-e684e0d4ad20 |  |  | 30 | [8 empty] | 11 | [5 empty] | LOCAL$ROVN_230_PM_01!PMU-ST5 | 0.0 | 1.0 | Device statistic for Expected number of measurements received from device during last reporting interval. | 0 | 1 | 1 |  | Any | STAT | Statistic | ST |  |  | STAT:7389 | 2021-08-06 18:03
|  |  | 5202d3dc-e929-45fe-94d9-86cddf6b45e1 | 2 | STAT |  | 7390 | ONS_LOCAL$ROVN_230_PM_01!PMU:ST6 |  |  | 8736f6c7-ad41-4b43-b4f6-e684e0d4ad20 |  |  | 30 | [8 empty] | 11 | [5 empty] | LOCAL$ROVN_230_PM_01!PMU-ST6 | 0.0 | 1.0 | Device statistic for Number of measurements received while device was reporting errors during last reporting interval. | 0 | 1 | 1 |  | Any | STAT | Statistic | ST |  |  | STAT:7390 | 2021-08-06 18:03
|  |  | d04465ce-7ad4-46d5-a4d1-686882c288af | 2 | STAT |  | 7391 | ONS_LOCAL$ROVN_230_PM_01!PMU:ST7 |  |  | 8736f6c7-ad41-4b43-b4f6-e684e0d4ad20 |  |  | 30 | [8 empty] | 11 | [5 empty] | LOCAL$ROVN_230_PM_01!PMU-ST7 | 0.0 | 1.0 | Device statistic for Number of defined measurements (per frame) from device during last reporting interval. | 0 | 1 | 1 |  | Any | STAT | Statistic | ST |  |  | STAT:7391 | 2021-08-06 18:03
|  |  | 83027d34-ada7-460a-b9d0-fd723e183de3 | 2 | STAT |  | 7392 | ONS_LOCAL$ROVN_230_PM_02!PMU:ST1 |  |  | 8736f6c7-ad41-4b43-b4f6-e684e0d4ad20 |  |  | 30 | [8 empty] | 11 | [5 empty] | LOCAL$ROVN_230_PM_02!PMU-ST1 | 0.0 | 1.0 | Device statistic for Number of data quality errors reported by device during last reporting interval. | 0 | 1 | 1 |  | Any | STAT | Statistic | ST |  |  | STAT:7392 | 2021-08-06 18:03
|  |  | 53c33d36-7e6e-4e21-9b2d-6bda69fc85bd | 2 | STAT |  | 7393 | ONS_LOCAL$ROVN_230_PM_02!PMU:ST2 |  |  | 8736f6c7-ad41-4b43-b4f6-e684e0d4ad20 |  |  | 30 | [8 empty] | 11 | [5 empty] | LOCAL$ROVN_230_PM_02!PMU-ST2 | 0.0 | 1.0 | Device statistic for Number of time quality errors reported by device during last reporting interval. | 0 | 1 | 1 |  | Any | STAT | Statistic | ST |  |  | STAT:7393 | 2021-08-06 18:03
|  |  | d789c781-acac-4eb5-8ac4-680ed6e65e39 | 2 | STAT |  | 7394 | ONS_LOCAL$ROVN_230_PM_02!PMU:ST3 |  |  | 8736f6c7-ad41-4b43-b4f6-e684e0d4ad20 |  |  | 30 | [8 empty] | 11 | [5 empty] | LOCAL$ROVN_230_PM_02!PMU-ST3 | 0.0 | 1.0 | Device statistic for Number of device errors reported by device during last reporting interval. | 0 | 1 | 1 |  | Any | STAT | Statistic | ST |  |  | STAT:7394 | 2021-08-06 18:03
|  |  | 61221911-7c5c-492a-987e-966e2fd458bf | 2 | STAT |  | 7395 | ONS_LOCAL$ROVN_230_PM_02!PMU:ST4 |  |  | 8736f6c7-ad41-4b43-b4f6-e684e0d4ad20 |  |  | 30 | [8 empty] | 11 | [5 empty] | LOCAL$ROVN_230_PM_02!PMU-ST4 | 0.0 | 1.0 | Device statistic for Number of measurements received from device during last reporting interval. | 0 | 1 | 1 |  | Any | STAT | Statistic | ST |  |  | STAT:7395 | 2021-08-06 18:03
|  |  | 1d095137-1098-4f8d-a14e-d382a5cbf4e1 | 2 | STAT |  | 7396 | ONS_LOCAL$ROVN_230_PM_02!PMU:ST5 |  |  | 8736f6c7-ad41-4b43-b4f6-e684e0d4ad20 |  |  | 30 | [8 empty] | 11 | [5 empty] | LOCAL$ROVN_230_PM_02!PMU-ST5 | 0.0 | 1.0 | Device statistic for Expected number of measurements received from device during last reporting interval. | 0 | 1 | 1 |  | Any | STAT | Statistic | ST |  |  | STAT:7396 | 2021-08-06 18:03
|  |  | b3474772-2a06-49ba-933b-0c4ec055edbe | 2 | STAT |  | 7397 | ONS_LOCAL$ROVN_230_PM_02!PMU:ST6 |  |  | 8736f6c7-ad41-4b43-b4f6-e684e0d4ad20 |  |  | 30 | [8 empty] | 11 | [5 empty] | LOCAL$ROVN_230_PM_02!PMU-ST6 | 0.0 | 1.0 | Device statistic for Number of measurements received while device was reporting errors during last reporting interval. | 0 | 1 | 1 |  | Any | STAT | Statistic | ST |  |  | STAT:7397 | 2021-08-06 18:03
|  |  | 84eca98e-6376-4bfc-96d9-d6fb3f716c02 | 2 | STAT |  | 7398 | ONS_LOCAL$ROVN_230_PM_02!PMU:ST7 |  |  | 8736f6c7-ad41-4b43-b4f6-e684e0d4ad20 |  |  | 30 | [8 empty] | 11 | [5 empty] | LOCAL$ROVN_230_PM_02!PMU-ST7 | 0.0 | 1.0 | Device statistic for Number of defined measurements (per frame) from device during last reporting interval. | 0 | 1 | 1 |  | Any | STAT | Statistic | ST |  |  | STAT:7398 | 2021-08-06 18:03
|  |  | 24199189-aa33-4b69-ae4d-a909d8cebf65 | 2 | STAT |  | 7399 | ONS_LOCAL$ROVN_230_PM_03!PMU:ST1 |  |  | 8736f6c7-ad41-4b43-b4f6-e684e0d4ad20 |  |  | 30 | [8 empty] | 11 | [5 empty] | LOCAL$ROVN_230_PM_03!PMU-ST1 | 0.0 | 1.0 | Device statistic for Number of data quality errors reported by device during last reporting interval. | 0 | 1 | 1 |  | Any | STAT | Statistic | ST |  |  | STAT:7399 | 2021-08-06 18:03
|  |  | 7d240f2d-63ed-4cd0-9340-1a71a9308a96 | 2 | STAT |  | 7400 | ONS_LOCAL$ROVN_230_PM_03!PMU:ST2 |  |  | 8736f6c7-ad41-4b43-b4f6-e684e0d4ad20 |  |  | 30 | [8 empty] | 11 | [5 empty] | LOCAL$ROVN_230_PM_03!PMU-ST2 | 0.0 | 1.0 | Device statistic for Number of time quality errors reported by device during last reporting interval. | 0 | 1 | 1 |  | Any | STAT | Statistic | ST |  |  | STAT:7400 | 2021-08-06 18:03
|  |  | db117cdc-587d-4304-b81d-86730275533f | 2 | STAT |  | 7401 | ONS_LOCAL$ROVN_230_PM_03!PMU:ST3 |  |  | 8736f6c7-ad41-4b43-b4f6-e684e0d4ad20 |  |  | 30 | [8 empty] | 11 | [5 empty] | LOCAL$ROVN_230_PM_03!PMU-ST3 | 0.0 | 1.0 | Device statistic for Number of device errors reported by device during last reporting interval. | 0 | 1 | 1 |  | Any | STAT | Statistic | ST |  |  | STAT:7401 | 2021-08-06 18:03
|  |  | f9aee677-b4e7-4435-9d48-fa848a80a5ae | 2 | STAT |  | 7402 | ONS_LOCAL$ROVN_230_PM_03!PMU:ST4 |  |  | 8736f6c7-ad41-4b43-b4f6-e684e0d4ad20 |  |  | 30 | [8 empty] | 11 | [5 empty] | LOCAL$ROVN_230_PM_03!PMU-ST4 | 0.0 | 1.0 | Device statistic for Number of measurements received from device during last reporting interval. | 0 | 1 | 1 |  | Any | STAT | Statistic | ST |  |  | STAT:7402 | 2021-08-06 18:03
|  |  | 55e67027-542b-42ea-bce4-82dfdfc9b986 | 2 | STAT |  | 7403 | ONS_LOCAL$ROVN_230_PM_03!PMU:ST5 |  |  | 8736f6c7-ad41-4b43-b4f6-e684e0d4ad20 |  |  | 30 | [8 empty] | 11 | [5 empty] | LOCAL$ROVN_230_PM_03!PMU-ST5 | 0.0 | 1.0 | Device statistic for Expected number of measurements received from device during last reporting interval. | 0 | 1 | 1 |  | Any | STAT | Statistic | ST |  |  | STAT:7403 | 2021-08-06 18:03
|  |  | 63976019-80d7-49d3-b0ce-6df5557f1af5 | 2 | STAT |  | 7404 | ONS_LOCAL$ROVN_230_PM_03!PMU:ST6 |  |  | 8736f6c7-ad41-4b43-b4f6-e684e0d4ad20 |  |  | 30 | [8 empty] | 11 | [5 empty] | LOCAL$ROVN_230_PM_03!PMU-ST6 | 0.0 | 1.0 | Device statistic for Number of measurements received while device was reporting errors during last reporting interval. | 0 | 1 | 1 |  | Any | STAT | Statistic | ST |  |  | STAT:7404 | 2021-08-06 18:03
|  |  | 66c8ae0a-edd4-4296-9c25-242ad0d9bc0d | 2 | STAT |  | 7405 | ONS_LOCAL$ROVN_230_PM_03!PMU:ST7 |  |  | 8736f6c7-ad41-4b43-b4f6-e684e0d4ad20 |  |  | 30 | [8 empty] | 11 | [5 empty] | LOCAL$ROVN_230_PM_03!PMU-ST7 | 0.0 | 1.0 | Device statistic for Number of defined measurements (per frame) from device during last reporting interval. | 0 | 1 | 1 |  | Any | STAT | Statistic | ST |  |  | STAT:7405 | 2021-08-06 18:03
|  |  | fdfd918d-df7c-409e-a892-f69e855b59b4 | 1 | PPA | ArchiveDirectories={D:\openHistorian\Archive
|  |  | 07de8411-5ba3-43f2-813e-7ef675af4d6f | 1 | PPA | ArchiveDirectories={D:\openHistorian\Archive
|  |  | 96d5b7c2-126e-45f2-b6a8-799362015906 | 1 | PPA | ArchiveDirectories={D:\openHistorian\Archive
|  |  | fb4405f1-309b-454d-aa57-46cd213ab722 | 1 | PPA | ArchiveDirectories={D:\openHistorian\Archive
|  |  | 69db6f21-00ea-45a5-8c09-703d0ed9f182 | 1 | PPA | ArchiveDirectories={D:\openHistorian\Archive
|  |  | 8bbe0fd3-99b6-4679-9530-6a199fe9e10a | 1 | PPA | ArchiveDirectories={D:\openHistorian\Archive
|  |  | 0fc3f626-3c27-452e-9bf8-f98a50920938 | 1 | PPA | ArchiveDirectories={D:\openHistorian\Archive
|  |  | 4e388d48-4cfc-4f93-8196-86f8e4c46c9c | 1 | PPA | ArchiveDirectories={D:\openHistorian\Archive
|  |  | c27d43a7-e2b1-4b50-bbae-189155852b52 | 1 | PPA | ArchiveDirectories={D:\openHistorian\Archive
|  |  | 6bcaab11-4936-4588-af48-394758a673b0 | 1 | PPA | ArchiveDirectories={D:\openHistorian\Archive
|  |  | 175cb82b-edf4-4ac2-a2ad-2ff98c2adf43 | 1 | PPA | ArchiveDirectories={D:\openHistorian\Archive
|  |  | b3c78403-ebd8-4b60-a38b-f2149f71bcad | 1 | PPA | ArchiveDirectories={D:\openHistorian\Archive
|  |  | ee6d35e5-f522-4e76-bcae-89f4a03f7992 | 1 | PPA | ArchiveDirectories={D:\openHistorian\Archive
|  |  | c8c978a4-0fc6-4531-a0c5-50f28db8052d | 1 | PPA | ArchiveDirectories={D:\openHistorian\Archive
|  |  | e0220103-133c-4724-a27f-7af1c02ccc9a | 1 | PPA | ArchiveDirectories={D:\openHistorian\Archive
|  |  | eac48015-fab2-49be-89e3-30fb1f03f46d | 1 | PPA | ArchiveDirectories={D:\openHistorian\Archive
|  |  | 7cb98771-087a-463e-810e-3f2a6d5afbf6 | 1 | PPA | ArchiveDirectories={D:\openHistorian\Archive
|  |  | d0a519c0-cedd-4e1a-bf87-e18cf6f13387 | 1 | PPA | ArchiveDirectories={D:\openHistorian\Archive
|  |  | 4c7e0264-5e1d-430a-aeee-b3781875a9b0 | 1 | PPA | ArchiveDirectories={D:\openHistorian\Archive
|  |  | 331f74c3-23c2-4617-98e7-f99eea69bb47 | 1 | PPA | ArchiveDirectories={D:\openHistorian\Archive
|  |  | 99d359d8-e7a7-4cb9-b6e0-d156b1ce726c | 1 | PPA | ArchiveDirectories={D:\openHistorian\Archive
|  |  | be70891b-4674-4e9d-a554-fe61f66419c5 | 1 | PPA | ArchiveDirectories={D:\openHistorian\Archive
|  |  | 20dc7b09-ec08-4759-aa11-77e4155fcccc | 1 | PPA | ArchiveDirectories={D:\openHistorian\Archive
|  |  | 7d831889-b88f-4c8e-b456-7df311272b97 | 1 | PPA | ArchiveDirectories={D:\openHistorian\Archive
|  |  | cf34d6fd-f943-4944-b8bf-5675150e22f1 | 1 | PPA | ArchiveDirectories={D:\openHistorian\Archive
|  |  | a65272b2-90de-4712-867b-7fae2a98217e | 1 | PPA | ArchiveDirectories={D:\openHistorian\Archive
|  |  | 9582a8f5-f42b-4490-88e6-26c33d933f8c | 1 | PPA | ArchiveDirectories={D:\openHistorian\Archive
|  |  | 785d4e9e-8de6-4b76-a8dd-06a76be968e9 | 1 | PPA | ArchiveDirectories={D:\openHistorian\Archive
|  |  | cf7011a1-3c10-4d91-b78d-dc5662427393 | 1 | PPA | ArchiveDirectories={D:\openHistorian\Archive
|  |  | 5fc4dc38-8d6f-408b-8642-7291824df6c8 | 1 | PPA | ArchiveDirectories={D:\openHistorian\Archive
|  |  | ed6bc756-e640-44dc-a3c1-4d157ee3a411 | 1 | PPA | ArchiveDirectories={D:\openHistorian\Archive
|  |  | 651808f1-6cf7-4b9c-b472-a1efdb66fdf8 | 1 | PPA | ArchiveDirectories={D:\openHistorian\Archive
|  |  | b0ee9db9-fd7a-41f7-9ab0-5a2e59b8f48c | 1 | PPA | ArchiveDirectories={D:\openHistorian\Archive
|  |  | 2afb458b-a723-469d-9948-4c8ca00a8a60 | 1 | PPA | ArchiveDirectories={D:\openHistorian\Archive
|  |  | 49870137-3316-42e4-ba5c-8cd68bf8571a | 1 | PPA | ArchiveDirectories={D:\openHistorian\Archive
|  |  | 03d79aea-252f-4e63-9593-0cbc0db7b762 | 1 | PPA | ArchiveDirectories={D:\openHistorian\Archive
|  |  | 3ad139e3-e9b8-4695-aab5-9bea4009b595 | 1 | PPA | ArchiveDirectories={D:\openHistorian\Archive
|  |  | 5fe7f78b-c445-4f25-b87a-f95943163122 | 1 | PPA | ArchiveDirectories={D:\openHistorian\Archive
|  |  | da7decd5-83f5-495f-8d7d-c959f275f9d3 | 1 | PPA | ArchiveDirectories={D:\openHistorian\Archive
|  |  | 9d7c4c45-b227-406d-9831-a05f6f0a0721 | 1 | PPA | ArchiveDirectories={D:\openHistorian\Archive
|  |  | b5e9e59e-c78d-4158-a209-28795d766c87 | 1 | PPA | ArchiveDirectories={D:\openHistorian\Archive
|  |  | ba51c7f6-f4ca-4f56-8fef-f4168b1f6314 | 1 | PPA | ArchiveDirectories={D:\openHistorian\Archive
|  |  | c4bf32e8-56f9-4654-8d58-500878acdad0 | 1 | PPA | ArchiveDirectories={D:\openHistorian\Archive
|  |  | 42aa4476-f263-4872-8c4b-57c3da7d5f24 | 1 | PPA | ArchiveDirectories={D:\openHistorian\Archive
|  |  | 53044291-3892-4a04-a36f-72e05bf6bbf4 | 1 | PPA | ArchiveDirectories={D:\openHistorian\Archive
|  |  | 2264074c-6197-4fdf-aabf-080a8b485e77 | 1 | PPA | ArchiveDirectories={D:\openHistorian\Archive
|  |  | f0b080e1-4f43-48b6-a067-009830fdf211 | 1 | PPA | ArchiveDirectories={D:\openHistorian\Archive
|  |  | 8a2c5c49-99b3-42ce-b887-c37161d7fe00 | 1 | PPA | ArchiveDirectories={D:\openHistorian\Archive
|  |  | 50faf3e8-b8ee-4d7c-9a96-d14b66d77028 | 1 | PPA | ArchiveDirectories={D:\openHistorian\Archive
|  |  | 17e81faf-f89b-4a37-8063-e65d1532e888 | 1 | PPA | ArchiveDirectories={D:\openHistorian\Archive
|  |  | 82b2d953-f4b4-446a-a074-30f70c4dd441 | 1 | PPA | ArchiveDirectories={D:\openHistorian\Archive
|  |  | 20f5854d-e0a0-4601-a87d-11883a5082c6 | 1 | PPA | ArchiveDirectories={D:\openHistorian\Archive
|  |  | 89202e9d-66f9-4d4f-8f93-89456151dabb | 1 | PPA | ArchiveDirectories={D:\openHistorian\Archive
|  |  | 633d6f7c-f4fe-4fe9-b45a-5e7ab29cdbe9 | 1 | PPA | ArchiveDirectories={D:\openHistorian\Archive
|  |  | d8c3f490-a678-4d7d-8a3e-4ad308d3ffd1 | 1 | PPA | ArchiveDirectories={D:\openHistorian\Archive
|  |  | 8d2b74c0-38a2-4d35-8ede-98fa3b4eb889 | 1 | PPA | ArchiveDirectories={D:\openHistorian\Archive
|  |  | c87caaac-4f71-4243-be85-fdb1da30d450 | 1 | PPA | ArchiveDirectories={D:\openHistorian\Archive
|  |  | 778c6340-9de8-4ea2-a031-d34990566894 | 1 | PPA | ArchiveDirectories={D:\openHistorian\Archive
|  |  | 5bd70ade-7044-49f8-8067-f5d0a1d2a213 | 1 | PPA | ArchiveDirectories={D:\openHistorian\Archive
|  |  | fb3c35fa-b77c-4bd0-ad85-a785fb5ae789 | 1 | PPA | ArchiveDirectories={D:\openHistorian\Archive
|  |  | 28fe9910-97c1-408f-8afc-baeb994d65d7 | 1 | PPA | ArchiveDirectories={D:\openHistorian\Archive
|  |  | 04853a62-149c-47ac-89d1-82229cb7e36c | 1 | PPA | ArchiveDirectories={D:\openHistorian\Archive
|  |  | e936a727-d956-4091-92ca-d0d5a5ae5034 | 1 | PPA | ArchiveDirectories={D:\openHistorian\Archive
|  |  | e45af620-9e57-4cfe-a9b0-d8b124597798 | 1 | PPA | ArchiveDirectories={D:\openHistorian\Archive
|  |  | d3423e2e-bdd3-4e02-b4d3-96de8f6c8d07 | 1 | PPA | ArchiveDirectories={D:\openHistorian\Archive
|  |  | 04004ab7-1572-4651-975d-68c14ead0cb9 | 1 | PPA | ArchiveDirectories={D:\openHistorian\Archive
|  |  | 68150f20-7f7b-450e-aedb-9ee0f0373ba9 | 1 | PPA | ArchiveDirectories={D:\openHistorian\Archive
|  |  | a78813e2-2140-44c9-bc25-51a728f2b197 | 1 | PPA | ArchiveDirectories={D:\openHistorian\Archive
|  |  | a58623e3-d319-4757-9040-15d93abab884 | 1 | PPA | ArchiveDirectories={D:\openHistorian\Archive
|  |  | f10d1bcd-d3bc-4954-b5ab-3763923549da | 1 | PPA | ArchiveDirectories={D:\openHistorian\Archive
|  |  | 744401d0-6b24-4742-be53-a096be3a1859 | 1 | PPA | ArchiveDirectories={D:\openHistorian\Archive
|  |  | b702f91b-2255-4a58-af3e-24729c8ad886 | 1 | PPA | ArchiveDirectories={D:\openHistorian\Archive
|  |  | 1adc25ac-3fef-41d7-9fab-40c8b8a65d7b | 1 | PPA | ArchiveDirectories={D:\openHistorian\Archive
|  |  | e7c4c916-7f21-49b2-9790-781742c6e1b2 | 1 | PPA | ArchiveDirectories={D:\openHistorian\Archive
|  |  | 0e696457-8662-4bdc-8823-aeb44241abc0 | 1 | PPA | ArchiveDirectories={D:\openHistorian\Archive
|  |  | 36bd068f-96a2-4584-94d0-315358051f80 | 1 | PPA | ArchiveDirectories={D:\openHistorian\Archive
|  |  | b13ce912-88df-4f4b-8c05-b8baf419248b | 1 | PPA | ArchiveDirectories={D:\openHistorian\Archive
|  |  | b345d388-86ba-4199-9eb5-74ed7179f6f8 | 1 | PPA | ArchiveDirectories={D:\openHistorian\Archive
|  |  | 6d9ca8ec-a9a9-4fd5-ac52-7a1e035c978e | 1 | PPA | ArchiveDirectories={D:\openHistorian\Archive
|  |  | 60a76e38-081e-466e-adaa-d163b6fb1db5 | 1 | PPA | ArchiveDirectories={D:\openHistorian\Archive
|  |  | bd6a247c-42c3-41c9-b2c1-c842739fbe2f | 1 | PPA | ArchiveDirectories={D:\openHistorian\Archive
|  |  | 93f1fe0a-9192-4e10-9900-c5763e4d6596 | 1 | PPA | ArchiveDirectories={D:\openHistorian\Archive
|  |  | 72f0d754-bb65-4472-a276-14f6866d3314 | 1 | PPA | ArchiveDirectories={D:\openHistorian\Archive
|  |  | ddb0a37c-f1f8-4381-9072-6a25962fe745 | 1 | PPA | ArchiveDirectories={D:\openHistorian\Archive
|  |  | e298e94b-b111-4106-ba84-acbb3ea61868 | 1 | PPA | ArchiveDirectories={D:\openHistorian\Archive
|  |  | 52fa7f23-2656-4b21-8b9b-cc69e6d7c18d | 1 | PPA | ArchiveDirectories={D:\openHistorian\Archive
|  |  | eff971db-5235-4b34-9801-09978d671b26 | 1 | PPA | ArchiveDirectories={D:\openHistorian\Archive
|  |  | 7765c6ed-5f88-42ff-806e-c6ae42514d8b | 1 | PPA | ArchiveDirectories={D:\openHistorian\Archive
|  |  | 27877f22-fb90-4aef-a31e-622511517db6 | 1 | PPA | ArchiveDirectories={D:\openHistorian\Archive
|  |  | 1cbf0813-22a6-4f90-a385-8d77b8bf6351 | 1 | PPA | ArchiveDirectories={D:\openHistorian\Archive
|  |  | 9c3c13bc-6827-4a3b-b861-53d60a7dfaaa | 1 | PPA | ArchiveDirectories={D:\openHistorian\Archive
|  |  | 92b3cec6-0a98-46d2-be4b-ef935a37d8e5 | 1 | PPA | ArchiveDirectories={D:\openHistorian\Archive
|  |  | 34ca58b6-d3e7-4ed9-8f68-2f1d3c0a1461 | 1 | PPA | ArchiveDirectories={D:\openHistorian\Archive
|  |  | 3407da7b-2474-464b-8890-d7b30e2d913e | 1 | PPA | ArchiveDirectories={D:\openHistorian\Archive
|  |  | 54f63659-6e3c-4d1a-a59f-32e829e4a280 | 1 | PPA | ArchiveDirectories={D:\openHistorian\Archive
|  |  | 25c475c1-2abc-421d-81b7-4231cbb59f88 | 1 | PPA | ArchiveDirectories={D:\openHistorian\Archive
|  |  | 9cdad0fc-de72-450f-b9ec-6786e0c4e0a6 | 1 | PPA | ArchiveDirectories={D:\openHistorian\Archive
|  |  | b9a75498-8544-4d26-bc42-362dc3b9a8e8 | 1 | PPA | ArchiveDirectories={D:\openHistorian\Archive
|  |  | eafa488e-a989-4163-a5c4-525e6dc2f110 | 1 | PPA | ArchiveDirectories={D:\openHistorian\Archive
|  |  | 0ecc7e4c-06d4-481c-9d5a-f035b2f3e964 | 1 | PPA | ArchiveDirectories={D:\openHistorian\Archive
|  |  | f3fd8c83-e0eb-47a9-856a-00c01e66c163 | 1 | PPA | ArchiveDirectories={D:\openHistorian\Archive
|  |  | 32d73f53-9c0d-4a7f-92cc-cad4bc436718 | 1 | PPA | ArchiveDirectories={D:\openHistorian\Archive
|  |  | e57058c3-4c2f-47c3-a393-2549dbf0a640 | 1 | PPA | ArchiveDirectories={D:\openHistorian\Archive
|  |  | 1e6e236f-2397-4c17-befe-dd6e00a5bc47 | 1 | PPA | ArchiveDirectories={D:\openHistorian\Archive
|  |  | 4b5d14e1-0ad7-4ef7-89d6-24f18d3d80bd | 1 | PPA | ArchiveDirectories={D:\openHistorian\Archive
|  |  | 95b48a5d-d245-4057-855c-81573e8eb175 | 1 | PPA | ArchiveDirectories={D:\openHistorian\Archive
|  |  | 08b5a6df-68a7-47bd-82a8-dc6894fc743a | 1 | PPA | ArchiveDirectories={D:\openHistorian\Archive
|  |  | 71bb22d1-5121-46aa-a78a-5cdda6ad029c | 1 | PPA | ArchiveDirectories={D:\openHistorian\Archive
|  |  | 33683125-d5e4-4e3e-b259-595f553e38f9 | 1 | PPA | ArchiveDirectories={D:\openHistorian\Archive
|  |  | 4fedcae2-540c-4292-9d26-4cbb1d8cb778 | 1 | PPA | ArchiveDirectories={D:\openHistorian\Archive
|  |  | 3ca52add-c286-46fa-aad7-5b6373d9926a | 1 | PPA | ArchiveDirectories={D:\openHistorian\Archive
|  |  | 2c158102-6d1d-4010-b04c-a879d0f9b749 | 1 | PPA | ArchiveDirectories={D:\openHistorian\Archive
|  |  | 923dd2e0-4475-4af1-852e-c2919fc65fcc | 1 | PPA | ArchiveDirectories={D:\openHistorian\Archive
|  |  | 6b157f5f-c238-435e-b3aa-08b6dcbaab91 | 1 | PPA | ArchiveDirectories={D:\openHistorian\Archive
|  |  | f06a5a02-e1d2-4190-82ef-7108c48a0898 | 1 | PPA | ArchiveDirectories={D:\openHistorian\Archive
|  |  | 7a8595b7-47f7-4d7c-b2e5-4dd37747f13a | 1 | PPA | ArchiveDirectories={D:\openHistorian\Archive
|  |  | 099cb89e-373a-4a0b-b0dd-b090323a1f53 | 1 | PPA | ArchiveDirectories={D:\openHistorian\Archive
|  |  | 3c6235cf-02cc-4ec2-ae67-7e7be81e6e70 | 1 | PPA | ArchiveDirectories={D:\openHistorian\Archive
|  |  | 6e34c801-c763-43eb-bf1e-d46e68c0cd51 | 1 | PPA | ArchiveDirectories={D:\openHistorian\Archive
|  |  | 53c32250-07ff-457d-bfaa-ae871e85ce4c | 1 | PPA | ArchiveDirectories={D:\openHistorian\Archive
|  |  | 84297e6c-b589-4ce6-8871-0cdf268239c1 | 1 | PPA | ArchiveDirectories={D:\openHistorian\Archive
|  |  | 839e9853-1888-437b-b404-a07e6bc11755 | 1 | PPA | ArchiveDirectories={D:\openHistorian\Archive
|  |  | 57c46482-a722-417f-b791-a5dff356eb10 | 1 | PPA | ArchiveDirectories={D:\openHistorian\Archive
|  |  | 40cfe92c-2b87-44a4-b3e4-aeee07cff767 | 1 | PPA | ArchiveDirectories={D:\openHistorian\Archive
|  |  | f87f82da-7947-45d7-a6bb-11f666efc69d | 1 | PPA | ArchiveDirectories={D:\openHistorian\Archive
|  |  | f53760c8-4945-49c6-b414-6d9e05b69fe2 | 1 | PPA | ArchiveDirectories={D:\openHistorian\Archive
|  |  | 743c4b83-d9fd-4ca2-9b60-34e4c2a862b4 | 1 | PPA | ArchiveDirectories={D:\openHistorian\Archive
|  |  | 425333bd-2fb0-4b4f-9c7e-ba248d01e5ad | 1 | PPA | ArchiveDirectories={D:\openHistorian\Archive
|  |  | 0ba342ca-0e46-4960-8747-7202e6ce6adf | 1 | PPA | ArchiveDirectories={D:\openHistorian\Archive
|  |  | 5a146cf5-89c6-42df-a600-a1f45798f4d4 | 1 | PPA | ArchiveDirectories={D:\openHistorian\Archive
|  |  | cb0e7c8c-b281-42cb-8fc7-495cb62327c0 | 1 | PPA | ArchiveDirectories={D:\openHistorian\Archive
|  |  | 08662889-ca79-47aa-a95e-8505e059a99d | 1 | PPA | ArchiveDirectories={D:\openHistorian\Archive
|  |  | c8fc7f32-091f-44fc-b336-a872a36c5e03 | 1 | PPA | ArchiveDirectories={D:\openHistorian\Archive
|  |  | 0c16b368-34df-4345-ae24-3aeb292326c5 | 1 | PPA | ArchiveDirectories={D:\openHistorian\Archive
|  |  | 8bc731cf-e1f9-49e6-8c00-fe6d251e961e | 1 | PPA | ArchiveDirectories={D:\openHistorian\Archive
|  |  | b8eff078-9039-40a6-a793-b19ea4491048 | 1 | PPA | ArchiveDirectories={D:\openHistorian\Archive
|  |  | 032b1ac7-e5ef-475e-b3c6-7414b73927cc | 1 | PPA | ArchiveDirectories={D:\openHistorian\Archive
|  |  | 06e5d11e-c4da-4941-9d97-c321829204b7 | 1 | PPA | ArchiveDirectories={D:\openHistorian\Archive
|  |  | 4007c2cd-5bde-4bb7-aed8-27a460bb0f38 | 1 | PPA | ArchiveDirectories={D:\openHistorian\Archive
|  |  | ca8b29fa-a934-42ca-828d-daecfae47f8f | 1 | PPA | ArchiveDirectories={D:\openHistorian\Archive
|  |  | 8eae37b9-0bf0-4bb8-8b3e-07199778f0ef | 1 | PPA | ArchiveDirectories={D:\openHistorian\Archive
|  |  | 8691f09b-71d8-465e-91c1-5d0ce4951da6 | 1 | PPA | ArchiveDirectories={D:\openHistorian\Archive
|  |  | 4aa5d2fd-2382-4d54-961d-0f70dff04bbf | 1 | PPA | ArchiveDirectories={D:\openHistorian\Archive
|  |  | 8ff803ff-150f-45cc-8637-f88c06ce9233 | 1 | PPA | ArchiveDirectories={D:\openHistorian\Archive
|  |  | dcef34de-7a32-4385-9e29-53c1afa8bf71 | 1 | PPA | ArchiveDirectories={D:\openHistorian\Archive
|  |  | b820b5d5-8a6d-4a53-ba9c-64edfde37927 | 1 | PPA | ArchiveDirectories={D:\openHistorian\Archive
|  |  | ce490e68-83ea-4927-b984-17e8904daee7 | 1 | PPA | ArchiveDirectories={D:\openHistorian\Archive
|  |  | a00873f4-4b15-4fac-a590-1e08cae03102 | 1 | PPA | ArchiveDirectories={D:\openHistorian\Archive
|  |  | f11b0cf1-dfba-47a8-88ea-78a7584e9c08 | 1 | PPA | ArchiveDirectories={D:\openHistorian\Archive
|  |  | fae52f76-1717-4084-b6ad-ed19eceb86f1 | 1 | PPA | ArchiveDirectories={D:\openHistorian\Archive
|  |  | 1d455f3a-6727-4778-af64-2079754ff6bc | 1 | PPA | ArchiveDirectories={D:\openHistorian\Archive
|  |  | 0b5a77d0-d848-442b-8450-a2f8f503a620 | 1 | PPA | ArchiveDirectories={D:\openHistorian\Archive
|  |  | 2eef18f9-03d9-4d28-949a-3563d1df4afd | 1 | PPA | ArchiveDirectories={D:\openHistorian\Archive
|  |  | fa160521-fe8c-4275-a591-44639e4adde0 | 1 | PPA | ArchiveDirectories={D:\openHistorian\Archive
|  |  | 6f096f20-2d06-4fa6-8c0a-9b5997cc64ab | 1 | PPA | ArchiveDirectories={D:\openHistorian\Archive
|  |  | b48a9bd6-22ec-4ba2-93b5-8c58ac3556a1 | 1 | PPA | ArchiveDirectories={D:\openHistorian\Archive
|  |  | d57633a8-a435-4ebd-85a8-2cc9fe87d5c0 | 1 | PPA | ArchiveDirectories={D:\openHistorian\Archive
|  |  | 359297f2-2a24-42d8-accc-1c4b7a1a742d | 1 | PPA | ArchiveDirectories={D:\openHistorian\Archive
|  |  | 2b5555ca-7c66-4dd6-8321-100107118627 | 1 | PPA | ArchiveDirectories={D:\openHistorian\Archive
|  |  | f994837b-aeb7-4dd6-88d2-f9126d441364 | 1 | PPA | ArchiveDirectories={D:\openHistorian\Archive
|  |  | 4e22d67d-d672-4e6e-8191-54accc636267 | 1 | PPA | ArchiveDirectories={D:\openHistorian\Archive
|  |  | ba301873-e1ca-4c41-a998-e0ec39fb88d4 | 1 | PPA | ArchiveDirectories={D:\openHistorian\Archive
|  |  | d4c27f44-8bfb-4b85-bfe5-444b972c0d0e | 1 | PPA | ArchiveDirectories={D:\openHistorian\Archive
|  |  | 7c15215f-e9a5-4218-bd39-c74d8142b806 | 1 | PPA | ArchiveDirectories={D:\openHistorian\Archive
|  |  | f57243de-dd27-4c25-89b9-b38b8e41cf4c | 1 | PPA | ArchiveDirectories={D:\openHistorian\Archive
|  |  | 055b2509-1ef2-4c81-babd-8cee3703395a | 1 | PPA | ArchiveDirectories={D:\openHistorian\Archive
|  |  | 96a90c41-8700-4b7b-80e8-7b8a66224ff4 | 1 | PPA | ArchiveDirectories={D:\openHistorian\Archive
|  |  | 601bf9d9-2063-4a5b-8555-1961e3cc07be | 1 | PPA | ArchiveDirectories={D:\openHistorian\Archive
|  |  | f368669f-163b-4ee8-b38e-7b553b18cd0a | 1 | PPA | ArchiveDirectories={D:\openHistorian\Archive
|  |  | a3e4f5b7-e8f8-42cc-9a28-47719a62f733 | 1 | PPA | ArchiveDirectories={D:\openHistorian\Archive
|  |  | 340ebca5-4500-4e42-84a0-9ee66a8fd4a3 | 1 | PPA | ArchiveDirectories={D:\openHistorian\Archive
|  |  | ce7d351b-5cc3-4f27-93f3-2690f8934140 | 1 | PPA | ArchiveDirectories={D:\openHistorian\Archive
|  |  | 8e6f7f12-4074-4b1d-93f5-53deea1cab04 | 1 | PPA | ArchiveDirectories={D:\openHistorian\Archive
|  |  | 41e2b3a8-6944-4bfe-8d37-91e1f8a32b28 | 1 | PPA | ArchiveDirectories={D:\openHistorian\Archive
|  |  | 8e5b81c7-240b-4711-a7ca-bcf096a8f13f | 1 | PPA | ArchiveDirectories={D:\openHistorian\Archive
|  |  | 737bca5b-6a89-4f0a-94bd-6525004bb7fe | 1 | PPA | ArchiveDirectories={D:\openHistorian\Archive
|  |  | 0070c103-ac3f-4668-903f-05d7142c8d68 | 1 | PPA | ArchiveDirectories={D:\openHistorian\Archive
|  |  | 2daf4682-006a-45be-89cc-e64dc36f65e6 | 1 | PPA | ArchiveDirectories={D:\openHistorian\Archive
|  |  | dc7c5aa6-155b-4e7d-b77e-c68ab4cc5359 | 1 | PPA | ArchiveDirectories={D:\openHistorian\Archive
|  |  | 2ec4a414-213f-4f10-b8ba-dc1cd06fa478 | 1 | PPA | ArchiveDirectories={D:\openHistorian\Archive
|  |  | 524af79f-18dc-47bd-8107-926488665d9d | 1 | PPA | ArchiveDirectories={D:\openHistorian\Archive
|  |  | d2f5ae2f-e7d3-4b77-95d0-f7dab4928be5 | 1 | PPA | ArchiveDirectories={D:\openHistorian\Archive
|  |  | e7d5d451-8f30-432d-abf6-698f48831ac7 | 1 | PPA | ArchiveDirectories={D:\openHistorian\Archive
|  |  | a6166f8c-b60f-4491-9ddc-57a5252f1425 | 1 | PPA | ArchiveDirectories={D:\openHistorian\Archive
|  |  | 16de1dbb-9b2d-452d-80aa-89efc09decbd | 1 | PPA | ArchiveDirectories={D:\openHistorian\Archive
|  |  | eb4e029f-0ead-4740-8a2f-cefa687151e0 | 1 | PPA | ArchiveDirectories={D:\openHistorian\Archive
|  |  | bcd0bc7e-af9d-4778-8489-40f6573de676 | 1 | PPA | ArchiveDirectories={D:\openHistorian\Archive
|  |  | c68c3328-018b-4af4-9941-a23b58744ccc | 1 | PPA | ArchiveDirectories={D:\openHistorian\Archive
|  |  | 2267dcb5-ef8e-4a1c-9c75-5e4859c639fd | 1 | PPA | ArchiveDirectories={D:\openHistorian\Archive
|  |  | edf6c908-a705-412b-a219-b65ae56097c4 | 1 | PPA | ArchiveDirectories={D:\openHistorian\Archive
|  |  | cdcddec9-757e-41eb-8276-7bc28be15800 | 1 | PPA | ArchiveDirectories={D:\openHistorian\Archive
|  |  | ca1a482e-f8b9-4d43-805b-fde8b03a1c72 | 1 | PPA | ArchiveDirectories={D:\openHistorian\Archive
|  |  | b7491fb4-3ee5-411b-9f08-f952288d80d1 | 1 | PPA | ArchiveDirectories={D:\openHistorian\Archive
|  |  | 0e544664-0120-463b-823d-e911909ac781 | 1 | PPA | ArchiveDirectories={D:\openHistorian\Archive
|  |  | 65910382-5f06-4056-b418-17357cd5cbd9 | 1 | PPA | ArchiveDirectories={D:\openHistorian\Archive
|  |  | 7b8b5bcf-2968-4113-8f7d-5051a0653614 | 1 | PPA | ArchiveDirectories={D:\openHistorian\Archive
|  |  | 0d618642-dabb-44a5-a6ff-d5cf1d14e9fd | 1 | PPA | ArchiveDirectories={D:\openHistorian\Archive
|  |  | 15483084-3800-4c7e-854e-d660d3ac2e7c | 1 | PPA | ArchiveDirectories={D:\openHistorian\Archive
|  |  | e0a08dbb-72d8-41e4-b925-3ea100a2bbd4 | 1 | PPA | ArchiveDirectories={D:\openHistorian\Archive
|  |  | 28c73ac3-016a-4712-9b3d-c739b4cee598 | 1 | PPA | ArchiveDirectories={D:\openHistorian\Archive
|  |  | de9fa805-16ca-4884-a0dc-c60eeec3b8f4 | 1 | PPA | ArchiveDirectories={D:\openHistorian\Archive
|  |  | 25a90bb2-aebd-4538-8bfe-176402c3e9b3 | 1 | PPA | ArchiveDirectories={D:\openHistorian\Archive
|  |  | 011d9e4e-8321-4036-868a-699fb8c35ae4 | 1 | PPA | ArchiveDirectories={D:\openHistorian\Archive
|  |  | 81c75407-9127-4be0-b89d-aad1ff2a5e08 | 1 | PPA | ArchiveDirectories={D:\openHistorian\Archive
|  |  | bb13ca9f-d234-40dc-893a-c56c19638280 | 1 | PPA | ArchiveDirectories={D:\openHistorian\Archive
|  |  | e60f9067-35be-4c20-870f-1d89262fa79e | 1 | PPA | ArchiveDirectories={D:\openHistorian\Archive
|  |  | bad0f923-864a-4216-bba7-6ae8279499a6 | 1 | PPA | ArchiveDirectories={D:\openHistorian\Archive
|  |  | 6f194e8b-576c-478e-bf52-a60bfce4f929 | 1 | PPA | ArchiveDirectories={D:\openHistorian\Archive
|  |  | f7c218db-2c67-45e0-b3eb-e97ad1cf2be8 | 1 | PPA | ArchiveDirectories={D:\openHistorian\Archive
|  |  | f02d2b1f-7b80-481d-808d-f75f61547167 | 1 | PPA | ArchiveDirectories={D:\openHistorian\Archive
|  |  | 4dfe920f-11ad-4d09-8194-b1a5bbba677a | 1 | PPA | ArchiveDirectories={D:\openHistorian\Archive
|  |  | 8e548a45-43c1-40d7-8d8a-41394a5b6cac | 1 | PPA | ArchiveDirectories={D:\openHistorian\Archive
|  |  | caabd62a-f637-425f-9d1a-7a3f371b8011 | 1 | PPA | ArchiveDirectories={D:\openHistorian\Archive
|  |  | 231b9158-0b57-43fe-aa42-3f34194dbb29 | 1 | PPA | ArchiveDirectories={D:\openHistorian\Archive
|  |  | ae41fc8f-028d-4c1a-8fcd-a803cac4e591 | 1 | PPA | ArchiveDirectories={D:\openHistorian\Archive
|  |  | 7097c10e-67b6-46b8-8e30-c547c2d5ed78 | 1 | PPA | ArchiveDirectories={D:\openHistorian\Archive
|  |  | 836fbb65-0a99-47ab-925a-b787c4c78694 | 1 | PPA | ArchiveDirectories={D:\openHistorian\Archive
|  |  | 382e5f5d-dfb9-4079-99ac-37f6f45d92f0 | 1 | PPA | ArchiveDirectories={D:\openHistorian\Archive
|  |  | 80a2c807-a196-4159-aa9a-98c00276e5a0 | 1 | PPA | ArchiveDirectories={D:\openHistorian\Archive
|  |  | 7d39700e-2508-4591-ab2f-7c5f9dcc7688 | 1 | PPA | ArchiveDirectories={D:\openHistorian\Archive
|  |  | 664ff70f-810b-4de8-bf31-01e71997dad9 | 1 | PPA | ArchiveDirectories={D:\openHistorian\Archive
|  |  | 2727b809-2b27-4db4-91e2-dcade38c582c | 1 | PPA | ArchiveDirectories={D:\openHistorian\Archive
|  |  | f08257cf-68b4-4951-b078-fd09fc422c4c | 1 | PPA | ArchiveDirectories={D:\openHistorian\Archive
|  |  | 8f599832-7607-48a4-b27f-947eb38753dc | 1 | PPA | ArchiveDirectories={D:\openHistorian\Archive
|  |  | 28f3a00d-d61b-436e-99bd-0107093389c8 | 1 | PPA | ArchiveDirectories={D:\openHistorian\Archive
|  |  | 5337d848-f1af-40af-92fa-3dae34a8c5ef | 1 | PPA | ArchiveDirectories={D:\openHistorian\Archive
|  |  | 5d07d342-257a-40d3-ac20-d27ab18d3403 | 1 | PPA | ArchiveDirectories={D:\openHistorian\Archive
|  |  | 6bf36600-71c3-4eda-94c2-c98f713f5452 | 1 | PPA | ArchiveDirectories={D:\openHistorian\Archive
|  |  | 7cfcf12c-61e9-4bf3-b058-9e605cf1ac35 | 1 | PPA | ArchiveDirectories={D:\openHistorian\Archive
|  |  | 700a1acb-e06b-4c1f-8f21-a33425820eb7 | 1 | PPA | ArchiveDirectories={D:\openHistorian\Archive
|  |  | 4a889e79-3657-4a93-a0f7-885f0b1821ce | 1 | PPA | ArchiveDirectories={D:\openHistorian\Archive
|  |  | 5f53bb59-214e-4625-b821-715aed970a06 | 1 | PPA | ArchiveDirectories={D:\openHistorian\Archive
|  |  | 35222961-4d9f-4fa8-8680-4e1db25da8a0 | 1 | PPA | ArchiveDirectories={D:\openHistorian\Archive
|  |  | cbc0568c-eebf-4050-a4a6-c08e98c075e7 | 1 | PPA | ArchiveDirectories={D:\openHistorian\Archive
|  |  | f13a4a41-faae-4ae4-bb8d-690ee7c68a62 | 1 | PPA | ArchiveDirectories={D:\openHistorian\Archive
|  |  | bc3b22a6-f11b-4eff-85a5-7af8c89b8bba | 1 | PPA | ArchiveDirectories={D:\openHistorian\Archive
|  |  | 357cb5e4-da98-4622-b828-b60ce0ae165c | 1 | PPA | ArchiveDirectories={D:\openHistorian\Archive
|  |  | 80704fbd-cf08-4e8a-9692-a69e05ced8c3 | 1 | PPA | ArchiveDirectories={D:\openHistorian\Archive
|  |  | ff8ea2bd-aac3-4d1d-a257-c0a3e8bb9291 | 1 | PPA | ArchiveDirectories={D:\openHistorian\Archive
|  |  | 4a035635-feb8-4d64-96bc-25b292e06b72 | 1 | PPA | ArchiveDirectories={D:\openHistorian\Archive
|  |  | 1bdb7985-e42d-488a-a49e-e959f2e30208 | 1 | PPA | ArchiveDirectories={D:\openHistorian\Archive
|  |  | 9bac4ab0-7035-4b42-97bf-70e262c036ec | 1 | PPA | ArchiveDirectories={D:\openHistorian\Archive
|  |  | f7a969e5-07be-4db2-a7ce-13e94a78ab52 | 1 | PPA | ArchiveDirectories={D:\openHistorian\Archive
|  |  | 2ed36bbe-5fe5-42f1-8ea4-6e7c786c3886 | 1 | PPA | ArchiveDirectories={D:\openHistorian\Archive
|  |  | fbfd1159-bb4f-4d6b-8c36-01df461b5655 | 1 | PPA | ArchiveDirectories={D:\openHistorian\Archive
|  |  | 327c8ff1-5834-491b-be3d-2cb2ac78e208 | 1 | PPA | ArchiveDirectories={D:\openHistorian\Archive
|  |  | 42573b29-69b9-4655-9538-3ac2767fd305 | 1 | PPA | ArchiveDirectories={D:\openHistorian\Archive
|  |  | f9355429-f080-4d36-9a15-e9423a540db8 | 1 | PPA | ArchiveDirectories={D:\openHistorian\Archive
|  |  | 7986e5ff-d919-4247-89cb-c0cb6998588a | 1 | PPA | ArchiveDirectories={D:\openHistorian\Archive
|  |  | d2136684-dc15-4063-a426-a56d3e528f8d | 1 | PPA | ArchiveDirectories={D:\openHistorian\Archive
|  |  | d3226582-45f7-4d04-ab5b-be2c81fec546 | 1 | PPA | ArchiveDirectories={D:\openHistorian\Archive
|  |  | 892a80ce-7de2-470c-9614-637635367e26 | 1 | PPA | ArchiveDirectories={D:\openHistorian\Archive
|  |  | b9d1289f-0a53-4fbc-ae64-949480967d0f | 1 | PPA | ArchiveDirectories={D:\openHistorian\Archive
|  |  | 3e609105-7461-41f2-8480-dec9959c66d5 | 1 | PPA | ArchiveDirectories={D:\openHistorian\Archive
|  |  | 7f66e26c-9113-450b-bd45-6aaf724fcd93 | 1 | PPA | ArchiveDirectories={D:\openHistorian\Archive
|  |  | e4dcac53-4ac4-4145-a8ad-3f7860ca01d6 | 1 | PPA | ArchiveDirectories={D:\openHistorian\Archive
|  |  | 75be142f-84d0-46fc-be29-fffc4ccb803e | 1 | PPA | ArchiveDirectories={D:\openHistorian\Archive
|  |  | 637920a7-8ef3-4458-8a6d-99d8c88ab5f7 | 1 | PPA | ArchiveDirectories={D:\openHistorian\Archive
|  |  | 64e14d29-4158-4c57-be74-58a90a68c251 | 1 | PPA | ArchiveDirectories={D:\openHistorian\Archive
|  |  | fcbae9d7-7f95-48fe-a142-806f5a6c6a2a | 1 | PPA | ArchiveDirectories={D:\openHistorian\Archive
|  |  | e6e0af85-fc1a-4d8a-b234-50b8c00e9938 | 1 | PPA | ArchiveDirectories={D:\openHistorian\Archive
|  |  | 13507a49-4187-450e-ba74-165224289083 | 1 | PPA | ArchiveDirectories={D:\openHistorian\Archive
|  |  | f159e0a1-9e38-40d7-a8ce-e6e8b430c1a7 | 1 | PPA | ArchiveDirectories={D:\openHistorian\Archive
|  |  | 3c6b1032-8df0-4f6a-bf88-c3f5efaf53cd | 1 | PPA | ArchiveDirectories={D:\openHistorian\Archive
|  |  | f415731f-2266-49c5-bc34-28d7efc3a66d | 1 | PPA | ArchiveDirectories={D:\openHistorian\Archive
|  |  | 3c1fd505-80c9-4998-92ad-ade08e7a30d7 | 1 | PPA | ArchiveDirectories={D:\openHistorian\Archive
|  |  | 85f532a2-8476-41f5-a72f-2a17bc73838f | 1 | PPA | ArchiveDirectories={D:\openHistorian\Archive
|  |  | 27f20b74-9316-42be-add1-b1e3e20cf9c0 | 1 | PPA | ArchiveDirectories={D:\openHistorian\Archive
|  |  | 75397c65-b985-4386-860b-ff19877a08a6 | 1 | PPA | ArchiveDirectories={D:\openHistorian\Archive
|  |  | 9547aac2-d445-4037-9532-0d9905d75d27 | 1 | PPA | ArchiveDirectories={D:\openHistorian\Archive
|  |  | d0ddd909-d6b3-4f8e-9e81-3fb86a44f59d | 1 | PPA | ArchiveDirectories={D:\openHistorian\Archive
|  |  | 1ebb88a4-c99b-4b27-a1f6-1bb9f3c6199a | 1 | PPA | ArchiveDirectories={D:\openHistorian\Archive
|  |  | 328a3a7d-0d62-4d32-906c-b6981e80adba | 1 | PPA | ArchiveDirectories={D:\openHistorian\Archive
|  |  | dc99c2b7-4438-4513-add7-e1485b361dac | 1 | PPA | ArchiveDirectories={D:\openHistorian\Archive
|  |  | 3c74662a-208e-4efe-9213-4143000ee131 | 1 | PPA | ArchiveDirectories={D:\openHistorian\Archive
|  |  | 83faa88b-4e85-415a-a8cf-d09a36f42846 | 1 | PPA | ArchiveDirectories={D:\openHistorian\Archive
|  |  | b76e89c2-aeab-482a-803b-3fccd84bd892 | 1 | PPA | ArchiveDirectories={D:\openHistorian\Archive
|  |  | c297c078-fc5d-4753-aa53-defe4614cea0 | 1 | PPA | ArchiveDirectories={D:\openHistorian\Archive
|  |  | 29e0b8b3-7ab2-4c5e-8fd0-f6f19625c515 | 1 | PPA | ArchiveDirectories={D:\openHistorian\Archive
|  |  | f1cb7da5-04cc-4467-9734-fe8bf2c1c5b9 | 1 | PPA | ArchiveDirectories={D:\openHistorian\Archive
|  |  | 49047f40-68b6-4c14-9e58-14ea4a7fcc1a | 1 | PPA | ArchiveDirectories={D:\openHistorian\Archive
|  |  | 80c0272e-3b0f-49b1-8068-8edce4cc593d | 1 | PPA | ArchiveDirectories={D:\openHistorian\Archive
|  |  | 97f89c61-e3d9-471b-957c-292328868709 | 1 | PPA | ArchiveDirectories={D:\openHistorian\Archive
|  |  | 5daa15e1-753b-43e6-a0a8-453ff6fb3cc2 | 1 | PPA | ArchiveDirectories={D:\openHistorian\Archive
|  |  | 4204a4b3-ec5c-4265-81c0-37fd7d64ba56 | 1 | PPA | ArchiveDirectories={D:\openHistorian\Archive
|  |  | 6cc5061b-2f2e-444a-985e-073db0167cd2 | 1 | PPA | ArchiveDirectories={D:\openHistorian\Archive
|  |  | f9275b90-97c7-4a6d-a004-2bcab754a4b0 | 1 | PPA | ArchiveDirectories={D:\openHistorian\Archive
|  |  | 6d44df12-2743-458f-a6e0-f5c653b0cb32 | 1 | PPA | ArchiveDirectories={D:\openHistorian\Archive
|  |  | e5f94d52-37b0-4360-929d-de08414c8244 | 1 | PPA | ArchiveDirectories={D:\openHistorian\Archive
|  |  | 80c73b90-b26f-4869-848c-f2a5f297ce3d | 1 | PPA | ArchiveDirectories={D:\openHistorian\Archive
|  |  | 56dac65c-6314-4eea-ad72-18b66cce785a | 1 | PPA | ArchiveDirectories={D:\openHistorian\Archive
|  |  | e0212d9a-ef4d-4748-9014-607d865dd995 | 1 | PPA | ArchiveDirectories={D:\openHistorian\Archive
|  |  | 9fc2441a-a5a1-475e-ae67-020855615e8f | 1 | PPA | ArchiveDirectories={D:\openHistorian\Archive
|  |  | 3db4dd16-7f4f-4104-a295-5c4b02d474c0 | 1 | PPA | ArchiveDirectories={D:\openHistorian\Archive
|  |  | b9721bbf-0e6b-4787-a95f-65335d1de116 | 1 | PPA | ArchiveDirectories={D:\openHistorian\Archive
|  |  | 29f41c60-455c-4aaa-bced-bc184521efbd | 1 | PPA | ArchiveDirectories={D:\openHistorian\Archive
|  |  | 9d893015-f348-4dd7-aee2-b9b44070f9d0 | 1 | PPA | ArchiveDirectories={D:\openHistorian\Archive
|  |  | 40da55d5-a43b-4eb8-a0f0-3ff114fbcf7e | 1 | PPA | ArchiveDirectories={D:\openHistorian\Archive
|  |  | 5c3d54e2-bb1e-470a-baae-a76b892ad827 | 1 | PPA | ArchiveDirectories={D:\openHistorian\Archive
|  |  | 5dca32a1-1495-44d0-8606-81f8e5e41582 | 1 | PPA | ArchiveDirectories={D:\openHistorian\Archive
|  |  | 190062b4-fae1-4a70-a940-a0ff8400a4b6 | 1 | PPA | ArchiveDirectories={D:\openHistorian\Archive
|  |  | ef4f9116-fd82-4144-bc58-27b6a14f07c1 | 1 | PPA | ArchiveDirectories={D:\openHistorian\Archive
|  |  | b6484ae1-489c-4da9-ba99-a04dc0185247 | 1 | PPA | ArchiveDirectories={D:\openHistorian\Archive
|  |  | bdb14da8-f1ae-4f3d-80e1-02f5df5de295 | 1 | PPA | ArchiveDirectories={D:\openHistorian\Archive
|  |  | de16329e-ef39-4ff3-973f-ac97360c4ef1 | 1 | PPA | ArchiveDirectories={D:\openHistorian\Archive
|  |  | aaf7a27f-227a-4df1-a04c-0d092455f80c | 1 | PPA | ArchiveDirectories={D:\openHistorian\Archive
|  |  | c0069a0d-7f2f-47bf-84a1-5e5c3a325c18 | 1 | PPA | ArchiveDirectories={D:\openHistorian\Archive
|  |  | ad1c2c0b-e0f5-4044-8059-9cf5fb48a525 | 1 | PPA | ArchiveDirectories={D:\openHistorian\Archive
|  |  | fe132aa9-8360-41ce-ad76-2762b911e764 | 1 | PPA | ArchiveDirectories={D:\openHistorian\Archive
|  |  | 8d242b1a-d536-4486-9760-809d285c2fbb | 1 | PPA | ArchiveDirectories={D:\openHistorian\Archive
|  |  | 85e63b26-8796-4217-812d-9af28eadc4c6 | 1 | PPA | ArchiveDirectories={D:\openHistorian\Archive
|  |  | 3fe88a12-d6e9-4870-8ef7-ebbd76e6e8b0 | 1 | PPA | ArchiveDirectories={D:\openHistorian\Archive
|  |  | d4bb819d-cce5-44e9-a115-821fd0620ca9 | 1 | PPA | ArchiveDirectories={D:\openHistorian\Archive
|  |  | 20d20fd1-a8bb-424e-8acd-1caae08b339e | 1 | PPA | ArchiveDirectories={D:\openHistorian\Archive
|  |  | cbd9cf47-b87b-4507-bf3e-bffae55d9eaa | 1 | PPA | ArchiveDirectories={D:\openHistorian\Archive
|  |  | b2597223-3f98-4727-aa59-07145318a03d | 1 | PPA | ArchiveDirectories={D:\openHistorian\Archive
|  |  | 241a8989-83b4-421e-8624-e4fa9bccb422 | 1 | PPA | ArchiveDirectories={D:\openHistorian\Archive
|  |  | 7f192eb2-cb75-4212-9823-459b9885e083 | 1 | PPA | ArchiveDirectories={D:\openHistorian\Archive
|  |  | 8912cc82-2de0-456b-b214-d103fce70bde | 1 | PPA | ArchiveDirectories={D:\openHistorian\Archive
|  |  | a5d88587-0ef1-4c07-854e-1f5030d2102f | 1 | PPA | ArchiveDirectories={D:\openHistorian\Archive
|  |  | 19abbe3c-e640-493e-aa65-49a9e310f423 | 1 | PPA | ArchiveDirectories={D:\openHistorian\Archive
|  |  | b0339b54-8e86-40f7-820c-79a20e8354df | 1 | PPA | ArchiveDirectories={D:\openHistorian\Archive
|  |  | 67eecb5c-7bed-4115-ac5c-eb4fac394178 | 1 | PPA | ArchiveDirectories={D:\openHistorian\Archive
|  |  | c92629ea-d5db-43ed-8140-4485e4cc238c | 1 | PPA | ArchiveDirectories={D:\openHistorian\Archive
|  |  | c06f14de-b9d3-48a2-9dcd-481e4b4b64b2 | 1 | PPA | ArchiveDirectories={D:\openHistorian\Archive
|  |  | 6afe0bc2-56bc-4aa3-89fc-1736cd8141ad | 1 | PPA | ArchiveDirectories={D:\openHistorian\Archive
|  |  | 1b849cc9-e085-4273-bc00-a2429bfd6d7a | 1 | PPA | ArchiveDirectories={D:\openHistorian\Archive
|  |  | e671f0e7-b01f-4a1c-8a8d-fa862b835937 | 1 | PPA | ArchiveDirectories={D:\openHistorian\Archive
|  |  | 37e13ca7-4fde-4d21-95bd-0990ebdecc12 | 1 | PPA | ArchiveDirectories={D:\openHistorian\Archive
|  |  | 20311e31-3328-4605-b824-27b9b9e1e13f | 1 | PPA | ArchiveDirectories={D:\openHistorian\Archive
|  |  | 47402a5c-ce98-4608-b5fe-ea007a45f503 | 1 | PPA | ArchiveDirectories={D:\openHistorian\Archive
|  |  | cc9b83a4-461d-4ba9-b737-204505087f47 | 1 | PPA | ArchiveDirectories={D:\openHistorian\Archive
|  |  | 5106f10f-3c70-445d-af69-ca80662f7881 | 1 | PPA | ArchiveDirectories={D:\openHistorian\Archive
|  |  | 390028c5-34c2-42ef-9688-cc9db56de608 | 1 | PPA | ArchiveDirectories={D:\openHistorian\Archive
|  |  | ba729623-c34c-4fba-aa38-18dd37c40378 | 1 | PPA | ArchiveDirectories={D:\openHistorian\Archive
|  |  | bde47e7b-3b35-4c89-9ed0-816742f64f32 | 1 | PPA | ArchiveDirectories={D:\openHistorian\Archive
|  |  | 6c8d7d03-76ac-4a0f-8dbd-6467f49ede3c | 1 | PPA | ArchiveDirectories={D:\openHistorian\Archive
|  |  | c6b46b59-04c2-47bb-837c-6b248a514262 | 1 | PPA | ArchiveDirectories={D:\openHistorian\Archive
|  |  | d7c32227-bb07-4de5-98a4-c9b0e1763420 | 1 | PPA | ArchiveDirectories={D:\openHistorian\Archive
|  |  | 2440b15c-1919-47cb-bfb0-6ff5de5c2043 | 1 | PPA | ArchiveDirectories={D:\openHistorian\Archive
|  |  | 53e54a33-2123-4c50-963e-62e2e1c9d23d | 1 | PPA | ArchiveDirectories={D:\openHistorian\Archive
|  |  | 873214d1-2edf-4645-a129-ab4b46336158 | 1 | PPA | ArchiveDirectories={D:\openHistorian\Archive
|  |  | 00310798-186e-49e0-9989-ca275a51b5f7 | 1 | PPA | ArchiveDirectories={D:\openHistorian\Archive
|  |  | d0923d73-67e8-40d5-b4ec-ba2a1ae90ab6 | 1 | PPA | ArchiveDirectories={D:\openHistorian\Archive
|  |  | 0bd7cbb1-48a5-47d4-b6c4-48e636fd4b0e | 1 | PPA | ArchiveDirectories={D:\openHistorian\Archive
|  |  | b02da831-9f96-49c0-bf8b-d4f35c5fb30d | 1 | PPA | ArchiveDirectories={D:\openHistorian\Archive
|  |  | d9c99658-12df-4298-827a-727473af0e1f | 1 | PPA | ArchiveDirectories={D:\openHistorian\Archive
|  |  | d8f9743e-2fe8-4c0b-a405-be762d701a5e | 1 | PPA | ArchiveDirectories={D:\openHistorian\Archive
|  |  | 259bed7a-ef72-4c4d-bf01-62fef3706ace | 1 | PPA | ArchiveDirectories={D:\openHistorian\Archive
|  |  | 4aa1ad63-98bb-4f89-a23e-b1534c475a0c | 1 | PPA | ArchiveDirectories={D:\openHistorian\Archive
|  |  | 5115e018-5d98-402c-8a6e-ff603a1ba645 | 1 | PPA | ArchiveDirectories={D:\openHistorian\Archive
|  |  | c1ff9b8e-2116-461f-be10-bc7bb8351a69 | 1 | PPA | ArchiveDirectories={D:\openHistorian\Archive
|  |  | 6cdb8644-c4aa-45de-b88b-4ee92bd6330f | 1 | PPA | ArchiveDirectories={D:\openHistorian\Archive
|  |  | 4ac504c7-99e2-4cba-9212-c5d39f98af04 | 1 | PPA | ArchiveDirectories={D:\openHistorian\Archive
|  |  | 11d5f920-c162-43be-b7bd-c634cb477eb2 | 1 | PPA | ArchiveDirectories={D:\openHistorian\Archive
|  |  | 20ca30e5-b7fb-4d01-a6a3-1bd0aac832e1 | 1 | PPA | ArchiveDirectories={D:\openHistorian\Archive
|  |  | 29a623cd-fa49-454c-8594-e14692241328 | 1 | PPA | ArchiveDirectories={D:\openHistorian\Archive
|  |  | 23b6aaa1-4fcc-4969-b6f9-f01a55532095 | 1 | PPA | ArchiveDirectories={D:\openHistorian\Archive
|  |  | b62061ae-a21e-4215-ac64-fcbe7f771c1d | 1 | PPA | ArchiveDirectories={D:\openHistorian\Archive
|  |  | 195c7569-9b08-4504-8c08-a9fc696bdabf | 1 | PPA | ArchiveDirectories={D:\openHistorian\Archive
|  |  | 466200bd-d97c-44e2-9e93-080f571f5ab2 | 1 | PPA | ArchiveDirectories={D:\openHistorian\Archive
|  |  | 7d80ac09-2c4c-4445-8a90-11fbbf456a82 | 1 | PPA | ArchiveDirectories={D:\openHistorian\Archive
|  |  | 72bd9d4c-a5ea-4686-8cdb-061e74eca701 | 1 | PPA | ArchiveDirectories={D:\openHistorian\Archive
|  |  | e500f876-01e1-44a6-a005-9e51d7aa93be | 1 | PPA | ArchiveDirectories={D:\openHistorian\Archive
|  |  | 1b5f7e90-5dd9-4eda-9ad3-d74be7a513f9 | 1 | PPA | ArchiveDirectories={D:\openHistorian\Archive
|  |  | 6b84a1c7-e234-4492-b913-77a9ef3f1eb7 | 1 | PPA | ArchiveDirectories={D:\openHistorian\Archive
|  |  | 2c9560e9-8bbb-4d4c-bb4b-89065d9b2446 | 1 | PPA | ArchiveDirectories={D:\openHistorian\Archive
|  |  | c11533cf-7fac-4efb-a4ec-95f49af552c5 | 1 | PPA | ArchiveDirectories={D:\openHistorian\Archive
|  |  | 0a4dd0e5-6f7e-4dd1-9077-99b68baef9ca | 1 | PPA | ArchiveDirectories={D:\openHistorian\Archive
|  |  | 32c3c884-8894-4852-a7c3-852a80a9b954 | 1 | PPA | ArchiveDirectories={D:\openHistorian\Archive
|  |  | 8cb09480-0ec3-4a8f-b06a-a43337cf5868 | 1 | PPA | ArchiveDirectories={D:\openHistorian\Archive
|  |  | 85b29615-071f-45bf-933b-c9a071392986 | 1 | PPA | ArchiveDirectories={D:\openHistorian\Archive
|  |  | 36da2532-7f53-4a3c-b7c8-70a6a6a55aab | 1 | PPA | ArchiveDirectories={D:\openHistorian\Archive
|  |  | a547edc4-6777-4b84-918d-13d81b0ae4cf | 1 | PPA | ArchiveDirectories={D:\openHistorian\Archive
|  |  | ade1329f-ff81-43ba-91e7-f5c3933830cc | 1 | PPA | ArchiveDirectories={D:\openHistorian\Archive
|  |  | 171763c0-25a2-4a04-a408-59d22b76d8a8 | 1 | PPA | ArchiveDirectories={D:\openHistorian\Archive
|  |  | 9b15f5db-1e1d-45d1-bdc5-7ea508333c9f | 1 | PPA | ArchiveDirectories={D:\openHistorian\Archive
|  |  | 620ad22d-2f50-471a-8ec6-d6b83955f4d1 | 1 | PPA | ArchiveDirectories={D:\openHistorian\Archive
|  |  | e619f6fd-d408-4cfb-b536-8c6478888091 | 1 | PPA | ArchiveDirectories={D:\openHistorian\Archive
|  |  | d04747a7-bbf1-4da8-a5a0-d3aaee140ab7 | 1 | PPA | ArchiveDirectories={D:\openHistorian\Archive
|  |  | c510e33d-2de6-4c47-9093-7a4c247c1426 | 1 | PPA | ArchiveDirectories={D:\openHistorian\Archive
|  |  | 8086b8c4-a2c1-4adb-a2d7-2c6af866db4d | 1 | PPA | ArchiveDirectories={D:\openHistorian\Archive
|  |  | 53f2ca4d-020f-4bb3-8ab4-71a21bf9c145 | 1 | PPA | ArchiveDirectories={D:\openHistorian\Archive
|  |  | d96d3c2d-96e6-4616-a834-e96838aab209 | 1 | PPA | ArchiveDirectories={D:\openHistorian\Archive
|  |  | 16f03f7d-0de4-4709-af5d-714fb11cd44a | 1 | PPA | ArchiveDirectories={D:\openHistorian\Archive
|  |  | bad9d5a9-d5da-40f5-9216-3a3856547710 | 1 | PPA | ArchiveDirectories={D:\openHistorian\Archive
|  |  | 69fda4d7-d797-4adb-8e8a-0d34f5a5e367 | 1 | PPA | ArchiveDirectories={D:\openHistorian\Archive
|  |  | 0adba11e-d805-4dbc-9418-f8b1905de2a8 | 1 | PPA | ArchiveDirectories={D:\openHistorian\Archive
|  |  | 675e6281-0a31-4ba4-818a-5cb50689d174 | 1 | PPA | ArchiveDirectories={D:\openHistorian\Archive
|  |  | 10fbea05-2465-40b3-9a52-8d4c0a2b734a | 1 | PPA | ArchiveDirectories={D:\openHistorian\Archive
|  |  | 0c2276ba-1fd7-4d0e-9217-ebe6805258e4 | 1 | PPA | ArchiveDirectories={D:\openHistorian\Archive
|  |  | 635ad701-51e2-4fd2-9fc5-b0df60b57a29 | 1 | PPA | ArchiveDirectories={D:\openHistorian\Archive
|  |  | 22c7cb64-b072-4968-878f-791ddf3ad411 | 1 | PPA | ArchiveDirectories={D:\openHistorian\Archive
|  |  | 253e8566-53f6-4a2c-bf7d-e69d207e2381 | 1 | PPA | ArchiveDirectories={D:\openHistorian\Archive
|  |  | dd8166f8-6767-4c63-bf3d-9b59d61dd0b0 | 1 | PPA | ArchiveDirectories={D:\openHistorian\Archive
|  |  | 274c1250-0f7f-4ca1-8414-9b2752ad9888 | 1 | PPA | ArchiveDirectories={D:\openHistorian\Archive
|  |  | 469ad4c6-6547-41a7-944e-4378ff3b0fa4 | 1 | PPA | ArchiveDirectories={D:\openHistorian\Archive
|  |  | 4777f675-f841-4253-8ec1-b2c80e2c94db | 1 | PPA | ArchiveDirectories={D:\openHistorian\Archive
|  |  | c7b18239-744d-4ed6-979e-5e211b356fe8 | 1 | PPA | ArchiveDirectories={D:\openHistorian\Archive
|  |  | 66267068-3820-467b-82c4-2f679702a841 | 1 | PPA | ArchiveDirectories={D:\openHistorian\Archive
|  |  | 3a924ef4-87fa-4255-bec7-203dc4b87f01 | 1 | PPA | ArchiveDirectories={D:\openHistorian\Archive
|  |  | 01ce7c9f-0f3d-4057-81c2-73bf8a96a2e6 | 1 | PPA | ArchiveDirectories={D:\openHistorian\Archive
|  |  | ac8eb19f-a9df-4492-97bb-652d26feb4b9 | 1 | PPA | ArchiveDirectories={D:\openHistorian\Archive
|  |  | f5c58f64-1e7d-463e-8293-e503102709a5 | 1 | PPA | ArchiveDirectories={D:\openHistorian\Archive
|  |  | 22a78ede-948c-4334-9a7f-35e81bae1d7d | 1 | PPA | ArchiveDirectories={D:\openHistorian\Archive
|  |  | 1501ba60-3ab6-4dcf-a42c-e6b55305bef1 | 1 | PPA | ArchiveDirectories={D:\openHistorian\Archive
|  |  | 589f67e5-54bd-4e2b-a80e-7db8c88c0415 | 1 | PPA | ArchiveDirectories={D:\openHistorian\Archive
|  |  | 47a0afce-51b1-40ed-b2ea-c407c7d1319b | 1 | PPA | ArchiveDirectories={D:\openHistorian\Archive
|  |  | f85685e8-2e50-4fc0-8bfc-fd868d6db995 | 1 | PPA | ArchiveDirectories={D:\openHistorian\Archive
|  |  | 96ea3ae8-ccaa-4646-961f-98d6eb2e7fcc | 1 | PPA | ArchiveDirectories={D:\openHistorian\Archive
|  |  | d0efb893-ce59-4d63-9d2c-2aa1aa9d7640 | 1 | PPA | ArchiveDirectories={D:\openHistorian\Archive
|  |  | 4e685cca-8ed7-4893-b401-e4b80a9e68ca | 1 | PPA | ArchiveDirectories={D:\openHistorian\Archive
|  |  | a7d589c8-62ec-4e38-9637-62f8cec17910 | 1 | PPA | ArchiveDirectories={D:\openHistorian\Archive
|  |  | 1047d8df-ace3-4d19-9042-feb6e387b7ea | 1 | PPA | ArchiveDirectories={D:\openHistorian\Archive
|  |  | 02257310-d1db-4a1c-96cc-f3a8836fb517 | 1 | PPA | ArchiveDirectories={D:\openHistorian\Archive
|  |  | 0044f3b2-12c7-44e1-978d-ae92012ec228 | 1 | PPA | ArchiveDirectories={D:\openHistorian\Archive
|  |  | 5de8c663-906a-426f-a38e-4c45500d7bb3 | 1 | PPA | ArchiveDirectories={D:\openHistorian\Archive
|  |  | 7e3afb14-f80d-4a00-9b38-fa68d8a72894 | 1 | PPA | ArchiveDirectories={D:\openHistorian\Archive
|  |  | 6a3d6ea1-5500-4a5f-b772-a70678c90614 | 1 | PPA | ArchiveDirectories={D:\openHistorian\Archive
|  |  | 3048478c-7291-43d4-99e6-e12e70abaa89 | 1 | PPA | ArchiveDirectories={D:\openHistorian\Archive
|  |  | 40bf1352-7d5b-4338-80bc-c31c81b3010d | 1 | PPA | ArchiveDirectories={D:\openHistorian\Archive
|  |  | e3a5a653-9905-4604-b220-fcc3275c24f5 | 1 | PPA | ArchiveDirectories={D:\openHistorian\Archive
|  |  | 751c754c-ebac-42ee-ae64-c8413e736952 | 1 | PPA | ArchiveDirectories={D:\openHistorian\Archive
|  |  | 669b4527-2e36-4073-9785-c5b50650cf65 | 1 | PPA | ArchiveDirectories={D:\openHistorian\Archive
|  |  | 10a40971-257c-4a66-8e2f-77a5e93d7a88 | 1 | PPA | ArchiveDirectories={D:\openHistorian\Archive
|  |  | 4fee0de9-49d8-48bd-a112-a1990aee2009 | 1 | PPA | ArchiveDirectories={D:\openHistorian\Archive
|  |  | fb696055-d10d-4356-ac47-e0f6274f2f18 | 1 | PPA | ArchiveDirectories={D:\openHistorian\Archive
|  |  | 767c08d4-ff68-4344-b494-7e37ca365f40 | 1 | PPA | ArchiveDirectories={D:\openHistorian\Archive
|  |  | 0e8e0ec8-f8c6-4373-a8ed-f5dc1d90f1a8 | 1 | PPA | ArchiveDirectories={D:\openHistorian\Archive
|  |  | 8799696c-9a04-45e4-8cf7-55889fb2451a | 1 | PPA | ArchiveDirectories={D:\openHistorian\Archive
|  |  | 713f9b88-b469-4672-b55d-cffe686cf4cf | 1 | PPA | ArchiveDirectories={D:\openHistorian\Archive
|  |  | 5deb2934-bfda-4359-b6fb-77368be98e8a | 1 | PPA | ArchiveDirectories={D:\openHistorian\Archive
|  |  | 53b36ed9-f69b-4b5f-9644-6efe50adfc84 | 1 | PPA | ArchiveDirectories={D:\openHistorian\Archive
|  |  | 2919dbec-4184-4443-adf0-be56be349a67 | 1 | PPA | ArchiveDirectories={D:\openHistorian\Archive
|  |  | ab5de721-f476-4143-9322-f09c2c5f1624 | 1 | PPA | ArchiveDirectories={D:\openHistorian\Archive
|  |  | f0a23b07-0626-4bab-8c0c-ac2646aa5669 | 1 | PPA | ArchiveDirectories={D:\openHistorian\Archive
|  |  | 3073f613-4e7b-4d18-bcae-d225ba9f86ec | 1 | PPA | ArchiveDirectories={D:\openHistorian\Archive
|  |  | 22581bcd-108a-4eb2-8ad2-341e69620fd8 | 1 | PPA | ArchiveDirectories={D:\openHistorian\Archive
|  |  | 99dd6e92-fd5b-431d-8e82-6d9d859ccf66 | 1 | PPA | ArchiveDirectories={D:\openHistorian\Archive
|  |  | b2113ecc-0b76-47a2-bddd-d02f6461b226 | 1 | PPA | ArchiveDirectories={D:\openHistorian\Archive
|  |  | 84f230bc-dbc4-4d55-8c28-19361abee186 | 1 | PPA | ArchiveDirectories={D:\openHistorian\Archive
|  |  | 5a4bbb44-54ae-4f25-8146-f2ccebee99fc | 1 | PPA | ArchiveDirectories={D:\openHistorian\Archive
|  |  | a17b7b8a-86ea-4928-be9e-a1103a7c5780 | 1 | PPA | ArchiveDirectories={D:\openHistorian\Archive
|  |  | 56de5070-d9e3-4c9c-a77e-e6871aa9ae17 | 1 | PPA | ArchiveDirectories={D:\openHistorian\Archive
|  |  | 37ad02a3-5e86-4e36-8fa5-ff80ab6657aa | 1 | PPA | ArchiveDirectories={D:\openHistorian\Archive
|  |  | 00611588-9df6-4f06-b8e9-5a526e8d2609 | 1 | PPA | ArchiveDirectories={D:\openHistorian\Archive
|  |  | 39cebd50-c540-469b-8252-e2365d360d06 | 1 | PPA | ArchiveDirectories={D:\openHistorian\Archive
|  |  | 3fce4e2f-1746-4f67-9156-092fed11a36c | 1 | PPA | ArchiveDirectories={D:\openHistorian\Archive
|  |  | 96c4d698-5e3b-49e3-9b5e-9d798946de66 | 1 | PPA | ArchiveDirectories={D:\openHistorian\Archive
|  |  | 5e0ecb86-31ee-4888-a2cb-3a692c17ddc7 | 1 | PPA | ArchiveDirectories={D:\openHistorian\Archive
|  |  | 01dbd932-c710-4f08-8088-d4c322426cf2 | 1 | PPA | ArchiveDirectories={D:\openHistorian\Archive
|  |  | 8200ba23-a551-4198-9167-237c481af8f0 | 1 | PPA | ArchiveDirectories={D:\openHistorian\Archive
|  |  | 664285d6-06d6-4209-a02c-d2406fbd5e93 | 1 | PPA | ArchiveDirectories={D:\openHistorian\Archive
|  |  | 91f453dd-5bae-413f-b968-e6ae44c93ed6 | 1 | PPA | ArchiveDirectories={D:\openHistorian\Archive
|  |  | b24342b9-5e1b-4dfb-a8ea-79b50fdde8b8 | 1 | PPA | ArchiveDirectories={D:\openHistorian\Archive
|  |  | eec70512-7d80-40bb-bc93-b5a88d69ecc2 | 1 | PPA | ArchiveDirectories={D:\openHistorian\Archive
|  |  | b2735f51-98ba-4a27-bdee-3ae18d74d5cc | 1 | PPA | ArchiveDirectories={D:\openHistorian\Archive
|  |  | 7c88ba16-5afa-4926-a52e-5681b9038bba | 1 | PPA | ArchiveDirectories={D:\openHistorian\Archive
|  |  | 2b34a688-62cb-4775-b67b-88350db5c0e4 | 1 | PPA | ArchiveDirectories={D:\openHistorian\Archive
|  |  | 23af4306-a274-438c-b244-0a89790ab7bc | 1 | PPA | ArchiveDirectories={D:\openHistorian\Archive
|  |  | 3a736e55-2fe9-4690-b2d9-ca2addb99907 | 1 | PPA | ArchiveDirectories={D:\openHistorian\Archive
|  |  | 4682e25f-bc76-4488-9151-eb0adbdafd03 | 1 | PPA | ArchiveDirectories={D:\openHistorian\Archive
|  |  | 3f8da546-21b9-440e-a157-936c8e10eaaa | 1 | PPA | ArchiveDirectories={D:\openHistorian\Archive
|  |  | fd5c575c-dbab-48f2-848c-8259a4b6d0ee | 1 | PPA | ArchiveDirectories={D:\openHistorian\Archive
|  |  | 20920a4d-12fd-4d9d-b2d0-6374e1cf5a39 | 1 | PPA | ArchiveDirectories={D:\openHistorian\Archive
|  |  | dc3903c6-c2dd-4aa7-be2b-c1b5c98b0887 | 1 | PPA | ArchiveDirectories={D:\openHistorian\Archive
|  |  | 68b01096-d63f-4c67-9ee7-09604ca94b42 | 1 | PPA | ArchiveDirectories={D:\openHistorian\Archive
|  |  | df4a5a4f-1f30-46ec-a025-38fa9e355072 | 1 | PPA | ArchiveDirectories={D:\openHistorian\Archive
|  |  | b36d3f4f-713f-4961-8e59-0b92a1fcb1cf | 1 | PPA | ArchiveDirectories={D:\openHistorian\Archive
|  |  | d7be98ec-3149-45af-a4f3-7444f0e0f1e4 | 1 | PPA | ArchiveDirectories={D:\openHistorian\Archive
|  |  | 274576a4-075c-4e6f-a505-8535a79ea969 | 1 | PPA | ArchiveDirectories={D:\openHistorian\Archive
|  |  | a2697a49-c588-49c9-aaa7-259ca6305919 | 1 | PPA | ArchiveDirectories={D:\openHistorian\Archive
|  |  | 3fef5700-cf50-4571-b50b-b844093af70f | 1 | PPA | ArchiveDirectories={D:\openHistorian\Archive
|  |  | e4122962-b628-4bd9-9ec6-d3e85cfb55f1 | 1 | PPA | ArchiveDirectories={D:\openHistorian\Archive
|  |  | 1cccb1fb-3913-4fa5-a2a0-2cce73203df8 | 1 | PPA | ArchiveDirectories={D:\openHistorian\Archive
|  |  | 8dfbe6e2-ca98-4dd6-ab79-f10f65e87d1b | 1 | PPA | ArchiveDirectories={D:\openHistorian\Archive
|  |  | 33455a55-6f32-4c8f-afcf-46fd8aa9814e | 1 | PPA | ArchiveDirectories={D:\openHistorian\Archive
|  |  | 644cadd5-f4ea-49cb-88bd-142b08a86afa | 1 | PPA | ArchiveDirectories={D:\openHistorian\Archive
|  |  | 333b28e9-7c6d-4be6-9230-dc5069a6af5f | 1 | PPA | ArchiveDirectories={D:\openHistorian\Archive
|  |  | af8077b3-d392-4d76-aa0d-0172ccb08c56 | 1 | PPA | ArchiveDirectories={D:\openHistorian\Archive
|  |  | 1b7d3fdb-df92-4679-96f9-20fa0d32b485 | 1 | PPA | ArchiveDirectories={D:\openHistorian\Archive
|  |  | 4135b96b-1b7f-45a9-9593-c2b883667379 | 1 | PPA | ArchiveDirectories={D:\openHistorian\Archive
|  |  | 1a40cced-725b-4ffe-bdc5-94dcd5e80be9 | 1 | PPA | ArchiveDirectories={D:\openHistorian\Archive
|  |  | eed29a2c-9455-4d06-aeb4-592ee0f19672 | 1 | PPA | ArchiveDirectories={D:\openHistorian\Archive
|  |  | dc980f1a-e880-4549-aaed-e5ab148f598e | 1 | PPA | ArchiveDirectories={D:\openHistorian\Archive
|  |  | 182231f6-ab02-46c8-b058-a91369fedbf7 | 1 | PPA | ArchiveDirectories={D:\openHistorian\Archive
|  |  | 0204a1ff-8517-447c-9ef7-5a69c977b688 | 1 | PPA | ArchiveDirectories={D:\openHistorian\Archive
|  |  | 58a0a737-55a9-4742-bc78-f4d8ae99883b | 1 | PPA | ArchiveDirectories={D:\openHistorian\Archive
|  |  | 83ba4391-eafa-42f2-8ab3-d1eb80de5cca | 1 | PPA | ArchiveDirectories={D:\openHistorian\Archive
|  |  | fe31d688-d00c-4a75-b9dc-5c3a7852d1fd | 1 | PPA | ArchiveDirectories={D:\openHistorian\Archive
|  |  | c90e34c7-ba51-47b4-ae1d-7d75e65f0e7a | 1 | PPA | ArchiveDirectories={D:\openHistorian\Archive
|  |  | 9832fe89-3988-413d-924e-37d20afb2075 | 1 | PPA | ArchiveDirectories={D:\openHistorian\Archive
|  |  | 403841d0-7eb4-449f-a6c4-0092a3b4b161 | 1 | PPA | ArchiveDirectories={D:\openHistorian\Archive
|  |  | d30911ab-72e8-4a65-ab45-d29c15b8e7c6 | 1 | PPA | ArchiveDirectories={D:\openHistorian\Archive
|  |  | 36aa9e73-fc04-41e4-8e84-7ba247d82bcf | 1 | PPA | ArchiveDirectories={D:\openHistorian\Archive
|  |  | f81fd039-2584-41d7-ae4f-35451cd36979 | 1 | PPA | ArchiveDirectories={D:\openHistorian\Archive
|  |  | 2cc92505-0cf6-46f6-ae79-5c1d43750d9e | 1 | PPA | ArchiveDirectories={D:\openHistorian\Archive
|  |  | 922b1174-382e-4e42-8211-f98b4b609d9f | 1 | PPA | ArchiveDirectories={D:\openHistorian\Archive
|  |  | f31521ef-12d6-432b-af77-440bf97fa6dc | 1 | PPA | ArchiveDirectories={D:\openHistorian\Archive
|  |  | bf9d00b9-83aa-4806-aab0-382e3ba2aea9 | 1 | PPA | ArchiveDirectories={D:\openHistorian\Archive
|  |  | 9ff5c891-bb93-4481-a230-0290f9bde757 | 1 | PPA | ArchiveDirectories={D:\openHistorian\Archive
|  |  | 427b76b6-bebc-4ce7-aea8-712cd493c8ee | 1 | PPA | ArchiveDirectories={D:\openHistorian\Archive
|  |  | 33d8fdf3-9691-4d3b-ae5c-2d2edb6c6911 | 1 | PPA | ArchiveDirectories={D:\openHistorian\Archive
|  |  | e04e222d-e7c6-4dff-8710-fefa4cbdb715 | 1 | PPA | ArchiveDirectories={D:\openHistorian\Archive
|  |  | 7000b48e-5ad4-4f8c-acfa-3deb454be292 | 1 | PPA | ArchiveDirectories={D:\openHistorian\Archive
|  |  | 5b9d6768-e27f-4280-91e8-22892561dc0a | 1 | PPA | ArchiveDirectories={D:\openHistorian\Archive
|  |  | fa7b6996-b7d0-4a46-9ef7-df949c8e369b | 1 | PPA | ArchiveDirectories={D:\openHistorian\Archive
|  |  | 20c1833d-bea7-4737-bb97-1122cab6ced3 | 1 | PPA | ArchiveDirectories={D:\openHistorian\Archive
|  |  | 7e358558-eae0-4778-88a2-7a990ecfbc26 | 1 | PPA | ArchiveDirectories={D:\openHistorian\Archive
|  |  | 48dfcf3e-906b-48cd-8477-e5a2a56f837c | 1 | PPA | ArchiveDirectories={D:\openHistorian\Archive
|  |  | 2c9c81b9-7b24-4c60-9570-5bd1f3c3f7af | 1 | PPA | ArchiveDirectories={D:\openHistorian\Archive
|  |  | 6a75c157-41e3-41c3-9269-fa94980e4ff0 | 1 | PPA | ArchiveDirectories={D:\openHistorian\Archive
|  |  | efb6f0a5-1209-4c32-b4dc-f8919d7a3b21 | 1 | PPA | ArchiveDirectories={D:\openHistorian\Archive
|  |  | 0095b93e-d632-4418-b896-16a37e18fa49 | 1 | PPA | ArchiveDirectories={D:\openHistorian\Archive
|  |  | 88808906-ed80-4cdf-b48a-43a1cc2d59e5 | 1 | PPA | ArchiveDirectories={D:\openHistorian\Archive
|  |  | f834b146-5915-44ed-a7a8-4c5d5013c5c3 | 1 | PPA | ArchiveDirectories={D:\openHistorian\Archive
|  |  | 04d57282-be86-46a1-800d-3fe6a4bfff90 | 1 | PPA | ArchiveDirectories={D:\openHistorian\Archive
|  |  | 49fc98a6-85d6-430d-ab8e-73eed0f990ae | 1 | PPA | ArchiveDirectories={D:\openHistorian\Archive
|  |  | f4553684-df9c-4872-8537-0ce5285fcaef | 1 | PPA | ArchiveDirectories={D:\openHistorian\Archive
|  |  | afb647a8-adce-4711-a97e-85538ad5007b | 1 | PPA | ArchiveDirectories={D:\openHistorian\Archive
|  |  | 96a995a0-7f95-4605-855d-9afd205e5b89 | 1 | PPA | ArchiveDirectories={D:\openHistorian\Archive
|  |  | f9bb97e0-85fe-416f-8058-bb8a5e3b31be | 1 | PPA | ArchiveDirectories={D:\openHistorian\Archive
|  |  | dcbd1a27-49d5-4ec9-a632-a5597d6c12a3 | 1 | PPA | ArchiveDirectories={D:\openHistorian\Archive
|  |  | a8e6664f-e5ea-4288-a7b4-686854f05caa | 1 | PPA | ArchiveDirectories={D:\openHistorian\Archive
|  |  | 33f4ab76-18b9-4552-954f-d8c3439faffb | 1 | PPA | ArchiveDirectories={D:\openHistorian\Archive
|  |  | 9bc9f958-b1a6-44ac-931b-9741647de66f | 1 | PPA | ArchiveDirectories={D:\openHistorian\Archive
|  |  | 11489fe0-cfef-45c3-bf84-611a2fe704db | 1 | PPA | ArchiveDirectories={D:\openHistorian\Archive
|  |  | 1f65bf2a-c9d7-4b29-8ed7-1a6bcfd05d24 | 1 | PPA | ArchiveDirectories={D:\openHistorian\Archive
|  |  | be89f271-0bf1-4a43-b193-2980e33ed533 | 1 | PPA | ArchiveDirectories={D:\openHistorian\Archive
|  |  | 5193689a-d6af-4545-8802-23059f6dcd9a | 1 | PPA | ArchiveDirectories={D:\openHistorian\Archive
|  |  | f3dd72c6-9fa3-4bdf-a4d1-9221627320cf | 1 | PPA | ArchiveDirectories={D:\openHistorian\Archive
|  |  | facefb21-9de0-4bc8-b200-0c180403f9ae | 1 | PPA | ArchiveDirectories={D:\openHistorian\Archive
|  |  | 6a1d69c2-4374-4a7f-8139-58eabf9ad252 | 1 | PPA | ArchiveDirectories={D:\openHistorian\Archive
|  |  | ae8b62c8-f560-4324-9dc3-781d625948c7 | 1 | PPA | ArchiveDirectories={D:\openHistorian\Archive
|  |  | f2e8825c-6087-4d46-8cbf-f119530510db | 1 | PPA | ArchiveDirectories={D:\openHistorian\Archive
|  |  | 3a86d3a5-200a-4314-8b7e-fa0552e5607d | 1 | PPA | ArchiveDirectories={D:\openHistorian\Archive
|  |  | 39edd4fa-76b7-42cf-9110-c16bd959fcb0 | 1 | PPA | ArchiveDirectories={D:\openHistorian\Archive
|  |  | 9c6969ed-d1f2-4b6f-b692-4b25d69bfe8e | 1 | PPA | ArchiveDirectories={D:\openHistorian\Archive
|  |  | ce1fbc72-076a-4d2e-b199-b7c3106086bf | 1 | PPA | ArchiveDirectories={D:\openHistorian\Archive
|  |  | 0b82f66f-1d09-42a3-9a19-b0ad484edc17 | 1 | PPA | ArchiveDirectories={D:\openHistorian\Archive
|  |  | 84e28c8b-3216-4dd9-a4f8-7cab4c26c621 | 1 | PPA | ArchiveDirectories={D:\openHistorian\Archive
|  |  | e54135d2-6038-44d6-a6e3-234d0ca217de | 1 | PPA | ArchiveDirectories={D:\openHistorian\Archive
|  |  | 9f5e54da-16d4-4e99-ac8c-800429100740 | 1 | PPA | ArchiveDirectories={D:\openHistorian\Archive
|  |  | d4d3e622-ea2f-4bbf-b1f4-5dbf75d3a099 | 1 | PPA | ArchiveDirectories={D:\openHistorian\Archive
|  |  | 86778205-d389-4bbe-990e-e54bb5458719 | 1 | PPA | ArchiveDirectories={D:\openHistorian\Archive
|  |  | 151f4136-218d-438e-a4fd-7fc1e8e0821e | 1 | PPA | ArchiveDirectories={D:\openHistorian\Archive
|  |  | 83e33890-80b3-468c-99bb-cbefb141e161 | 1 | PPA | ArchiveDirectories={D:\openHistorian\Archive
|  |  | 4eac6856-4114-47f4-bf57-53f606e06f43 | 1 | PPA | ArchiveDirectories={D:\openHistorian\Archive
|  |  | ca9ed0a8-f7de-49d6-ac86-1225b53ed47c | 1 | PPA | ArchiveDirectories={D:\openHistorian\Archive
|  |  | 789e0e34-576d-4778-afbc-b85a0268284e | 1 | PPA | ArchiveDirectories={D:\openHistorian\Archive
|  |  | 76412a80-0548-49b9-a451-042cbf2e88ec | 1 | PPA | ArchiveDirectories={D:\openHistorian\Archive
|  |  | 5d4023d5-bdc6-4f74-b281-f4b2dfb82813 | 1 | PPA | ArchiveDirectories={D:\openHistorian\Archive
|  |  | cc0f5ab0-7448-451b-85f2-96c88f356813 | 1 | PPA | ArchiveDirectories={D:\openHistorian\Archive
|  |  | 7920da66-5f2a-497b-bc52-ed9158f1fb10 | 1 | PPA | ArchiveDirectories={D:\openHistorian\Archive
|  |  | 6728d4ee-17d3-4d5b-8123-88d5692cd533 | 1 | PPA | ArchiveDirectories={D:\openHistorian\Archive
|  |  | ba573a81-d8e1-4c2b-b59a-0cdfb81c291d | 1 | PPA | ArchiveDirectories={D:\openHistorian\Archive
|  |  | 09a4328e-8331-4142-964b-2247a1f5cb0f | 1 | PPA | ArchiveDirectories={D:\openHistorian\Archive
|  |  | 1ba63e0b-4ece-4768-9714-2e401ac3beab | 1 | PPA | ArchiveDirectories={D:\openHistorian\Archive
|  |  | 490178db-53c2-471c-876d-3103d03e0b2c | 1 | PPA | ArchiveDirectories={D:\openHistorian\Archive
|  |  | c0925e86-77c1-4feb-ac4d-40ca5844f2b8 | 1 | PPA | ArchiveDirectories={D:\openHistorian\Archive
|  |  | a606f65d-bb9f-42ee-a49a-e91768900b48 | 1 | PPA | ArchiveDirectories={D:\openHistorian\Archive
|  |  | 4c82605a-31f5-46b3-961e-5820140611aa | 1 | PPA | ArchiveDirectories={D:\openHistorian\Archive
|  |  | e27fa2ad-5263-47ea-ac9d-c86f97d08d1d | 1 | PPA | ArchiveDirectories={D:\openHistorian\Archive
|  |  | 3e52bc71-04de-40e3-a5dd-28cc9501d887 | 1 | PPA | ArchiveDirectories={D:\openHistorian\Archive
|  |  | 92795ed9-b5e6-44d5-98c3-0ed07d60a5de | 1 | PPA | ArchiveDirectories={D:\openHistorian\Archive
|  |  | eedf7acb-6b72-4c45-8e80-3c9e301155c9 | 1 | PPA | ArchiveDirectories={D:\openHistorian\Archive
|  |  | 76d62daa-23e5-41af-843d-473895e30fdd | 1 | PPA | ArchiveDirectories={D:\openHistorian\Archive
|  |  | df7e29ae-6c6c-4d6d-ad62-b873bcae4383 | 1 | PPA | ArchiveDirectories={D:\openHistorian\Archive
|  |  | 31066bdd-8d3b-4b7c-9084-41fefdbbaa96 | 1 | PPA | ArchiveDirectories={D:\openHistorian\Archive
|  |  | de2cd47a-f9e2-4437-af62-08d098bbfd8c | 1 | PPA | ArchiveDirectories={D:\openHistorian\Archive
|  |  | 7717cc0a-6f06-45b9-9b82-c76e759e5946 | 1 | PPA | ArchiveDirectories={D:\openHistorian\Archive
|  |  | 2c12634d-6407-400e-a43f-33e6df832bd7 | 1 | PPA | ArchiveDirectories={D:\openHistorian\Archive
|  |  | 5fd2b4fb-7246-42bf-a99c-30a0bfdadbb4 | 1 | PPA | ArchiveDirectories={D:\openHistorian\Archive
|  |  | a605f06c-7bca-47dc-9043-7c63aeb6a2c0 | 1 | PPA | ArchiveDirectories={D:\openHistorian\Archive
|  |  | 1b91737b-fea9-44a5-b3ba-0ed25f7d67fa | 1 | PPA | ArchiveDirectories={D:\openHistorian\Archive
|  |  | 185fd95d-580c-4e39-b731-5ddf434b1c8e | 1 | PPA | ArchiveDirectories={D:\openHistorian\Archive
|  |  | c769c3e4-c004-48a1-bb3b-26d8de656850 | 1 | PPA | ArchiveDirectories={D:\openHistorian\Archive
|  |  | 62cfd4f2-95b0-4ea9-9eb6-e127aaab688b | 1 | PPA | ArchiveDirectories={D:\openHistorian\Archive
|  |  | 25af3286-33a3-4d71-8b52-6e3f860f593d | 1 | PPA | ArchiveDirectories={D:\openHistorian\Archive
|  |  | 382cf444-5551-4e74-8fa2-a3dc402fe127 | 1 | PPA | ArchiveDirectories={D:\openHistorian\Archive
|  |  | 894bc59e-a736-4883-a14b-1357ac84f1c8 | 1 | PPA | ArchiveDirectories={D:\openHistorian\Archive
|  |  | e55bd0ab-95e0-4bb2-9b97-ab2c00308b0a | 1 | PPA | ArchiveDirectories={D:\openHistorian\Archive
|  |  | c3a80af1-b9d1-4f71-97dd-f287f0b5ccf0 | 1 | PPA | ArchiveDirectories={D:\openHistorian\Archive
|  |  | 52c3dcd2-53e0-452a-9550-bc1ecb97dcc8 | 1 | PPA | ArchiveDirectories={D:\openHistorian\Archive
|  |  | 58c2f2a6-535e-46fa-9785-edaa9e502592 | 1 | PPA | ArchiveDirectories={D:\openHistorian\Archive
|  |  | f3607e2b-3d45-4a26-82fb-0e18b96571e4 | 1 | PPA | ArchiveDirectories={D:\openHistorian\Archive
|  |  | 3cd96177-a999-4c64-b342-92c54905aafa | 1 | PPA | ArchiveDirectories={D:\openHistorian\Archive
|  |  | 04907c39-d761-4979-8db5-eae3077b275f | 1 | PPA | ArchiveDirectories={D:\openHistorian\Archive
|  |  | 0a3925bc-6614-4939-ba82-2b822e5f81c5 | 1 | PPA | ArchiveDirectories={D:\openHistorian\Archive
|  |  | 597b98cb-0ecb-43db-9134-1c111a3d75cd | 1 | PPA | ArchiveDirectories={D:\openHistorian\Archive
|  |  | 5f208742-6885-4f0e-a032-069070af0408 | 1 | PPA | ArchiveDirectories={D:\openHistorian\Archive
|  |  | 40a25e3f-5abd-4093-ad45-8c755513df3f | 1 | PPA | ArchiveDirectories={D:\openHistorian\Archive
|  |  | 2d49ec54-f279-4db1-92aa-b5a6e8f0da7d | 1 | PPA | ArchiveDirectories={D:\openHistorian\Archive
|  |  | c902e68e-ec25-4799-b82e-ed198484ecf6 | 1 | PPA | ArchiveDirectories={D:\openHistorian\Archive
|  |  | bd31bee9-f753-476f-9b90-97f0e684fa12 | 1 | PPA | ArchiveDirectories={D:\openHistorian\Archive
|  |  | 1b875653-6684-4f80-ab2a-9425210d58d5 | 1 | PPA | ArchiveDirectories={D:\openHistorian\Archive
|  |  | 049005d0-bd59-445d-8748-b9a254065830 | 1 | PPA | ArchiveDirectories={D:\openHistorian\Archive
|  |  | 7fca1050-51d7-48bc-963a-a82c4086ba3f | 1 | PPA | ArchiveDirectories={D:\openHistorian\Archive
|  |  | fa6fc269-7716-4aaa-8b57-d31e4c583da6 | 1 | PPA | ArchiveDirectories={D:\openHistorian\Archive
|  |  | 16c777c8-b2de-4b23-a98b-e84767977739 | 1 | PPA | ArchiveDirectories={D:\openHistorian\Archive
|  |  | 68cc2f4e-6277-49a3-8888-3a4153c6bc3d | 1 | PPA | ArchiveDirectories={D:\openHistorian\Archive
|  |  | db82094f-8760-46da-9741-523e00b8a9a0 | 1 | PPA | ArchiveDirectories={D:\openHistorian\Archive
|  |  | 10b2a7d4-fd9e-4feb-b6c1-5bd794967120 | 1 | PPA | ArchiveDirectories={D:\openHistorian\Archive
|  |  | a74a37ad-bdac-4770-a2f9-30e263a0b7c3 | 1 | PPA | ArchiveDirectories={D:\openHistorian\Archive
|  |  | 1ae0d30b-9496-4d0f-8e9c-d1f948d70030 | 1 | PPA | ArchiveDirectories={D:\openHistorian\Archive
|  |  | 72640abb-5b98-4d60-8df2-4a9027ef72e0 | 1 | PPA | ArchiveDirectories={D:\openHistorian\Archive
|  |  | bd9bca27-b405-4a92-b5a9-fb7498a293ac | 1 | PPA | ArchiveDirectories={D:\openHistorian\Archive
|  |  | 53dd9f1e-36e9-43e8-857e-fefa8ed9e640 | 1 | PPA | ArchiveDirectories={D:\openHistorian\Archive
|  |  | 4125c3bc-238a-474b-a6f5-fd0635bc44c8 | 1 | PPA | ArchiveDirectories={D:\openHistorian\Archive
|  |  | 9084e301-0b9c-4757-9347-17f57df76a52 | 1 | PPA | ArchiveDirectories={D:\openHistorian\Archive
|  |  | 7c20bc6f-cbce-4201-a8fd-1344715809f4 | 1 | PPA | ArchiveDirectories={D:\openHistorian\Archive
|  |  | cedadc04-59c6-4bf6-a3bb-a49b75d42e2a | 1 | PPA | ArchiveDirectories={D:\openHistorian\Archive
|  |  | c2b01359-d5ca-4664-b192-4ad5126ff624 | 1 | PPA | ArchiveDirectories={D:\openHistorian\Archive
|  |  | 3551fec0-fa81-4947-976d-c3fbabf4d720 | 1 | PPA | ArchiveDirectories={D:\openHistorian\Archive
|  |  | 6935dfe1-41bb-410b-a36a-fee809a66347 | 1 | PPA | ArchiveDirectories={D:\openHistorian\Archive
|  |  | 884a1f04-d30f-421d-a928-20793f8edb38 | 1 | PPA | ArchiveDirectories={D:\openHistorian\Archive
|  |  | 744cd081-cc6b-4920-8d51-7123ef84850c | 1 | PPA | ArchiveDirectories={D:\openHistorian\Archive
|  |  | 179571f5-9997-4474-96bd-092391defa08 | 1 | PPA | ArchiveDirectories={D:\openHistorian\Archive
|  |  | 4f95f046-3a35-4bd7-93da-08376e27a800 | 1 | PPA | ArchiveDirectories={D:\openHistorian\Archive
|  |  | 2e05166c-7fb4-492c-9e0a-8e4a9e0a1218 | 1 | PPA | ArchiveDirectories={D:\openHistorian\Archive
|  |  | c352b803-26da-4bbe-86ee-201edb22efc8 | 1 | PPA | ArchiveDirectories={D:\openHistorian\Archive
|  |  | bc65306a-d8d1-453b-94fd-6e566a8bb74d | 1 | PPA | ArchiveDirectories={D:\openHistorian\Archive
|  |  | 3c673368-2d39-4a48-9f6f-a306325424e7 | 1 | PPA | ArchiveDirectories={D:\openHistorian\Archive
|  |  | eb8ded97-2a5f-41bd-ad90-e907e9387291 | 1 | PPA | ArchiveDirectories={D:\openHistorian\Archive
|  |  | 55790dea-8dc2-4e03-8754-2b0c0e64f39b | 1 | PPA | ArchiveDirectories={D:\openHistorian\Archive
|  |  | a07f395b-8d27-4c9c-b436-deadd37ee0a6 | 1 | PPA | ArchiveDirectories={D:\openHistorian\Archive
|  |  | e5aa81ab-ba1d-42d7-af36-6d225ed9f21b | 1 | PPA | ArchiveDirectories={D:\openHistorian\Archive
|  |  | edc16788-81e4-408a-a3af-7b1f795c1987 | 1 | PPA | ArchiveDirectories={D:\openHistorian\Archive
|  |  | 7d762ea1-7009-4826-baee-320dcf9aac3f | 1 | PPA | ArchiveDirectories={D:\openHistorian\Archive
|  |  | 39d57a5a-9f7d-4671-96cc-ef44dec1d3dd | 1 | PPA | ArchiveDirectories={D:\openHistorian\Archive
|  |  | ab61b7da-86c0-4bd5-99ad-ba4b117a486a | 1 | PPA | ArchiveDirectories={D:\openHistorian\Archive
|  |  | 20020517-9a36-43c7-a2a1-b8f08d80806e | 1 | PPA | ArchiveDirectories={D:\openHistorian\Archive
|  |  | 32d77b27-f6cc-4f1f-b602-e974c541c541 | 1 | PPA | ArchiveDirectories={D:\openHistorian\Archive
|  |  | 3730a998-3ed2-4268-aab2-834c89ee28ae | 1 | PPA | ArchiveDirectories={D:\openHistorian\Archive
|  |  | de9cfada-6cdc-4190-870c-414053c7d8dd | 1 | PPA | ArchiveDirectories={D:\openHistorian\Archive
|  |  | 52ed7a1f-baf9-4869-a5a2-ec15ea24031e | 1 | PPA | ArchiveDirectories={D:\openHistorian\Archive
|  |  | 8a708a50-cd28-40fa-9994-8d6290b1aed8 | 1 | PPA | ArchiveDirectories={D:\openHistorian\Archive
|  |  | b3d6673e-1f3b-4b20-a2e5-89b1f3e743ae | 1 | PPA | ArchiveDirectories={D:\openHistorian\Archive
|  |  | 74a34b02-b47c-4e66-9a11-53a0647fe97f | 1 | PPA | ArchiveDirectories={D:\openHistorian\Archive
|  |  | c723fbfa-fb29-445a-a59e-0b6f6b512b8e | 1 | PPA | ArchiveDirectories={D:\openHistorian\Archive
|  |  | e0cf6abc-e805-4f7c-b0da-4c7c128b2b1a | 1 | PPA | ArchiveDirectories={D:\openHistorian\Archive
|  |  | 536af8a8-f19b-438e-b6e7-4c929d032423 | 1 | PPA | ArchiveDirectories={D:\openHistorian\Archive
|  |  | a69494c4-917f-4221-ab71-0ec08820a7ec | 1 | PPA | ArchiveDirectories={D:\openHistorian\Archive
|  |  | c0f92603-1dae-4092-88ef-2a7b1bf63fff | 1 | PPA | ArchiveDirectories={D:\openHistorian\Archive
|  |  | 433e930f-5d5a-4df8-9a7f-e0e588c2ca09 | 1 | PPA | ArchiveDirectories={D:\openHistorian\Archive
|  |  | b4bf32e9-3449-438b-8ca8-1a553c727b8a | 1 | PPA | ArchiveDirectories={D:\openHistorian\Archive
|  |  | 424f9502-f2d0-4f6c-96f1-80829ad88c6f | 1 | PPA | ArchiveDirectories={D:\openHistorian\Archive
|  |  | 10ef5b85-8fea-428c-be48-1f80ccbc920d | 1 | PPA | ArchiveDirectories={D:\openHistorian\Archive
|  |  | 4807f4ce-dfa5-4403-a75d-86d8432bfa1d | 1 | PPA | ArchiveDirectories={D:\openHistorian\Archive
|  |  | 3b3a283a-28eb-4e34-8126-9a772a68eb5c | 1 | PPA | ArchiveDirectories={D:\openHistorian\Archive
|  |  | b339894b-b56c-4740-a230-f9e30c40072b | 1 | PPA | ArchiveDirectories={D:\openHistorian\Archive
|  |  | 4cb87d52-1244-4dc9-91f9-c9f28617668b | 1 | PPA | ArchiveDirectories={D:\openHistorian\Archive
|  |  | 7dc8b50f-8327-40e2-b1d6-0c198057745b | 1 | PPA | ArchiveDirectories={D:\openHistorian\Archive
|  |  | e47ad1d7-dd67-4fdf-a71d-290024c6821d | 1 | PPA | ArchiveDirectories={D:\openHistorian\Archive
|  |  | 2e3382c9-7050-4f62-b74f-b16af21bc85e | 1 | PPA | ArchiveDirectories={D:\openHistorian\Archive
|  |  | 6c69771f-e6b4-46c7-8beb-ae61e630fe5a | 1 | PPA | ArchiveDirectories={D:\openHistorian\Archive
|  |  | ea1ebaeb-a024-4727-af05-f9b01736f00a | 1 | PPA | ArchiveDirectories={D:\openHistorian\Archive
|  |  | 525e306e-5d8f-47e9-ac37-70b75bda87c9 | 1 | PPA | ArchiveDirectories={D:\openHistorian\Archive
|  |  | 5cddf426-4ed0-4a2e-9f03-5bd7181c5e3c | 1 | PPA | ArchiveDirectories={D:\openHistorian\Archive
|  |  | 8dd2800f-cd63-49f1-a724-83ee85e6e7e6 | 1 | PPA | ArchiveDirectories={D:\openHistorian\Archive
|  |  | 7ff95865-cf02-4ed4-9d1b-59bd5183d6fe | 1 | PPA | ArchiveDirectories={D:\openHistorian\Archive
|  |  | f6ad7dc0-64dd-4610-b3a1-77848bd58b55 | 1 | PPA | ArchiveDirectories={D:\openHistorian\Archive
|  |  | 43d197e3-32c0-45b4-8f02-14d68d70fb53 | 1 | PPA | ArchiveDirectories={D:\openHistorian\Archive
|  |  | d464d3cb-7741-4da6-a615-20dee480adf8 | 1 | PPA | ArchiveDirectories={D:\openHistorian\Archive
|  |  | 03bea326-cb0d-49fb-a5e3-01732b7e669d | 1 | PPA | ArchiveDirectories={D:\openHistorian\Archive
|  |  | 7f9b6fa1-9e6b-4377-9721-672cae12d8b5 | 1 | PPA | ArchiveDirectories={D:\openHistorian\Archive
|  |  | 6915d001-f264-4a41-992d-f0cb86b2a763 | 1 | PPA | ArchiveDirectories={D:\openHistorian\Archive
|  |  | 0a19f199-d502-4126-afd8-8d1b25502498 | 1 | PPA | ArchiveDirectories={D:\openHistorian\Archive
|  |  | 4130166e-386a-4dcb-81c5-87acc0c70659 | 1 | PPA | ArchiveDirectories={D:\openHistorian\Archive
|  |  | 070aa5df-2c7e-4b53-b315-62fcd860fcf7 | 1 | PPA | ArchiveDirectories={D:\openHistorian\Archive
|  |  | 62d2deee-0a96-43f9-952b-2d995fe73a80 | 1 | PPA | ArchiveDirectories={D:\openHistorian\Archive
|  |  | cc2d83d1-fd54-4e7a-802a-fb8032158d66 | 1 | PPA | ArchiveDirectories={D:\openHistorian\Archive
|  |  | b2b11479-a472-4784-8cd6-6c87c67a3a97 | 1 | PPA | ArchiveDirectories={D:\openHistorian\Archive
|  |  | 12b87ccf-3d73-4300-96be-4b025323e7a8 | 1 | PPA | ArchiveDirectories={D:\openHistorian\Archive
|  |  | dee78f52-e7c4-44f5-b9e9-d2db25e12c93 | 1 | PPA | ArchiveDirectories={D:\openHistorian\Archive
|  |  | b99873c4-d0dc-48ef-a96e-8660f1353372 | 1 | PPA | ArchiveDirectories={D:\openHistorian\Archive
|  |  | 284ae7c0-68a3-4285-afe4-76a50b816650 | 1 | PPA | ArchiveDirectories={D:\openHistorian\Archive
|  |  | 3fe51860-5200-402a-8178-f0ea4982fc83 | 1 | PPA | ArchiveDirectories={D:\openHistorian\Archive
|  |  | cb6e1795-1d2a-464b-88b8-94c0670ea7c8 | 1 | PPA | ArchiveDirectories={D:\openHistorian\Archive
|  |  | c72f094f-a028-46fa-ab8d-1b26d8ad82e4 | 1 | PPA | ArchiveDirectories={D:\openHistorian\Archive
|  |  | 7268ef3f-79ec-45f6-b163-4a2efacfcfd7 | 1 | PPA | ArchiveDirectories={D:\openHistorian\Archive
|  |  | f6ac1573-c596-433b-a5c1-b8e505e841f9 | 1 | PPA | ArchiveDirectories={D:\openHistorian\Archive
|  |  | bf045e4a-2254-4642-a4eb-7c17f8b0872c | 1 | PPA | ArchiveDirectories={D:\openHistorian\Archive
|  |  | ee7ed1bc-cad1-4fbb-9cbb-06447936d46f | 1 | PPA | ArchiveDirectories={D:\openHistorian\Archive
|  |  | 17d9c478-a882-4da9-8c5c-00c225d3db68 | 1 | PPA | ArchiveDirectories={D:\openHistorian\Archive
|  |  | 9e425f1f-d802-4e12-8041-86ef60542793 | 1 | PPA | ArchiveDirectories={D:\openHistorian\Archive
|  |  | 95ac3e99-c6d9-4404-8414-f6743b51e3b1 | 1 | PPA | ArchiveDirectories={D:\openHistorian\Archive
|  |  | 7d68a394-768d-4297-a46c-248c99632f44 | 1 | PPA | ArchiveDirectories={D:\openHistorian\Archive
|  |  | d2a2fbe4-e91a-43d1-8cf4-ff89645bbb0d | 1 | PPA | ArchiveDirectories={D:\openHistorian\Archive
|  |  | cbeeef73-1af1-4882-a8b7-82eec668fc57 | 1 | PPA | ArchiveDirectories={D:\openHistorian\Archive
|  |  | 17eb9ddb-0625-48ba-9508-b98691616dbd | 1 | PPA | ArchiveDirectories={D:\openHistorian\Archive
|  |  | 241ececc-0ee9-4bbc-8bba-b5ec0dd7119b | 1 | PPA | ArchiveDirectories={D:\openHistorian\Archive
|  |  | 89fb84a2-cd68-4afd-9a66-034912371fc7 | 1 | PPA | ArchiveDirectories={D:\openHistorian\Archive
|  |  | 9b42b9ac-9255-4def-b6ca-db69f0114e49 | 1 | PPA | ArchiveDirectories={D:\openHistorian\Archive
|  |  | b28ead2a-fc02-4469-8767-21a44aa2ea11 | 1 | PPA | ArchiveDirectories={D:\openHistorian\Archive
|  |  | 6ed7fca1-c2fb-4d9c-92b7-707ca9513ad4 | 1 | PPA | ArchiveDirectories={D:\openHistorian\Archive
|  |  | 0ac7f134-ec9b-493b-baea-88af64fd56e9 | 1 | PPA | ArchiveDirectories={D:\openHistorian\Archive
|  |  | 8486c0d9-09ac-4b91-a524-18e3e3c3a00b | 1 | PPA | ArchiveDirectories={D:\openHistorian\Archive
|  |  | f768422f-8e88-4355-b0b3-357cdb690a1c | 1 | PPA | ArchiveDirectories={D:\openHistorian\Archive
|  |  | 4ca04b39-cacf-4728-a6b0-fcfa2b3c360f | 1 | PPA | ArchiveDirectories={D:\openHistorian\Archive
|  |  | d7230eda-8451-4eea-a90a-adff9e2db0fd | 1 | PPA | ArchiveDirectories={D:\openHistorian\Archive
|  |  | ba1f8d90-4a38-4259-ad54-bb8f4502d699 | 1 | PPA | ArchiveDirectories={D:\openHistorian\Archive
|  |  | 13e3afb7-91ff-4c29-bf5a-7b755e3ebe6a | 1 | PPA | ArchiveDirectories={D:\openHistorian\Archive
|  |  | a1a25ab3-11f3-47e9-9bc1-bf7d2c32ac22 | 1 | PPA | ArchiveDirectories={D:\openHistorian\Archive
|  |  | 07f389fd-262a-47b2-a638-f14c972ee44e | 1 | PPA | ArchiveDirectories={D:\openHistorian\Archive
|  |  | 5551dcb2-abac-4367-bc70-488e5fa01d91 | 1 | PPA | ArchiveDirectories={D:\openHistorian\Archive
|  |  | 70b81aef-1215-4a09-8e45-b64f01af69b6 | 1 | PPA | ArchiveDirectories={D:\openHistorian\Archive
|  |  | 404cbe91-b1ab-42e4-a53f-d55d0f6aaa69 | 1 | PPA | ArchiveDirectories={D:\openHistorian\Archive
|  |  | 93a20eb0-ee25-4b07-ae4c-75e96ff160da | 1 | PPA | ArchiveDirectories={D:\openHistorian\Archive
|  |  | 0c61f36f-62b8-4b9f-91be-e500f25fd35a | 1 | PPA | ArchiveDirectories={D:\openHistorian\Archive
|  |  | d5d9a509-5e3e-4a29-ac81-65edbe8be4e3 | 1 | PPA | ArchiveDirectories={D:\openHistorian\Archive
|  |  | 28b13437-8fdd-4e89-a80c-a67e13138338 | 1 | PPA | ArchiveDirectories={D:\openHistorian\Archive
|  |  | 28e4ef6c-a481-4898-9113-1175e158f5ff | 1 | PPA | ArchiveDirectories={D:\openHistorian\Archive
|  |  | de5acf8f-93d2-4b72-9888-249336f566f3 | 1 | PPA | ArchiveDirectories={D:\openHistorian\Archive
|  |  | 0bdcc847-5008-49a2-9440-02ca20b04368 | 1 | PPA | ArchiveDirectories={D:\openHistorian\Archive
|  |  | fd7dafaf-d78c-408e-b910-7defb2154afe | 1 | PPA | ArchiveDirectories={D:\openHistorian\Archive
|  |  | 5a2c6de4-c4c9-4908-b47d-cc34f722a46b | 1 | PPA | ArchiveDirectories={D:\openHistorian\Archive
|  |  | 51e6fbf6-1f2e-4e70-a075-0293702e872f | 1 | PPA | ArchiveDirectories={D:\openHistorian\Archive
|  |  | be169cfc-1ead-4103-b1d7-5b0a65675bfa | 1 | PPA | ArchiveDirectories={D:\openHistorian\Archive
|  |  | 464f5063-b38d-470f-9c1f-c33d7e2ae5a9 | 1 | PPA | ArchiveDirectories={D:\openHistorian\Archive
|  |  | caa66559-c7e3-42dc-b4bf-244485f7e20f | 1 | PPA | ArchiveDirectories={D:\openHistorian\Archive
|  |  | 18a68c14-7915-4551-b447-fe7a6c451e76 | 1 | PPA | ArchiveDirectories={D:\openHistorian\Archive
|  |  | 6ba68f53-aa21-46cc-be2e-182c25fd424e | 1 | PPA | ArchiveDirectories={D:\openHistorian\Archive
|  |  | de5f98d7-fe82-4214-bc30-a8aafc9e4bb6 | 1 | PPA | ArchiveDirectories={D:\openHistorian\Archive
|  |  | 3561c180-9b9b-412c-967c-d98992a2b3c4 | 1 | PPA | ArchiveDirectories={D:\openHistorian\Archive
|  |  | 011a5930-f4bc-4e2f-b5c2-a1eb297a8a35 | 1 | PPA | ArchiveDirectories={D:\openHistorian\Archive
|  |  | d8ee5d8f-2edf-4afd-99a9-d51d119ddc56 | 1 | PPA | ArchiveDirectories={D:\openHistorian\Archive
|  |  | 0084644f-df83-4627-971f-266b2660f166 | 1 | PPA | ArchiveDirectories={D:\openHistorian\Archive
|  |  | d3f64a70-3db6-414e-bb57-db75d8c765ba | 1 | PPA | ArchiveDirectories={D:\openHistorian\Archive
|  |  | 6a4ba086-c79c-4749-858a-edded433f4f2 | 1 | PPA | ArchiveDirectories={D:\openHistorian\Archive
|  |  | 916cadfc-889c-405e-bd20-1769cbdcad27 | 1 | PPA | ArchiveDirectories={D:\openHistorian\Archive
|  |  | 3b77d0ca-a4ed-4c53-b8c2-71fe91296dc8 | 1 | PPA | ArchiveDirectories={D:\openHistorian\Archive
|  |  | 55100a1b-d10b-4186-a257-2f014d11fd2d | 1 | PPA | ArchiveDirectories={D:\openHistorian\Archive
|  |  | ff8da3fa-9c07-4f61-936a-fceb61d4630f | 1 | PPA | ArchiveDirectories={D:\openHistorian\Archive
|  |  | 85dfd477-dc49-4bbb-bb3a-8d4a64c2dd59 | 1 | PPA | ArchiveDirectories={D:\openHistorian\Archive
|  |  | 17bac9ef-b28e-4f58-a622-1630de6e3914 | 1 | PPA | ArchiveDirectories={D:\openHistorian\Archive
|  |  | 4deb3087-9d25-482a-8b93-207671ab6f57 | 1 | PPA | ArchiveDirectories={D:\openHistorian\Archive
|  |  | 01d1fd73-dc50-4dc1-9094-9ca737b2653b | 1 | PPA | ArchiveDirectories={D:\openHistorian\Archive
|  |  | 38314392-06be-4363-b1eb-ffb135b8ba65 | 1 | PPA | ArchiveDirectories={D:\openHistorian\Archive
|  |  | 0177af43-3fab-4436-b54a-857a4c57cb88 | 1 | PPA | ArchiveDirectories={D:\openHistorian\Archive
|  |  | 9b1c95eb-9850-49b3-9e0f-b5931901f7da | 1 | PPA | ArchiveDirectories={D:\openHistorian\Archive
|  |  | efd290e4-b8af-44c9-96a7-9a50040a7fc2 | 1 | PPA | ArchiveDirectories={D:\openHistorian\Archive
|  |  | d6657a1d-e99b-46c8-9dfa-53d5fad66fe9 | 1 | PPA | ArchiveDirectories={D:\openHistorian\Archive
|  |  | 6fec5ffd-7bd3-46f6-b44c-2c2b1173dcfa | 1 | PPA | ArchiveDirectories={D:\openHistorian\Archive
|  |  | 8958d97a-4df2-436c-93ac-4d46c7deae1c | 1 | PPA | ArchiveDirectories={D:\openHistorian\Archive
|  |  | 1aaf08bd-c612-4cc7-b278-c5769f2e424b | 1 | PPA | ArchiveDirectories={D:\openHistorian\Archive
|  |  | 37ae4e64-1ad2-4a44-805d-a5a495a9ba22 | 1 | PPA | ArchiveDirectories={D:\openHistorian\Archive
|  |  | 527bf7ea-b330-4fcf-9199-b75c4879a8a8 | 1 | PPA | ArchiveDirectories={D:\openHistorian\Archive
|  |  | 71bd0168-d589-425f-b9a7-22824efa2d51 | 1 | PPA | ArchiveDirectories={D:\openHistorian\Archive
|  |  | c497762d-9d6f-4ac7-9852-3c13aa28642c | 1 | PPA | ArchiveDirectories={D:\openHistorian\Archive
|  |  | c315370b-864f-4eb3-a8d5-f94c96390eb5 | 1 | PPA | ArchiveDirectories={D:\openHistorian\Archive
|  |  | 190c378b-2a3d-4fa9-bbbc-2dce2cf1b245 | 1 | PPA | ArchiveDirectories={D:\openHistorian\Archive
|  |  | 90389854-638e-4bff-b8cf-ab88a5f40b41 | 1 | PPA | ArchiveDirectories={D:\openHistorian\Archive
|  |  | f2720f2f-14b8-4309-8405-6283f9d8c3ab | 1 | PPA | ArchiveDirectories={D:\openHistorian\Archive
|  |  | 4e55617d-ebd7-40dd-b0c1-1b94ba56f8dc | 1 | PPA | ArchiveDirectories={D:\openHistorian\Archive
|  |  | f116cab3-284f-4699-ae38-ae2bf774c102 | 1 | PPA | ArchiveDirectories={D:\openHistorian\Archive
|  |  | 4efb77c2-30ee-42e1-a118-59b99304fd42 | 1 | PPA | ArchiveDirectories={D:\openHistorian\Archive
|  |  | aa7777a7-fbe6-4875-b920-f3a217cab3dd | 1 | PPA | ArchiveDirectories={D:\openHistorian\Archive
|  |  | a59f8d40-a4a6-4283-94b8-f81d6a4651d7 | 1 | PPA | ArchiveDirectories={D:\openHistorian\Archive
|  |  | 67943c5a-8c5d-4b14-aced-8047b608729a | 1 | PPA | ArchiveDirectories={D:\openHistorian\Archive
|  |  | 8ff8d129-d4e8-42c1-8c49-07128c0c99c2 | 1 | PPA | ArchiveDirectories={D:\openHistorian\Archive
|  |  | 71909e49-31d9-441c-83fe-7dd6ee9112b3 | 1 | PPA | ArchiveDirectories={D:\openHistorian\Archive
|  |  | d24099d4-53e1-45c7-aab8-350055135222 | 1 | PPA | ArchiveDirectories={D:\openHistorian\Archive
|  |  | 87675ee0-6c50-46c6-906b-4c686cc75497 | 1 | PPA | ArchiveDirectories={D:\openHistorian\Archive
|  |  | 3f400b63-39e2-4d19-93ed-4defeff2dfc5 | 1 | PPA | ArchiveDirectories={D:\openHistorian\Archive
|  |  | 1093b127-3507-45bb-9477-de0cf54a2ca8 | 1 | PPA | ArchiveDirectories={D:\openHistorian\Archive
|  |  | f2198b68-8d0d-4fc9-8976-96cb1515135c | 1 | PPA | ArchiveDirectories={D:\openHistorian\Archive
|  |  | dd21d665-c159-475d-ace0-0fdde2c91e65 | 1 | PPA | ArchiveDirectories={D:\openHistorian\Archive
|  |  | da315017-2cf8-4d28-9ef6-d08e89854260 | 1 | PPA | ArchiveDirectories={D:\openHistorian\Archive
|  |  | 0437bc01-0b20-4356-b382-31a5342b7be1 | 1 | PPA | ArchiveDirectories={D:\openHistorian\Archive
|  |  | 1868f866-cbd1-40b3-95d8-0c0e3d679f5e | 1 | PPA | ArchiveDirectories={D:\openHistorian\Archive
|  |  | 51a0a775-89bc-4eba-add1-5b30692a5133 | 1 | PPA | ArchiveDirectories={D:\openHistorian\Archive
|  |  | e085a1d9-d7e7-4f21-b438-adc259c2c1f1 | 1 | PPA | ArchiveDirectories={D:\openHistorian\Archive
|  |  | 8d2651a2-1630-4d08-96b1-9180ab4eaa67 | 1 | PPA | ArchiveDirectories={D:\openHistorian\Archive
|  |  | 6f999a16-2312-4d51-8dd6-8d278998350a | 1 | PPA | ArchiveDirectories={D:\openHistorian\Archive
|  |  | 913d043a-97b2-41ac-8454-d0cfd6f55636 | 1 | PPA | ArchiveDirectories={D:\openHistorian\Archive
|  |  | 6b36574b-394e-4644-b145-303035c8c732 | 1 | PPA | ArchiveDirectories={D:\openHistorian\Archive
|  |  | 966a9f2f-e48f-45c1-a268-508b750d31f9 | 1 | PPA | ArchiveDirectories={D:\openHistorian\Archive
|  |  | e3111492-0a38-46e5-bd1c-43c5549a365f | 1 | PPA | ArchiveDirectories={D:\openHistorian\Archive
|  |  | 0aecd359-8413-4be0-bf00-60e5d362b14e | 1 | PPA | ArchiveDirectories={D:\openHistorian\Archive
|  |  | 0d4a6d04-a501-402a-80dd-7db9e22be0d7 | 1 | PPA | ArchiveDirectories={D:\openHistorian\Archive
|  |  | 96f3b0fd-d4f7-43ae-9b02-775ceeafa652 | 1 | PPA | ArchiveDirectories={D:\openHistorian\Archive
|  |  | 16f2abd8-2f0e-4be6-aeca-3854ce71510d | 1 | PPA | ArchiveDirectories={D:\openHistorian\Archive
|  |  | 05659ed2-a2fc-4224-b695-9f4e7485d781 | 1 | PPA | ArchiveDirectories={D:\openHistorian\Archive
|  |  | 1d7fea1a-7bae-489e-9e21-b280ee9691c6 | 1 | PPA | ArchiveDirectories={D:\openHistorian\Archive
|  |  | 5636b108-b088-4e33-a43e-f1eb60e267ee | 1 | PPA | ArchiveDirectories={D:\openHistorian\Archive
|  |  | d57b7fec-7591-48a7-beb7-b776fd5a3ab8 | 1 | PPA | ArchiveDirectories={D:\openHistorian\Archive
|  |  | 5d567669-2a2d-414a-b89a-3d8724fb31c1 | 1 | PPA | ArchiveDirectories={D:\openHistorian\Archive
|  |  | 30fa0787-f05c-4f4b-8e10-3bf1a5826d66 | 1 | PPA | ArchiveDirectories={D:\openHistorian\Archive
|  |  | 1d4359dc-b04e-414f-98bf-2f850c30cd7e | 1 | PPA | ArchiveDirectories={D:\openHistorian\Archive
|  |  | ada88af2-11c0-42ea-8345-2a1fed351b69 | 1 | PPA | ArchiveDirectories={D:\openHistorian\Archive
|  |  | f81cc083-1845-4128-86fc-c549a8e6539c | 1 | PPA | ArchiveDirectories={D:\openHistorian\Archive
|  |  | 39ff6809-1583-45ed-bfb7-7977f3d48ffd | 1 | PPA | ArchiveDirectories={D:\openHistorian\Archive
|  |  | ec765bb1-1195-4693-bc49-032a88c66d6c | 1 | PPA | ArchiveDirectories={D:\openHistorian\Archive
|  |  | 4cfcb416-8380-4f33-91b8-fff31f08784e | 1 | PPA | ArchiveDirectories={D:\openHistorian\Archive
|  |  | 869fac89-445f-4754-8245-1a1d0b5fa832 | 1 | PPA | ArchiveDirectories={D:\openHistorian\Archive
|  |  | 7caca6ef-6f45-4cd5-8138-c239458d18e4 | 1 | PPA | ArchiveDirectories={D:\openHistorian\Archive
|  |  | e8ff9859-955f-49b7-b17b-f62ac938be39 | 1 | PPA | ArchiveDirectories={D:\openHistorian\Archive
|  |  | fdc51ea5-0092-436b-ace0-cca916872eed | 1 | PPA | ArchiveDirectories={D:\openHistorian\Archive
|  |  | 3054db6d-934d-4c18-aa20-dd650655e6c7 | 1 | PPA | ArchiveDirectories={D:\openHistorian\Archive
|  |  | c650a8dd-0b9c-4a39-9ca2-d8adbc89853b | 1 | PPA | ArchiveDirectories={D:\openHistorian\Archive
|  |  | 9092bb9f-ad3c-47c0-9e8a-5d79041cc6ec | 1 | PPA | ArchiveDirectories={D:\openHistorian\Archive
|  |  | fd6844ea-be70-4c98-b621-5c5c5909f973 | 1 | PPA | ArchiveDirectories={D:\openHistorian\Archive
|  |  | 6f277426-9a45-4901-be9d-f5d817d5ba7f | 1 | PPA | ArchiveDirectories={D:\openHistorian\Archive
|  |  | cb4815cf-7380-4a52-a500-2b9e0122016b | 1 | PPA | ArchiveDirectories={D:\openHistorian\Archive
|  |  | a0b43711-2a15-4d79-9c6c-1c2da8ff66a5 | 1 | PPA | ArchiveDirectories={D:\openHistorian\Archive
|  |  | a438e8fd-de86-4979-8e1a-bf8f9f9aa152 | 1 | PPA | ArchiveDirectories={D:\openHistorian\Archive
|  |  | 7fb8763d-3968-4012-8f8c-ee48cba35d2a | 1 | PPA | ArchiveDirectories={D:\openHistorian\Archive
|  |  | 36e530d5-f6b2-48e0-bd0d-80e6d4429df9 | 1 | PPA | ArchiveDirectories={D:\openHistorian\Archive
|  |  | 89487ca0-2db3-4d37-b3fd-81410829d055 | 1 | PPA | ArchiveDirectories={D:\openHistorian\Archive
|  |  | 64e0cf7c-514d-43db-b9c0-de0bb8e0c8b6 | 1 | PPA | ArchiveDirectories={D:\openHistorian\Archive
|  |  | 397e91d2-decf-4bcb-bf2a-4da7ddf762fb | 1 | PPA | ArchiveDirectories={D:\openHistorian\Archive
|  |  | ea7bd50c-66f4-4280-a509-d86d708c9fd7 | 1 | PPA | ArchiveDirectories={D:\openHistorian\Archive
|  |  | a681e1fc-556b-4a4f-8829-cf41435982ac | 1 | PPA | ArchiveDirectories={D:\openHistorian\Archive
|  |  | b7555a73-4e1f-46bd-bba3-3c4fa0264d57 | 1 | PPA | ArchiveDirectories={D:\openHistorian\Archive
|  |  | 205bfde3-8c0d-41dc-9f42-e502884df615 | 1 | PPA | ArchiveDirectories={D:\openHistorian\Archive
|  |  | 17fbd3f6-1465-4556-a01d-54ca2e4c9eb9 | 1 | PPA | ArchiveDirectories={D:\openHistorian\Archive
|  |  | c9fa14bd-7768-4957-b621-8d5fce4ab38d | 1 | PPA | ArchiveDirectories={D:\openHistorian\Archive
|  |  | 23b55d79-268b-4410-a830-e96afefc952a | 1 | PPA | ArchiveDirectories={D:\openHistorian\Archive
|  |  | 5db4df58-e744-4192-a707-8981846e8022 | 1 | PPA | ArchiveDirectories={D:\openHistorian\Archive
|  |  | 8e3ebea6-654e-4f51-a345-8ac50c77aade | 1 | PPA | ArchiveDirectories={D:\openHistorian\Archive
|  |  | e863ecd9-0167-4978-a8b2-3f297d86cef6 | 1 | PPA | ArchiveDirectories={D:\openHistorian\Archive
|  |  | e72ed0c8-0561-4a11-a961-b66aa09f1e75 | 1 | PPA | ArchiveDirectories={D:\openHistorian\Archive
|  |  | 5720738b-5d40-409f-90f5-25d2bdd36a54 | 1 | PPA | ArchiveDirectories={D:\openHistorian\Archive
|  |  | db06c991-a103-4bb5-b8b0-ece7e0c6081a | 1 | PPA | ArchiveDirectories={D:\openHistorian\Archive
|  |  | c917a7fc-a71a-482d-838f-a81d834661c5 | 1 | PPA | ArchiveDirectories={D:\openHistorian\Archive
|  |  | 9b738c7c-9556-47f6-91fd-fcfb7bb62be6 | 1 | PPA | ArchiveDirectories={D:\openHistorian\Archive
|  |  | 7f0ca46d-5e5e-44c4-bbd3-d77f096684a6 | 1 | PPA | ArchiveDirectories={D:\openHistorian\Archive
|  |  | 31cacea5-0c79-488a-a27d-8be2a56ff25b | 1 | PPA | ArchiveDirectories={D:\openHistorian\Archive
|  |  | c5ee3491-5852-4ede-b081-2dd07d15819a | 1 | PPA | ArchiveDirectories={D:\openHistorian\Archive
|  |  | 33dc9348-f182-4f5d-a46a-d56ca94673f9 | 1 | PPA | ArchiveDirectories={D:\openHistorian\Archive
|  |  | 0a0cffd6-7350-4875-b1c5-aa5d89eab09f | 1 | PPA | ArchiveDirectories={D:\openHistorian\Archive
|  |  | b483bc80-974b-4576-b697-a7989c8af8be | 1 | PPA | ArchiveDirectories={D:\openHistorian\Archive
|  |  | 98b6868c-6261-48b9-b30d-bffeb9a0198f | 1 | PPA | ArchiveDirectories={D:\openHistorian\Archive
|  |  | a78c014d-8613-4858-b0c4-12e72e1cb47a | 1 | PPA | ArchiveDirectories={D:\openHistorian\Archive
|  |  | 7f1fa117-bc27-413d-baed-3fe645bf1cb3 | 1 | PPA | ArchiveDirectories={D:\openHistorian\Archive
|  |  | 75abad5f-289f-48e9-b12e-b962ffc380a1 | 1 | PPA | ArchiveDirectories={D:\openHistorian\Archive
|  |  | b3915f21-f26b-447b-8c66-f15d33acbc3d | 1 | PPA | ArchiveDirectories={D:\openHistorian\Archive
|  |  | 2f4d9a7d-0c37-4dcb-a822-6f52558d8fcf | 1 | PPA | ArchiveDirectories={D:\openHistorian\Archive
|  |  | 4ee09968-1e8b-4761-89f8-7fc04073095a | 1 | PPA | ArchiveDirectories={D:\openHistorian\Archive
|  |  | 4ea4e9b4-8954-47cf-a760-e95582cc99ce | 1 | PPA | ArchiveDirectories={D:\openHistorian\Archive
|  |  | 6c89c8ba-ff90-42d3-ae25-c5adcbdf39e0 | 1 | PPA | ArchiveDirectories={D:\openHistorian\Archive
|  |  | 0c85b5ee-f056-497e-8b4f-22e4711b6f99 | 1 | PPA | ArchiveDirectories={D:\openHistorian\Archive
|  |  | 9b22770c-18b4-40bb-a337-1b7110bad4b3 | 1 | PPA | ArchiveDirectories={D:\openHistorian\Archive
|  |  | d9c01085-9a7d-4dcc-97f1-d3ce0c3020a6 | 1 | PPA | ArchiveDirectories={D:\openHistorian\Archive
|  |  | b02025d2-1fd0-4f61-bdfc-09f25d0f169d | 1 | PPA | ArchiveDirectories={D:\openHistorian\Archive
|  |  | b73b8fc2-dc63-4a38-bc90-3a29abc85cf1 | 1 | PPA | ArchiveDirectories={D:\openHistorian\Archive
|  |  | 0da414a5-5d38-4993-81c6-351a2a162939 | 1 | PPA | ArchiveDirectories={D:\openHistorian\Archive
|  |  | df52c2d8-a7d4-4a4e-a456-67270490eb80 | 1 | PPA | ArchiveDirectories={D:\openHistorian\Archive
|  |  | 8ec920e6-080e-478c-9169-0af49d9a4908 | 1 | PPA | ArchiveDirectories={D:\openHistorian\Archive
|  |  | ab86817f-e382-4b93-a5ed-0482c495846b | 1 | PPA | ArchiveDirectories={D:\openHistorian\Archive
|  |  | 292fcc8e-acde-4423-8c62-1c247c7dfb1f | 1 | PPA | ArchiveDirectories={D:\openHistorian\Archive
|  |  | 5d0df001-f876-4877-b33b-5e5508183592 | 1 | PPA | ArchiveDirectories={D:\openHistorian\Archive
|  |  | 554b35ef-d1b7-4905-a725-fbdebdabcced | 1 | PPA | ArchiveDirectories={D:\openHistorian\Archive
|  |  | 07342f40-9fbc-4176-a0f0-6c4b1ca0fa09 | 1 | PPA | ArchiveDirectories={D:\openHistorian\Archive
|  |  | 36e73481-5b61-4c24-87bb-9cd1a0aba0d8 | 1 | PPA | ArchiveDirectories={D:\openHistorian\Archive
|  |  | 9ae7d8f8-ce7f-4f42-b4b2-de400d39269b | 1 | PPA | ArchiveDirectories={D:\openHistorian\Archive
|  |  | 49592c5b-fa3d-45d1-9b1e-6c78770948f7 | 1 | PPA | ArchiveDirectories={D:\openHistorian\Archive
|  |  | 168d2f78-a02d-47fd-be42-64096f4855a4 | 1 | PPA | ArchiveDirectories={D:\openHistorian\Archive
|  |  | f508399d-0c83-4bc1-8ef6-94cfc3b8a9a0 | 1 | PPA | ArchiveDirectories={D:\openHistorian\Archive
|  |  | 55bf7e6e-0129-49a6-9e73-88bf5cb2c55d | 1 | PPA | ArchiveDirectories={D:\openHistorian\Archive
|  |  | a8c00f5f-2243-474a-87b7-137944b25e0a | 1 | PPA | ArchiveDirectories={D:\openHistorian\Archive
|  |  | 16d00e37-7cc5-4fca-8f05-b00c42a06d65 | 1 | PPA | ArchiveDirectories={D:\openHistorian\Archive
|  |  | 3674cef6-a2f5-49e4-8482-59ce69773507 | 1 | PPA | ArchiveDirectories={D:\openHistorian\Archive
|  |  | 280dded7-8676-42dc-9298-3c4f5ef15860 | 1 | PPA | ArchiveDirectories={D:\openHistorian\Archive
|  |  | f8278570-ae96-469e-a0ee-e6cc04226bd0 | 1 | PPA | ArchiveDirectories={D:\openHistorian\Archive
|  |  | 141abc3f-0def-42e8-860b-4ab840c32c94 | 1 | PPA | ArchiveDirectories={D:\openHistorian\Archive
|  |  | 695b737a-2a06-4e91-a2fc-4f58c319f582 | 1 | PPA | ArchiveDirectories={D:\openHistorian\Archive
|  |  | 79972291-079f-4377-91d8-3c66b9b01aa4 | 1 | PPA | ArchiveDirectories={D:\openHistorian\Archive
|  |  | 5b3213f8-ed2f-4696-b503-cf0d6a419ab2 | 1 | PPA | ArchiveDirectories={D:\openHistorian\Archive
|  |  | b03bff6e-ca0b-442e-b074-e85c05325460 | 1 | PPA | ArchiveDirectories={D:\openHistorian\Archive
|  |  | 40c9bb31-25a3-4d73-9be5-bcb1b254c3c9 | 1 | PPA | ArchiveDirectories={D:\openHistorian\Archive
|  |  | e5941ad6-22d0-4727-8f8f-f32bafb1b345 | 1 | PPA | ArchiveDirectories={D:\openHistorian\Archive
|  |  | d39ff5da-ba03-445b-8fdc-a8c6e7e62af4 | 1 | PPA | ArchiveDirectories={D:\openHistorian\Archive
|  |  | 920cf029-7bf7-42d4-9dc0-243365defcf7 | 1 | PPA | ArchiveDirectories={D:\openHistorian\Archive
|  |  | d087c39e-1e1c-4953-a8b8-d8a1d8c44208 | 1 | PPA | ArchiveDirectories={D:\openHistorian\Archive
|  |  | 5c72d676-3952-4ff4-8792-31342abf89be | 1 | PPA | ArchiveDirectories={D:\openHistorian\Archive
|  |  | 29cdda68-1e92-4d03-8aa0-257c617a3ec6 | 1 | PPA | ArchiveDirectories={D:\openHistorian\Archive
|  |  | e6850c3f-5767-4f73-94f9-a51573224922 | 1 | PPA | ArchiveDirectories={D:\openHistorian\Archive
|  |  | 94e60daa-5862-495e-a8b5-f129162962c0 | 1 | PPA | ArchiveDirectories={D:\openHistorian\Archive
|  |  | 431c8d6a-f762-4246-a5af-8332ad61c6fa | 1 | PPA | ArchiveDirectories={D:\openHistorian\Archive
|  |  | 4eb973a7-afa2-4780-9d45-cf0f7b7b3936 | 1 | PPA | ArchiveDirectories={D:\openHistorian\Archive
|  |  | c8969413-dd63-4a4a-aa2c-c25dfd05e736 | 1 | PPA | ArchiveDirectories={D:\openHistorian\Archive
|  |  | 33711772-c706-48a5-95e8-048794881f93 | 1 | PPA | ArchiveDirectories={D:\openHistorian\Archive
|  |  | 8f3598cb-12c7-4035-871c-5ac98eec3d34 | 1 | PPA | ArchiveDirectories={D:\openHistorian\Archive
|  |  | 5fe89bec-9ff1-4999-8ac8-d3441b80db30 | 1 | PPA | ArchiveDirectories={D:\openHistorian\Archive
|  |  | 6319437d-7cfe-40e7-bfa6-8b9bd6a78fea | 1 | PPA | ArchiveDirectories={D:\openHistorian\Archive
|  |  | 80eb14fc-33ae-4b3c-89be-952d7be96e6d | 1 | PPA | ArchiveDirectories={D:\openHistorian\Archive
|  |  | 26c4ec11-ac5d-4d7c-9042-4e727059941e | 1 | PPA | ArchiveDirectories={D:\openHistorian\Archive
|  |  | 173ed2d3-9e10-4406-a8d7-272f698a746e | 1 | PPA | ArchiveDirectories={D:\openHistorian\Archive
|  |  | 5f5cd6d1-9a5f-43ce-b372-833aef706467 | 1 | PPA | ArchiveDirectories={D:\openHistorian\Archive
|  |  | c7da5925-52f8-400d-a0cb-400e8e83f7ab | 1 | PPA | ArchiveDirectories={D:\openHistorian\Archive
|  |  | 8345b77f-0892-4464-aca3-edc702af8c81 | 1 | PPA | ArchiveDirectories={D:\openHistorian\Archive
|  |  | ee40a11d-d59e-4dd5-979d-8c07a09478b4 | 1 | PPA | ArchiveDirectories={D:\openHistorian\Archive
|  |  | 3da989f0-0086-4dea-a8de-0cb45d132978 | 1 | PPA | ArchiveDirectories={D:\openHistorian\Archive
|  |  | 52c3eee2-ec58-4100-84d0-180d7c0700e4 | 1 | PPA | ArchiveDirectories={D:\openHistorian\Archive
|  |  | 95785812-e980-4687-936a-9ec6affd53ca | 1 | PPA | ArchiveDirectories={D:\openHistorian\Archive
|  |  | 9baab347-af82-426f-81cf-9c152d71dd98 | 1 | PPA | ArchiveDirectories={D:\openHistorian\Archive
|  |  | 8f9ffc33-c981-451f-adcc-b4ca023e5ef8 | 1 | PPA | ArchiveDirectories={D:\openHistorian\Archive
|  |  | 71077c22-f89c-4dde-8cee-b1382a35d0a7 | 1 | PPA | ArchiveDirectories={D:\openHistorian\Archive
|  |  | bf613406-696b-4b79-a101-0f2f123f6102 | 1 | PPA | ArchiveDirectories={D:\openHistorian\Archive
|  |  | d106d65f-667e-4ad5-a7bf-91d3bccae555 | 1 | PPA | ArchiveDirectories={D:\openHistorian\Archive
|  |  | 3b3dbd2d-27f9-44f2-8185-ab58a31b79c4 | 1 | PPA | ArchiveDirectories={D:\openHistorian\Archive
|  |  | 9a46529e-0952-42d9-95ce-d214b1d50b9b | 1 | PPA | ArchiveDirectories={D:\openHistorian\Archive
|  |  | 604e6cc0-a7a9-470f-aed6-130290df3adf | 1 | PPA | ArchiveDirectories={D:\openHistorian\Archive
|  |  | cc8323a0-bc18-4cf6-8f44-65998ba0899b | 1 | PPA | ArchiveDirectories={D:\openHistorian\Archive
|  |  | cc26c04e-6c55-41eb-9f7e-c8e8b23de755 | 1 | PPA | ArchiveDirectories={D:\openHistorian\Archive
|  |  | 22a351d9-adb9-47b8-913b-a536c7715e81 | 1 | PPA | ArchiveDirectories={D:\openHistorian\Archive
|  |  | 5a51a76e-6799-4ea6-a058-5443b343d096 | 1 | PPA | ArchiveDirectories={D:\openHistorian\Archive
|  |  | 3cca45ce-5102-448f-8c39-e3e7b6b144ac | 1 | PPA | ArchiveDirectories={D:\openHistorian\Archive
|  |  | 783d62d1-73ed-4a5a-a237-f315faa8fdd9 | 1 | PPA | ArchiveDirectories={D:\openHistorian\Archive
|  |  | 01ca2fa6-d6b6-4005-b5df-8b1516003bae | 2 | STAT |  | 8317 | ONS_LOCAL$ESSRNS_345_PM_03!PMU:ST1 |  |  | 8736f6c7-ad41-4b43-b4f6-e684e0d4ad20 |  |  | 30 | [8 empty] | 11 | [5 empty] | LOCAL$ESSRNS_345_PM_03!PMU-ST1 | 0.0 | 1.0 | Device statistic for Number of data quality errors reported by device during last reporting interval. | 0 | 1 | 1 |  | Any | STAT | Statistic | ST |  |  | STAT:8317 | 2021-08-06 18:05
|  |  | b0a0b139-6fb3-4d83-8814-09760780128d | 2 | STAT |  | 8318 | ONS_LOCAL$ESSRNS_345_PM_03!PMU:ST2 |  |  | 8736f6c7-ad41-4b43-b4f6-e684e0d4ad20 |  |  | 30 | [8 empty] | 11 | [5 empty] | LOCAL$ESSRNS_345_PM_03!PMU-ST2 | 0.0 | 1.0 | Device statistic for Number of time quality errors reported by device during last reporting interval. | 0 | 1 | 1 |  | Any | STAT | Statistic | ST |  |  | STAT:8318 | 2021-08-06 18:05
|  |  | 6e7f3bf0-278b-4925-b40a-06cfac6cca84 | 2 | STAT |  | 8319 | ONS_LOCAL$ESSRNS_345_PM_03!PMU:ST3 |  |  | 8736f6c7-ad41-4b43-b4f6-e684e0d4ad20 |  |  | 30 | [8 empty] | 11 | [5 empty] | LOCAL$ESSRNS_345_PM_03!PMU-ST3 | 0.0 | 1.0 | Device statistic for Number of device errors reported by device during last reporting interval. | 0 | 1 | 1 |  | Any | STAT | Statistic | ST |  |  | STAT:8319 | 2021-08-06 18:05
|  |  | 7e7310e8-58f7-44d8-a2ba-422f4dc80539 | 2 | STAT |  | 8320 | ONS_LOCAL$ESSRNS_345_PM_03!PMU:ST4 |  |  | 8736f6c7-ad41-4b43-b4f6-e684e0d4ad20 |  |  | 30 | [8 empty] | 11 | [5 empty] | LOCAL$ESSRNS_345_PM_03!PMU-ST4 | 0.0 | 1.0 | Device statistic for Number of measurements received from device during last reporting interval. | 0 | 1 | 1 |  | Any | STAT | Statistic | ST |  |  | STAT:8320 | 2021-08-06 18:05
|  |  | 72332673-5686-46f4-a665-598d1d88daee | 2 | STAT |  | 8321 | ONS_LOCAL$ESSRNS_345_PM_03!PMU:ST5 |  |  | 8736f6c7-ad41-4b43-b4f6-e684e0d4ad20 |  |  | 30 | [8 empty] | 11 | [5 empty] | LOCAL$ESSRNS_345_PM_03!PMU-ST5 | 0.0 | 1.0 | Device statistic for Expected number of measurements received from device during last reporting interval. | 0 | 1 | 1 |  | Any | STAT | Statistic | ST |  |  | STAT:8321 | 2021-08-06 18:05
|  |  | 8c055e61-5375-42ef-9315-611b1bc4c51d | 2 | STAT |  | 8322 | ONS_LOCAL$ESSRNS_345_PM_03!PMU:ST6 |  |  | 8736f6c7-ad41-4b43-b4f6-e684e0d4ad20 |  |  | 30 | [8 empty] | 11 | [5 empty] | LOCAL$ESSRNS_345_PM_03!PMU-ST6 | 0.0 | 1.0 | Device statistic for Number of measurements received while device was reporting errors during last reporting interval. | 0 | 1 | 1 |  | Any | STAT | Statistic | ST |  |  | STAT:8322 | 2021-08-06 18:05
|  |  | 178f1de3-01c0-4f9e-9549-cd4d64fbaf0b | 2 | STAT |  | 8323 | ONS_LOCAL$ESSRNS_345_PM_03!PMU:ST7 |  |  | 8736f6c7-ad41-4b43-b4f6-e684e0d4ad20 |  |  | 30 | [8 empty] | 11 | [5 empty] | LOCAL$ESSRNS_345_PM_03!PMU-ST7 | 0.0 | 1.0 | Device statistic for Number of defined measurements (per frame) from device during last reporting interval. | 0 | 1 | 1 |  | Any | STAT | Statistic | ST |  |  | STAT:8323 | 2021-08-06 18:05
|  |  | 14867c58-0f35-4251-be30-0053d120d96e | 2 | STAT |  | 8324 | ONS_LOCAL$ESSRNS_345_PM_04!PMU:ST1 |  |  | 8736f6c7-ad41-4b43-b4f6-e684e0d4ad20 |  |  | 30 | [8 empty] | 11 | [5 empty] | LOCAL$ESSRNS_345_PM_04!PMU-ST1 | 0.0 | 1.0 | Device statistic for Number of data quality errors reported by device during last reporting interval. | 0 | 1 | 1 |  | Any | STAT | Statistic | ST |  |  | STAT:8324 | 2021-08-06 18:05
|  |  | 483a821b-27c4-43e6-8bbf-f53a3df2644b | 2 | STAT |  | 8325 | ONS_LOCAL$ESSRNS_345_PM_04!PMU:ST2 |  |  | 8736f6c7-ad41-4b43-b4f6-e684e0d4ad20 |  |  | 30 | [8 empty] | 11 | [5 empty] | LOCAL$ESSRNS_345_PM_04!PMU-ST2 | 0.0 | 1.0 | Device statistic for Number of time quality errors reported by device during last reporting interval. | 0 | 1 | 1 |  | Any | STAT | Statistic | ST |  |  | STAT:8325 | 2021-08-06 18:05
|  |  | 48d1f4b0-cf0c-4abf-95de-c950864048cb | 2 | STAT |  | 8326 | ONS_LOCAL$ESSRNS_345_PM_04!PMU:ST3 |  |  | 8736f6c7-ad41-4b43-b4f6-e684e0d4ad20 |  |  | 30 | [8 empty] | 11 | [5 empty] | LOCAL$ESSRNS_345_PM_04!PMU-ST3 | 0.0 | 1.0 | Device statistic for Number of device errors reported by device during last reporting interval. | 0 | 1 | 1 |  | Any | STAT | Statistic | ST |  |  | STAT:8326 | 2021-08-06 18:05
|  |  | 8040f0e4-4374-433d-ac30-e1fb06dcdacc | 2 | STAT |  | 8327 | ONS_LOCAL$ESSRNS_345_PM_04!PMU:ST4 |  |  | 8736f6c7-ad41-4b43-b4f6-e684e0d4ad20 |  |  | 30 | [8 empty] | 11 | [5 empty] | LOCAL$ESSRNS_345_PM_04!PMU-ST4 | 0.0 | 1.0 | Device statistic for Number of measurements received from device during last reporting interval. | 0 | 1 | 1 |  | Any | STAT | Statistic | ST |  |  | STAT:8327 | 2021-08-06 18:05
|  |  | 20ca7c8e-b499-4f4e-9aa9-97b380fa947e | 2 | STAT |  | 8328 | ONS_LOCAL$ESSRNS_345_PM_04!PMU:ST5 |  |  | 8736f6c7-ad41-4b43-b4f6-e684e0d4ad20 |  |  | 30 | [8 empty] | 11 | [5 empty] | LOCAL$ESSRNS_345_PM_04!PMU-ST5 | 0.0 | 1.0 | Device statistic for Expected number of measurements received from device during last reporting interval. | 0 | 1 | 1 |  | Any | STAT | Statistic | ST |  |  | STAT:8328 | 2021-08-06 18:05
|  |  | 05c09edc-6882-425f-9821-589d2cc69907 | 2 | STAT |  | 8329 | ONS_LOCAL$ESSRNS_345_PM_04!PMU:ST6 |  |  | 8736f6c7-ad41-4b43-b4f6-e684e0d4ad20 |  |  | 30 | [8 empty] | 11 | [5 empty] | LOCAL$ESSRNS_345_PM_04!PMU-ST6 | 0.0 | 1.0 | Device statistic for Number of measurements received while device was reporting errors during last reporting interval. | 0 | 1 | 1 |  | Any | STAT | Statistic | ST |  |  | STAT:8329 | 2021-08-06 18:05
|  |  | 9382f2b4-248c-42ce-a8c5-fd90fd9d3d06 | 2 | STAT |  | 8330 | ONS_LOCAL$ESSRNS_345_PM_04!PMU:ST7 |  |  | 8736f6c7-ad41-4b43-b4f6-e684e0d4ad20 |  |  | 30 | [8 empty] | 11 | [5 empty] | LOCAL$ESSRNS_345_PM_04!PMU-ST7 | 0.0 | 1.0 | Device statistic for Number of defined measurements (per frame) from device during last reporting interval. | 0 | 1 | 1 |  | Any | STAT | Statistic | ST |  |  | STAT:8330 | 2021-08-06 18:05
|  |  | 83a4c7cf-d51c-4faa-9565-51f0f585356a | 2 | STAT |  | 8331 | ONS_LOCAL$ESSRNS_345_PM_05!PMU:ST1 |  |  | 8736f6c7-ad41-4b43-b4f6-e684e0d4ad20 |  |  | 30 | [8 empty] | 11 | [5 empty] | LOCAL$ESSRNS_345_PM_05!PMU-ST1 | 0.0 | 1.0 | Device statistic for Number of data quality errors reported by device during last reporting interval. | 0 | 1 | 1 |  | Any | STAT | Statistic | ST |  |  | STAT:8331 | 2021-08-06 18:05
|  |  | 8cc43109-a5b9-45a9-b8e8-77d31de0f65a | 2 | STAT |  | 8332 | ONS_LOCAL$ESSRNS_345_PM_05!PMU:ST2 |  |  | 8736f6c7-ad41-4b43-b4f6-e684e0d4ad20 |  |  | 30 | [8 empty] | 11 | [5 empty] | LOCAL$ESSRNS_345_PM_05!PMU-ST2 | 0.0 | 1.0 | Device statistic for Number of time quality errors reported by device during last reporting interval. | 0 | 1 | 1 |  | Any | STAT | Statistic | ST |  |  | STAT:8332 | 2021-08-06 18:05
|  |  | bccc53c6-dd76-4c12-b1fa-8b8c2eb24c7b | 2 | STAT |  | 8333 | ONS_LOCAL$ESSRNS_345_PM_05!PMU:ST3 |  |  | 8736f6c7-ad41-4b43-b4f6-e684e0d4ad20 |  |  | 30 | [8 empty] | 11 | [5 empty] | LOCAL$ESSRNS_345_PM_05!PMU-ST3 | 0.0 | 1.0 | Device statistic for Number of device errors reported by device during last reporting interval. | 0 | 1 | 1 |  | Any | STAT | Statistic | ST |  |  | STAT:8333 | 2021-08-06 18:05
|  |  | 10ddf46f-34e7-4fcd-aa8d-e1d1f77a2029 | 2 | STAT |  | 8334 | ONS_LOCAL$ESSRNS_345_PM_05!PMU:ST4 |  |  | 8736f6c7-ad41-4b43-b4f6-e684e0d4ad20 |  |  | 30 | [8 empty] | 11 | [5 empty] | LOCAL$ESSRNS_345_PM_05!PMU-ST4 | 0.0 | 1.0 | Device statistic for Number of measurements received from device during last reporting interval. | 0 | 1 | 1 |  | Any | STAT | Statistic | ST |  |  | STAT:8334 | 2021-08-06 18:05
|  |  | 71ccb907-101d-43bd-ac6d-afb7d5f7fd78 | 2 | STAT |  | 8335 | ONS_LOCAL$ESSRNS_345_PM_05!PMU:ST5 |  |  | 8736f6c7-ad41-4b43-b4f6-e684e0d4ad20 |  |  | 30 | [8 empty] | 11 | [5 empty] | LOCAL$ESSRNS_345_PM_05!PMU-ST5 | 0.0 | 1.0 | Device statistic for Expected number of measurements received from device during last reporting interval. | 0 | 1 | 1 |  | Any | STAT | Statistic | ST |  |  | STAT:8335 | 2021-08-06 18:05
|  |  | bf7d4d70-6477-43e3-8227-723a69a3b776 | 2 | STAT |  | 8336 | ONS_LOCAL$ESSRNS_345_PM_05!PMU:ST6 |  |  | 8736f6c7-ad41-4b43-b4f6-e684e0d4ad20 |  |  | 30 | [8 empty] | 11 | [5 empty] | LOCAL$ESSRNS_345_PM_05!PMU-ST6 | 0.0 | 1.0 | Device statistic for Number of measurements received while device was reporting errors during last reporting interval. | 0 | 1 | 1 |  | Any | STAT | Statistic | ST |  |  | STAT:8336 | 2021-08-06 18:05
|  |  | 96c3be1c-e0f9-4f52-ad3d-ffacc798e3aa | 2 | STAT |  | 8337 | ONS_LOCAL$ESSRNS_345_PM_05!PMU:ST7 |  |  | 8736f6c7-ad41-4b43-b4f6-e684e0d4ad20 |  |  | 30 | [8 empty] | 11 | [5 empty] | LOCAL$ESSRNS_345_PM_05!PMU-ST7 | 0.0 | 1.0 | Device statistic for Number of defined measurements (per frame) from device during last reporting interval. | 0 | 1 | 1 |  | Any | STAT | Statistic | ST |  |  | STAT:8337 | 2021-08-06 18:05
|  |  | b9ab5a14-4578-42b1-b73a-fe4c640012c3 | 2 | STAT |  | 8338 | ONS_LOCAL$ESSRNS_345_PM_07!PMU:ST1 |  |  | 8736f6c7-ad41-4b43-b4f6-e684e0d4ad20 |  |  | 30 | [8 empty] | 11 | [5 empty] | LOCAL$ESSRNS_345_PM_07!PMU-ST1 | 0.0 | 1.0 | Device statistic for Number of data quality errors reported by device during last reporting interval. | 0 | 1 | 1 |  | Any | STAT | Statistic | ST |  |  | STAT:8338 | 2021-08-06 18:05
|  |  | 5c2e6dcd-16a8-4ad2-a192-e4d7190acd08 | 2 | STAT |  | 8339 | ONS_LOCAL$ESSRNS_345_PM_07!PMU:ST2 |  |  | 8736f6c7-ad41-4b43-b4f6-e684e0d4ad20 |  |  | 30 | [8 empty] | 11 | [5 empty] | LOCAL$ESSRNS_345_PM_07!PMU-ST2 | 0.0 | 1.0 | Device statistic for Number of time quality errors reported by device during last reporting interval. | 0 | 1 | 1 |  | Any | STAT | Statistic | ST |  |  | STAT:8339 | 2021-08-06 18:05
|  |  | 8032bfb2-5f8d-44be-9d91-7c19837fb007 | 2 | STAT |  | 8340 | ONS_LOCAL$ESSRNS_345_PM_07!PMU:ST3 |  |  | 8736f6c7-ad41-4b43-b4f6-e684e0d4ad20 |  |  | 30 | [8 empty] | 11 | [5 empty] | LOCAL$ESSRNS_345_PM_07!PMU-ST3 | 0.0 | 1.0 | Device statistic for Number of device errors reported by device during last reporting interval. | 0 | 1 | 1 |  | Any | STAT | Statistic | ST |  |  | STAT:8340 | 2021-08-06 18:05
|  |  | 4d5b81d9-ba2b-4213-b0c7-2ecdcb218b3b | 2 | STAT |  | 8341 | ONS_LOCAL$ESSRNS_345_PM_07!PMU:ST4 |  |  | 8736f6c7-ad41-4b43-b4f6-e684e0d4ad20 |  |  | 30 | [8 empty] | 11 | [5 empty] | LOCAL$ESSRNS_345_PM_07!PMU-ST4 | 0.0 | 1.0 | Device statistic for Number of measurements received from device during last reporting interval. | 0 | 1 | 1 |  | Any | STAT | Statistic | ST |  |  | STAT:8341 | 2021-08-06 18:05
|  |  | 75902e6d-35d3-4fbc-8576-6392c11e13f3 | 2 | STAT |  | 8342 | ONS_LOCAL$ESSRNS_345_PM_07!PMU:ST5 |  |  | 8736f6c7-ad41-4b43-b4f6-e684e0d4ad20 |  |  | 30 | [8 empty] | 11 | [5 empty] | LOCAL$ESSRNS_345_PM_07!PMU-ST5 | 0.0 | 1.0 | Device statistic for Expected number of measurements received from device during last reporting interval. | 0 | 1 | 1 |  | Any | STAT | Statistic | ST |  |  | STAT:8342 | 2021-08-06 18:05
|  |  | d6af7078-6dfb-471a-9986-8361a2df2b69 | 2 | STAT |  | 8343 | ONS_LOCAL$ESSRNS_345_PM_07!PMU:ST6 |  |  | 8736f6c7-ad41-4b43-b4f6-e684e0d4ad20 |  |  | 30 | [8 empty] | 11 | [5 empty] | LOCAL$ESSRNS_345_PM_07!PMU-ST6 | 0.0 | 1.0 | Device statistic for Number of measurements received while device was reporting errors during last reporting interval. | 0 | 1 | 1 |  | Any | STAT | Statistic | ST |  |  | STAT:8343 | 2021-08-06 18:05
|  |  | 647d1ac2-5c0f-4280-b07d-4018c4ba9bae | 2 | STAT |  | 8344 | ONS_LOCAL$ESSRNS_345_PM_07!PMU:ST7 |  |  | 8736f6c7-ad41-4b43-b4f6-e684e0d4ad20 |  |  | 30 | [8 empty] | 11 | [5 empty] | LOCAL$ESSRNS_345_PM_07!PMU-ST7 | 0.0 | 1.0 | Device statistic for Number of defined measurements (per frame) from device during last reporting interval. | 0 | 1 | 1 |  | Any | STAT | Statistic | ST |  |  | STAT:8344 | 2021-08-06 18:05
|  |  | 6c80cd28-bdf5-4cda-a949-025175f1cd7a | 2 | STAT |  | 8345 | ONS_LOCAL$GOSTSM_500_PM_01!PMU:ST1 |  |  | 8736f6c7-ad41-4b43-b4f6-e684e0d4ad20 |  |  | 30 | [8 empty] | 11 | [5 empty] | LOCAL$GOSTSM_500_PM_01!PMU-ST1 | 0.0 | 1.0 | Device statistic for Number of data quality errors reported by device during last reporting interval. | 0 | 1 | 1 |  | Any | STAT | Statistic | ST |  |  | STAT:8345 | 2021-08-06 18:05
|  |  | 672410ab-25eb-4614-ac0e-529282dcf03a | 2 | STAT |  | 8346 | ONS_LOCAL$GOSTSM_500_PM_01!PMU:ST2 |  |  | 8736f6c7-ad41-4b43-b4f6-e684e0d4ad20 |  |  | 30 | [8 empty] | 11 | [5 empty] | LOCAL$GOSTSM_500_PM_01!PMU-ST2 | 0.0 | 1.0 | Device statistic for Number of time quality errors reported by device during last reporting interval. | 0 | 1 | 1 |  | Any | STAT | Statistic | ST |  |  | STAT:8346 | 2021-08-06 18:05
|  |  | eb9f0960-1fc4-446c-9c35-dc37c17df1e0 | 2 | STAT |  | 8347 | ONS_LOCAL$GOSTSM_500_PM_01!PMU:ST3 |  |  | 8736f6c7-ad41-4b43-b4f6-e684e0d4ad20 |  |  | 30 | [8 empty] | 11 | [5 empty] | LOCAL$GOSTSM_500_PM_01!PMU-ST3 | 0.0 | 1.0 | Device statistic for Number of device errors reported by device during last reporting interval. | 0 | 1 | 1 |  | Any | STAT | Statistic | ST |  |  | STAT:8347 | 2021-08-06 18:05
|  |  | 19fb224f-edeb-43a5-a829-fb24b369e0aa | 2 | STAT |  | 8348 | ONS_LOCAL$GOSTSM_500_PM_01!PMU:ST4 |  |  | 8736f6c7-ad41-4b43-b4f6-e684e0d4ad20 |  |  | 30 | [8 empty] | 11 | [5 empty] | LOCAL$GOSTSM_500_PM_01!PMU-ST4 | 0.0 | 1.0 | Device statistic for Number of measurements received from device during last reporting interval. | 0 | 1 | 1 |  | Any | STAT | Statistic | ST |  |  | STAT:8348 | 2021-08-06 18:05
|  |  | d089120d-b537-4e40-8995-802f46df0174 | 2 | STAT |  | 8349 | ONS_LOCAL$GOSTSM_500_PM_01!PMU:ST5 |  |  | 8736f6c7-ad41-4b43-b4f6-e684e0d4ad20 |  |  | 30 | [8 empty] | 11 | [5 empty] | LOCAL$GOSTSM_500_PM_01!PMU-ST5 | 0.0 | 1.0 | Device statistic for Expected number of measurements received from device during last reporting interval. | 0 | 1 | 1 |  | Any | STAT | Statistic | ST |  |  | STAT:8349 | 2021-08-06 18:05
|  |  | 29e35f65-52d3-45c3-b11c-c8c140b7b162 | 2 | STAT |  | 8350 | ONS_LOCAL$GOSTSM_500_PM_01!PMU:ST6 |  |  | 8736f6c7-ad41-4b43-b4f6-e684e0d4ad20 |  |  | 30 | [8 empty] | 11 | [5 empty] | LOCAL$GOSTSM_500_PM_01!PMU-ST6 | 0.0 | 1.0 | Device statistic for Number of measurements received while device was reporting errors during last reporting interval. | 0 | 1 | 1 |  | Any | STAT | Statistic | ST |  |  | STAT:8350 | 2021-08-06 18:05
|  |  | de3f4bb7-3260-4a9f-8c02-31029dc28664 | 2 | STAT |  | 8351 | ONS_LOCAL$GOSTSM_500_PM_01!PMU:ST7 |  |  | 8736f6c7-ad41-4b43-b4f6-e684e0d4ad20 |  |  | 30 | [8 empty] | 11 | [5 empty] | LOCAL$GOSTSM_500_PM_01!PMU-ST7 | 0.0 | 1.0 | Device statistic for Number of defined measurements (per frame) from device during last reporting interval. | 0 | 1 | 1 |  | Any | STAT | Statistic | ST |  |  | STAT:8351 | 2021-08-06 18:05
|  |  | e2e1b9a5-fce5-4f64-b0c8-ec09103be8aa | 2 | STAT |  | 8352 | ONS_LOCAL$GOSTSM_500_PM_02!PMU:ST1 |  |  | 8736f6c7-ad41-4b43-b4f6-e684e0d4ad20 |  |  | 30 | [8 empty] | 11 | [5 empty] | LOCAL$GOSTSM_500_PM_02!PMU-ST1 | 0.0 | 1.0 | Device statistic for Number of data quality errors reported by device during last reporting interval. | 0 | 1 | 1 |  | Any | STAT | Statistic | ST |  |  | STAT:8352 | 2021-08-06 18:05
|  |  | ebb7ef4f-8e11-4a4c-90b4-b2c68f73b663 | 2 | STAT |  | 8353 | ONS_LOCAL$GOSTSM_500_PM_02!PMU:ST2 |  |  | 8736f6c7-ad41-4b43-b4f6-e684e0d4ad20 |  |  | 30 | [8 empty] | 11 | [5 empty] | LOCAL$GOSTSM_500_PM_02!PMU-ST2 | 0.0 | 1.0 | Device statistic for Number of time quality errors reported by device during last reporting interval. | 0 | 1 | 1 |  | Any | STAT | Statistic | ST |  |  | STAT:8353 | 2021-08-06 18:05
|  |  | 08c45285-c9df-4ac3-99b8-2c75008f3fa4 | 2 | STAT |  | 8354 | ONS_LOCAL$GOSTSM_500_PM_02!PMU:ST3 |  |  | 8736f6c7-ad41-4b43-b4f6-e684e0d4ad20 |  |  | 30 | [8 empty] | 11 | [5 empty] | LOCAL$GOSTSM_500_PM_02!PMU-ST3 | 0.0 | 1.0 | Device statistic for Number of device errors reported by device during last reporting interval. | 0 | 1 | 1 |  | Any | STAT | Statistic | ST |  |  | STAT:8354 | 2021-08-06 18:05
|  |  | 4b4be630-a91d-408b-b811-340019e75d00 | 2 | STAT |  | 8355 | ONS_LOCAL$GOSTSM_500_PM_02!PMU:ST4 |  |  | 8736f6c7-ad41-4b43-b4f6-e684e0d4ad20 |  |  | 30 | [8 empty] | 11 | [5 empty] | LOCAL$GOSTSM_500_PM_02!PMU-ST4 | 0.0 | 1.0 | Device statistic for Number of measurements received from device during last reporting interval. | 0 | 1 | 1 |  | Any | STAT | Statistic | ST |  |  | STAT:8355 | 2021-08-06 18:05
|  |  | e5961bbd-8d8b-4310-a96d-48ef44d721d3 | 2 | STAT |  | 8356 | ONS_LOCAL$GOSTSM_500_PM_02!PMU:ST5 |  |  | 8736f6c7-ad41-4b43-b4f6-e684e0d4ad20 |  |  | 30 | [8 empty] | 11 | [5 empty] | LOCAL$GOSTSM_500_PM_02!PMU-ST5 | 0.0 | 1.0 | Device statistic for Expected number of measurements received from device during last reporting interval. | 0 | 1 | 1 |  | Any | STAT | Statistic | ST |  |  | STAT:8356 | 2021-08-06 18:05
|  |  | 6fcc21aa-fd24-405e-af72-5ba2e974c41f | 2 | STAT |  | 8357 | ONS_LOCAL$GOSTSM_500_PM_02!PMU:ST6 |  |  | 8736f6c7-ad41-4b43-b4f6-e684e0d4ad20 |  |  | 30 | [8 empty] | 11 | [5 empty] | LOCAL$GOSTSM_500_PM_02!PMU-ST6 | 0.0 | 1.0 | Device statistic for Number of measurements received while device was reporting errors during last reporting interval. | 0 | 1 | 1 |  | Any | STAT | Statistic | ST |  |  | STAT:8357 | 2021-08-06 18:05
|  |  | 46705a37-d613-40ee-8ae4-c685e98eea45 | 2 | STAT |  | 8358 | ONS_LOCAL$GOSTSM_500_PM_02!PMU:ST7 |  |  | 8736f6c7-ad41-4b43-b4f6-e684e0d4ad20 |  |  | 30 | [8 empty] | 11 | [5 empty] | LOCAL$GOSTSM_500_PM_02!PMU-ST7 | 0.0 | 1.0 | Device statistic for Number of defined measurements (per frame) from device during last reporting interval. | 0 | 1 | 1 |  | Any | STAT | Statistic | ST |  |  | STAT:8358 | 2021-08-06 18:05
|  |  | 957ad065-f6d0-4e79-9f82-967ce5b0a7f0 | 2 | STAT |  | 8359 | ONS_LOCAL$GOSTSM_500_PM_03!PMU:ST1 |  |  | 8736f6c7-ad41-4b43-b4f6-e684e0d4ad20 |  |  | 30 | [8 empty] | 11 | [5 empty] | LOCAL$GOSTSM_500_PM_03!PMU-ST1 | 0.0 | 1.0 | Device statistic for Number of data quality errors reported by device during last reporting interval. | 0 | 1 | 1 |  | Any | STAT | Statistic | ST |  |  | STAT:8359 | 2021-08-06 18:05
|  |  | a4dbe5c7-6986-4c0f-9a32-776c86728828 | 2 | STAT |  | 8360 | ONS_LOCAL$GOSTSM_500_PM_03!PMU:ST2 |  |  | 8736f6c7-ad41-4b43-b4f6-e684e0d4ad20 |  |  | 30 | [8 empty] | 11 | [5 empty] | LOCAL$GOSTSM_500_PM_03!PMU-ST2 | 0.0 | 1.0 | Device statistic for Number of time quality errors reported by device during last reporting interval. | 0 | 1 | 1 |  | Any | STAT | Statistic | ST |  |  | STAT:8360 | 2021-08-06 18:05
|  |  | b2704c29-0294-418b-979a-32f367191536 | 2 | STAT |  | 8361 | ONS_LOCAL$GOSTSM_500_PM_03!PMU:ST3 |  |  | 8736f6c7-ad41-4b43-b4f6-e684e0d4ad20 |  |  | 30 | [8 empty] | 11 | [5 empty] | LOCAL$GOSTSM_500_PM_03!PMU-ST3 | 0.0 | 1.0 | Device statistic for Number of device errors reported by device during last reporting interval. | 0 | 1 | 1 |  | Any | STAT | Statistic | ST |  |  | STAT:8361 | 2021-08-06 18:05
|  |  | 19914743-bfd1-4776-8bef-ad5bbfde5dcf | 2 | STAT |  | 8362 | ONS_LOCAL$GOSTSM_500_PM_03!PMU:ST4 |  |  | 8736f6c7-ad41-4b43-b4f6-e684e0d4ad20 |  |  | 30 | [8 empty] | 11 | [5 empty] | LOCAL$GOSTSM_500_PM_03!PMU-ST4 | 0.0 | 1.0 | Device statistic for Number of measurements received from device during last reporting interval. | 0 | 1 | 1 |  | Any | STAT | Statistic | ST |  |  | STAT:8362 | 2021-08-06 18:05
|  |  | 616e3f8f-20de-44e7-b478-ad28385b8add | 2 | STAT |  | 8363 | ONS_LOCAL$GOSTSM_500_PM_03!PMU:ST5 |  |  | 8736f6c7-ad41-4b43-b4f6-e684e0d4ad20 |  |  | 30 | [8 empty] | 11 | [5 empty] | LOCAL$GOSTSM_500_PM_03!PMU-ST5 | 0.0 | 1.0 | Device statistic for Expected number of measurements received from device during last reporting interval. | 0 | 1 | 1 |  | Any | STAT | Statistic | ST |  |  | STAT:8363 | 2021-08-06 18:05
|  |  | 38a6780c-8cba-468e-891e-b1914254ad48 | 2 | STAT |  | 8364 | ONS_LOCAL$GOSTSM_500_PM_03!PMU:ST6 |  |  | 8736f6c7-ad41-4b43-b4f6-e684e0d4ad20 |  |  | 30 | [8 empty] | 11 | [5 empty] | LOCAL$GOSTSM_500_PM_03!PMU-ST6 | 0.0 | 1.0 | Device statistic for Number of measurements received while device was reporting errors during last reporting interval. | 0 | 1 | 1 |  | Any | STAT | Statistic | ST |  |  | STAT:8364 | 2021-08-06 18:05
|  |  | b861fc98-c0d3-45fd-bde5-e1fe6e616a21 | 2 | STAT |  | 8365 | ONS_LOCAL$GOSTSM_500_PM_03!PMU:ST7 |  |  | 8736f6c7-ad41-4b43-b4f6-e684e0d4ad20 |  |  | 30 | [8 empty] | 11 | [5 empty] | LOCAL$GOSTSM_500_PM_03!PMU-ST7 | 0.0 | 1.0 | Device statistic for Number of defined measurements (per frame) from device during last reporting interval. | 0 | 1 | 1 |  | Any | STAT | Statistic | ST |  |  | STAT:8365 | 2021-08-06 18:05
|  |  | 299c793f-e69e-48fd-b2de-a81c4a8dc08d | 2 | STAT |  | 8366 | ONS_LOCAL$GOSTSM_500_PM_04!PMU:ST1 |  |  | 8736f6c7-ad41-4b43-b4f6-e684e0d4ad20 |  |  | 30 | [8 empty] | 11 | [5 empty] | LOCAL$GOSTSM_500_PM_04!PMU-ST1 | 0.0 | 1.0 | Device statistic for Number of data quality errors reported by device during last reporting interval. | 0 | 1 | 1 |  | Any | STAT | Statistic | ST |  |  | STAT:8366 | 2021-08-06 18:05
|  |  | 3f47b27d-5ad8-4a5d-a407-3182249f1be7 | 2 | STAT |  | 8367 | ONS_LOCAL$GOSTSM_500_PM_04!PMU:ST2 |  |  | 8736f6c7-ad41-4b43-b4f6-e684e0d4ad20 |  |  | 30 | [8 empty] | 11 | [5 empty] | LOCAL$GOSTSM_500_PM_04!PMU-ST2 | 0.0 | 1.0 | Device statistic for Number of time quality errors reported by device during last reporting interval. | 0 | 1 | 1 |  | Any | STAT | Statistic | ST |  |  | STAT:8367 | 2021-08-06 18:05
|  |  | adb62437-80e7-4ec1-a907-18f705faf2a7 | 2 | STAT |  | 8368 | ONS_LOCAL$GOSTSM_500_PM_04!PMU:ST3 |  |  | 8736f6c7-ad41-4b43-b4f6-e684e0d4ad20 |  |  | 30 | [8 empty] | 11 | [5 empty] | LOCAL$GOSTSM_500_PM_04!PMU-ST3 | 0.0 | 1.0 | Device statistic for Number of device errors reported by device during last reporting interval. | 0 | 1 | 1 |  | Any | STAT | Statistic | ST |  |  | STAT:8368 | 2021-08-06 18:05
|  |  | bfd3a6e8-0156-4d5d-907a-2fe640511434 | 2 | STAT |  | 8369 | ONS_LOCAL$GOSTSM_500_PM_04!PMU:ST4 |  |  | 8736f6c7-ad41-4b43-b4f6-e684e0d4ad20 |  |  | 30 | [8 empty] | 11 | [5 empty] | LOCAL$GOSTSM_500_PM_04!PMU-ST4 | 0.0 | 1.0 | Device statistic for Number of measurements received from device during last reporting interval. | 0 | 1 | 1 |  | Any | STAT | Statistic | ST |  |  | STAT:8369 | 2021-08-06 18:05
|  |  | 978591e9-ae59-43b5-8553-bc5f1760c626 | 2 | STAT |  | 8370 | ONS_LOCAL$GOSTSM_500_PM_04!PMU:ST5 |  |  | 8736f6c7-ad41-4b43-b4f6-e684e0d4ad20 |  |  | 30 | [8 empty] | 11 | [5 empty] | LOCAL$GOSTSM_500_PM_04!PMU-ST5 | 0.0 | 1.0 | Device statistic for Expected number of measurements received from device during last reporting interval. | 0 | 1 | 1 |  | Any | STAT | Statistic | ST |  |  | STAT:8370 | 2021-08-06 18:05
|  |  | 85924aab-0f2a-4320-9b54-a972b94f4047 | 2 | STAT |  | 8371 | ONS_LOCAL$GOSTSM_500_PM_04!PMU:ST6 |  |  | 8736f6c7-ad41-4b43-b4f6-e684e0d4ad20 |  |  | 30 | [8 empty] | 11 | [5 empty] | LOCAL$GOSTSM_500_PM_04!PMU-ST6 | 0.0 | 1.0 | Device statistic for Number of measurements received while device was reporting errors during last reporting interval. | 0 | 1 | 1 |  | Any | STAT | Statistic | ST |  |  | STAT:8371 | 2021-08-06 18:05
|  |  | 3f508e40-9671-4aa5-8921-25f7000500f4 | 2 | STAT |  | 8372 | ONS_LOCAL$GOSTSM_500_PM_04!PMU:ST7 |  |  | 8736f6c7-ad41-4b43-b4f6-e684e0d4ad20 |  |  | 30 | [8 empty] | 11 | [5 empty] | LOCAL$GOSTSM_500_PM_04!PMU-ST7 | 0.0 | 1.0 | Device statistic for Number of defined measurements (per frame) from device during last reporting interval. | 0 | 1 | 1 |  | Any | STAT | Statistic | ST |  |  | STAT:8372 | 2021-08-06 18:05
|  |  | 5429667a-d371-4740-b6de-9dd3284bfcea | 2 | STAT |  | 8373 | ONS_LOCAL$GOSTSM_500_PM_05!PMU:ST1 |  |  | 8736f6c7-ad41-4b43-b4f6-e684e0d4ad20 |  |  | 30 | [8 empty] | 11 | [5 empty] | LOCAL$GOSTSM_500_PM_05!PMU-ST1 | 0.0 | 1.0 | Device statistic for Number of data quality errors reported by device during last reporting interval. | 0 | 1 | 1 |  | Any | STAT | Statistic | ST |  |  | STAT:8373 | 2021-08-06 18:05
|  |  | 8816070f-d887-4801-a113-a8075cc24098 | 2 | STAT |  | 8374 | ONS_LOCAL$GOSTSM_500_PM_05!PMU:ST2 |  |  | 8736f6c7-ad41-4b43-b4f6-e684e0d4ad20 |  |  | 30 | [8 empty] | 11 | [5 empty] | LOCAL$GOSTSM_500_PM_05!PMU-ST2 | 0.0 | 1.0 | Device statistic for Number of time quality errors reported by device during last reporting interval. | 0 | 1 | 1 |  | Any | STAT | Statistic | ST |  |  | STAT:8374 | 2021-08-06 18:05
|  |  | 2d1cd32a-cc5c-4551-a8e3-898964172bf0 | 2 | STAT |  | 8375 | ONS_LOCAL$GOSTSM_500_PM_05!PMU:ST3 |  |  | 8736f6c7-ad41-4b43-b4f6-e684e0d4ad20 |  |  | 30 | [8 empty] | 11 | [5 empty] | LOCAL$GOSTSM_500_PM_05!PMU-ST3 | 0.0 | 1.0 | Device statistic for Number of device errors reported by device during last reporting interval. | 0 | 1 | 1 |  | Any | STAT | Statistic | ST |  |  | STAT:8375 | 2021-08-06 18:05
|  |  | c08aaf50-4971-4118-bcf8-1aba5f53b6cb | 2 | STAT |  | 8376 | ONS_LOCAL$GOSTSM_500_PM_05!PMU:ST4 |  |  | 8736f6c7-ad41-4b43-b4f6-e684e0d4ad20 |  |  | 30 | [8 empty] | 11 | [5 empty] | LOCAL$GOSTSM_500_PM_05!PMU-ST4 | 0.0 | 1.0 | Device statistic for Number of measurements received from device during last reporting interval. | 0 | 1 | 1 |  | Any | STAT | Statistic | ST |  |  | STAT:8376 | 2021-08-06 18:05
|  |  | 06063c8c-5e0e-4af6-a72d-40369a1a90e7 | 2 | STAT |  | 8377 | ONS_LOCAL$GOSTSM_500_PM_05!PMU:ST5 |  |  | 8736f6c7-ad41-4b43-b4f6-e684e0d4ad20 |  |  | 30 | [8 empty] | 11 | [5 empty] | LOCAL$GOSTSM_500_PM_05!PMU-ST5 | 0.0 | 1.0 | Device statistic for Expected number of measurements received from device during last reporting interval. | 0 | 1 | 1 |  | Any | STAT | Statistic | ST |  |  | STAT:8377 | 2021-08-06 18:05
|  |  | 2eaced8f-e2bb-46fe-b609-95d6f622935c | 2 | STAT |  | 8378 | ONS_LOCAL$GOSTSM_500_PM_05!PMU:ST6 |  |  | 8736f6c7-ad41-4b43-b4f6-e684e0d4ad20 |  |  | 30 | [8 empty] | 11 | [5 empty] | LOCAL$GOSTSM_500_PM_05!PMU-ST6 | 0.0 | 1.0 | Device statistic for Number of measurements received while device was reporting errors during last reporting interval. | 0 | 1 | 1 |  | Any | STAT | Statistic | ST |  |  | STAT:8378 | 2021-08-06 18:05
|  |  | c09ed877-6616-4bbe-82fb-ab2a9dff31c2 | 2 | STAT |  | 8379 | ONS_LOCAL$GOSTSM_500_PM_05!PMU:ST7 |  |  | 8736f6c7-ad41-4b43-b4f6-e684e0d4ad20 |  |  | 30 | [8 empty] | 11 | [5 empty] | LOCAL$GOSTSM_500_PM_05!PMU-ST7 | 0.0 | 1.0 | Device statistic for Number of defined measurements (per frame) from device during last reporting interval. | 0 | 1 | 1 |  | Any | STAT | Statistic | ST |  |  | STAT:8379 | 2021-08-06 18:05
|  |  | bfb4f5ca-2504-4983-823d-9d54142e1778 | 2 | STAT |  | 8380 | ONS_LOCAL$MGOPR2_345_PM_01!PMU:ST1 |  |  | 8736f6c7-ad41-4b43-b4f6-e684e0d4ad20 |  |  | 30 | [8 empty] | 11 | [5 empty] | LOCAL$MGOPR2_345_PM_01!PMU-ST1 | 0.0 | 1.0 | Device statistic for Number of data quality errors reported by device during last reporting interval. | 0 | 1 | 1 |  | Any | STAT | Statistic | ST |  |  | STAT:8380 | 2021-08-06 18:05
|  |  | d9c0e69a-c8f9-47d3-a662-f956d5c94b54 | 2 | STAT |  | 8381 | ONS_LOCAL$MGOPR2_345_PM_01!PMU:ST2 |  |  | 8736f6c7-ad41-4b43-b4f6-e684e0d4ad20 |  |  | 30 | [8 empty] | 11 | [5 empty] | LOCAL$MGOPR2_345_PM_01!PMU-ST2 | 0.0 | 1.0 | Device statistic for Number of time quality errors reported by device during last reporting interval. | 0 | 1 | 1 |  | Any | STAT | Statistic | ST |  |  | STAT:8381 | 2021-08-06 18:05
|  |  | 1fa1e82a-9790-4547-ac81-391f6c26bb6c | 2 | STAT |  | 8382 | ONS_LOCAL$MGOPR2_345_PM_01!PMU:ST3 |  |  | 8736f6c7-ad41-4b43-b4f6-e684e0d4ad20 |  |  | 30 | [8 empty] | 11 | [5 empty] | LOCAL$MGOPR2_345_PM_01!PMU-ST3 | 0.0 | 1.0 | Device statistic for Number of device errors reported by device during last reporting interval. | 0 | 1 | 1 |  | Any | STAT | Statistic | ST |  |  | STAT:8382 | 2021-08-06 18:05
|  |  | 94cb2d04-5765-4efe-8203-d22fe9002a87 | 2 | STAT |  | 8383 | ONS_LOCAL$MGOPR2_345_PM_01!PMU:ST4 |  |  | 8736f6c7-ad41-4b43-b4f6-e684e0d4ad20 |  |  | 30 | [8 empty] | 11 | [5 empty] | LOCAL$MGOPR2_345_PM_01!PMU-ST4 | 0.0 | 1.0 | Device statistic for Number of measurements received from device during last reporting interval. | 0 | 1 | 1 |  | Any | STAT | Statistic | ST |  |  | STAT:8383 | 2021-08-06 18:05
|  |  | 9435070e-e0c9-4e0b-bc61-a2cda0336baf | 2 | STAT |  | 8384 | ONS_LOCAL$MGOPR2_345_PM_01!PMU:ST5 |  |  | 8736f6c7-ad41-4b43-b4f6-e684e0d4ad20 |  |  | 30 | [8 empty] | 11 | [5 empty] | LOCAL$MGOPR2_345_PM_01!PMU-ST5 | 0.0 | 1.0 | Device statistic for Expected number of measurements received from device during last reporting interval. | 0 | 1 | 1 |  | Any | STAT | Statistic | ST |  |  | STAT:8384 | 2021-08-06 18:05
|  |  | c0f0e3e9-ab64-4d7c-9ec8-906e75355c2e | 2 | STAT |  | 8385 | ONS_LOCAL$MGOPR2_345_PM_01!PMU:ST6 |  |  | 8736f6c7-ad41-4b43-b4f6-e684e0d4ad20 |  |  | 30 | [8 empty] | 11 | [5 empty] | LOCAL$MGOPR2_345_PM_01!PMU-ST6 | 0.0 | 1.0 | Device statistic for Number of measurements received while device was reporting errors during last reporting interval. | 0 | 1 | 1 |  | Any | STAT | Statistic | ST |  |  | STAT:8385 | 2021-08-06 18:05
|  |  | 803d09ff-e726-4c45-94ce-b10183547a3e | 2 | STAT |  | 8386 | ONS_LOCAL$MGOPR2_345_PM_01!PMU:ST7 |  |  | 8736f6c7-ad41-4b43-b4f6-e684e0d4ad20 |  |  | 30 | [8 empty] | 11 | [5 empty] | LOCAL$MGOPR2_345_PM_01!PMU-ST7 | 0.0 | 1.0 | Device statistic for Number of defined measurements (per frame) from device during last reporting interval. | 0 | 1 | 1 |  | Any | STAT | Statistic | ST |  |  | STAT:8386 | 2021-08-06 18:05
|  |  | 6ee50952-e6e2-474f-bc80-a3ed377ea218 | 2 | STAT |  | 8387 | ONS_LOCAL$MGOPR2_345_PM_02!PMU:ST1 |  |  | 8736f6c7-ad41-4b43-b4f6-e684e0d4ad20 |  |  | 30 | [8 empty] | 11 | [5 empty] | LOCAL$MGOPR2_345_PM_02!PMU-ST1 | 0.0 | 1.0 | Device statistic for Number of data quality errors reported by device during last reporting interval. | 0 | 1 | 1 |  | Any | STAT | Statistic | ST |  |  | STAT:8387 | 2021-08-06 18:05
|  |  | c5089731-eb44-4dd6-b5aa-b4b2843306a0 | 2 | STAT |  | 8388 | ONS_LOCAL$MGOPR2_345_PM_02!PMU:ST2 |  |  | 8736f6c7-ad41-4b43-b4f6-e684e0d4ad20 |  |  | 30 | [8 empty] | 11 | [5 empty] | LOCAL$MGOPR2_345_PM_02!PMU-ST2 | 0.0 | 1.0 | Device statistic for Number of time quality errors reported by device during last reporting interval. | 0 | 1 | 1 |  | Any | STAT | Statistic | ST |  |  | STAT:8388 | 2021-08-06 18:05
|  |  | 95a01dce-7853-4322-abc7-5cd64dcc88b5 | 2 | STAT |  | 8389 | ONS_LOCAL$MGOPR2_345_PM_02!PMU:ST3 |  |  | 8736f6c7-ad41-4b43-b4f6-e684e0d4ad20 |  |  | 30 | [8 empty] | 11 | [5 empty] | LOCAL$MGOPR2_345_PM_02!PMU-ST3 | 0.0 | 1.0 | Device statistic for Number of device errors reported by device during last reporting interval. | 0 | 1 | 1 |  | Any | STAT | Statistic | ST |  |  | STAT:8389 | 2021-08-06 18:05
|  |  | 192fb360-9d2a-4cd3-8f23-1ae46879272a | 2 | STAT |  | 8390 | ONS_LOCAL$MGOPR2_345_PM_02!PMU:ST4 |  |  | 8736f6c7-ad41-4b43-b4f6-e684e0d4ad20 |  |  | 30 | [8 empty] | 11 | [5 empty] | LOCAL$MGOPR2_345_PM_02!PMU-ST4 | 0.0 | 1.0 | Device statistic for Number of measurements received from device during last reporting interval. | 0 | 1 | 1 |  | Any | STAT | Statistic | ST |  |  | STAT:8390 | 2021-08-06 18:05
|  |  | 6acd7a06-87ec-438a-bcad-9d5711bb8f80 | 2 | STAT |  | 8391 | ONS_LOCAL$MGOPR2_345_PM_02!PMU:ST5 |  |  | 8736f6c7-ad41-4b43-b4f6-e684e0d4ad20 |  |  | 30 | [8 empty] | 11 | [5 empty] | LOCAL$MGOPR2_345_PM_02!PMU-ST5 | 0.0 | 1.0 | Device statistic for Expected number of measurements received from device during last reporting interval. | 0 | 1 | 1 |  | Any | STAT | Statistic | ST |  |  | STAT:8391 | 2021-08-06 18:05
|  |  | 3a6be0bf-3c1c-41bb-acc7-5887fea500b5 | 2 | STAT |  | 8392 | ONS_LOCAL$MGOPR2_345_PM_02!PMU:ST6 |  |  | 8736f6c7-ad41-4b43-b4f6-e684e0d4ad20 |  |  | 30 | [8 empty] | 11 | [5 empty] | LOCAL$MGOPR2_345_PM_02!PMU-ST6 | 0.0 | 1.0 | Device statistic for Number of measurements received while device was reporting errors during last reporting interval. | 0 | 1 | 1 |  | Any | STAT | Statistic | ST |  |  | STAT:8392 | 2021-08-06 18:05
|  |  | 48bf28d5-b8f6-4a97-8681-c746f3a80120 | 2 | STAT |  | 8393 | ONS_LOCAL$MGOPR2_345_PM_02!PMU:ST7 |  |  | 8736f6c7-ad41-4b43-b4f6-e684e0d4ad20 |  |  | 30 | [8 empty] | 11 | [5 empty] | LOCAL$MGOPR2_345_PM_02!PMU-ST7 | 0.0 | 1.0 | Device statistic for Number of defined measurements (per frame) from device during last reporting interval. | 0 | 1 | 1 |  | Any | STAT | Statistic | ST |  |  | STAT:8393 | 2021-08-06 18:05
|  |  | a641e377-18ec-42cc-83e0-08e359a902a1 | 2 | STAT |  | 8394 | ONS_LOCAL$MGUSIM_500_PM_07!PMU:ST1 |  |  | 8736f6c7-ad41-4b43-b4f6-e684e0d4ad20 |  |  | 30 | [8 empty] | 11 | [5 empty] | LOCAL$MGUSIM_500_PM_07!PMU-ST1 | 0.0 | 1.0 | Device statistic for Number of data quality errors reported by device during last reporting interval. | 0 | 1 | 1 |  | Any | STAT | Statistic | ST |  |  | STAT:8394 | 2021-08-06 18:05
|  |  | 15a7cd1a-e6ec-4378-9412-9d66e764117f | 2 | STAT |  | 8395 | ONS_LOCAL$MGUSIM_500_PM_07!PMU:ST2 |  |  | 8736f6c7-ad41-4b43-b4f6-e684e0d4ad20 |  |  | 30 | [8 empty] | 11 | [5 empty] | LOCAL$MGUSIM_500_PM_07!PMU-ST2 | 0.0 | 1.0 | Device statistic for Number of time quality errors reported by device during last reporting interval. | 0 | 1 | 1 |  | Any | STAT | Statistic | ST |  |  | STAT:8395 | 2021-08-06 18:05
|  |  | eee62bb1-53b8-48b6-a366-e6d38a7ac3ad | 2 | STAT |  | 8396 | ONS_LOCAL$MGUSIM_500_PM_07!PMU:ST3 |  |  | 8736f6c7-ad41-4b43-b4f6-e684e0d4ad20 |  |  | 30 | [8 empty] | 11 | [5 empty] | LOCAL$MGUSIM_500_PM_07!PMU-ST3 | 0.0 | 1.0 | Device statistic for Number of device errors reported by device during last reporting interval. | 0 | 1 | 1 |  | Any | STAT | Statistic | ST |  |  | STAT:8396 | 2021-08-06 18:05
|  |  | 6d2d19b1-5ed1-42e9-b95c-85902c8f355b | 2 | STAT |  | 8397 | ONS_LOCAL$MGUSIM_500_PM_07!PMU:ST4 |  |  | 8736f6c7-ad41-4b43-b4f6-e684e0d4ad20 |  |  | 30 | [8 empty] | 11 | [5 empty] | LOCAL$MGUSIM_500_PM_07!PMU-ST4 | 0.0 | 1.0 | Device statistic for Number of measurements received from device during last reporting interval. | 0 | 1 | 1 |  | Any | STAT | Statistic | ST |  |  | STAT:8397 | 2021-08-06 18:05
|  |  | 4128cdd1-84d0-4a85-8a42-fe494370c55a | 2 | STAT |  | 8398 | ONS_LOCAL$MGUSIM_500_PM_07!PMU:ST5 |  |  | 8736f6c7-ad41-4b43-b4f6-e684e0d4ad20 |  |  | 30 | [8 empty] | 11 | [5 empty] | LOCAL$MGUSIM_500_PM_07!PMU-ST5 | 0.0 | 1.0 | Device statistic for Expected number of measurements received from device during last reporting interval. | 0 | 1 | 1 |  | Any | STAT | Statistic | ST |  |  | STAT:8398 | 2021-08-06 18:05
|  |  | 105cfcfe-1504-40c2-8636-e42983ded3e2 | 2 | STAT |  | 8399 | ONS_LOCAL$MGUSIM_500_PM_07!PMU:ST6 |  |  | 8736f6c7-ad41-4b43-b4f6-e684e0d4ad20 |  |  | 30 | [8 empty] | 11 | [5 empty] | LOCAL$MGUSIM_500_PM_07!PMU-ST6 | 0.0 | 1.0 | Device statistic for Number of measurements received while device was reporting errors during last reporting interval. | 0 | 1 | 1 |  | Any | STAT | Statistic | ST |  |  | STAT:8399 | 2021-08-06 18:05
|  |  | dc9c9ab4-9414-42b9-bf1e-d7b18ae2b297 | 2 | STAT |  | 8400 | ONS_LOCAL$MGUSIM_500_PM_07!PMU:ST7 |  |  | 8736f6c7-ad41-4b43-b4f6-e684e0d4ad20 |  |  | 30 | [8 empty] | 11 | [5 empty] | LOCAL$MGUSIM_500_PM_07!PMU-ST7 | 0.0 | 1.0 | Device statistic for Number of defined measurements (per frame) from device during last reporting interval. | 0 | 1 | 1 |  | Any | STAT | Statistic | ST |  |  | STAT:8400 | 2021-08-06 18:05
|  |  | aa7d2fd6-2a0e-49f4-91a2-f6ac0f65eda0 | 2 | STAT |  | 8401 | ONS_LOCAL$MGUSIM_500_PM_08!PMU:ST1 |  |  | 8736f6c7-ad41-4b43-b4f6-e684e0d4ad20 |  |  | 30 | [8 empty] | 11 | [5 empty] | LOCAL$MGUSIM_500_PM_08!PMU-ST1 | 0.0 | 1.0 | Device statistic for Number of data quality errors reported by device during last reporting interval. | 0 | 1 | 1 |  | Any | STAT | Statistic | ST |  |  | STAT:8401 | 2021-08-06 18:05
|  |  | cbb473b9-316e-441c-945b-81ab1b05d065 | 2 | STAT |  | 8402 | ONS_LOCAL$MGUSIM_500_PM_08!PMU:ST2 |  |  | 8736f6c7-ad41-4b43-b4f6-e684e0d4ad20 |  |  | 30 | [8 empty] | 11 | [5 empty] | LOCAL$MGUSIM_500_PM_08!PMU-ST2 | 0.0 | 1.0 | Device statistic for Number of time quality errors reported by device during last reporting interval. | 0 | 1 | 1 |  | Any | STAT | Statistic | ST |  |  | STAT:8402 | 2021-08-06 18:05
|  |  | a650fa75-00f7-4227-9417-1072086b5a72 | 2 | STAT |  | 8403 | ONS_LOCAL$MGUSIM_500_PM_08!PMU:ST3 |  |  | 8736f6c7-ad41-4b43-b4f6-e684e0d4ad20 |  |  | 30 | [8 empty] | 11 | [5 empty] | LOCAL$MGUSIM_500_PM_08!PMU-ST3 | 0.0 | 1.0 | Device statistic for Number of device errors reported by device during last reporting interval. | 0 | 1 | 1 |  | Any | STAT | Statistic | ST |  |  | STAT:8403 | 2021-08-06 18:05
|  |  | ca9a6e31-f55d-4567-8c38-d5f0f2ea6fbb | 2 | STAT |  | 8404 | ONS_LOCAL$MGUSIM_500_PM_08!PMU:ST4 |  |  | 8736f6c7-ad41-4b43-b4f6-e684e0d4ad20 |  |  | 30 | [8 empty] | 11 | [5 empty] | LOCAL$MGUSIM_500_PM_08!PMU-ST4 | 0.0 | 1.0 | Device statistic for Number of measurements received from device during last reporting interval. | 0 | 1 | 1 |  | Any | STAT | Statistic | ST |  |  | STAT:8404 | 2021-08-06 18:05
|  |  | 9f5e46ae-5a59-4cb2-a495-7a1e7d1e18d8 | 2 | STAT |  | 8405 | ONS_LOCAL$MGUSIM_500_PM_08!PMU:ST5 |  |  | 8736f6c7-ad41-4b43-b4f6-e684e0d4ad20 |  |  | 30 | [8 empty] | 11 | [5 empty] | LOCAL$MGUSIM_500_PM_08!PMU-ST5 | 0.0 | 1.0 | Device statistic for Expected number of measurements received from device during last reporting interval. | 0 | 1 | 1 |  | Any | STAT | Statistic | ST |  |  | STAT:8405 | 2021-08-06 18:05
|  |  | 1c84aded-0dd2-4a0d-8f66-afa81672fe2a | 2 | STAT |  | 8406 | ONS_LOCAL$MGUSIM_500_PM_08!PMU:ST6 |  |  | 8736f6c7-ad41-4b43-b4f6-e684e0d4ad20 |  |  | 30 | [8 empty] | 11 | [5 empty] | LOCAL$MGUSIM_500_PM_08!PMU-ST6 | 0.0 | 1.0 | Device statistic for Number of measurements received while device was reporting errors during last reporting interval. | 0 | 1 | 1 |  | Any | STAT | Statistic | ST |  |  | STAT:8406 | 2021-08-06 18:05
|  |  | 1a9c02a7-1190-44f3-b403-73a777b61ae4 | 2 | STAT |  | 8407 | ONS_LOCAL$MGUSIM_500_PM_08!PMU:ST7 |  |  | 8736f6c7-ad41-4b43-b4f6-e684e0d4ad20 |  |  | 30 | [8 empty] | 11 | [5 empty] | LOCAL$MGUSIM_500_PM_08!PMU-ST7 | 0.0 | 1.0 | Device statistic for Number of defined measurements (per frame) from device during last reporting interval. | 0 | 1 | 1 |  | Any | STAT | Statistic | ST |  |  | STAT:8407 | 2021-08-06 18:05
|  |  | 32ac736d-409d-4ec8-8f65-3af92ca93332 | 2 | STAT |  | 8408 | ONS_LOCAL$PRBTA_500_PM_02!PMU:ST1 |  |  | 8736f6c7-ad41-4b43-b4f6-e684e0d4ad20 |  |  | 30 | [8 empty] | 11 | [5 empty] | LOCAL$PRBTA_500_PM_02!PMU-ST1 | 0.0 | 1.0 | Device statistic for Number of data quality errors reported by device during last reporting interval. | 0 | 1 | 1 |  | Any | STAT | Statistic | ST |  |  | STAT:8408 | 2021-08-06 18:05
|  |  | 91ad78ae-c8f4-45b2-96a7-2c375b8ee4e9 | 2 | STAT |  | 8409 | ONS_LOCAL$PRBTA_500_PM_02!PMU:ST2 |  |  | 8736f6c7-ad41-4b43-b4f6-e684e0d4ad20 |  |  | 30 | [8 empty] | 11 | [5 empty] | LOCAL$PRBTA_500_PM_02!PMU-ST2 | 0.0 | 1.0 | Device statistic for Number of time quality errors reported by device during last reporting interval. | 0 | 1 | 1 |  | Any | STAT | Statistic | ST |  |  | STAT:8409 | 2021-08-06 18:05
|  |  | 5b437107-4b7e-450a-b739-cc51e4d65698 | 2 | STAT |  | 8410 | ONS_LOCAL$PRBTA_500_PM_02!PMU:ST3 |  |  | 8736f6c7-ad41-4b43-b4f6-e684e0d4ad20 |  |  | 30 | [8 empty] | 11 | [5 empty] | LOCAL$PRBTA_500_PM_02!PMU-ST3 | 0.0 | 1.0 | Device statistic for Number of device errors reported by device during last reporting interval. | 0 | 1 | 1 |  | Any | STAT | Statistic | ST |  |  | STAT:8410 | 2021-08-06 18:05
|  |  | e518fe0d-77fb-47ac-b05a-c20334601bc7 | 2 | STAT |  | 8411 | ONS_LOCAL$PRBTA_500_PM_02!PMU:ST4 |  |  | 8736f6c7-ad41-4b43-b4f6-e684e0d4ad20 |  |  | 30 | [8 empty] | 11 | [5 empty] | LOCAL$PRBTA_500_PM_02!PMU-ST4 | 0.0 | 1.0 | Device statistic for Number of measurements received from device during last reporting interval. | 0 | 1 | 1 |  | Any | STAT | Statistic | ST |  |  | STAT:8411 | 2021-08-06 18:05
|  |  | 1f896f31-1d38-437a-b431-39c91ddbee12 | 2 | STAT |  | 8412 | ONS_LOCAL$PRBTA_500_PM_02!PMU:ST5 |  |  | 8736f6c7-ad41-4b43-b4f6-e684e0d4ad20 |  |  | 30 | [8 empty] | 11 | [5 empty] | LOCAL$PRBTA_500_PM_02!PMU-ST5 | 0.0 | 1.0 | Device statistic for Expected number of measurements received from device during last reporting interval. | 0 | 1 | 1 |  | Any | STAT | Statistic | ST |  |  | STAT:8412 | 2021-08-06 18:05
|  |  | ef25444b-6ca7-4f39-bd1d-865af7de77cb | 2 | STAT |  | 8413 | ONS_LOCAL$PRBTA_500_PM_02!PMU:ST6 |  |  | 8736f6c7-ad41-4b43-b4f6-e684e0d4ad20 |  |  | 30 | [8 empty] | 11 | [5 empty] | LOCAL$PRBTA_500_PM_02!PMU-ST6 | 0.0 | 1.0 | Device statistic for Number of measurements received while device was reporting errors during last reporting interval. | 0 | 1 | 1 |  | Any | STAT | Statistic | ST |  |  | STAT:8413 | 2021-08-06 18:05
|  |  | 2ced3716-ca72-4467-9618-eb1c79dc5bd1 | 2 | STAT |  | 8414 | ONS_LOCAL$PRBTA_500_PM_02!PMU:ST7 |  |  | 8736f6c7-ad41-4b43-b4f6-e684e0d4ad20 |  |  | 30 | [8 empty] | 11 | [5 empty] | LOCAL$PRBTA_500_PM_02!PMU-ST7 | 0.0 | 1.0 | Device statistic for Number of defined measurements (per frame) from device during last reporting interval. | 0 | 1 | 1 |  | Any | STAT | Statistic | ST |  |  | STAT:8414 | 2021-08-06 18:05
|  |  | 0809a38f-a447-49b1-b5e2-f73bd1e22b6a | 2 | STAT |  | 8415 | ONS_LOCAL$PRBTA_500_PM_03!PMU:ST1 |  |  | 8736f6c7-ad41-4b43-b4f6-e684e0d4ad20 |  |  | 30 | [8 empty] | 11 | [5 empty] | LOCAL$PRBTA_500_PM_03!PMU-ST1 | 0.0 | 1.0 | Device statistic for Number of data quality errors reported by device during last reporting interval. | 0 | 1 | 1 |  | Any | STAT | Statistic | ST |  |  | STAT:8415 | 2021-08-06 18:05
|  |  | 463418c3-d365-438c-9924-7fcd0d361b3c | 2 | STAT |  | 8416 | ONS_LOCAL$PRBTA_500_PM_03!PMU:ST2 |  |  | 8736f6c7-ad41-4b43-b4f6-e684e0d4ad20 |  |  | 30 | [8 empty] | 11 | [5 empty] | LOCAL$PRBTA_500_PM_03!PMU-ST2 | 0.0 | 1.0 | Device statistic for Number of time quality errors reported by device during last reporting interval. | 0 | 1 | 1 |  | Any | STAT | Statistic | ST |  |  | STAT:8416 | 2021-08-06 18:05
|  |  | 00efb1d5-558e-4db7-b354-8d740c61944c | 2 | STAT |  | 8417 | ONS_LOCAL$PRBTA_500_PM_03!PMU:ST3 |  |  | 8736f6c7-ad41-4b43-b4f6-e684e0d4ad20 |  |  | 30 | [8 empty] | 11 | [5 empty] | LOCAL$PRBTA_500_PM_03!PMU-ST3 | 0.0 | 1.0 | Device statistic for Number of device errors reported by device during last reporting interval. | 0 | 1 | 1 |  | Any | STAT | Statistic | ST |  |  | STAT:8417 | 2021-08-06 18:05
|  |  | a4d154de-3f80-4f62-8df5-86b26257b9f7 | 2 | STAT |  | 8418 | ONS_LOCAL$PRBTA_500_PM_03!PMU:ST4 |  |  | 8736f6c7-ad41-4b43-b4f6-e684e0d4ad20 |  |  | 30 | [8 empty] | 11 | [5 empty] | LOCAL$PRBTA_500_PM_03!PMU-ST4 | 0.0 | 1.0 | Device statistic for Number of measurements received from device during last reporting interval. | 0 | 1 | 1 |  | Any | STAT | Statistic | ST |  |  | STAT:8418 | 2021-08-06 18:05
|  |  | af8e43c8-6a50-46b2-907a-5d748f67b486 | 2 | STAT |  | 8419 | ONS_LOCAL$PRBTA_500_PM_03!PMU:ST5 |  |  | 8736f6c7-ad41-4b43-b4f6-e684e0d4ad20 |  |  | 30 | [8 empty] | 11 | [5 empty] | LOCAL$PRBTA_500_PM_03!PMU-ST5 | 0.0 | 1.0 | Device statistic for Expected number of measurements received from device during last reporting interval. | 0 | 1 | 1 |  | Any | STAT | Statistic | ST |  |  | STAT:8419 | 2021-08-06 18:05
|  |  | a3b26889-a724-47ec-be1c-5d5c0ffdcc5e | 2 | STAT |  | 8420 | ONS_LOCAL$PRBTA_500_PM_03!PMU:ST6 |  |  | 8736f6c7-ad41-4b43-b4f6-e684e0d4ad20 |  |  | 30 | [8 empty] | 11 | [5 empty] | LOCAL$PRBTA_500_PM_03!PMU-ST6 | 0.0 | 1.0 | Device statistic for Number of measurements received while device was reporting errors during last reporting interval. | 0 | 1 | 1 |  | Any | STAT | Statistic | ST |  |  | STAT:8420 | 2021-08-06 18:05
|  |  | c1179965-9701-4c14-8169-001596358834 | 2 | STAT |  | 8421 | ONS_LOCAL$PRBTA_500_PM_03!PMU:ST7 |  |  | 8736f6c7-ad41-4b43-b4f6-e684e0d4ad20 |  |  | 30 | [8 empty] | 11 | [5 empty] | LOCAL$PRBTA_500_PM_03!PMU-ST7 | 0.0 | 1.0 | Device statistic for Number of defined measurements (per frame) from device during last reporting interval. | 0 | 1 | 1 |  | Any | STAT | Statistic | ST |  |  | STAT:8421 | 2021-08-06 18:05
|  |  | 015c4fcf-a1cb-49b8-ac66-d6e77df2b352 | 2 | STAT |  | 8422 | ONS_LOCAL$PRBTA_500_PM_04!PMU:ST1 |  |  | 8736f6c7-ad41-4b43-b4f6-e684e0d4ad20 |  |  | 30 | [8 empty] | 11 | [5 empty] | LOCAL$PRBTA_500_PM_04!PMU-ST1 | 0.0 | 1.0 | Device statistic for Number of data quality errors reported by device during last reporting interval. | 0 | 1 | 1 |  | Any | STAT | Statistic | ST |  |  | STAT:8422 | 2021-08-06 18:05
|  |  | 4e6eaf2a-82ae-4304-8a37-b7222a428a39 | 2 | STAT |  | 8423 | ONS_LOCAL$PRBTA_500_PM_04!PMU:ST2 |  |  | 8736f6c7-ad41-4b43-b4f6-e684e0d4ad20 |  |  | 30 | [8 empty] | 11 | [5 empty] | LOCAL$PRBTA_500_PM_04!PMU-ST2 | 0.0 | 1.0 | Device statistic for Number of time quality errors reported by device during last reporting interval. | 0 | 1 | 1 |  | Any | STAT | Statistic | ST |  |  | STAT:8423 | 2021-08-06 18:05
|  |  | 21c9725d-21b4-4619-9a50-0c4d79915e57 | 2 | STAT |  | 8424 | ONS_LOCAL$PRBTA_500_PM_04!PMU:ST3 |  |  | 8736f6c7-ad41-4b43-b4f6-e684e0d4ad20 |  |  | 30 | [8 empty] | 11 | [5 empty] | LOCAL$PRBTA_500_PM_04!PMU-ST3 | 0.0 | 1.0 | Device statistic for Number of device errors reported by device during last reporting interval. | 0 | 1 | 1 |  | Any | STAT | Statistic | ST |  |  | STAT:8424 | 2021-08-06 18:05
|  |  | 6e64358e-5ead-4d17-897c-ac77e753cef9 | 2 | STAT |  | 8425 | ONS_LOCAL$PRBTA_500_PM_04!PMU:ST4 |  |  | 8736f6c7-ad41-4b43-b4f6-e684e0d4ad20 |  |  | 30 | [8 empty] | 11 | [5 empty] | LOCAL$PRBTA_500_PM_04!PMU-ST4 | 0.0 | 1.0 | Device statistic for Number of measurements received from device during last reporting interval. | 0 | 1 | 1 |  | Any | STAT | Statistic | ST |  |  | STAT:8425 | 2021-08-06 18:05
|  |  | ff500062-a88b-4235-8317-a262a16f1bca | 2 | STAT |  | 8426 | ONS_LOCAL$PRBTA_500_PM_04!PMU:ST5 |  |  | 8736f6c7-ad41-4b43-b4f6-e684e0d4ad20 |  |  | 30 | [8 empty] | 11 | [5 empty] | LOCAL$PRBTA_500_PM_04!PMU-ST5 | 0.0 | 1.0 | Device statistic for Expected number of measurements received from device during last reporting interval. | 0 | 1 | 1 |  | Any | STAT | Statistic | ST |  |  | STAT:8426 | 2021-08-06 18:05
|  |  | 158bc5ea-a587-41dd-9bfa-cbf23c8df96c | 2 | STAT |  | 8427 | ONS_LOCAL$PRBTA_500_PM_04!PMU:ST6 |  |  | 8736f6c7-ad41-4b43-b4f6-e684e0d4ad20 |  |  | 30 | [8 empty] | 11 | [5 empty] | LOCAL$PRBTA_500_PM_04!PMU-ST6 | 0.0 | 1.0 | Device statistic for Number of measurements received while device was reporting errors during last reporting interval. | 0 | 1 | 1 |  | Any | STAT | Statistic | ST |  |  | STAT:8427 | 2021-08-06 18:05
|  |  | 7e0dfb9b-4dad-40e4-9a8d-05853f47811f | 2 | STAT |  | 8428 | ONS_LOCAL$PRBTA_500_PM_04!PMU:ST7 |  |  | 8736f6c7-ad41-4b43-b4f6-e684e0d4ad20 |  |  | 30 | [8 empty] | 11 | [5 empty] | LOCAL$PRBTA_500_PM_04!PMU-ST7 | 0.0 | 1.0 | Device statistic for Number of defined measurements (per frame) from device during last reporting interval. | 0 | 1 | 1 |  | Any | STAT | Statistic | ST |  |  | STAT:8428 | 2021-08-06 18:05
|  |  | 91d05c2d-cff0-47a1-99de-26030c4b1ba7 | 2 | STAT |  | 8429 | ONS_LOCAL$PRBTA_500_PM_05!PMU:ST1 |  |  | 8736f6c7-ad41-4b43-b4f6-e684e0d4ad20 |  |  | 30 | [8 empty] | 11 | [5 empty] | LOCAL$PRBTA_500_PM_05!PMU-ST1 | 0.0 | 1.0 | Device statistic for Number of data quality errors reported by device during last reporting interval. | 0 | 1 | 1 |  | Any | STAT | Statistic | ST |  |  | STAT:8429 | 2021-08-06 18:05
|  |  | db368189-7aec-442f-9794-dbf6f4524dd2 | 2 | STAT |  | 8430 | ONS_LOCAL$PRBTA_500_PM_05!PMU:ST2 |  |  | 8736f6c7-ad41-4b43-b4f6-e684e0d4ad20 |  |  | 30 | [8 empty] | 11 | [5 empty] | LOCAL$PRBTA_500_PM_05!PMU-ST2 | 0.0 | 1.0 | Device statistic for Number of time quality errors reported by device during last reporting interval. | 0 | 1 | 1 |  | Any | STAT | Statistic | ST |  |  | STAT:8430 | 2021-08-06 18:05
|  |  | ba485ce9-05ff-46fa-8f39-0c1ae83a9f72 | 2 | STAT |  | 8431 | ONS_LOCAL$PRBTA_500_PM_05!PMU:ST3 |  |  | 8736f6c7-ad41-4b43-b4f6-e684e0d4ad20 |  |  | 30 | [8 empty] | 11 | [5 empty] | LOCAL$PRBTA_500_PM_05!PMU-ST3 | 0.0 | 1.0 | Device statistic for Number of device errors reported by device during last reporting interval. | 0 | 1 | 1 |  | Any | STAT | Statistic | ST |  |  | STAT:8431 | 2021-08-06 18:05
|  |  | 8acb6515-172d-4d10-b4e2-b84857444110 | 2 | STAT |  | 8432 | ONS_LOCAL$PRBTA_500_PM_05!PMU:ST4 |  |  | 8736f6c7-ad41-4b43-b4f6-e684e0d4ad20 |  |  | 30 | [8 empty] | 11 | [5 empty] | LOCAL$PRBTA_500_PM_05!PMU-ST4 | 0.0 | 1.0 | Device statistic for Number of measurements received from device during last reporting interval. | 0 | 1 | 1 |  | Any | STAT | Statistic | ST |  |  | STAT:8432 | 2021-08-06 18:05
|  |  | 950ac906-317c-4182-8f62-20b9e7b39c15 | 2 | STAT |  | 8433 | ONS_LOCAL$PRBTA_500_PM_05!PMU:ST5 |  |  | 8736f6c7-ad41-4b43-b4f6-e684e0d4ad20 |  |  | 30 | [8 empty] | 11 | [5 empty] | LOCAL$PRBTA_500_PM_05!PMU-ST5 | 0.0 | 1.0 | Device statistic for Expected number of measurements received from device during last reporting interval. | 0 | 1 | 1 |  | Any | STAT | Statistic | ST |  |  | STAT:8433 | 2021-08-06 18:05
|  |  | 0ee46c22-dcc5-4dcf-b7e7-de2f6a18dff1 | 2 | STAT |  | 8434 | ONS_LOCAL$PRBTA_500_PM_05!PMU:ST6 |  |  | 8736f6c7-ad41-4b43-b4f6-e684e0d4ad20 |  |  | 30 | [8 empty] | 11 | [5 empty] | LOCAL$PRBTA_500_PM_05!PMU-ST6 | 0.0 | 1.0 | Device statistic for Number of measurements received while device was reporting errors during last reporting interval. | 0 | 1 | 1 |  | Any | STAT | Statistic | ST |  |  | STAT:8434 | 2021-08-06 18:05
|  |  | 64aca205-5545-4b64-9c3d-cf754bfa5ccf | 2 | STAT |  | 8435 | ONS_LOCAL$PRBTA_500_PM_05!PMU:ST7 |  |  | 8736f6c7-ad41-4b43-b4f6-e684e0d4ad20 |  |  | 30 | [8 empty] | 11 | [5 empty] | LOCAL$PRBTA_500_PM_05!PMU-ST7 | 0.0 | 1.0 | Device statistic for Number of defined measurements (per frame) from device during last reporting interval. | 0 | 1 | 1 |  | Any | STAT | Statistic | ST |  |  | STAT:8435 | 2021-08-06 18:05
|  |  | 317ee897-e296-43fe-8863-de68f0473634 | 2 | STAT |  | 8436 | ONS_LOCAL$PRIVP_765_PM_02!PMU:ST1 |  |  | 8736f6c7-ad41-4b43-b4f6-e684e0d4ad20 |  |  | 30 | [8 empty] | 11 | [5 empty] | LOCAL$PRIVP_765_PM_02!PMU-ST1 | 0.0 | 1.0 | Device statistic for Number of data quality errors reported by device during last reporting interval. | 0 | 1 | 1 |  | Any | STAT | Statistic | ST |  |  | STAT:8436 | 2021-08-06 18:05
|  |  | 4f0e69b1-f0e7-44f4-8061-9b6c65f7a622 | 2 | STAT |  | 8437 | ONS_LOCAL$PRIVP_765_PM_02!PMU:ST2 |  |  | 8736f6c7-ad41-4b43-b4f6-e684e0d4ad20 |  |  | 30 | [8 empty] | 11 | [5 empty] | LOCAL$PRIVP_765_PM_02!PMU-ST2 | 0.0 | 1.0 | Device statistic for Number of time quality errors reported by device during last reporting interval. | 0 | 1 | 1 |  | Any | STAT | Statistic | ST |  |  | STAT:8437 | 2021-08-06 18:05
|  |  | f74e87ed-f1a6-4b96-b1ac-10d629ae4c8d | 2 | STAT |  | 8438 | ONS_LOCAL$PRIVP_765_PM_02!PMU:ST3 |  |  | 8736f6c7-ad41-4b43-b4f6-e684e0d4ad20 |  |  | 30 | [8 empty] | 11 | [5 empty] | LOCAL$PRIVP_765_PM_02!PMU-ST3 | 0.0 | 1.0 | Device statistic for Number of device errors reported by device during last reporting interval. | 0 | 1 | 1 |  | Any | STAT | Statistic | ST |  |  | STAT:8438 | 2021-08-06 18:05
|  |  | 2b4f14e2-7846-41e5-a165-0a421afbdc2a | 2 | STAT |  | 8439 | ONS_LOCAL$PRIVP_765_PM_02!PMU:ST4 |  |  | 8736f6c7-ad41-4b43-b4f6-e684e0d4ad20 |  |  | 30 | [8 empty] | 11 | [5 empty] | LOCAL$PRIVP_765_PM_02!PMU-ST4 | 0.0 | 1.0 | Device statistic for Number of measurements received from device during last reporting interval. | 0 | 1 | 1 |  | Any | STAT | Statistic | ST |  |  | STAT:8439 | 2021-08-06 18:05
|  |  | cf970517-58db-4373-ad99-fae26fe16fc8 | 2 | STAT |  | 8440 | ONS_LOCAL$PRIVP_765_PM_02!PMU:ST5 |  |  | 8736f6c7-ad41-4b43-b4f6-e684e0d4ad20 |  |  | 30 | [8 empty] | 11 | [5 empty] | LOCAL$PRIVP_765_PM_02!PMU-ST5 | 0.0 | 1.0 | Device statistic for Expected number of measurements received from device during last reporting interval. | 0 | 1 | 1 |  | Any | STAT | Statistic | ST |  |  | STAT:8440 | 2021-08-06 18:05
|  |  | 7837fb85-cb09-4e9b-9a7a-96867ececfa3 | 2 | STAT |  | 8441 | ONS_LOCAL$PRIVP_765_PM_02!PMU:ST6 |  |  | 8736f6c7-ad41-4b43-b4f6-e684e0d4ad20 |  |  | 30 | [8 empty] | 11 | [5 empty] | LOCAL$PRIVP_765_PM_02!PMU-ST6 | 0.0 | 1.0 | Device statistic for Number of measurements received while device was reporting errors during last reporting interval. | 0 | 1 | 1 |  | Any | STAT | Statistic | ST |  |  | STAT:8441 | 2021-08-06 18:05
|  |  | 2b50bf95-1b15-4a10-9f4d-18e722e67c9c | 2 | STAT |  | 8442 | ONS_LOCAL$PRIVP_765_PM_02!PMU:ST7 |  |  | 8736f6c7-ad41-4b43-b4f6-e684e0d4ad20 |  |  | 30 | [8 empty] | 11 | [5 empty] | LOCAL$PRIVP_765_PM_02!PMU-ST7 | 0.0 | 1.0 | Device statistic for Number of defined measurements (per frame) from device during last reporting interval. | 0 | 1 | 1 |  | Any | STAT | Statistic | ST |  |  | STAT:8442 | 2021-08-06 18:05
|  |  | 570586d9-eed6-416e-b777-62cf52d1631c | 2 | STAT |  | 8443 | ONS_LOCAL$PRSTF6_765_PM_01!PMU:ST1 |  |  | 8736f6c7-ad41-4b43-b4f6-e684e0d4ad20 |  |  | 30 | [8 empty] | 11 | [5 empty] | LOCAL$PRSTF6_765_PM_01!PMU-ST1 | 0.0 | 1.0 | Device statistic for Number of data quality errors reported by device during last reporting interval. | 0 | 1 | 1 |  | Any | STAT | Statistic | ST |  |  | STAT:8443 | 2021-08-06 18:05
|  |  | d2b66542-616a-46f5-bb83-639e0ff2751c | 2 | STAT |  | 8444 | ONS_LOCAL$PRSTF6_765_PM_01!PMU:ST2 |  |  | 8736f6c7-ad41-4b43-b4f6-e684e0d4ad20 |  |  | 30 | [8 empty] | 11 | [5 empty] | LOCAL$PRSTF6_765_PM_01!PMU-ST2 | 0.0 | 1.0 | Device statistic for Number of time quality errors reported by device during last reporting interval. | 0 | 1 | 1 |  | Any | STAT | Statistic | ST |  |  | STAT:8444 | 2021-08-06 18:05
|  |  | fca9248a-52ed-4557-bccb-fa230406ce61 | 2 | STAT |  | 8445 | ONS_LOCAL$PRSTF6_765_PM_01!PMU:ST3 |  |  | 8736f6c7-ad41-4b43-b4f6-e684e0d4ad20 |  |  | 30 | [8 empty] | 11 | [5 empty] | LOCAL$PRSTF6_765_PM_01!PMU-ST3 | 0.0 | 1.0 | Device statistic for Number of device errors reported by device during last reporting interval. | 0 | 1 | 1 |  | Any | STAT | Statistic | ST |  |  | STAT:8445 | 2021-08-06 18:05
|  |  | f0e99d62-be4b-42df-b576-b40ce4b356b1 | 2 | STAT |  | 8446 | ONS_LOCAL$PRSTF6_765_PM_01!PMU:ST4 |  |  | 8736f6c7-ad41-4b43-b4f6-e684e0d4ad20 |  |  | 30 | [8 empty] | 11 | [5 empty] | LOCAL$PRSTF6_765_PM_01!PMU-ST4 | 0.0 | 1.0 | Device statistic for Number of measurements received from device during last reporting interval. | 0 | 1 | 1 |  | Any | STAT | Statistic | ST |  |  | STAT:8446 | 2021-08-06 18:05
|  |  | 5d741cd5-0abf-4a28-86e1-3bdce568efba | 2 | STAT |  | 8447 | ONS_LOCAL$PRSTF6_765_PM_01!PMU:ST5 |  |  | 8736f6c7-ad41-4b43-b4f6-e684e0d4ad20 |  |  | 30 | [8 empty] | 11 | [5 empty] | LOCAL$PRSTF6_765_PM_01!PMU-ST5 | 0.0 | 1.0 | Device statistic for Expected number of measurements received from device during last reporting interval. | 0 | 1 | 1 |  | Any | STAT | Statistic | ST |  |  | STAT:8447 | 2021-08-06 18:05
|  |  | 688fbb54-5baf-4e77-9fef-d3e6571b1db2 | 2 | STAT |  | 8448 | ONS_LOCAL$PRSTF6_765_PM_01!PMU:ST6 |  |  | 8736f6c7-ad41-4b43-b4f6-e684e0d4ad20 |  |  | 30 | [8 empty] | 11 | [5 empty] | LOCAL$PRSTF6_765_PM_01!PMU-ST6 | 0.0 | 1.0 | Device statistic for Number of measurements received while device was reporting errors during last reporting interval. | 0 | 1 | 1 |  | Any | STAT | Statistic | ST |  |  | STAT:8448 | 2021-08-06 18:05
|  |  | 7412811a-ec1a-44ee-bcf1-adeab5da1197 | 2 | STAT |  | 8449 | ONS_LOCAL$PRSTF6_765_PM_01!PMU:ST7 |  |  | 8736f6c7-ad41-4b43-b4f6-e684e0d4ad20 |  |  | 30 | [8 empty] | 11 | [5 empty] | LOCAL$PRSTF6_765_PM_01!PMU-ST7 | 0.0 | 1.0 | Device statistic for Number of defined measurements (per frame) from device during last reporting interval. | 0 | 1 | 1 |  | Any | STAT | Statistic | ST |  |  | STAT:8449 | 2021-08-06 18:05
|  |  | 126835d3-edc9-48cd-8360-c77aa8bb14f3 | 2 | STAT |  | 8450 | ONS_LOCAL$PRSTF6_765_PM_02!PMU:ST1 |  |  | 8736f6c7-ad41-4b43-b4f6-e684e0d4ad20 |  |  | 30 | [8 empty] | 11 | [5 empty] | LOCAL$PRSTF6_765_PM_02!PMU-ST1 | 0.0 | 1.0 | Device statistic for Number of data quality errors reported by device during last reporting interval. | 0 | 1 | 1 |  | Any | STAT | Statistic | ST |  |  | STAT:8450 | 2021-08-06 18:05
|  |  | f7bb23ac-b975-43b1-8bdf-2ea7a3d2953f | 2 | STAT |  | 8451 | ONS_LOCAL$PRSTF6_765_PM_02!PMU:ST2 |  |  | 8736f6c7-ad41-4b43-b4f6-e684e0d4ad20 |  |  | 30 | [8 empty] | 11 | [5 empty] | LOCAL$PRSTF6_765_PM_02!PMU-ST2 | 0.0 | 1.0 | Device statistic for Number of time quality errors reported by device during last reporting interval. | 0 | 1 | 1 |  | Any | STAT | Statistic | ST |  |  | STAT:8451 | 2021-08-06 18:05
|  |  | 7bab2f2b-8b3e-434f-950a-9b7dd4b8627a | 2 | STAT |  | 8452 | ONS_LOCAL$PRSTF6_765_PM_02!PMU:ST3 |  |  | 8736f6c7-ad41-4b43-b4f6-e684e0d4ad20 |  |  | 30 | [8 empty] | 11 | [5 empty] | LOCAL$PRSTF6_765_PM_02!PMU-ST3 | 0.0 | 1.0 | Device statistic for Number of device errors reported by device during last reporting interval. | 0 | 1 | 1 |  | Any | STAT | Statistic | ST |  |  | STAT:8452 | 2021-08-06 18:05
|  |  | 7c111ae9-d525-4b43-808f-04884b92cd7c | 2 | STAT |  | 8453 | ONS_LOCAL$PRSTF6_765_PM_02!PMU:ST4 |  |  | 8736f6c7-ad41-4b43-b4f6-e684e0d4ad20 |  |  | 30 | [8 empty] | 11 | [5 empty] | LOCAL$PRSTF6_765_PM_02!PMU-ST4 | 0.0 | 1.0 | Device statistic for Number of measurements received from device during last reporting interval. | 0 | 1 | 1 |  | Any | STAT | Statistic | ST |  |  | STAT:8453 | 2021-08-06 18:05
|  |  | e32358fd-1436-4a03-b870-7d735b038f90 | 2 | STAT |  | 8454 | ONS_LOCAL$PRSTF6_765_PM_02!PMU:ST5 |  |  | 8736f6c7-ad41-4b43-b4f6-e684e0d4ad20 |  |  | 30 | [8 empty] | 11 | [5 empty] | LOCAL$PRSTF6_765_PM_02!PMU-ST5 | 0.0 | 1.0 | Device statistic for Expected number of measurements received from device during last reporting interval. | 0 | 1 | 1 |  | Any | STAT | Statistic | ST |  |  | STAT:8454 | 2021-08-06 18:05
|  |  | cb56d6a0-171f-4d94-a1df-7ff53c7f8613 | 2 | STAT |  | 8455 | ONS_LOCAL$PRSTF6_765_PM_02!PMU:ST6 |  |  | 8736f6c7-ad41-4b43-b4f6-e684e0d4ad20 |  |  | 30 | [8 empty] | 11 | [5 empty] | LOCAL$PRSTF6_765_PM_02!PMU-ST6 | 0.0 | 1.0 | Device statistic for Number of measurements received while device was reporting errors during last reporting interval. | 0 | 1 | 1 |  | Any | STAT | Statistic | ST |  |  | STAT:8455 | 2021-08-06 18:05
|  |  | e890246b-126f-4367-8c7c-6bd9d45b0716 | 2 | STAT |  | 8456 | ONS_LOCAL$PRSTF6_765_PM_02!PMU:ST7 |  |  | 8736f6c7-ad41-4b43-b4f6-e684e0d4ad20 |  |  | 30 | [8 empty] | 11 | [5 empty] | LOCAL$PRSTF6_765_PM_02!PMU-ST7 | 0.0 | 1.0 | Device statistic for Number of defined measurements (per frame) from device during last reporting interval. | 0 | 1 | 1 |  | Any | STAT | Statistic | ST |  |  | STAT:8456 | 2021-08-06 18:05
|  |  | f775ef7b-90fe-4b01-9910-b075103952ba | 2 | STAT |  | 8457 | ONS_LOCAL$PRSTF6_765_PM_03!PMU:ST1 |  |  | 8736f6c7-ad41-4b43-b4f6-e684e0d4ad20 |  |  | 30 | [8 empty] | 11 | [5 empty] | LOCAL$PRSTF6_765_PM_03!PMU-ST1 | 0.0 | 1.0 | Device statistic for Number of data quality errors reported by device during last reporting interval. | 0 | 1 | 1 |  | Any | STAT | Statistic | ST |  |  | STAT:8457 | 2021-08-06 18:05
|  |  | 8b8374ce-6de3-4cab-9156-44b1618a61c9 | 2 | STAT |  | 8458 | ONS_LOCAL$PRSTF6_765_PM_03!PMU:ST2 |  |  | 8736f6c7-ad41-4b43-b4f6-e684e0d4ad20 |  |  | 30 | [8 empty] | 11 | [5 empty] | LOCAL$PRSTF6_765_PM_03!PMU-ST2 | 0.0 | 1.0 | Device statistic for Number of time quality errors reported by device during last reporting interval. | 0 | 1 | 1 |  | Any | STAT | Statistic | ST |  |  | STAT:8458 | 2021-08-06 18:05
|  |  | 28e8f370-708f-4ffb-88da-abc3c293efaa | 2 | STAT |  | 8459 | ONS_LOCAL$PRSTF6_765_PM_03!PMU:ST3 |  |  | 8736f6c7-ad41-4b43-b4f6-e684e0d4ad20 |  |  | 30 | [8 empty] | 11 | [5 empty] | LOCAL$PRSTF6_765_PM_03!PMU-ST3 | 0.0 | 1.0 | Device statistic for Number of device errors reported by device during last reporting interval. | 0 | 1 | 1 |  | Any | STAT | Statistic | ST |  |  | STAT:8459 | 2021-08-06 18:05
|  |  | 50c168aa-c15b-4ddd-b543-36526a4c10f1 | 2 | STAT |  | 8460 | ONS_LOCAL$PRSTF6_765_PM_03!PMU:ST4 |  |  | 8736f6c7-ad41-4b43-b4f6-e684e0d4ad20 |  |  | 30 | [8 empty] | 11 | [5 empty] | LOCAL$PRSTF6_765_PM_03!PMU-ST4 | 0.0 | 1.0 | Device statistic for Number of measurements received from device during last reporting interval. | 0 | 1 | 1 |  | Any | STAT | Statistic | ST |  |  | STAT:8460 | 2021-08-06 18:05
|  |  | bb8d3305-c114-4608-b93a-ddc202654703 | 2 | STAT |  | 8461 | ONS_LOCAL$PRSTF6_765_PM_03!PMU:ST5 |  |  | 8736f6c7-ad41-4b43-b4f6-e684e0d4ad20 |  |  | 30 | [8 empty] | 11 | [5 empty] | LOCAL$PRSTF6_765_PM_03!PMU-ST5 | 0.0 | 1.0 | Device statistic for Expected number of measurements received from device during last reporting interval. | 0 | 1 | 1 |  | Any | STAT | Statistic | ST |  |  | STAT:8461 | 2021-08-06 18:05
|  |  | 55db0f8a-9406-4c5f-8717-70f3a097e03b | 2 | STAT |  | 8462 | ONS_LOCAL$PRSTF6_765_PM_03!PMU:ST6 |  |  | 8736f6c7-ad41-4b43-b4f6-e684e0d4ad20 |  |  | 30 | [8 empty] | 11 | [5 empty] | LOCAL$PRSTF6_765_PM_03!PMU-ST6 | 0.0 | 1.0 | Device statistic for Number of measurements received while device was reporting errors during last reporting interval. | 0 | 1 | 1 |  | Any | STAT | Statistic | ST |  |  | STAT:8462 | 2021-08-06 18:05
|  |  | 54ab05c7-d962-4c4b-ae4c-472f1cf88d20 | 2 | STAT |  | 8463 | ONS_LOCAL$PRSTF6_765_PM_03!PMU:ST7 |  |  | 8736f6c7-ad41-4b43-b4f6-e684e0d4ad20 |  |  | 30 | [8 empty] | 11 | [5 empty] | LOCAL$PRSTF6_765_PM_03!PMU-ST7 | 0.0 | 1.0 | Device statistic for Number of defined measurements (per frame) from device during last reporting interval. | 0 | 1 | 1 |  | Any | STAT | Statistic | ST |  |  | STAT:8463 | 2021-08-06 18:05
|  |  | f6af02df-861f-4a83-9962-1c1090fa5395 | 2 | STAT |  | 8464 | ONS_LOCAL$PRSTF6_765_PM_04!PMU:ST1 |  |  | 8736f6c7-ad41-4b43-b4f6-e684e0d4ad20 |  |  | 30 | [8 empty] | 11 | [5 empty] | LOCAL$PRSTF6_765_PM_04!PMU-ST1 | 0.0 | 1.0 | Device statistic for Number of data quality errors reported by device during last reporting interval. | 0 | 1 | 1 |  | Any | STAT | Statistic | ST |  |  | STAT:8464 | 2021-08-06 18:05
|  |  | 0625a366-f24a-4e8d-9367-f57495ed2a80 | 2 | STAT |  | 8465 | ONS_LOCAL$PRSTF6_765_PM_04!PMU:ST2 |  |  | 8736f6c7-ad41-4b43-b4f6-e684e0d4ad20 |  |  | 30 | [8 empty] | 11 | [5 empty] | LOCAL$PRSTF6_765_PM_04!PMU-ST2 | 0.0 | 1.0 | Device statistic for Number of time quality errors reported by device during last reporting interval. | 0 | 1 | 1 |  | Any | STAT | Statistic | ST |  |  | STAT:8465 | 2021-08-06 18:05
|  |  | 9656d0af-fb3b-42ac-9ee5-472dff40e1a9 | 2 | STAT |  | 8466 | ONS_LOCAL$PRSTF6_765_PM_04!PMU:ST3 |  |  | 8736f6c7-ad41-4b43-b4f6-e684e0d4ad20 |  |  | 30 | [8 empty] | 11 | [5 empty] | LOCAL$PRSTF6_765_PM_04!PMU-ST3 | 0.0 | 1.0 | Device statistic for Number of device errors reported by device during last reporting interval. | 0 | 1 | 1 |  | Any | STAT | Statistic | ST |  |  | STAT:8466 | 2021-08-06 18:05
|  |  | b75fe667-50c2-4eff-9dab-a3901bb923cc | 2 | STAT |  | 8467 | ONS_LOCAL$PRSTF6_765_PM_04!PMU:ST4 |  |  | 8736f6c7-ad41-4b43-b4f6-e684e0d4ad20 |  |  | 30 | [8 empty] | 11 | [5 empty] | LOCAL$PRSTF6_765_PM_04!PMU-ST4 | 0.0 | 1.0 | Device statistic for Number of measurements received from device during last reporting interval. | 0 | 1 | 1 |  | Any | STAT | Statistic | ST |  |  | STAT:8467 | 2021-08-06 18:05
|  |  | ee89ad52-c08e-4953-b8cc-eae54b88340b | 2 | STAT |  | 8468 | ONS_LOCAL$PRSTF6_765_PM_04!PMU:ST5 |  |  | 8736f6c7-ad41-4b43-b4f6-e684e0d4ad20 |  |  | 30 | [8 empty] | 11 | [5 empty] | LOCAL$PRSTF6_765_PM_04!PMU-ST5 | 0.0 | 1.0 | Device statistic for Expected number of measurements received from device during last reporting interval. | 0 | 1 | 1 |  | Any | STAT | Statistic | ST |  |  | STAT:8468 | 2021-08-06 18:05
|  |  | a626cefd-e2ad-49ab-acbd-282aeabd682c | 2 | STAT |  | 8469 | ONS_LOCAL$PRSTF6_765_PM_04!PMU:ST6 |  |  | 8736f6c7-ad41-4b43-b4f6-e684e0d4ad20 |  |  | 30 | [8 empty] | 11 | [5 empty] | LOCAL$PRSTF6_765_PM_04!PMU-ST6 | 0.0 | 1.0 | Device statistic for Number of measurements received while device was reporting errors during last reporting interval. | 0 | 1 | 1 |  | Any | STAT | Statistic | ST |  |  | STAT:8469 | 2021-08-06 18:05
|  |  | d2000755-ab3c-4df5-968a-c7ae472d0c8e | 2 | STAT |  | 8470 | ONS_LOCAL$PRSTF6_765_PM_04!PMU:ST7 |  |  | 8736f6c7-ad41-4b43-b4f6-e684e0d4ad20 |  |  | 30 | [8 empty] | 11 | [5 empty] | LOCAL$PRSTF6_765_PM_04!PMU-ST7 | 0.0 | 1.0 | Device statistic for Number of defined measurements (per frame) from device during last reporting interval. | 0 | 1 | 1 |  | Any | STAT | Statistic | ST |  |  | STAT:8470 | 2021-08-06 18:05
|  |  | fec33958-2f02-40f7-9f14-af6f142a2104 | 2 | STAT |  | 8471 | ONS_LOCAL$PRSTF6_765_PM_05!PMU:ST1 |  |  | 8736f6c7-ad41-4b43-b4f6-e684e0d4ad20 |  |  | 30 | [8 empty] | 11 | [5 empty] | LOCAL$PRSTF6_765_PM_05!PMU-ST1 | 0.0 | 1.0 | Device statistic for Number of data quality errors reported by device during last reporting interval. | 0 | 1 | 1 |  | Any | STAT | Statistic | ST |  |  | STAT:8471 | 2021-08-06 18:05
|  |  | 4715398f-afe3-4616-ac1c-b6a0dd15edeb | 2 | STAT |  | 8472 | ONS_LOCAL$PRSTF6_765_PM_05!PMU:ST2 |  |  | 8736f6c7-ad41-4b43-b4f6-e684e0d4ad20 |  |  | 30 | [8 empty] | 11 | [5 empty] | LOCAL$PRSTF6_765_PM_05!PMU-ST2 | 0.0 | 1.0 | Device statistic for Number of time quality errors reported by device during last reporting interval. | 0 | 1 | 1 |  | Any | STAT | Statistic | ST |  |  | STAT:8472 | 2021-08-06 18:05
|  |  | e48215d0-77ba-422c-a7ab-7437a08fd5c0 | 2 | STAT |  | 8473 | ONS_LOCAL$PRSTF6_765_PM_05!PMU:ST3 |  |  | 8736f6c7-ad41-4b43-b4f6-e684e0d4ad20 |  |  | 30 | [8 empty] | 11 | [5 empty] | LOCAL$PRSTF6_765_PM_05!PMU-ST3 | 0.0 | 1.0 | Device statistic for Number of device errors reported by device during last reporting interval. | 0 | 1 | 1 |  | Any | STAT | Statistic | ST |  |  | STAT:8473 | 2021-08-06 18:05
|  |  | b0bba79b-6110-40de-acc1-c52c3e20e138 | 2 | STAT |  | 8474 | ONS_LOCAL$PRSTF6_765_PM_05!PMU:ST4 |  |  | 8736f6c7-ad41-4b43-b4f6-e684e0d4ad20 |  |  | 30 | [8 empty] | 11 | [5 empty] | LOCAL$PRSTF6_765_PM_05!PMU-ST4 | 0.0 | 1.0 | Device statistic for Number of measurements received from device during last reporting interval. | 0 | 1 | 1 |  | Any | STAT | Statistic | ST |  |  | STAT:8474 | 2021-08-06 18:05
|  |  | 6da391c8-d95d-4791-881f-beacc656bf1b | 2 | STAT |  | 8475 | ONS_LOCAL$PRSTF6_765_PM_05!PMU:ST5 |  |  | 8736f6c7-ad41-4b43-b4f6-e684e0d4ad20 |  |  | 30 | [8 empty] | 11 | [5 empty] | LOCAL$PRSTF6_765_PM_05!PMU-ST5 | 0.0 | 1.0 | Device statistic for Expected number of measurements received from device during last reporting interval. | 0 | 1 | 1 |  | Any | STAT | Statistic | ST |  |  | STAT:8475 | 2021-08-06 18:05
|  |  | 36e3a5c6-6d5f-4dc4-a402-0232f60dfb4b | 2 | STAT |  | 8476 | ONS_LOCAL$PRSTF6_765_PM_05!PMU:ST6 |  |  | 8736f6c7-ad41-4b43-b4f6-e684e0d4ad20 |  |  | 30 | [8 empty] | 11 | [5 empty] | LOCAL$PRSTF6_765_PM_05!PMU-ST6 | 0.0 | 1.0 | Device statistic for Number of measurements received while device was reporting errors during last reporting interval. | 0 | 1 | 1 |  | Any | STAT | Statistic | ST |  |  | STAT:8476 | 2021-08-06 18:05
|  |  | 14ec4623-7b17-44a0-957a-92bc05be5186 | 2 | STAT |  | 8477 | ONS_LOCAL$PRSTF6_765_PM_05!PMU:ST7 |  |  | 8736f6c7-ad41-4b43-b4f6-e684e0d4ad20 |  |  | 30 | [8 empty] | 11 | [5 empty] | LOCAL$PRSTF6_765_PM_05!PMU-ST7 | 0.0 | 1.0 | Device statistic for Number of defined measurements (per frame) from device during last reporting interval. | 0 | 1 | 1 |  | Any | STAT | Statistic | ST |  |  | STAT:8477 | 2021-08-06 18:05
|  |  | 969da3da-035d-443f-b06c-660e218eca3b | 2 | STAT |  | 8478 | ONS_LOCAL$PRSTIV_765_PM_01!PMU:ST1 |  |  | 8736f6c7-ad41-4b43-b4f6-e684e0d4ad20 |  |  | 30 | [8 empty] | 11 | [5 empty] | LOCAL$PRSTIV_765_PM_01!PMU-ST1 | 0.0 | 1.0 | Device statistic for Number of data quality errors reported by device during last reporting interval. | 0 | 1 | 1 |  | Any | STAT | Statistic | ST |  |  | STAT:8478 | 2021-08-06 18:05
|  |  | c698810d-a9f7-47d4-bcef-9b2271a26d85 | 2 | STAT |  | 8479 | ONS_LOCAL$PRSTIV_765_PM_01!PMU:ST2 |  |  | 8736f6c7-ad41-4b43-b4f6-e684e0d4ad20 |  |  | 30 | [8 empty] | 11 | [5 empty] | LOCAL$PRSTIV_765_PM_01!PMU-ST2 | 0.0 | 1.0 | Device statistic for Number of time quality errors reported by device during last reporting interval. | 0 | 1 | 1 |  | Any | STAT | Statistic | ST |  |  | STAT:8479 | 2021-08-06 18:05
|  |  | 13de2645-492a-41a2-b317-d28e709276ba | 2 | STAT |  | 8480 | ONS_LOCAL$PRSTIV_765_PM_01!PMU:ST3 |  |  | 8736f6c7-ad41-4b43-b4f6-e684e0d4ad20 |  |  | 30 | [8 empty] | 11 | [5 empty] | LOCAL$PRSTIV_765_PM_01!PMU-ST3 | 0.0 | 1.0 | Device statistic for Number of device errors reported by device during last reporting interval. | 0 | 1 | 1 |  | Any | STAT | Statistic | ST |  |  | STAT:8480 | 2021-08-06 18:05
|  |  | a849979b-f7dc-471a-ba5c-0d1ae4dbec91 | 2 | STAT |  | 8481 | ONS_LOCAL$PRSTIV_765_PM_01!PMU:ST4 |  |  | 8736f6c7-ad41-4b43-b4f6-e684e0d4ad20 |  |  | 30 | [8 empty] | 11 | [5 empty] | LOCAL$PRSTIV_765_PM_01!PMU-ST4 | 0.0 | 1.0 | Device statistic for Number of measurements received from device during last reporting interval. | 0 | 1 | 1 |  | Any | STAT | Statistic | ST |  |  | STAT:8481 | 2021-08-06 18:05
|  |  | d980f748-c742-4a34-8fce-8f756e9f30ee | 2 | STAT |  | 8482 | ONS_LOCAL$PRSTIV_765_PM_01!PMU:ST5 |  |  | 8736f6c7-ad41-4b43-b4f6-e684e0d4ad20 |  |  | 30 | [8 empty] | 11 | [5 empty] | LOCAL$PRSTIV_765_PM_01!PMU-ST5 | 0.0 | 1.0 | Device statistic for Expected number of measurements received from device during last reporting interval. | 0 | 1 | 1 |  | Any | STAT | Statistic | ST |  |  | STAT:8482 | 2021-08-06 18:05
|  |  | ceb84059-fd0b-4bab-b7a2-754f52780db5 | 2 | STAT |  | 8483 | ONS_LOCAL$PRSTIV_765_PM_01!PMU:ST6 |  |  | 8736f6c7-ad41-4b43-b4f6-e684e0d4ad20 |  |  | 30 | [8 empty] | 11 | [5 empty] | LOCAL$PRSTIV_765_PM_01!PMU-ST6 | 0.0 | 1.0 | Device statistic for Number of measurements received while device was reporting errors during last reporting interval. | 0 | 1 | 1 |  | Any | STAT | Statistic | ST |  |  | STAT:8483 | 2021-08-06 18:05
|  |  | de852a9b-1e49-4e1c-9344-e3cc2cbc1d5c | 2 | STAT |  | 8484 | ONS_LOCAL$PRSTIV_765_PM_01!PMU:ST7 |  |  | 8736f6c7-ad41-4b43-b4f6-e684e0d4ad20 |  |  | 30 | [8 empty] | 11 | [5 empty] | LOCAL$PRSTIV_765_PM_01!PMU-ST7 | 0.0 | 1.0 | Device statistic for Number of defined measurements (per frame) from device during last reporting interval. | 0 | 1 | 1 |  | Any | STAT | Statistic | ST |  |  | STAT:8484 | 2021-08-06 18:05
|  |  | 3d5132aa-c53f-41cb-b6ef-cd5d962e8f6c | 2 | STAT |  | 8485 | ONS_LOCAL$PRSTIV_765_PM_03!PMU:ST1 |  |  | 8736f6c7-ad41-4b43-b4f6-e684e0d4ad20 |  |  | 30 | [8 empty] | 11 | [5 empty] | LOCAL$PRSTIV_765_PM_03!PMU-ST1 | 0.0 | 1.0 | Device statistic for Number of data quality errors reported by device during last reporting interval. | 0 | 1 | 1 |  | Any | STAT | Statistic | ST |  |  | STAT:8485 | 2021-08-06 18:05
|  |  | 9f381653-fd25-4f48-8bf8-5084a2cf345a | 2 | STAT |  | 8486 | ONS_LOCAL$PRSTIV_765_PM_03!PMU:ST2 |  |  | 8736f6c7-ad41-4b43-b4f6-e684e0d4ad20 |  |  | 30 | [8 empty] | 11 | [5 empty] | LOCAL$PRSTIV_765_PM_03!PMU-ST2 | 0.0 | 1.0 | Device statistic for Number of time quality errors reported by device during last reporting interval. | 0 | 1 | 1 |  | Any | STAT | Statistic | ST |  |  | STAT:8486 | 2021-08-06 18:05
|  |  | 33fffaa7-b463-43c0-8c6f-f7e1d56565af | 2 | STAT |  | 8487 | ONS_LOCAL$PRSTIV_765_PM_03!PMU:ST3 |  |  | 8736f6c7-ad41-4b43-b4f6-e684e0d4ad20 |  |  | 30 | [8 empty] | 11 | [5 empty] | LOCAL$PRSTIV_765_PM_03!PMU-ST3 | 0.0 | 1.0 | Device statistic for Number of device errors reported by device during last reporting interval. | 0 | 1 | 1 |  | Any | STAT | Statistic | ST |  |  | STAT:8487 | 2021-08-06 18:05
|  |  | 4a56781a-2636-42af-a0f1-30ee79e9ee68 | 2 | STAT |  | 8488 | ONS_LOCAL$PRSTIV_765_PM_03!PMU:ST4 |  |  | 8736f6c7-ad41-4b43-b4f6-e684e0d4ad20 |  |  | 30 | [8 empty] | 11 | [5 empty] | LOCAL$PRSTIV_765_PM_03!PMU-ST4 | 0.0 | 1.0 | Device statistic for Number of measurements received from device during last reporting interval. | 0 | 1 | 1 |  | Any | STAT | Statistic | ST |  |  | STAT:8488 | 2021-08-06 18:05
|  |  | 8ef47ebe-52c7-4f4e-b4d9-1c14298a334e | 2 | STAT |  | 8489 | ONS_LOCAL$PRSTIV_765_PM_03!PMU:ST5 |  |  | 8736f6c7-ad41-4b43-b4f6-e684e0d4ad20 |  |  | 30 | [8 empty] | 11 | [5 empty] | LOCAL$PRSTIV_765_PM_03!PMU-ST5 | 0.0 | 1.0 | Device statistic for Expected number of measurements received from device during last reporting interval. | 0 | 1 | 1 |  | Any | STAT | Statistic | ST |  |  | STAT:8489 | 2021-08-06 18:05
|  |  | 2c5d10d3-246c-4c34-bf2d-6c193dd167c8 | 2 | STAT |  | 8490 | ONS_LOCAL$PRSTIV_765_PM_03!PMU:ST6 |  |  | 8736f6c7-ad41-4b43-b4f6-e684e0d4ad20 |  |  | 30 | [8 empty] | 11 | [5 empty] | LOCAL$PRSTIV_765_PM_03!PMU-ST6 | 0.0 | 1.0 | Device statistic for Number of measurements received while device was reporting errors during last reporting interval. | 0 | 1 | 1 |  | Any | STAT | Statistic | ST |  |  | STAT:8490 | 2021-08-06 18:05
|  |  | d1fd48da-1e9e-4ce4-adb4-2b3f74cbb822 | 2 | STAT |  | 8491 | ONS_LOCAL$PRSTIV_765_PM_03!PMU:ST7 |  |  | 8736f6c7-ad41-4b43-b4f6-e684e0d4ad20 |  |  | 30 | [8 empty] | 11 | [5 empty] | LOCAL$PRSTIV_765_PM_03!PMU-ST7 | 0.0 | 1.0 | Device statistic for Number of defined measurements (per frame) from device during last reporting interval. | 0 | 1 | 1 |  | Any | STAT | Statistic | ST |  |  | STAT:8491 | 2021-08-06 18:05
|  |  | f182d8a6-7ff1-46ef-8dc6-8b7592e8f881 | 2 | STAT |  | 8492 | ONS_LOCAL$PRSTIV_765_PM_04!PMU:ST1 |  |  | 8736f6c7-ad41-4b43-b4f6-e684e0d4ad20 |  |  | 30 | [8 empty] | 11 | [5 empty] | LOCAL$PRSTIV_765_PM_04!PMU-ST1 | 0.0 | 1.0 | Device statistic for Number of data quality errors reported by device during last reporting interval. | 0 | 1 | 1 |  | Any | STAT | Statistic | ST |  |  | STAT:8492 | 2021-08-06 18:05
|  |  | 3c7334d3-301d-40c3-a330-2e0401f68767 | 2 | STAT |  | 8493 | ONS_LOCAL$PRSTIV_765_PM_04!PMU:ST2 |  |  | 8736f6c7-ad41-4b43-b4f6-e684e0d4ad20 |  |  | 30 | [8 empty] | 11 | [5 empty] | LOCAL$PRSTIV_765_PM_04!PMU-ST2 | 0.0 | 1.0 | Device statistic for Number of time quality errors reported by device during last reporting interval. | 0 | 1 | 1 |  | Any | STAT | Statistic | ST |  |  | STAT:8493 | 2021-08-06 18:05
|  |  | 7491481a-ab52-4dba-b4c4-32605dd0b2c3 | 2 | STAT |  | 8494 | ONS_LOCAL$PRSTIV_765_PM_04!PMU:ST3 |  |  | 8736f6c7-ad41-4b43-b4f6-e684e0d4ad20 |  |  | 30 | [8 empty] | 11 | [5 empty] | LOCAL$PRSTIV_765_PM_04!PMU-ST3 | 0.0 | 1.0 | Device statistic for Number of device errors reported by device during last reporting interval. | 0 | 1 | 1 |  | Any | STAT | Statistic | ST |  |  | STAT:8494 | 2021-08-06 18:05
|  |  | d25d827c-d525-42a8-9fc6-48700e3535fc | 2 | STAT |  | 8495 | ONS_LOCAL$PRSTIV_765_PM_04!PMU:ST4 |  |  | 8736f6c7-ad41-4b43-b4f6-e684e0d4ad20 |  |  | 30 | [8 empty] | 11 | [5 empty] | LOCAL$PRSTIV_765_PM_04!PMU-ST4 | 0.0 | 1.0 | Device statistic for Number of measurements received from device during last reporting interval. | 0 | 1 | 1 |  | Any | STAT | Statistic | ST |  |  | STAT:8495 | 2021-08-06 18:05
|  |  | 898370e0-db6d-4b34-bb54-a9cd6627a5d7 | 2 | STAT |  | 8496 | ONS_LOCAL$PRSTIV_765_PM_04!PMU:ST5 |  |  | 8736f6c7-ad41-4b43-b4f6-e684e0d4ad20 |  |  | 30 | [8 empty] | 11 | [5 empty] | LOCAL$PRSTIV_765_PM_04!PMU-ST5 | 0.0 | 1.0 | Device statistic for Expected number of measurements received from device during last reporting interval. | 0 | 1 | 1 |  | Any | STAT | Statistic | ST |  |  | STAT:8496 | 2021-08-06 18:05
|  |  | 601c5f94-c140-4436-987b-0a906841ed5f | 2 | STAT |  | 8497 | ONS_LOCAL$PRSTIV_765_PM_04!PMU:ST6 |  |  | 8736f6c7-ad41-4b43-b4f6-e684e0d4ad20 |  |  | 30 | [8 empty] | 11 | [5 empty] | LOCAL$PRSTIV_765_PM_04!PMU-ST6 | 0.0 | 1.0 | Device statistic for Number of measurements received while device was reporting errors during last reporting interval. | 0 | 1 | 1 |  | Any | STAT | Statistic | ST |  |  | STAT:8497 | 2021-08-06 18:05
|  |  | 3c6f724a-d426-4675-992b-d6b08b5897a4 | 2 | STAT |  | 8498 | ONS_LOCAL$PRSTIV_765_PM_04!PMU:ST7 |  |  | 8736f6c7-ad41-4b43-b4f6-e684e0d4ad20 |  |  | 30 | [8 empty] | 11 | [5 empty] | LOCAL$PRSTIV_765_PM_04!PMU-ST7 | 0.0 | 1.0 | Device statistic for Number of defined measurements (per frame) from device during last reporting interval. | 0 | 1 | 1 |  | Any | STAT | Statistic | ST |  |  | STAT:8498 | 2021-08-06 18:05
|  |  | a351d4c6-7694-4b6c-b37d-485bd408f2c1 | 2 | STAT |  | 8499 | ONS_LOCAL$PRSTIV_765_PM_05!PMU:ST1 |  |  | 8736f6c7-ad41-4b43-b4f6-e684e0d4ad20 |  |  | 30 | [8 empty] | 11 | [5 empty] | LOCAL$PRSTIV_765_PM_05!PMU-ST1 | 0.0 | 1.0 | Device statistic for Number of data quality errors reported by device during last reporting interval. | 0 | 1 | 1 |  | Any | STAT | Statistic | ST |  |  | STAT:8499 | 2021-08-06 18:05
|  |  | 658dc0c9-888c-446d-9125-1da0534be1c0 | 2 | STAT |  | 8500 | ONS_LOCAL$PRSTIV_765_PM_05!PMU:ST2 |  |  | 8736f6c7-ad41-4b43-b4f6-e684e0d4ad20 |  |  | 30 | [8 empty] | 11 | [5 empty] | LOCAL$PRSTIV_765_PM_05!PMU-ST2 | 0.0 | 1.0 | Device statistic for Number of time quality errors reported by device during last reporting interval. | 0 | 1 | 1 |  | Any | STAT | Statistic | ST |  |  | STAT:8500 | 2021-08-06 18:05
|  |  | 7d4f040f-fe22-4afc-a2c9-f11bcb5d7fdc | 2 | STAT |  | 8501 | ONS_LOCAL$PRSTIV_765_PM_05!PMU:ST3 |  |  | 8736f6c7-ad41-4b43-b4f6-e684e0d4ad20 |  |  | 30 | [8 empty] | 11 | [5 empty] | LOCAL$PRSTIV_765_PM_05!PMU-ST3 | 0.0 | 1.0 | Device statistic for Number of device errors reported by device during last reporting interval. | 0 | 1 | 1 |  | Any | STAT | Statistic | ST |  |  | STAT:8501 | 2021-08-06 18:05
|  |  | e6c21a4f-6c83-4876-8e67-c2ce2b551fe8 | 2 | STAT |  | 8502 | ONS_LOCAL$PRSTIV_765_PM_05!PMU:ST4 |  |  | 8736f6c7-ad41-4b43-b4f6-e684e0d4ad20 |  |  | 30 | [8 empty] | 11 | [5 empty] | LOCAL$PRSTIV_765_PM_05!PMU-ST4 | 0.0 | 1.0 | Device statistic for Number of measurements received from device during last reporting interval. | 0 | 1 | 1 |  | Any | STAT | Statistic | ST |  |  | STAT:8502 | 2021-08-06 18:05
|  |  | 758d61b5-d33d-450c-9059-e4fc28b7af2b | 2 | STAT |  | 8503 | ONS_LOCAL$PRSTIV_765_PM_05!PMU:ST5 |  |  | 8736f6c7-ad41-4b43-b4f6-e684e0d4ad20 |  |  | 30 | [8 empty] | 11 | [5 empty] | LOCAL$PRSTIV_765_PM_05!PMU-ST5 | 0.0 | 1.0 | Device statistic for Expected number of measurements received from device during last reporting interval. | 0 | 1 | 1 |  | Any | STAT | Statistic | ST |  |  | STAT:8503 | 2021-08-06 18:05
|  |  | f420180b-ad9a-4a8e-8b1d-9cd12f1d3444 | 2 | STAT |  | 8504 | ONS_LOCAL$PRSTIV_765_PM_05!PMU:ST6 |  |  | 8736f6c7-ad41-4b43-b4f6-e684e0d4ad20 |  |  | 30 | [8 empty] | 11 | [5 empty] | LOCAL$PRSTIV_765_PM_05!PMU-ST6 | 0.0 | 1.0 | Device statistic for Number of measurements received while device was reporting errors during last reporting interval. | 0 | 1 | 1 |  | Any | STAT | Statistic | ST |  |  | STAT:8504 | 2021-08-06 18:05
|  |  | 74e6524b-577a-4263-952f-80fcccb46c02 | 2 | STAT |  | 8505 | ONS_LOCAL$PRSTIV_765_PM_05!PMU:ST7 |  |  | 8736f6c7-ad41-4b43-b4f6-e684e0d4ad20 |  |  | 30 | [8 empty] | 11 | [5 empty] | LOCAL$PRSTIV_765_PM_05!PMU-ST7 | 0.0 | 1.0 | Device statistic for Number of defined measurements (per frame) from device during last reporting interval. | 0 | 1 | 1 |  | Any | STAT | Statistic | ST |  |  | STAT:8505 | 2021-08-06 18:05
|  |  | d38de9c2-0f0c-490f-b2ba-ce0a9a0b18d4 | 2 | STAT |  | 8506 | ONS_LOCAL$PRSTIV_765_PM_06!PMU:ST1 |  |  | 8736f6c7-ad41-4b43-b4f6-e684e0d4ad20 |  |  | 30 | [8 empty] | 11 | [5 empty] | LOCAL$PRSTIV_765_PM_06!PMU-ST1 | 0.0 | 1.0 | Device statistic for Number of data quality errors reported by device during last reporting interval. | 0 | 1 | 1 |  | Any | STAT | Statistic | ST |  |  | STAT:8506 | 2021-08-06 18:05
|  |  | a68e797e-b970-4e53-868c-a38843beba58 | 2 | STAT |  | 8507 | ONS_LOCAL$PRSTIV_765_PM_06!PMU:ST2 |  |  | 8736f6c7-ad41-4b43-b4f6-e684e0d4ad20 |  |  | 30 | [8 empty] | 11 | [5 empty] | LOCAL$PRSTIV_765_PM_06!PMU-ST2 | 0.0 | 1.0 | Device statistic for Number of time quality errors reported by device during last reporting interval. | 0 | 1 | 1 |  | Any | STAT | Statistic | ST |  |  | STAT:8507 | 2021-08-06 18:05
|  |  | b07a0fcc-a6d9-46cb-84f8-6e441b07270c | 2 | STAT |  | 8508 | ONS_LOCAL$PRSTIV_765_PM_06!PMU:ST3 |  |  | 8736f6c7-ad41-4b43-b4f6-e684e0d4ad20 |  |  | 30 | [8 empty] | 11 | [5 empty] | LOCAL$PRSTIV_765_PM_06!PMU-ST3 | 0.0 | 1.0 | Device statistic for Number of device errors reported by device during last reporting interval. | 0 | 1 | 1 |  | Any | STAT | Statistic | ST |  |  | STAT:8508 | 2021-08-06 18:05
|  |  | 3128bfbe-d3a1-4b14-a3a7-ffe796a2ed2e | 2 | STAT |  | 8509 | ONS_LOCAL$PRSTIV_765_PM_06!PMU:ST4 |  |  | 8736f6c7-ad41-4b43-b4f6-e684e0d4ad20 |  |  | 30 | [8 empty] | 11 | [5 empty] | LOCAL$PRSTIV_765_PM_06!PMU-ST4 | 0.0 | 1.0 | Device statistic for Number of measurements received from device during last reporting interval. | 0 | 1 | 1 |  | Any | STAT | Statistic | ST |  |  | STAT:8509 | 2021-08-06 18:05
|  |  | 6bb8d53e-01fd-4579-9371-ff27e35d5f5b | 2 | STAT |  | 8510 | ONS_LOCAL$PRSTIV_765_PM_06!PMU:ST5 |  |  | 8736f6c7-ad41-4b43-b4f6-e684e0d4ad20 |  |  | 30 | [8 empty] | 11 | [5 empty] | LOCAL$PRSTIV_765_PM_06!PMU-ST5 | 0.0 | 1.0 | Device statistic for Expected number of measurements received from device during last reporting interval. | 0 | 1 | 1 |  | Any | STAT | Statistic | ST |  |  | STAT:8510 | 2021-08-06 18:05
|  |  | 8f3fa4a6-c44a-4859-a7c2-9faf78388cb9 | 2 | STAT |  | 8511 | ONS_LOCAL$PRSTIV_765_PM_06!PMU:ST6 |  |  | 8736f6c7-ad41-4b43-b4f6-e684e0d4ad20 |  |  | 30 | [8 empty] | 11 | [5 empty] | LOCAL$PRSTIV_765_PM_06!PMU-ST6 | 0.0 | 1.0 | Device statistic for Number of measurements received while device was reporting errors during last reporting interval. | 0 | 1 | 1 |  | Any | STAT | Statistic | ST |  |  | STAT:8511 | 2021-08-06 18:05
|  |  | d9808369-decc-42eb-9314-4bb1fffc8b60 | 2 | STAT |  | 8512 | ONS_LOCAL$PRSTIV_765_PM_06!PMU:ST7 |  |  | 8736f6c7-ad41-4b43-b4f6-e684e0d4ad20 |  |  | 30 | [8 empty] | 11 | [5 empty] | LOCAL$PRSTIV_765_PM_06!PMU-ST7 | 0.0 | 1.0 | Device statistic for Number of defined measurements (per frame) from device during last reporting interval. | 0 | 1 | 1 |  | Any | STAT | Statistic | ST |  |  | STAT:8512 | 2021-08-06 18:05
|  |  | 94388f8a-c7c6-4d84-9e80-5b5f9a961aff | 2 | STAT |  | 8513 | ONS_LOCAL$PRSTIV_765_PM_07!PMU:ST1 |  |  | 8736f6c7-ad41-4b43-b4f6-e684e0d4ad20 |  |  | 30 | [8 empty] | 11 | [5 empty] | LOCAL$PRSTIV_765_PM_07!PMU-ST1 | 0.0 | 1.0 | Device statistic for Number of data quality errors reported by device during last reporting interval. | 0 | 1 | 1 |  | Any | STAT | Statistic | ST |  |  | STAT:8513 | 2021-08-06 18:05
|  |  | d677aa08-9597-4c6d-bd94-761027ee78b8 | 2 | STAT |  | 8514 | ONS_LOCAL$PRSTIV_765_PM_07!PMU:ST2 |  |  | 8736f6c7-ad41-4b43-b4f6-e684e0d4ad20 |  |  | 30 | [8 empty] | 11 | [5 empty] | LOCAL$PRSTIV_765_PM_07!PMU-ST2 | 0.0 | 1.0 | Device statistic for Number of time quality errors reported by device during last reporting interval. | 0 | 1 | 1 |  | Any | STAT | Statistic | ST |  |  | STAT:8514 | 2021-08-06 18:05
|  |  | 7e8509fd-e7a1-421b-b013-9823551b67b8 | 2 | STAT |  | 8515 | ONS_LOCAL$PRSTIV_765_PM_07!PMU:ST3 |  |  | 8736f6c7-ad41-4b43-b4f6-e684e0d4ad20 |  |  | 30 | [8 empty] | 11 | [5 empty] | LOCAL$PRSTIV_765_PM_07!PMU-ST3 | 0.0 | 1.0 | Device statistic for Number of device errors reported by device during last reporting interval. | 0 | 1 | 1 |  | Any | STAT | Statistic | ST |  |  | STAT:8515 | 2021-08-06 18:05
|  |  | 1549fe2e-b59b-450c-81ec-1030f655c53e | 2 | STAT |  | 8516 | ONS_LOCAL$PRSTIV_765_PM_07!PMU:ST4 |  |  | 8736f6c7-ad41-4b43-b4f6-e684e0d4ad20 |  |  | 30 | [8 empty] | 11 | [5 empty] | LOCAL$PRSTIV_765_PM_07!PMU-ST4 | 0.0 | 1.0 | Device statistic for Number of measurements received from device during last reporting interval. | 0 | 1 | 1 |  | Any | STAT | Statistic | ST |  |  | STAT:8516 | 2021-08-06 18:05
|  |  | 1f235dd2-553b-488f-8dc2-52454a0c81eb | 2 | STAT |  | 8517 | ONS_LOCAL$PRSTIV_765_PM_07!PMU:ST5 |  |  | 8736f6c7-ad41-4b43-b4f6-e684e0d4ad20 |  |  | 30 | [8 empty] | 11 | [5 empty] | LOCAL$PRSTIV_765_PM_07!PMU-ST5 | 0.0 | 1.0 | Device statistic for Expected number of measurements received from device during last reporting interval. | 0 | 1 | 1 |  | Any | STAT | Statistic | ST |  |  | STAT:8517 | 2021-08-06 18:05
|  |  | 191ad5b5-955c-4dd6-a995-20a2380baa7a | 2 | STAT |  | 8518 | ONS_LOCAL$PRSTIV_765_PM_07!PMU:ST6 |  |  | 8736f6c7-ad41-4b43-b4f6-e684e0d4ad20 |  |  | 30 | [8 empty] | 11 | [5 empty] | LOCAL$PRSTIV_765_PM_07!PMU-ST6 | 0.0 | 1.0 | Device statistic for Number of measurements received while device was reporting errors during last reporting interval. | 0 | 1 | 1 |  | Any | STAT | Statistic | ST |  |  | STAT:8518 | 2021-08-06 18:05
|  |  | 8b66fb03-b33c-4316-9a53-4910a1bca403 | 2 | STAT |  | 8519 | ONS_LOCAL$PRSTIV_765_PM_07!PMU:ST7 |  |  | 8736f6c7-ad41-4b43-b4f6-e684e0d4ad20 |  |  | 30 | [8 empty] | 11 | [5 empty] | LOCAL$PRSTIV_765_PM_07!PMU-ST7 | 0.0 | 1.0 | Device statistic for Number of defined measurements (per frame) from device during last reporting interval. | 0 | 1 | 1 |  | Any | STAT | Statistic | ST |  |  | STAT:8519 | 2021-08-06 18:05
|  |  | ad3104bb-4c45-4113-9e43-5b10cece00cf | 2 | STAT |  | 8520 | ONS_LOCAL$PRSTIV_765_PM_08!PMU:ST1 |  |  | 8736f6c7-ad41-4b43-b4f6-e684e0d4ad20 |  |  | 30 | [8 empty] | 11 | [5 empty] | LOCAL$PRSTIV_765_PM_08!PMU-ST1 | 0.0 | 1.0 | Device statistic for Number of data quality errors reported by device during last reporting interval. | 0 | 1 | 1 |  | Any | STAT | Statistic | ST |  |  | STAT:8520 | 2021-08-06 18:05
|  |  | 8a6c55ef-a3cf-4609-a279-fea3c7824e63 | 2 | STAT |  | 8521 | ONS_LOCAL$PRSTIV_765_PM_08!PMU:ST2 |  |  | 8736f6c7-ad41-4b43-b4f6-e684e0d4ad20 |  |  | 30 | [8 empty] | 11 | [5 empty] | LOCAL$PRSTIV_765_PM_08!PMU-ST2 | 0.0 | 1.0 | Device statistic for Number of time quality errors reported by device during last reporting interval. | 0 | 1 | 1 |  | Any | STAT | Statistic | ST |  |  | STAT:8521 | 2021-08-06 18:05
|  |  | c7b72afe-127a-4eba-811c-063f32ebeb1f | 2 | STAT |  | 8522 | ONS_LOCAL$PRSTIV_765_PM_08!PMU:ST3 |  |  | 8736f6c7-ad41-4b43-b4f6-e684e0d4ad20 |  |  | 30 | [8 empty] | 11 | [5 empty] | LOCAL$PRSTIV_765_PM_08!PMU-ST3 | 0.0 | 1.0 | Device statistic for Number of device errors reported by device during last reporting interval. | 0 | 1 | 1 |  | Any | STAT | Statistic | ST |  |  | STAT:8522 | 2021-08-06 18:05
|  |  | 1a499518-5bc9-447d-9420-48afa1bf3b10 | 2 | STAT |  | 8523 | ONS_LOCAL$PRSTIV_765_PM_08!PMU:ST4 |  |  | 8736f6c7-ad41-4b43-b4f6-e684e0d4ad20 |  |  | 30 | [8 empty] | 11 | [5 empty] | LOCAL$PRSTIV_765_PM_08!PMU-ST4 | 0.0 | 1.0 | Device statistic for Number of measurements received from device during last reporting interval. | 0 | 1 | 1 |  | Any | STAT | Statistic | ST |  |  | STAT:8523 | 2021-08-06 18:05
|  |  | da6c387c-de5a-45e1-98e4-8d96e5dd818f | 2 | STAT |  | 8524 | ONS_LOCAL$PRSTIV_765_PM_08!PMU:ST5 |  |  | 8736f6c7-ad41-4b43-b4f6-e684e0d4ad20 |  |  | 30 | [8 empty] | 11 | [5 empty] | LOCAL$PRSTIV_765_PM_08!PMU-ST5 | 0.0 | 1.0 | Device statistic for Expected number of measurements received from device during last reporting interval. | 0 | 1 | 1 |  | Any | STAT | Statistic | ST |  |  | STAT:8524 | 2021-08-06 18:05
|  |  | f0dd6967-a8a4-45c0-9fd4-f207c6f9aaf9 | 2 | STAT |  | 8525 | ONS_LOCAL$PRSTIV_765_PM_08!PMU:ST6 |  |  | 8736f6c7-ad41-4b43-b4f6-e684e0d4ad20 |  |  | 30 | [8 empty] | 11 | [5 empty] | LOCAL$PRSTIV_765_PM_08!PMU-ST6 | 0.0 | 1.0 | Device statistic for Number of measurements received while device was reporting errors during last reporting interval. | 0 | 1 | 1 |  | Any | STAT | Statistic | ST |  |  | STAT:8525 | 2021-08-06 18:05
|  |  | dafda5b2-a882-46e4-9156-6234030dd74c | 2 | STAT |  | 8526 | ONS_LOCAL$PRSTIV_765_PM_08!PMU:ST7 |  |  | 8736f6c7-ad41-4b43-b4f6-e684e0d4ad20 |  |  | 30 | [8 empty] | 11 | [5 empty] | LOCAL$PRSTIV_765_PM_08!PMU-ST7 | 0.0 | 1.0 | Device statistic for Number of defined measurements (per frame) from device during last reporting interval. | 0 | 1 | 1 |  | Any | STAT | Statistic | ST |  |  | STAT:8526 | 2021-08-06 18:05
|  |  | 422226cf-5c38-4908-bfcb-f598b834533e | 2 | STAT |  | 8527 | ONS_LOCAL$RJSTAN_500_PM_01!PMU:ST1 |  |  | 8736f6c7-ad41-4b43-b4f6-e684e0d4ad20 |  |  | 30 | [8 empty] | 11 | [5 empty] | LOCAL$RJSTAN_500_PM_01!PMU-ST1 | 0.0 | 1.0 | Device statistic for Number of data quality errors reported by device during last reporting interval. | 0 | 1 | 1 |  | Any | STAT | Statistic | ST |  |  | STAT:8527 | 2021-08-06 18:05
|  |  | c832a1ff-1e8e-4778-8153-788de1270ee8 | 2 | STAT |  | 8528 | ONS_LOCAL$RJSTAN_500_PM_01!PMU:ST2 |  |  | 8736f6c7-ad41-4b43-b4f6-e684e0d4ad20 |  |  | 30 | [8 empty] | 11 | [5 empty] | LOCAL$RJSTAN_500_PM_01!PMU-ST2 | 0.0 | 1.0 | Device statistic for Number of time quality errors reported by device during last reporting interval. | 0 | 1 | 1 |  | Any | STAT | Statistic | ST |  |  | STAT:8528 | 2021-08-06 18:05
|  |  | 4144a4e3-41d7-4582-a6cc-ae8c836d6880 | 2 | STAT |  | 8529 | ONS_LOCAL$RJSTAN_500_PM_01!PMU:ST3 |  |  | 8736f6c7-ad41-4b43-b4f6-e684e0d4ad20 |  |  | 30 | [8 empty] | 11 | [5 empty] | LOCAL$RJSTAN_500_PM_01!PMU-ST3 | 0.0 | 1.0 | Device statistic for Number of device errors reported by device during last reporting interval. | 0 | 1 | 1 |  | Any | STAT | Statistic | ST |  |  | STAT:8529 | 2021-08-06 18:05
|  |  | a3c8997b-2259-49e4-820c-c87b5a4122a1 | 2 | STAT |  | 8530 | ONS_LOCAL$RJSTAN_500_PM_01!PMU:ST4 |  |  | 8736f6c7-ad41-4b43-b4f6-e684e0d4ad20 |  |  | 30 | [8 empty] | 11 | [5 empty] | LOCAL$RJSTAN_500_PM_01!PMU-ST4 | 0.0 | 1.0 | Device statistic for Number of measurements received from device during last reporting interval. | 0 | 1 | 1 |  | Any | STAT | Statistic | ST |  |  | STAT:8530 | 2021-08-06 18:05
|  |  | 6cd63074-b2e5-4bad-ae80-676e4b30ac8d | 2 | STAT |  | 8531 | ONS_LOCAL$RJSTAN_500_PM_01!PMU:ST5 |  |  | 8736f6c7-ad41-4b43-b4f6-e684e0d4ad20 |  |  | 30 | [8 empty] | 11 | [5 empty] | LOCAL$RJSTAN_500_PM_01!PMU-ST5 | 0.0 | 1.0 | Device statistic for Expected number of measurements received from device during last reporting interval. | 0 | 1 | 1 |  | Any | STAT | Statistic | ST |  |  | STAT:8531 | 2021-08-06 18:05
|  |  | e47a7c79-702c-475f-af3f-1e4555b03694 | 2 | STAT |  | 8532 | ONS_LOCAL$RJSTAN_500_PM_01!PMU:ST6 |  |  | 8736f6c7-ad41-4b43-b4f6-e684e0d4ad20 |  |  | 30 | [8 empty] | 11 | [5 empty] | LOCAL$RJSTAN_500_PM_01!PMU-ST6 | 0.0 | 1.0 | Device statistic for Number of measurements received while device was reporting errors during last reporting interval. | 0 | 1 | 1 |  | Any | STAT | Statistic | ST |  |  | STAT:8532 | 2021-08-06 18:05
|  |  | c57614ca-4efc-45ac-82bc-955ce7cee936 | 2 | STAT |  | 8533 | ONS_LOCAL$RJSTAN_500_PM_01!PMU:ST7 |  |  | 8736f6c7-ad41-4b43-b4f6-e684e0d4ad20 |  |  | 30 | [8 empty] | 11 | [5 empty] | LOCAL$RJSTAN_500_PM_01!PMU-ST7 | 0.0 | 1.0 | Device statistic for Number of defined measurements (per frame) from device during last reporting interval. | 0 | 1 | 1 |  | Any | STAT | Statistic | ST |  |  | STAT:8533 | 2021-08-06 18:05
|  |  | c3fa0ec6-aa5d-4759-a10c-1b8a543f0453 | 2 | STAT |  | 8534 | ONS_LOCAL$RJSTAN_500_PM_02!PMU:ST1 |  |  | 8736f6c7-ad41-4b43-b4f6-e684e0d4ad20 |  |  | 30 | [8 empty] | 11 | [5 empty] | LOCAL$RJSTAN_500_PM_02!PMU-ST1 | 0.0 | 1.0 | Device statistic for Number of data quality errors reported by device during last reporting interval. | 0 | 1 | 1 |  | Any | STAT | Statistic | ST |  |  | STAT:8534 | 2021-08-06 18:05
|  |  | 02b37e36-9b51-4060-b56e-5b6d6da98edb | 2 | STAT |  | 8535 | ONS_LOCAL$RJSTAN_500_PM_02!PMU:ST2 |  |  | 8736f6c7-ad41-4b43-b4f6-e684e0d4ad20 |  |  | 30 | [8 empty] | 11 | [5 empty] | LOCAL$RJSTAN_500_PM_02!PMU-ST2 | 0.0 | 1.0 | Device statistic for Number of time quality errors reported by device during last reporting interval. | 0 | 1 | 1 |  | Any | STAT | Statistic | ST |  |  | STAT:8535 | 2021-08-06 18:05
|  |  | f203f3cc-f21d-455d-9d75-546c7e2f1fd5 | 2 | STAT |  | 8536 | ONS_LOCAL$RJSTAN_500_PM_02!PMU:ST3 |  |  | 8736f6c7-ad41-4b43-b4f6-e684e0d4ad20 |  |  | 30 | [8 empty] | 11 | [5 empty] | LOCAL$RJSTAN_500_PM_02!PMU-ST3 | 0.0 | 1.0 | Device statistic for Number of device errors reported by device during last reporting interval. | 0 | 1 | 1 |  | Any | STAT | Statistic | ST |  |  | STAT:8536 | 2021-08-06 18:05
|  |  | e0985931-f11c-4b25-90aa-fc3d7f8064bb | 2 | STAT |  | 8537 | ONS_LOCAL$RJSTAN_500_PM_02!PMU:ST4 |  |  | 8736f6c7-ad41-4b43-b4f6-e684e0d4ad20 |  |  | 30 | [8 empty] | 11 | [5 empty] | LOCAL$RJSTAN_500_PM_02!PMU-ST4 | 0.0 | 1.0 | Device statistic for Number of measurements received from device during last reporting interval. | 0 | 1 | 1 |  | Any | STAT | Statistic | ST |  |  | STAT:8537 | 2021-08-06 18:05
|  |  | b7ae67c5-3c9d-4818-93a8-19621cba6aab | 2 | STAT |  | 8538 | ONS_LOCAL$RJSTAN_500_PM_02!PMU:ST5 |  |  | 8736f6c7-ad41-4b43-b4f6-e684e0d4ad20 |  |  | 30 | [8 empty] | 11 | [5 empty] | LOCAL$RJSTAN_500_PM_02!PMU-ST5 | 0.0 | 1.0 | Device statistic for Expected number of measurements received from device during last reporting interval. | 0 | 1 | 1 |  | Any | STAT | Statistic | ST |  |  | STAT:8538 | 2021-08-06 18:05
|  |  | 873006ce-ea8c-4b9e-a64f-948c5c4fa699 | 2 | STAT |  | 8539 | ONS_LOCAL$RJSTAN_500_PM_02!PMU:ST6 |  |  | 8736f6c7-ad41-4b43-b4f6-e684e0d4ad20 |  |  | 30 | [8 empty] | 11 | [5 empty] | LOCAL$RJSTAN_500_PM_02!PMU-ST6 | 0.0 | 1.0 | Device statistic for Number of measurements received while device was reporting errors during last reporting interval. | 0 | 1 | 1 |  | Any | STAT | Statistic | ST |  |  | STAT:8539 | 2021-08-06 18:05
|  |  | ee3699be-7caf-489e-a56e-8f7e9baeacf9 | 2 | STAT |  | 8540 | ONS_LOCAL$RJSTAN_500_PM_02!PMU:ST7 |  |  | 8736f6c7-ad41-4b43-b4f6-e684e0d4ad20 |  |  | 30 | [8 empty] | 11 | [5 empty] | LOCAL$RJSTAN_500_PM_02!PMU-ST7 | 0.0 | 1.0 | Device statistic for Number of defined measurements (per frame) from device during last reporting interval. | 0 | 1 | 1 |  | Any | STAT | Statistic | ST |  |  | STAT:8540 | 2021-08-06 18:05
|  |  | 5eda29dc-472f-4584-bd9b-2ed6189dc4ae | 2 | STAT |  | 8541 | ONS_LOCAL$RJSTAN_500_PM_03!PMU:ST1 |  |  | 8736f6c7-ad41-4b43-b4f6-e684e0d4ad20 |  |  | 30 | [8 empty] | 11 | [5 empty] | LOCAL$RJSTAN_500_PM_03!PMU-ST1 | 0.0 | 1.0 | Device statistic for Number of data quality errors reported by device during last reporting interval. | 0 | 1 | 1 |  | Any | STAT | Statistic | ST |  |  | STAT:8541 | 2021-08-06 18:05
|  |  | 53ab2466-c53e-492f-a049-e95aa90ae320 | 2 | STAT |  | 8542 | ONS_LOCAL$RJSTAN_500_PM_03!PMU:ST2 |  |  | 8736f6c7-ad41-4b43-b4f6-e684e0d4ad20 |  |  | 30 | [8 empty] | 11 | [5 empty] | LOCAL$RJSTAN_500_PM_03!PMU-ST2 | 0.0 | 1.0 | Device statistic for Number of time quality errors reported by device during last reporting interval. | 0 | 1 | 1 |  | Any | STAT | Statistic | ST |  |  | STAT:8542 | 2021-08-06 18:05
|  |  | dcb25c51-d77d-4d8e-9671-0fc64a02ad48 | 2 | STAT |  | 8543 | ONS_LOCAL$RJSTAN_500_PM_03!PMU:ST3 |  |  | 8736f6c7-ad41-4b43-b4f6-e684e0d4ad20 |  |  | 30 | [8 empty] | 11 | [5 empty] | LOCAL$RJSTAN_500_PM_03!PMU-ST3 | 0.0 | 1.0 | Device statistic for Number of device errors reported by device during last reporting interval. | 0 | 1 | 1 |  | Any | STAT | Statistic | ST |  |  | STAT:8543 | 2021-08-06 18:05
|  |  | e58a6428-aaf5-4e6b-b0b0-201ed7d36cc1 | 2 | STAT |  | 8544 | ONS_LOCAL$RJSTAN_500_PM_03!PMU:ST4 |  |  | 8736f6c7-ad41-4b43-b4f6-e684e0d4ad20 |  |  | 30 | [8 empty] | 11 | [5 empty] | LOCAL$RJSTAN_500_PM_03!PMU-ST4 | 0.0 | 1.0 | Device statistic for Number of measurements received from device during last reporting interval. | 0 | 1 | 1 |  | Any | STAT | Statistic | ST |  |  | STAT:8544 | 2021-08-06 18:05
|  |  | 72595957-f6ce-488f-b476-a62e8a121ace | 2 | STAT |  | 8545 | ONS_LOCAL$RJSTAN_500_PM_03!PMU:ST5 |  |  | 8736f6c7-ad41-4b43-b4f6-e684e0d4ad20 |  |  | 30 | [8 empty] | 11 | [5 empty] | LOCAL$RJSTAN_500_PM_03!PMU-ST5 | 0.0 | 1.0 | Device statistic for Expected number of measurements received from device during last reporting interval. | 0 | 1 | 1 |  | Any | STAT | Statistic | ST |  |  | STAT:8545 | 2021-08-06 18:05
|  |  | 946bc3d7-e0e1-4b58-8a1b-ef0c0c80d183 | 2 | STAT |  | 8546 | ONS_LOCAL$RJSTAN_500_PM_03!PMU:ST6 |  |  | 8736f6c7-ad41-4b43-b4f6-e684e0d4ad20 |  |  | 30 | [8 empty] | 11 | [5 empty] | LOCAL$RJSTAN_500_PM_03!PMU-ST6 | 0.0 | 1.0 | Device statistic for Number of measurements received while device was reporting errors during last reporting interval. | 0 | 1 | 1 |  | Any | STAT | Statistic | ST |  |  | STAT:8546 | 2021-08-06 18:05
|  |  | 3c7b3fba-99ea-48c9-bfaa-7e2daab96013 | 2 | STAT |  | 8547 | ONS_LOCAL$RJSTAN_500_PM_03!PMU:ST7 |  |  | 8736f6c7-ad41-4b43-b4f6-e684e0d4ad20 |  |  | 30 | [8 empty] | 11 | [5 empty] | LOCAL$RJSTAN_500_PM_03!PMU-ST7 | 0.0 | 1.0 | Device statistic for Number of defined measurements (per frame) from device during last reporting interval. | 0 | 1 | 1 |  | Any | STAT | Statistic | ST |  |  | STAT:8547 | 2021-08-06 18:05
|  |  | c76697cc-7adb-494a-8989-f350f2db2345 | 2 | STAT |  | 8548 | ONS_LOCAL$SPSTCH_500_PM_01!PMU:ST1 |  |  | 8736f6c7-ad41-4b43-b4f6-e684e0d4ad20 |  |  | 30 | [8 empty] | 11 | [5 empty] | LOCAL$SPSTCH_500_PM_01!PMU-ST1 | 0.0 | 1.0 | Device statistic for Number of data quality errors reported by device during last reporting interval. | 0 | 1 | 1 |  | Any | STAT | Statistic | ST |  |  | STAT:8548 | 2021-08-06 18:05
|  |  | a5a922fa-7e5f-46ed-8657-50281a10a401 | 2 | STAT |  | 8549 | ONS_LOCAL$SPSTCH_500_PM_01!PMU:ST2 |  |  | 8736f6c7-ad41-4b43-b4f6-e684e0d4ad20 |  |  | 30 | [8 empty] | 11 | [5 empty] | LOCAL$SPSTCH_500_PM_01!PMU-ST2 | 0.0 | 1.0 | Device statistic for Number of time quality errors reported by device during last reporting interval. | 0 | 1 | 1 |  | Any | STAT | Statistic | ST |  |  | STAT:8549 | 2021-08-06 18:05
|  |  | b00a1b94-1038-4811-9ddb-5d3851f8c128 | 2 | STAT |  | 8550 | ONS_LOCAL$SPSTCH_500_PM_01!PMU:ST3 |  |  | 8736f6c7-ad41-4b43-b4f6-e684e0d4ad20 |  |  | 30 | [8 empty] | 11 | [5 empty] | LOCAL$SPSTCH_500_PM_01!PMU-ST3 | 0.0 | 1.0 | Device statistic for Number of device errors reported by device during last reporting interval. | 0 | 1 | 1 |  | Any | STAT | Statistic | ST |  |  | STAT:8550 | 2021-08-06 18:05
|  |  | 13495c5d-93cb-4550-a1f7-a57d2462d777 | 2 | STAT |  | 8551 | ONS_LOCAL$SPSTCH_500_PM_01!PMU:ST4 |  |  | 8736f6c7-ad41-4b43-b4f6-e684e0d4ad20 |  |  | 30 | [8 empty] | 11 | [5 empty] | LOCAL$SPSTCH_500_PM_01!PMU-ST4 | 0.0 | 1.0 | Device statistic for Number of measurements received from device during last reporting interval. | 0 | 1 | 1 |  | Any | STAT | Statistic | ST |  |  | STAT:8551 | 2021-08-06 18:05
|  |  | 723bab77-ade5-4027-aadd-6cc639543f9c | 2 | STAT |  | 8552 | ONS_LOCAL$SPSTCH_500_PM_01!PMU:ST5 |  |  | 8736f6c7-ad41-4b43-b4f6-e684e0d4ad20 |  |  | 30 | [8 empty] | 11 | [5 empty] | LOCAL$SPSTCH_500_PM_01!PMU-ST5 | 0.0 | 1.0 | Device statistic for Expected number of measurements received from device during last reporting interval. | 0 | 1 | 1 |  | Any | STAT | Statistic | ST |  |  | STAT:8552 | 2021-08-06 18:05
|  |  | 80730ccc-f428-4339-82e0-d9e662e508e0 | 2 | STAT |  | 8553 | ONS_LOCAL$SPSTCH_500_PM_01!PMU:ST6 |  |  | 8736f6c7-ad41-4b43-b4f6-e684e0d4ad20 |  |  | 30 | [8 empty] | 11 | [5 empty] | LOCAL$SPSTCH_500_PM_01!PMU-ST6 | 0.0 | 1.0 | Device statistic for Number of measurements received while device was reporting errors during last reporting interval. | 0 | 1 | 1 |  | Any | STAT | Statistic | ST |  |  | STAT:8553 | 2021-08-06 18:05
|  |  | c979e7ca-f215-487e-b50b-06beeca13a4b | 2 | STAT |  | 8554 | ONS_LOCAL$SPSTCH_500_PM_01!PMU:ST7 |  |  | 8736f6c7-ad41-4b43-b4f6-e684e0d4ad20 |  |  | 30 | [8 empty] | 11 | [5 empty] | LOCAL$SPSTCH_500_PM_01!PMU-ST7 | 0.0 | 1.0 | Device statistic for Number of defined measurements (per frame) from device during last reporting interval. | 0 | 1 | 1 |  | Any | STAT | Statistic | ST |  |  | STAT:8554 | 2021-08-06 18:05
|  |  | dcfa977e-e87e-40bc-831f-2accb1447344 | 2 | STAT |  | 8555 | ONS_LOCAL$SPSTCH_500_PM_02!PMU:ST1 |  |  | 8736f6c7-ad41-4b43-b4f6-e684e0d4ad20 |  |  | 30 | [8 empty] | 11 | [5 empty] | LOCAL$SPSTCH_500_PM_02!PMU-ST1 | 0.0 | 1.0 | Device statistic for Number of data quality errors reported by device during last reporting interval. | 0 | 1 | 1 |  | Any | STAT | Statistic | ST |  |  | STAT:8555 | 2021-08-06 18:05
|  |  | 2c32cc49-f7f7-481f-9b00-f7042c79d6cc | 2 | STAT |  | 8556 | ONS_LOCAL$SPSTCH_500_PM_02!PMU:ST2 |  |  | 8736f6c7-ad41-4b43-b4f6-e684e0d4ad20 |  |  | 30 | [8 empty] | 11 | [5 empty] | LOCAL$SPSTCH_500_PM_02!PMU-ST2 | 0.0 | 1.0 | Device statistic for Number of time quality errors reported by device during last reporting interval. | 0 | 1 | 1 |  | Any | STAT | Statistic | ST |  |  | STAT:8556 | 2021-08-06 18:05
|  |  | e9fb96af-10e7-4218-a58a-91d1c63506f3 | 2 | STAT |  | 8557 | ONS_LOCAL$SPSTCH_500_PM_02!PMU:ST3 |  |  | 8736f6c7-ad41-4b43-b4f6-e684e0d4ad20 |  |  | 30 | [8 empty] | 11 | [5 empty] | LOCAL$SPSTCH_500_PM_02!PMU-ST3 | 0.0 | 1.0 | Device statistic for Number of device errors reported by device during last reporting interval. | 0 | 1 | 1 |  | Any | STAT | Statistic | ST |  |  | STAT:8557 | 2021-08-06 18:05
|  |  | 4488a389-503c-4d9a-87c9-d0c3498e6c7a | 2 | STAT |  | 8558 | ONS_LOCAL$SPSTCH_500_PM_02!PMU:ST4 |  |  | 8736f6c7-ad41-4b43-b4f6-e684e0d4ad20 |  |  | 30 | [8 empty] | 11 | [5 empty] | LOCAL$SPSTCH_500_PM_02!PMU-ST4 | 0.0 | 1.0 | Device statistic for Number of measurements received from device during last reporting interval. | 0 | 1 | 1 |  | Any | STAT | Statistic | ST |  |  | STAT:8558 | 2021-08-06 18:05
|  |  | 2875ccd4-83d8-4f79-bdca-eb00bf879e52 | 2 | STAT |  | 8559 | ONS_LOCAL$SPSTCH_500_PM_02!PMU:ST5 |  |  | 8736f6c7-ad41-4b43-b4f6-e684e0d4ad20 |  |  | 30 | [8 empty] | 11 | [5 empty] | LOCAL$SPSTCH_500_PM_02!PMU-ST5 | 0.0 | 1.0 | Device statistic for Expected number of measurements received from device during last reporting interval. | 0 | 1 | 1 |  | Any | STAT | Statistic | ST |  |  | STAT:8559 | 2021-08-06 18:05
|  |  | 10181a86-0747-42ac-8817-a9565dcc36f5 | 2 | STAT |  | 8560 | ONS_LOCAL$SPSTCH_500_PM_02!PMU:ST6 |  |  | 8736f6c7-ad41-4b43-b4f6-e684e0d4ad20 |  |  | 30 | [8 empty] | 11 | [5 empty] | LOCAL$SPSTCH_500_PM_02!PMU-ST6 | 0.0 | 1.0 | Device statistic for Number of measurements received while device was reporting errors during last reporting interval. | 0 | 1 | 1 |  | Any | STAT | Statistic | ST |  |  | STAT:8560 | 2021-08-06 18:05
|  |  | 0ed6f315-5d9f-4827-bc61-e0fba205bd4b | 2 | STAT |  | 8561 | ONS_LOCAL$SPSTCH_500_PM_02!PMU:ST7 |  |  | 8736f6c7-ad41-4b43-b4f6-e684e0d4ad20 |  |  | 30 | [8 empty] | 11 | [5 empty] | LOCAL$SPSTCH_500_PM_02!PMU-ST7 | 0.0 | 1.0 | Device statistic for Number of defined measurements (per frame) from device during last reporting interval. | 0 | 1 | 1 |  | Any | STAT | Statistic | ST |  |  | STAT:8561 | 2021-08-06 18:05
|  |  | ae0beddb-e08f-4d7c-bc70-87ae26955e18 | 2 | STAT |  | 8562 | ONS_LOCAL$SPSTCH_500_PM_03!PMU:ST1 |  |  | 8736f6c7-ad41-4b43-b4f6-e684e0d4ad20 |  |  | 30 | [8 empty] | 11 | [5 empty] | LOCAL$SPSTCH_500_PM_03!PMU-ST1 | 0.0 | 1.0 | Device statistic for Number of data quality errors reported by device during last reporting interval. | 0 | 1 | 1 |  | Any | STAT | Statistic | ST |  |  | STAT:8562 | 2021-08-06 18:05
|  |  | 4886d699-77d6-4164-9398-54d48b5b978e | 2 | STAT |  | 8563 | ONS_LOCAL$SPSTCH_500_PM_03!PMU:ST2 |  |  | 8736f6c7-ad41-4b43-b4f6-e684e0d4ad20 |  |  | 30 | [8 empty] | 11 | [5 empty] | LOCAL$SPSTCH_500_PM_03!PMU-ST2 | 0.0 | 1.0 | Device statistic for Number of time quality errors reported by device during last reporting interval. | 0 | 1 | 1 |  | Any | STAT | Statistic | ST |  |  | STAT:8563 | 2021-08-06 18:05
|  |  | 7423df81-87c9-4614-952b-b7f0b09eb7cc | 2 | STAT |  | 8564 | ONS_LOCAL$SPSTCH_500_PM_03!PMU:ST3 |  |  | 8736f6c7-ad41-4b43-b4f6-e684e0d4ad20 |  |  | 30 | [8 empty] | 11 | [5 empty] | LOCAL$SPSTCH_500_PM_03!PMU-ST3 | 0.0 | 1.0 | Device statistic for Number of device errors reported by device during last reporting interval. | 0 | 1 | 1 |  | Any | STAT | Statistic | ST |  |  | STAT:8564 | 2021-08-06 18:05
|  |  | 6e46ba88-cd86-4b8b-bc0f-ca2799a1c260 | 2 | STAT |  | 8565 | ONS_LOCAL$SPSTCH_500_PM_03!PMU:ST4 |  |  | 8736f6c7-ad41-4b43-b4f6-e684e0d4ad20 |  |  | 30 | [8 empty] | 11 | [5 empty] | LOCAL$SPSTCH_500_PM_03!PMU-ST4 | 0.0 | 1.0 | Device statistic for Number of measurements received from device during last reporting interval. | 0 | 1 | 1 |  | Any | STAT | Statistic | ST |  |  | STAT:8565 | 2021-08-06 18:05
|  |  | dcac99b6-92a2-4f1c-af45-41272618ec2a | 2 | STAT |  | 8566 | ONS_LOCAL$SPSTCH_500_PM_03!PMU:ST5 |  |  | 8736f6c7-ad41-4b43-b4f6-e684e0d4ad20 |  |  | 30 | [8 empty] | 11 | [5 empty] | LOCAL$SPSTCH_500_PM_03!PMU-ST5 | 0.0 | 1.0 | Device statistic for Expected number of measurements received from device during last reporting interval. | 0 | 1 | 1 |  | Any | STAT | Statistic | ST |  |  | STAT:8566 | 2021-08-06 18:05
|  |  | 6a891b73-8b0c-4d1a-b29b-d4f35dd39fe6 | 2 | STAT |  | 8567 | ONS_LOCAL$SPSTCH_500_PM_03!PMU:ST6 |  |  | 8736f6c7-ad41-4b43-b4f6-e684e0d4ad20 |  |  | 30 | [8 empty] | 11 | [5 empty] | LOCAL$SPSTCH_500_PM_03!PMU-ST6 | 0.0 | 1.0 | Device statistic for Number of measurements received while device was reporting errors during last reporting interval. | 0 | 1 | 1 |  | Any | STAT | Statistic | ST |  |  | STAT:8567 | 2021-08-06 18:05
|  |  | 54f03877-0a9d-4dce-b44d-7481eb66eb50 | 2 | STAT |  | 8568 | ONS_LOCAL$SPSTCH_500_PM_03!PMU:ST7 |  |  | 8736f6c7-ad41-4b43-b4f6-e684e0d4ad20 |  |  | 30 | [8 empty] | 11 | [5 empty] | LOCAL$SPSTCH_500_PM_03!PMU-ST7 | 0.0 | 1.0 | Device statistic for Number of defined measurements (per frame) from device during last reporting interval. | 0 | 1 | 1 |  | Any | STAT | Statistic | ST |  |  | STAT:8568 | 2021-08-06 18:05
|  |  | d46ceaf8-e6a9-4ef1-87a8-69eaa1d6164f | 2 | STAT |  | 8569 | ONS_LOCAL$SPSTCH_500_PM_04!PMU:ST1 |  |  | 8736f6c7-ad41-4b43-b4f6-e684e0d4ad20 |  |  | 30 | [8 empty] | 11 | [5 empty] | LOCAL$SPSTCH_500_PM_04!PMU-ST1 | 0.0 | 1.0 | Device statistic for Number of data quality errors reported by device during last reporting interval. | 0 | 1 | 1 |  | Any | STAT | Statistic | ST |  |  | STAT:8569 | 2021-08-06 18:05
|  |  | d77ccbca-ccc8-4305-889e-a002367cd1f3 | 2 | STAT |  | 8570 | ONS_LOCAL$SPSTCH_500_PM_04!PMU:ST2 |  |  | 8736f6c7-ad41-4b43-b4f6-e684e0d4ad20 |  |  | 30 | [8 empty] | 11 | [5 empty] | LOCAL$SPSTCH_500_PM_04!PMU-ST2 | 0.0 | 1.0 | Device statistic for Number of time quality errors reported by device during last reporting interval. | 0 | 1 | 1 |  | Any | STAT | Statistic | ST |  |  | STAT:8570 | 2021-08-06 18:05
|  |  | 325146d9-d5d3-451a-abc7-8f182414593f | 2 | STAT |  | 8571 | ONS_LOCAL$SPSTCH_500_PM_04!PMU:ST3 |  |  | 8736f6c7-ad41-4b43-b4f6-e684e0d4ad20 |  |  | 30 | [8 empty] | 11 | [5 empty] | LOCAL$SPSTCH_500_PM_04!PMU-ST3 | 0.0 | 1.0 | Device statistic for Number of device errors reported by device during last reporting interval. | 0 | 1 | 1 |  | Any | STAT | Statistic | ST |  |  | STAT:8571 | 2021-08-06 18:05
|  |  | fa03541d-beb8-4aa1-853d-1a6a25bbd4cc | 2 | STAT |  | 8572 | ONS_LOCAL$SPSTCH_500_PM_04!PMU:ST4 |  |  | 8736f6c7-ad41-4b43-b4f6-e684e0d4ad20 |  |  | 30 | [8 empty] | 11 | [5 empty] | LOCAL$SPSTCH_500_PM_04!PMU-ST4 | 0.0 | 1.0 | Device statistic for Number of measurements received from device during last reporting interval. | 0 | 1 | 1 |  | Any | STAT | Statistic | ST |  |  | STAT:8572 | 2021-08-06 18:05
|  |  | 4200ce98-dd50-477a-a806-e2de97687d27 | 2 | STAT |  | 8573 | ONS_LOCAL$SPSTCH_500_PM_04!PMU:ST5 |  |  | 8736f6c7-ad41-4b43-b4f6-e684e0d4ad20 |  |  | 30 | [8 empty] | 11 | [5 empty] | LOCAL$SPSTCH_500_PM_04!PMU-ST5 | 0.0 | 1.0 | Device statistic for Expected number of measurements received from device during last reporting interval. | 0 | 1 | 1 |  | Any | STAT | Statistic | ST |  |  | STAT:8573 | 2021-08-06 18:05
|  |  | 82707dae-19c6-41da-93e4-87923a0f8aaa | 2 | STAT |  | 8574 | ONS_LOCAL$SPSTCH_500_PM_04!PMU:ST6 |  |  | 8736f6c7-ad41-4b43-b4f6-e684e0d4ad20 |  |  | 30 | [8 empty] | 11 | [5 empty] | LOCAL$SPSTCH_500_PM_04!PMU-ST6 | 0.0 | 1.0 | Device statistic for Number of measurements received while device was reporting errors during last reporting interval. | 0 | 1 | 1 |  | Any | STAT | Statistic | ST |  |  | STAT:8574 | 2021-08-06 18:05
|  |  | 9d9b98ea-2d92-4c4d-b6eb-407bcffc4354 | 2 | STAT |  | 8575 | ONS_LOCAL$SPSTCH_500_PM_04!PMU:ST7 |  |  | 8736f6c7-ad41-4b43-b4f6-e684e0d4ad20 |  |  | 30 | [8 empty] | 11 | [5 empty] | LOCAL$SPSTCH_500_PM_04!PMU-ST7 | 0.0 | 1.0 | Device statistic for Number of defined measurements (per frame) from device during last reporting interval. | 0 | 1 | 1 |  | Any | STAT | Statistic | ST |  |  | STAT:8575 | 2021-08-06 18:05
|  |  | bda2cb2e-3838-40bb-9aa1-fea2d1ff957f | 2 | STAT |  | 8576 | ONS_LOCAL$SPSTCH_500_PM_05!PMU:ST1 |  |  | 8736f6c7-ad41-4b43-b4f6-e684e0d4ad20 |  |  | 30 | [8 empty] | 11 | [5 empty] | LOCAL$SPSTCH_500_PM_05!PMU-ST1 | 0.0 | 1.0 | Device statistic for Number of data quality errors reported by device during last reporting interval. | 0 | 1 | 1 |  | Any | STAT | Statistic | ST |  |  | STAT:8576 | 2021-08-06 18:05
|  |  | 676c7508-6391-474d-b6a8-799780879912 | 2 | STAT |  | 8577 | ONS_LOCAL$SPSTCH_500_PM_05!PMU:ST2 |  |  | 8736f6c7-ad41-4b43-b4f6-e684e0d4ad20 |  |  | 30 | [8 empty] | 11 | [5 empty] | LOCAL$SPSTCH_500_PM_05!PMU-ST2 | 0.0 | 1.0 | Device statistic for Number of time quality errors reported by device during last reporting interval. | 0 | 1 | 1 |  | Any | STAT | Statistic | ST |  |  | STAT:8577 | 2021-08-06 18:05
|  |  | ddfc6996-8e60-4805-b3b0-2a29279782b8 | 2 | STAT |  | 8578 | ONS_LOCAL$SPSTCH_500_PM_05!PMU:ST3 |  |  | 8736f6c7-ad41-4b43-b4f6-e684e0d4ad20 |  |  | 30 | [8 empty] | 11 | [5 empty] | LOCAL$SPSTCH_500_PM_05!PMU-ST3 | 0.0 | 1.0 | Device statistic for Number of device errors reported by device during last reporting interval. | 0 | 1 | 1 |  | Any | STAT | Statistic | ST |  |  | STAT:8578 | 2021-08-06 18:05
|  |  | 23bd9200-f265-4695-a402-64ee6c278178 | 2 | STAT |  | 8579 | ONS_LOCAL$SPSTCH_500_PM_05!PMU:ST4 |  |  | 8736f6c7-ad41-4b43-b4f6-e684e0d4ad20 |  |  | 30 | [8 empty] | 11 | [5 empty] | LOCAL$SPSTCH_500_PM_05!PMU-ST4 | 0.0 | 1.0 | Device statistic for Number of measurements received from device during last reporting interval. | 0 | 1 | 1 |  | Any | STAT | Statistic | ST |  |  | STAT:8579 | 2021-08-06 18:05
|  |  | c2c5c696-7491-434b-b66f-d8691a8397ae | 2 | STAT |  | 8580 | ONS_LOCAL$SPSTCH_500_PM_05!PMU:ST5 |  |  | 8736f6c7-ad41-4b43-b4f6-e684e0d4ad20 |  |  | 30 | [8 empty] | 11 | [5 empty] | LOCAL$SPSTCH_500_PM_05!PMU-ST5 | 0.0 | 1.0 | Device statistic for Expected number of measurements received from device during last reporting interval. | 0 | 1 | 1 |  | Any | STAT | Statistic | ST |  |  | STAT:8580 | 2021-08-06 18:05
|  |  | f5c491ad-8bef-4e2a-8770-0ba7fd2aae2e | 2 | STAT |  | 8581 | ONS_LOCAL$SPSTCH_500_PM_05!PMU:ST6 |  |  | 8736f6c7-ad41-4b43-b4f6-e684e0d4ad20 |  |  | 30 | [8 empty] | 11 | [5 empty] | LOCAL$SPSTCH_500_PM_05!PMU-ST6 | 0.0 | 1.0 | Device statistic for Number of measurements received while device was reporting errors during last reporting interval. | 0 | 1 | 1 |  | Any | STAT | Statistic | ST |  |  | STAT:8581 | 2021-08-06 18:05
|  |  | ab33c8d4-00a6-4fe3-8f53-3cee16e98c51 | 2 | STAT |  | 8582 | ONS_LOCAL$SPSTCH_500_PM_05!PMU:ST7 |  |  | 8736f6c7-ad41-4b43-b4f6-e684e0d4ad20 |  |  | 30 | [8 empty] | 11 | [5 empty] | LOCAL$SPSTCH_500_PM_05!PMU-ST7 | 0.0 | 1.0 | Device statistic for Number of defined measurements (per frame) from device during last reporting interval. | 0 | 1 | 1 |  | Any | STAT | Statistic | ST |  |  | STAT:8582 | 2021-08-06 18:05
|  |  | 7d525bd2-accc-48ec-9f7f-d268f7f55eb6 | 2 | STAT |  | 8583 | ONS_LOCAL$SPSTCH_500_PM_06!PMU:ST1 |  |  | 8736f6c7-ad41-4b43-b4f6-e684e0d4ad20 |  |  | 30 | [8 empty] | 11 | [5 empty] | LOCAL$SPSTCH_500_PM_06!PMU-ST1 | 0.0 | 1.0 | Device statistic for Number of data quality errors reported by device during last reporting interval. | 0 | 1 | 1 |  | Any | STAT | Statistic | ST |  |  | STAT:8583 | 2021-08-06 18:05
|  |  | 3bc62fd4-597c-48fd-9193-a0d0212e1773 | 2 | STAT |  | 8584 | ONS_LOCAL$SPSTCH_500_PM_06!PMU:ST2 |  |  | 8736f6c7-ad41-4b43-b4f6-e684e0d4ad20 |  |  | 30 | [8 empty] | 11 | [5 empty] | LOCAL$SPSTCH_500_PM_06!PMU-ST2 | 0.0 | 1.0 | Device statistic for Number of time quality errors reported by device during last reporting interval. | 0 | 1 | 1 |  | Any | STAT | Statistic | ST |  |  | STAT:8584 | 2021-08-06 18:05
|  |  | b1651c2f-57a2-4d6c-bf23-d9dcb7ed9e40 | 2 | STAT |  | 8585 | ONS_LOCAL$SPSTCH_500_PM_06!PMU:ST3 |  |  | 8736f6c7-ad41-4b43-b4f6-e684e0d4ad20 |  |  | 30 | [8 empty] | 11 | [5 empty] | LOCAL$SPSTCH_500_PM_06!PMU-ST3 | 0.0 | 1.0 | Device statistic for Number of device errors reported by device during last reporting interval. | 0 | 1 | 1 |  | Any | STAT | Statistic | ST |  |  | STAT:8585 | 2021-08-06 18:05
|  |  | 7f499175-b14f-4153-baaf-5c2d434cefff | 2 | STAT |  | 8586 | ONS_LOCAL$SPSTCH_500_PM_06!PMU:ST4 |  |  | 8736f6c7-ad41-4b43-b4f6-e684e0d4ad20 |  |  | 30 | [8 empty] | 11 | [5 empty] | LOCAL$SPSTCH_500_PM_06!PMU-ST4 | 0.0 | 1.0 | Device statistic for Number of measurements received from device during last reporting interval. | 0 | 1 | 1 |  | Any | STAT | Statistic | ST |  |  | STAT:8586 | 2021-08-06 18:05
|  |  | 995ee624-f09b-4e51-be6a-b2edf5fb98e5 | 2 | STAT |  | 8587 | ONS_LOCAL$SPSTCH_500_PM_06!PMU:ST5 |  |  | 8736f6c7-ad41-4b43-b4f6-e684e0d4ad20 |  |  | 30 | [8 empty] | 11 | [5 empty] | LOCAL$SPSTCH_500_PM_06!PMU-ST5 | 0.0 | 1.0 | Device statistic for Expected number of measurements received from device during last reporting interval. | 0 | 1 | 1 |  | Any | STAT | Statistic | ST |  |  | STAT:8587 | 2021-08-06 18:05
|  |  | be75a210-c808-405c-aade-37519767f1fc | 2 | STAT |  | 8588 | ONS_LOCAL$SPSTCH_500_PM_06!PMU:ST6 |  |  | 8736f6c7-ad41-4b43-b4f6-e684e0d4ad20 |  |  | 30 | [8 empty] | 11 | [5 empty] | LOCAL$SPSTCH_500_PM_06!PMU-ST6 | 0.0 | 1.0 | Device statistic for Number of measurements received while device was reporting errors during last reporting interval. | 0 | 1 | 1 |  | Any | STAT | Statistic | ST |  |  | STAT:8588 | 2021-08-06 18:05
|  |  | 991766b3-c31e-4c50-ab89-e08607dbf766 | 2 | STAT |  | 8589 | ONS_LOCAL$SPSTCH_500_PM_06!PMU:ST7 |  |  | 8736f6c7-ad41-4b43-b4f6-e684e0d4ad20 |  |  | 30 | [8 empty] | 11 | [5 empty] | LOCAL$SPSTCH_500_PM_06!PMU-ST7 | 0.0 | 1.0 | Device statistic for Number of defined measurements (per frame) from device during last reporting interval. | 0 | 1 | 1 |  | Any | STAT | Statistic | ST |  |  | STAT:8589 | 2021-08-06 18:05
|  |  | 644936b7-de8a-40fb-afc5-c1af2d526e7a | 2 | STAT |  | 8590 | ONS_LOCAL$SPSTCH_500_PM_07!PMU:ST1 |  |  | 8736f6c7-ad41-4b43-b4f6-e684e0d4ad20 |  |  | 30 | [8 empty] | 11 | [5 empty] | LOCAL$SPSTCH_500_PM_07!PMU-ST1 | 0.0 | 1.0 | Device statistic for Number of data quality errors reported by device during last reporting interval. | 0 | 1 | 1 |  | Any | STAT | Statistic | ST |  |  | STAT:8590 | 2021-08-06 18:05
|  |  | c9d36a22-687b-4023-87c0-a65e44dd7832 | 2 | STAT |  | 8591 | ONS_LOCAL$SPSTCH_500_PM_07!PMU:ST2 |  |  | 8736f6c7-ad41-4b43-b4f6-e684e0d4ad20 |  |  | 30 | [8 empty] | 11 | [5 empty] | LOCAL$SPSTCH_500_PM_07!PMU-ST2 | 0.0 | 1.0 | Device statistic for Number of time quality errors reported by device during last reporting interval. | 0 | 1 | 1 |  | Any | STAT | Statistic | ST |  |  | STAT:8591 | 2021-08-06 18:05
|  |  | 8860ba09-e0e9-439f-bd2b-953052cae7b4 | 2 | STAT |  | 8592 | ONS_LOCAL$SPSTCH_500_PM_07!PMU:ST3 |  |  | 8736f6c7-ad41-4b43-b4f6-e684e0d4ad20 |  |  | 30 | [8 empty] | 11 | [5 empty] | LOCAL$SPSTCH_500_PM_07!PMU-ST3 | 0.0 | 1.0 | Device statistic for Number of device errors reported by device during last reporting interval. | 0 | 1 | 1 |  | Any | STAT | Statistic | ST |  |  | STAT:8592 | 2021-08-06 18:05
|  |  | 9fb44cec-04da-4545-bc6d-c3428bae6045 | 2 | STAT |  | 8593 | ONS_LOCAL$SPSTCH_500_PM_07!PMU:ST4 |  |  | 8736f6c7-ad41-4b43-b4f6-e684e0d4ad20 |  |  | 30 | [8 empty] | 11 | [5 empty] | LOCAL$SPSTCH_500_PM_07!PMU-ST4 | 0.0 | 1.0 | Device statistic for Number of measurements received from device during last reporting interval. | 0 | 1 | 1 |  | Any | STAT | Statistic | ST |  |  | STAT:8593 | 2021-08-06 18:05
|  |  | 7c08e090-6d48-4384-a002-a4a4ba72c25a | 2 | STAT |  | 8594 | ONS_LOCAL$SPSTCH_500_PM_07!PMU:ST5 |  |  | 8736f6c7-ad41-4b43-b4f6-e684e0d4ad20 |  |  | 30 | [8 empty] | 11 | [5 empty] | LOCAL$SPSTCH_500_PM_07!PMU-ST5 | 0.0 | 1.0 | Device statistic for Expected number of measurements received from device during last reporting interval. | 0 | 1 | 1 |  | Any | STAT | Statistic | ST |  |  | STAT:8594 | 2021-08-06 18:05
|  |  | a9e4921f-1816-434d-8a6f-caf4e873deb5 | 2 | STAT |  | 8595 | ONS_LOCAL$SPSTCH_500_PM_07!PMU:ST6 |  |  | 8736f6c7-ad41-4b43-b4f6-e684e0d4ad20 |  |  | 30 | [8 empty] | 11 | [5 empty] | LOCAL$SPSTCH_500_PM_07!PMU-ST6 | 0.0 | 1.0 | Device statistic for Number of measurements received while device was reporting errors during last reporting interval. | 0 | 1 | 1 |  | Any | STAT | Statistic | ST |  |  | STAT:8595 | 2021-08-06 18:05
|  |  | 2eb114cb-3942-40a7-acfb-4a34b2e3a38c | 2 | STAT |  | 8596 | ONS_LOCAL$SPSTCH_500_PM_07!PMU:ST7 |  |  | 8736f6c7-ad41-4b43-b4f6-e684e0d4ad20 |  |  | 30 | [8 empty] | 11 | [5 empty] | LOCAL$SPSTCH_500_PM_07!PMU-ST7 | 0.0 | 1.0 | Device statistic for Number of defined measurements (per frame) from device during last reporting interval. | 0 | 1 | 1 |  | Any | STAT | Statistic | ST |  |  | STAT:8596 | 2021-08-06 18:05
|  |  | ed181970-cc2d-4d14-910b-0f2e165afb58 | 2 | STAT |  | 8597 | ONS_LOCAL$SPSTCH_500_PM_08!PMU:ST1 |  |  | 8736f6c7-ad41-4b43-b4f6-e684e0d4ad20 |  |  | 30 | [8 empty] | 11 | [5 empty] | LOCAL$SPSTCH_500_PM_08!PMU-ST1 | 0.0 | 1.0 | Device statistic for Number of data quality errors reported by device during last reporting interval. | 0 | 1 | 1 |  | Any | STAT | Statistic | ST |  |  | STAT:8597 | 2021-08-06 18:05
|  |  | 4b94dfa8-c1fc-4bb3-b44f-8ca80fa58b41 | 2 | STAT |  | 8598 | ONS_LOCAL$SPSTCH_500_PM_08!PMU:ST2 |  |  | 8736f6c7-ad41-4b43-b4f6-e684e0d4ad20 |  |  | 30 | [8 empty] | 11 | [5 empty] | LOCAL$SPSTCH_500_PM_08!PMU-ST2 | 0.0 | 1.0 | Device statistic for Number of time quality errors reported by device during last reporting interval. | 0 | 1 | 1 |  | Any | STAT | Statistic | ST |  |  | STAT:8598 | 2021-08-06 18:05
|  |  | 470615ef-b5e4-45fa-b361-c08cda722381 | 2 | STAT |  | 8599 | ONS_LOCAL$SPSTCH_500_PM_08!PMU:ST3 |  |  | 8736f6c7-ad41-4b43-b4f6-e684e0d4ad20 |  |  | 30 | [8 empty] | 11 | [5 empty] | LOCAL$SPSTCH_500_PM_08!PMU-ST3 | 0.0 | 1.0 | Device statistic for Number of device errors reported by device during last reporting interval. | 0 | 1 | 1 |  | Any | STAT | Statistic | ST |  |  | STAT:8599 | 2021-08-06 18:05
|  |  | 751d55f7-2988-425f-b568-e03f4182b49d | 2 | STAT |  | 8600 | ONS_LOCAL$SPSTCH_500_PM_08!PMU:ST4 |  |  | 8736f6c7-ad41-4b43-b4f6-e684e0d4ad20 |  |  | 30 | [8 empty] | 11 | [5 empty] | LOCAL$SPSTCH_500_PM_08!PMU-ST4 | 0.0 | 1.0 | Device statistic for Number of measurements received from device during last reporting interval. | 0 | 1 | 1 |  | Any | STAT | Statistic | ST |  |  | STAT:8600 | 2021-08-06 18:05
|  |  | 4a10f280-9c45-4fb6-8909-1a058c8c1ae2 | 2 | STAT |  | 8601 | ONS_LOCAL$SPSTCH_500_PM_08!PMU:ST5 |  |  | 8736f6c7-ad41-4b43-b4f6-e684e0d4ad20 |  |  | 30 | [8 empty] | 11 | [5 empty] | LOCAL$SPSTCH_500_PM_08!PMU-ST5 | 0.0 | 1.0 | Device statistic for Expected number of measurements received from device during last reporting interval. | 0 | 1 | 1 |  | Any | STAT | Statistic | ST |  |  | STAT:8601 | 2021-08-06 18:05
|  |  | 3d0b2b35-3572-4f11-a434-65cae9258722 | 2 | STAT |  | 8602 | ONS_LOCAL$SPSTCH_500_PM_08!PMU:ST6 |  |  | 8736f6c7-ad41-4b43-b4f6-e684e0d4ad20 |  |  | 30 | [8 empty] | 11 | [5 empty] | LOCAL$SPSTCH_500_PM_08!PMU-ST6 | 0.0 | 1.0 | Device statistic for Number of measurements received while device was reporting errors during last reporting interval. | 0 | 1 | 1 |  | Any | STAT | Statistic | ST |  |  | STAT:8602 | 2021-08-06 18:05
|  |  | 8fad45a5-4354-4d9a-bff5-8f650280067b | 2 | STAT |  | 8603 | ONS_LOCAL$SPSTCH_500_PM_08!PMU:ST7 |  |  | 8736f6c7-ad41-4b43-b4f6-e684e0d4ad20 |  |  | 30 | [8 empty] | 11 | [5 empty] | LOCAL$SPSTCH_500_PM_08!PMU-ST7 | 0.0 | 1.0 | Device statistic for Number of defined measurements (per frame) from device during last reporting interval. | 0 | 1 | 1 |  | Any | STAT | Statistic | ST |  |  | STAT:8603 | 2021-08-06 18:05
|  |  | 6f1ad73a-b9bf-4fca-b72a-b0fe66b6a8a2 | 2 | STAT |  | 8604 | ONS_LOCAL$SPSTIA_765_PM_01!PMU:ST1 |  |  | 8736f6c7-ad41-4b43-b4f6-e684e0d4ad20 |  |  | 30 | [8 empty] | 11 | [5 empty] | LOCAL$SPSTIA_765_PM_01!PMU-ST1 | 0.0 | 1.0 | Device statistic for Number of data quality errors reported by device during last reporting interval. | 0 | 1 | 1 |  | Any | STAT | Statistic | ST |  |  | STAT:8604 | 2021-08-06 18:05
|  |  | ad0a8dd1-ebf4-41dd-8651-0be0fe8abc8a | 2 | STAT |  | 8605 | ONS_LOCAL$SPSTIA_765_PM_01!PMU:ST2 |  |  | 8736f6c7-ad41-4b43-b4f6-e684e0d4ad20 |  |  | 30 | [8 empty] | 11 | [5 empty] | LOCAL$SPSTIA_765_PM_01!PMU-ST2 | 0.0 | 1.0 | Device statistic for Number of time quality errors reported by device during last reporting interval. | 0 | 1 | 1 |  | Any | STAT | Statistic | ST |  |  | STAT:8605 | 2021-08-06 18:05
|  |  | 021bdee0-7554-4735-b7ce-da5b6897969c | 2 | STAT |  | 8606 | ONS_LOCAL$SPSTIA_765_PM_01!PMU:ST3 |  |  | 8736f6c7-ad41-4b43-b4f6-e684e0d4ad20 |  |  | 30 | [8 empty] | 11 | [5 empty] | LOCAL$SPSTIA_765_PM_01!PMU-ST3 | 0.0 | 1.0 | Device statistic for Number of device errors reported by device during last reporting interval. | 0 | 1 | 1 |  | Any | STAT | Statistic | ST |  |  | STAT:8606 | 2021-08-06 18:05
|  |  | 6d380ab5-8120-4d10-9d04-cf67771c5ada | 2 | STAT |  | 8607 | ONS_LOCAL$SPSTIA_765_PM_01!PMU:ST4 |  |  | 8736f6c7-ad41-4b43-b4f6-e684e0d4ad20 |  |  | 30 | [8 empty] | 11 | [5 empty] | LOCAL$SPSTIA_765_PM_01!PMU-ST4 | 0.0 | 1.0 | Device statistic for Number of measurements received from device during last reporting interval. | 0 | 1 | 1 |  | Any | STAT | Statistic | ST |  |  | STAT:8607 | 2021-08-06 18:05
|  |  | 4025ef88-8dfc-41fe-af59-043725f6c642 | 2 | STAT |  | 8608 | ONS_LOCAL$SPSTIA_765_PM_01!PMU:ST5 |  |  | 8736f6c7-ad41-4b43-b4f6-e684e0d4ad20 |  |  | 30 | [8 empty] | 11 | [5 empty] | LOCAL$SPSTIA_765_PM_01!PMU-ST5 | 0.0 | 1.0 | Device statistic for Expected number of measurements received from device during last reporting interval. | 0 | 1 | 1 |  | Any | STAT | Statistic | ST |  |  | STAT:8608 | 2021-08-06 18:05
|  |  | 88ac36c6-28f3-483d-8055-45468b5453f8 | 2 | STAT |  | 8609 | ONS_LOCAL$SPSTIA_765_PM_01!PMU:ST6 |  |  | 8736f6c7-ad41-4b43-b4f6-e684e0d4ad20 |  |  | 30 | [8 empty] | 11 | [5 empty] | LOCAL$SPSTIA_765_PM_01!PMU-ST6 | 0.0 | 1.0 | Device statistic for Number of measurements received while device was reporting errors during last reporting interval. | 0 | 1 | 1 |  | Any | STAT | Statistic | ST |  |  | STAT:8609 | 2021-08-06 18:05
|  |  | 43da4c2c-6980-436c-aea1-ec972fe517a1 | 2 | STAT |  | 8610 | ONS_LOCAL$SPSTIA_765_PM_01!PMU:ST7 |  |  | 8736f6c7-ad41-4b43-b4f6-e684e0d4ad20 |  |  | 30 | [8 empty] | 11 | [5 empty] | LOCAL$SPSTIA_765_PM_01!PMU-ST7 | 0.0 | 1.0 | Device statistic for Number of defined measurements (per frame) from device during last reporting interval. | 0 | 1 | 1 |  | Any | STAT | Statistic | ST |  |  | STAT:8610 | 2021-08-06 18:05
|  |  | 00ea4ec6-2ab5-41cc-81c9-643b52a7ebc8 | 2 | STAT |  | 8611 | ONS_LOCAL$SPSTIA_765_PM_02!PMU:ST1 |  |  | 8736f6c7-ad41-4b43-b4f6-e684e0d4ad20 |  |  | 30 | [8 empty] | 11 | [5 empty] | LOCAL$SPSTIA_765_PM_02!PMU-ST1 | 0.0 | 1.0 | Device statistic for Number of data quality errors reported by device during last reporting interval. | 0 | 1 | 1 |  | Any | STAT | Statistic | ST |  |  | STAT:8611 | 2021-08-06 18:05
|  |  | 45c4d30c-8323-4c35-b3a1-46563637a612 | 2 | STAT |  | 8612 | ONS_LOCAL$SPSTIA_765_PM_02!PMU:ST2 |  |  | 8736f6c7-ad41-4b43-b4f6-e684e0d4ad20 |  |  | 30 | [8 empty] | 11 | [5 empty] | LOCAL$SPSTIA_765_PM_02!PMU-ST2 | 0.0 | 1.0 | Device statistic for Number of time quality errors reported by device during last reporting interval. | 0 | 1 | 1 |  | Any | STAT | Statistic | ST |  |  | STAT:8612 | 2021-08-06 18:05
|  |  | 645e4667-e7f9-406d-bfe0-4ee3e63e6302 | 2 | STAT |  | 8613 | ONS_LOCAL$SPSTIA_765_PM_02!PMU:ST3 |  |  | 8736f6c7-ad41-4b43-b4f6-e684e0d4ad20 |  |  | 30 | [8 empty] | 11 | [5 empty] | LOCAL$SPSTIA_765_PM_02!PMU-ST3 | 0.0 | 1.0 | Device statistic for Number of device errors reported by device during last reporting interval. | 0 | 1 | 1 |  | Any | STAT | Statistic | ST |  |  | STAT:8613 | 2021-08-06 18:05
|  |  | 6cdb512f-815a-41cd-abdc-9a9668163742 | 2 | STAT |  | 8614 | ONS_LOCAL$SPSTIA_765_PM_02!PMU:ST4 |  |  | 8736f6c7-ad41-4b43-b4f6-e684e0d4ad20 |  |  | 30 | [8 empty] | 11 | [5 empty] | LOCAL$SPSTIA_765_PM_02!PMU-ST4 | 0.0 | 1.0 | Device statistic for Number of measurements received from device during last reporting interval. | 0 | 1 | 1 |  | Any | STAT | Statistic | ST |  |  | STAT:8614 | 2021-08-06 18:05
|  |  | f5256c75-24ec-47c8-b226-6d15eddc6812 | 2 | STAT |  | 8615 | ONS_LOCAL$SPSTIA_765_PM_02!PMU:ST5 |  |  | 8736f6c7-ad41-4b43-b4f6-e684e0d4ad20 |  |  | 30 | [8 empty] | 11 | [5 empty] | LOCAL$SPSTIA_765_PM_02!PMU-ST5 | 0.0 | 1.0 | Device statistic for Expected number of measurements received from device during last reporting interval. | 0 | 1 | 1 |  | Any | STAT | Statistic | ST |  |  | STAT:8615 | 2021-08-06 18:05
|  |  | 6c6cca63-1887-4960-bb11-f30a66d56a8a | 2 | STAT |  | 8616 | ONS_LOCAL$SPSTIA_765_PM_02!PMU:ST6 |  |  | 8736f6c7-ad41-4b43-b4f6-e684e0d4ad20 |  |  | 30 | [8 empty] | 11 | [5 empty] | LOCAL$SPSTIA_765_PM_02!PMU-ST6 | 0.0 | 1.0 | Device statistic for Number of measurements received while device was reporting errors during last reporting interval. | 0 | 1 | 1 |  | Any | STAT | Statistic | ST |  |  | STAT:8616 | 2021-08-06 18:05
|  |  | cd62cbb9-ce25-4534-9d59-00c1838589d0 | 2 | STAT |  | 8617 | ONS_LOCAL$SPSTIA_765_PM_02!PMU:ST7 |  |  | 8736f6c7-ad41-4b43-b4f6-e684e0d4ad20 |  |  | 30 | [8 empty] | 11 | [5 empty] | LOCAL$SPSTIA_765_PM_02!PMU-ST7 | 0.0 | 1.0 | Device statistic for Number of defined measurements (per frame) from device during last reporting interval. | 0 | 1 | 1 |  | Any | STAT | Statistic | ST |  |  | STAT:8617 | 2021-08-06 18:05
|  |  | b875aaf7-dba2-4555-9c01-8e9495042e4f | 2 | STAT |  | 8618 | ONS_LOCAL$SPSTIA_765_PM_03!PMU:ST1 |  |  | 8736f6c7-ad41-4b43-b4f6-e684e0d4ad20 |  |  | 30 | [8 empty] | 11 | [5 empty] | LOCAL$SPSTIA_765_PM_03!PMU-ST1 | 0.0 | 1.0 | Device statistic for Number of data quality errors reported by device during last reporting interval. | 0 | 1 | 1 |  | Any | STAT | Statistic | ST |  |  | STAT:8618 | 2021-08-06 18:05
|  |  | dd0db433-13de-4c5c-ab8f-dc014853795f | 2 | STAT |  | 8619 | ONS_LOCAL$SPSTIA_765_PM_03!PMU:ST2 |  |  | 8736f6c7-ad41-4b43-b4f6-e684e0d4ad20 |  |  | 30 | [8 empty] | 11 | [5 empty] | LOCAL$SPSTIA_765_PM_03!PMU-ST2 | 0.0 | 1.0 | Device statistic for Number of time quality errors reported by device during last reporting interval. | 0 | 1 | 1 |  | Any | STAT | Statistic | ST |  |  | STAT:8619 | 2021-08-06 18:05
|  |  | ead6fd43-4d4c-42e2-9fee-c7bb9033e3ba | 2 | STAT |  | 8620 | ONS_LOCAL$SPSTIA_765_PM_03!PMU:ST3 |  |  | 8736f6c7-ad41-4b43-b4f6-e684e0d4ad20 |  |  | 30 | [8 empty] | 11 | [5 empty] | LOCAL$SPSTIA_765_PM_03!PMU-ST3 | 0.0 | 1.0 | Device statistic for Number of device errors reported by device during last reporting interval. | 0 | 1 | 1 |  | Any | STAT | Statistic | ST |  |  | STAT:8620 | 2021-08-06 18:05
|  |  | fa0a4f34-abe4-437d-a2a6-ec8150be005a | 2 | STAT |  | 8621 | ONS_LOCAL$SPSTIA_765_PM_03!PMU:ST4 |  |  | 8736f6c7-ad41-4b43-b4f6-e684e0d4ad20 |  |  | 30 | [8 empty] | 11 | [5 empty] | LOCAL$SPSTIA_765_PM_03!PMU-ST4 | 0.0 | 1.0 | Device statistic for Number of measurements received from device during last reporting interval. | 0 | 1 | 1 |  | Any | STAT | Statistic | ST |  |  | STAT:8621 | 2021-08-06 18:05
|  |  | ccbbbaa8-0d78-4b60-9c01-a5c3e88e97dd | 2 | STAT |  | 8622 | ONS_LOCAL$SPSTIA_765_PM_03!PMU:ST5 |  |  | 8736f6c7-ad41-4b43-b4f6-e684e0d4ad20 |  |  | 30 | [8 empty] | 11 | [5 empty] | LOCAL$SPSTIA_765_PM_03!PMU-ST5 | 0.0 | 1.0 | Device statistic for Expected number of measurements received from device during last reporting interval. | 0 | 1 | 1 |  | Any | STAT | Statistic | ST |  |  | STAT:8622 | 2021-08-06 18:05
|  |  | 364d4f3f-a3fd-4c81-bb90-4e888cabfcfa | 2 | STAT |  | 8623 | ONS_LOCAL$SPSTIA_765_PM_03!PMU:ST6 |  |  | 8736f6c7-ad41-4b43-b4f6-e684e0d4ad20 |  |  | 30 | [8 empty] | 11 | [5 empty] | LOCAL$SPSTIA_765_PM_03!PMU-ST6 | 0.0 | 1.0 | Device statistic for Number of measurements received while device was reporting errors during last reporting interval. | 0 | 1 | 1 |  | Any | STAT | Statistic | ST |  |  | STAT:8623 | 2021-08-06 18:05
|  |  | 5d434a44-37f7-43f3-9f4f-1392679bbb36 | 2 | STAT |  | 8624 | ONS_LOCAL$SPSTIA_765_PM_03!PMU:ST7 |  |  | 8736f6c7-ad41-4b43-b4f6-e684e0d4ad20 |  |  | 30 | [8 empty] | 11 | [5 empty] | LOCAL$SPSTIA_765_PM_03!PMU-ST7 | 0.0 | 1.0 | Device statistic for Number of defined measurements (per frame) from device during last reporting interval. | 0 | 1 | 1 |  | Any | STAT | Statistic | ST |  |  | STAT:8624 | 2021-08-06 18:05
|  |  | 71f45420-3345-4a81-a661-147b6074933c | 2 | STAT |  | 8625 | ONS_LOCAL$SPSTIA_765_PM_04!PMU:ST1 |  |  | 8736f6c7-ad41-4b43-b4f6-e684e0d4ad20 |  |  | 30 | [8 empty] | 11 | [5 empty] | LOCAL$SPSTIA_765_PM_04!PMU-ST1 | 0.0 | 1.0 | Device statistic for Number of data quality errors reported by device during last reporting interval. | 0 | 1 | 1 |  | Any | STAT | Statistic | ST |  |  | STAT:8625 | 2021-08-06 18:05
|  |  | 18a26ef7-ed0d-4ce5-80b1-87edcbcc6b5f | 2 | STAT |  | 8626 | ONS_LOCAL$SPSTIA_765_PM_04!PMU:ST2 |  |  | 8736f6c7-ad41-4b43-b4f6-e684e0d4ad20 |  |  | 30 | [8 empty] | 11 | [5 empty] | LOCAL$SPSTIA_765_PM_04!PMU-ST2 | 0.0 | 1.0 | Device statistic for Number of time quality errors reported by device during last reporting interval. | 0 | 1 | 1 |  | Any | STAT | Statistic | ST |  |  | STAT:8626 | 2021-08-06 18:05
|  |  | 451289fb-7227-43db-9d95-3aab69475181 | 2 | STAT |  | 8627 | ONS_LOCAL$SPSTIA_765_PM_04!PMU:ST3 |  |  | 8736f6c7-ad41-4b43-b4f6-e684e0d4ad20 |  |  | 30 | [8 empty] | 11 | [5 empty] | LOCAL$SPSTIA_765_PM_04!PMU-ST3 | 0.0 | 1.0 | Device statistic for Number of device errors reported by device during last reporting interval. | 0 | 1 | 1 |  | Any | STAT | Statistic | ST |  |  | STAT:8627 | 2021-08-06 18:05
|  |  | 861508d0-b4dd-450d-a591-adbb73b538e4 | 2 | STAT |  | 8628 | ONS_LOCAL$SPSTIA_765_PM_04!PMU:ST4 |  |  | 8736f6c7-ad41-4b43-b4f6-e684e0d4ad20 |  |  | 30 | [8 empty] | 11 | [5 empty] | LOCAL$SPSTIA_765_PM_04!PMU-ST4 | 0.0 | 1.0 | Device statistic for Number of measurements received from device during last reporting interval. | 0 | 1 | 1 |  | Any | STAT | Statistic | ST |  |  | STAT:8628 | 2021-08-06 18:05
|  |  | e953cc8c-0a10-4529-83eb-ecfdcdde55c8 | 2 | STAT |  | 8629 | ONS_LOCAL$SPSTIA_765_PM_04!PMU:ST5 |  |  | 8736f6c7-ad41-4b43-b4f6-e684e0d4ad20 |  |  | 30 | [8 empty] | 11 | [5 empty] | LOCAL$SPSTIA_765_PM_04!PMU-ST5 | 0.0 | 1.0 | Device statistic for Expected number of measurements received from device during last reporting interval. | 0 | 1 | 1 |  | Any | STAT | Statistic | ST |  |  | STAT:8629 | 2021-08-06 18:05
|  |  | f11de25a-862d-42a0-9fe7-2a2f00c5f117 | 2 | STAT |  | 8630 | ONS_LOCAL$SPSTIA_765_PM_04!PMU:ST6 |  |  | 8736f6c7-ad41-4b43-b4f6-e684e0d4ad20 |  |  | 30 | [8 empty] | 11 | [5 empty] | LOCAL$SPSTIA_765_PM_04!PMU-ST6 | 0.0 | 1.0 | Device statistic for Number of measurements received while device was reporting errors during last reporting interval. | 0 | 1 | 1 |  | Any | STAT | Statistic | ST |  |  | STAT:8630 | 2021-08-06 18:05
|  |  | 3c6d53e0-be88-4010-a007-1def437cba97 | 2 | STAT |  | 8631 | ONS_LOCAL$SPSTIA_765_PM_04!PMU:ST7 |  |  | 8736f6c7-ad41-4b43-b4f6-e684e0d4ad20 |  |  | 30 | [8 empty] | 11 | [5 empty] | LOCAL$SPSTIA_765_PM_04!PMU-ST7 | 0.0 | 1.0 | Device statistic for Number of defined measurements (per frame) from device during last reporting interval. | 0 | 1 | 1 |  | Any | STAT | Statistic | ST |  |  | STAT:8631 | 2021-08-06 18:05
|  |  | 2e1fc92c-9078-4bbf-9893-62435c016999 | 2 | STAT |  | 8632 | ONS_LOCAL$SPSTIA_765_PM_05!PMU:ST1 |  |  | 8736f6c7-ad41-4b43-b4f6-e684e0d4ad20 |  |  | 30 | [8 empty] | 11 | [5 empty] | LOCAL$SPSTIA_765_PM_05!PMU-ST1 | 0.0 | 1.0 | Device statistic for Number of data quality errors reported by device during last reporting interval. | 0 | 1 | 1 |  | Any | STAT | Statistic | ST |  |  | STAT:8632 | 2021-08-06 18:05
|  |  | 96052b62-220b-46c2-99ef-5e2ddfb61aa9 | 2 | STAT |  | 8633 | ONS_LOCAL$SPSTIA_765_PM_05!PMU:ST2 |  |  | 8736f6c7-ad41-4b43-b4f6-e684e0d4ad20 |  |  | 30 | [8 empty] | 11 | [5 empty] | LOCAL$SPSTIA_765_PM_05!PMU-ST2 | 0.0 | 1.0 | Device statistic for Number of time quality errors reported by device during last reporting interval. | 0 | 1 | 1 |  | Any | STAT | Statistic | ST |  |  | STAT:8633 | 2021-08-06 18:05
|  |  | a02cc8c4-773f-41ea-b311-d265d4174476 | 2 | STAT |  | 8634 | ONS_LOCAL$SPSTIA_765_PM_05!PMU:ST3 |  |  | 8736f6c7-ad41-4b43-b4f6-e684e0d4ad20 |  |  | 30 | [8 empty] | 11 | [5 empty] | LOCAL$SPSTIA_765_PM_05!PMU-ST3 | 0.0 | 1.0 | Device statistic for Number of device errors reported by device during last reporting interval. | 0 | 1 | 1 |  | Any | STAT | Statistic | ST |  |  | STAT:8634 | 2021-08-06 18:05
|  |  | be8c278e-53b5-457c-a491-a5c4a3ea96e5 | 2 | STAT |  | 8635 | ONS_LOCAL$SPSTIA_765_PM_05!PMU:ST4 |  |  | 8736f6c7-ad41-4b43-b4f6-e684e0d4ad20 |  |  | 30 | [8 empty] | 11 | [5 empty] | LOCAL$SPSTIA_765_PM_05!PMU-ST4 | 0.0 | 1.0 | Device statistic for Number of measurements received from device during last reporting interval. | 0 | 1 | 1 |  | Any | STAT | Statistic | ST |  |  | STAT:8635 | 2021-08-06 18:05
|  |  | 8fca74ec-7fbf-4af9-8d00-e33e76e2bdf5 | 2 | STAT |  | 8636 | ONS_LOCAL$SPSTIA_765_PM_05!PMU:ST5 |  |  | 8736f6c7-ad41-4b43-b4f6-e684e0d4ad20 |  |  | 30 | [8 empty] | 11 | [5 empty] | LOCAL$SPSTIA_765_PM_05!PMU-ST5 | 0.0 | 1.0 | Device statistic for Expected number of measurements received from device during last reporting interval. | 0 | 1 | 1 |  | Any | STAT | Statistic | ST |  |  | STAT:8636 | 2021-08-06 18:05
|  |  | 922f9325-12ba-48e9-86dc-e20dd6c981a9 | 2 | STAT |  | 8637 | ONS_LOCAL$SPSTIA_765_PM_05!PMU:ST6 |  |  | 8736f6c7-ad41-4b43-b4f6-e684e0d4ad20 |  |  | 30 | [8 empty] | 11 | [5 empty] | LOCAL$SPSTIA_765_PM_05!PMU-ST6 | 0.0 | 1.0 | Device statistic for Number of measurements received while device was reporting errors during last reporting interval. | 0 | 1 | 1 |  | Any | STAT | Statistic | ST |  |  | STAT:8637 | 2021-08-06 18:05
|  |  | 126e2a39-cd14-4727-9099-26c8a60dd72b | 2 | STAT |  | 8638 | ONS_LOCAL$SPSTIA_765_PM_05!PMU:ST7 |  |  | 8736f6c7-ad41-4b43-b4f6-e684e0d4ad20 |  |  | 30 | [8 empty] | 11 | [5 empty] | LOCAL$SPSTIA_765_PM_05!PMU-ST7 | 0.0 | 1.0 | Device statistic for Number of defined measurements (per frame) from device during last reporting interval. | 0 | 1 | 1 |  | Any | STAT | Statistic | ST |  |  | STAT:8638 | 2021-08-06 18:05
|  |  | 4d03a04a-dd63-410d-9855-c4c2f7d42f20 | 2 | STAT |  | 8639 | ONS_LOCAL$SPSTIA_765_PM_06!PMU:ST1 |  |  | 8736f6c7-ad41-4b43-b4f6-e684e0d4ad20 |  |  | 30 | [8 empty] | 11 | [5 empty] | LOCAL$SPSTIA_765_PM_06!PMU-ST1 | 0.0 | 1.0 | Device statistic for Number of data quality errors reported by device during last reporting interval. | 0 | 1 | 1 |  | Any | STAT | Statistic | ST |  |  | STAT:8639 | 2021-08-06 18:05
|  |  | b41a9675-2b46-4862-878e-30cc0788d600 | 2 | STAT |  | 8640 | ONS_LOCAL$SPSTIA_765_PM_06!PMU:ST2 |  |  | 8736f6c7-ad41-4b43-b4f6-e684e0d4ad20 |  |  | 30 | [8 empty] | 11 | [5 empty] | LOCAL$SPSTIA_765_PM_06!PMU-ST2 | 0.0 | 1.0 | Device statistic for Number of time quality errors reported by device during last reporting interval. | 0 | 1 | 1 |  | Any | STAT | Statistic | ST |  |  | STAT:8640 | 2021-08-06 18:05
|  |  | a942c753-6b29-459f-bd68-dcbf3da3e71b | 2 | STAT |  | 8641 | ONS_LOCAL$SPSTIA_765_PM_06!PMU:ST3 |  |  | 8736f6c7-ad41-4b43-b4f6-e684e0d4ad20 |  |  | 30 | [8 empty] | 11 | [5 empty] | LOCAL$SPSTIA_765_PM_06!PMU-ST3 | 0.0 | 1.0 | Device statistic for Number of device errors reported by device during last reporting interval. | 0 | 1 | 1 |  | Any | STAT | Statistic | ST |  |  | STAT:8641 | 2021-08-06 18:05
|  |  | c656c07e-f0ba-44b1-9050-30bc8f6953b7 | 2 | STAT |  | 8642 | ONS_LOCAL$SPSTIA_765_PM_06!PMU:ST4 |  |  | 8736f6c7-ad41-4b43-b4f6-e684e0d4ad20 |  |  | 30 | [8 empty] | 11 | [5 empty] | LOCAL$SPSTIA_765_PM_06!PMU-ST4 | 0.0 | 1.0 | Device statistic for Number of measurements received from device during last reporting interval. | 0 | 1 | 1 |  | Any | STAT | Statistic | ST |  |  | STAT:8642 | 2021-08-06 18:05
|  |  | bccc8d4b-6a28-4eac-92cf-802b2d314fb3 | 2 | STAT |  | 8643 | ONS_LOCAL$SPSTIA_765_PM_06!PMU:ST5 |  |  | 8736f6c7-ad41-4b43-b4f6-e684e0d4ad20 |  |  | 30 | [8 empty] | 11 | [5 empty] | LOCAL$SPSTIA_765_PM_06!PMU-ST5 | 0.0 | 1.0 | Device statistic for Expected number of measurements received from device during last reporting interval. | 0 | 1 | 1 |  | Any | STAT | Statistic | ST |  |  | STAT:8643 | 2021-08-06 18:05
|  |  | 085e17b5-c90b-4632-80da-1c0371d65a87 | 2 | STAT |  | 8644 | ONS_LOCAL$SPSTIA_765_PM_06!PMU:ST6 |  |  | 8736f6c7-ad41-4b43-b4f6-e684e0d4ad20 |  |  | 30 | [8 empty] | 11 | [5 empty] | LOCAL$SPSTIA_765_PM_06!PMU-ST6 | 0.0 | 1.0 | Device statistic for Number of measurements received while device was reporting errors during last reporting interval. | 0 | 1 | 1 |  | Any | STAT | Statistic | ST |  |  | STAT:8644 | 2021-08-06 18:05
|  |  | cf36d94e-582e-423f-ab4c-1e791a70265e | 2 | STAT |  | 8645 | ONS_LOCAL$SPSTIA_765_PM_06!PMU:ST7 |  |  | 8736f6c7-ad41-4b43-b4f6-e684e0d4ad20 |  |  | 30 | [8 empty] | 11 | [5 empty] | LOCAL$SPSTIA_765_PM_06!PMU-ST7 | 0.0 | 1.0 | Device statistic for Number of defined measurements (per frame) from device during last reporting interval. | 0 | 1 | 1 |  | Any | STAT | Statistic | ST |  |  | STAT:8645 | 2021-08-06 18:05
|  |  | 53a85f2f-d9d5-4a99-9852-7b49fe3617f2 | 2 | STAT |  | 8646 | ONS_LOCAL$SPSTIA_765_PM_07!PMU:ST1 |  |  | 8736f6c7-ad41-4b43-b4f6-e684e0d4ad20 |  |  | 30 | [8 empty] | 11 | [5 empty] | LOCAL$SPSTIA_765_PM_07!PMU-ST1 | 0.0 | 1.0 | Device statistic for Number of data quality errors reported by device during last reporting interval. | 0 | 1 | 1 |  | Any | STAT | Statistic | ST |  |  | STAT:8646 | 2021-08-06 18:05
|  |  | 921f16bd-7308-4ee4-919c-2ad23302f8e0 | 2 | STAT |  | 8647 | ONS_LOCAL$SPSTIA_765_PM_07!PMU:ST2 |  |  | 8736f6c7-ad41-4b43-b4f6-e684e0d4ad20 |  |  | 30 | [8 empty] | 11 | [5 empty] | LOCAL$SPSTIA_765_PM_07!PMU-ST2 | 0.0 | 1.0 | Device statistic for Number of time quality errors reported by device during last reporting interval. | 0 | 1 | 1 |  | Any | STAT | Statistic | ST |  |  | STAT:8647 | 2021-08-06 18:05
|  |  | e61724e7-8325-4d86-8ddb-f06cb0223928 | 2 | STAT |  | 8648 | ONS_LOCAL$SPSTIA_765_PM_07!PMU:ST3 |  |  | 8736f6c7-ad41-4b43-b4f6-e684e0d4ad20 |  |  | 30 | [8 empty] | 11 | [5 empty] | LOCAL$SPSTIA_765_PM_07!PMU-ST3 | 0.0 | 1.0 | Device statistic for Number of device errors reported by device during last reporting interval. | 0 | 1 | 1 |  | Any | STAT | Statistic | ST |  |  | STAT:8648 | 2021-08-06 18:05
|  |  | 9bb1704b-fa9a-4bbc-b2f5-529be56d1cd5 | 2 | STAT |  | 8649 | ONS_LOCAL$SPSTIA_765_PM_07!PMU:ST4 |  |  | 8736f6c7-ad41-4b43-b4f6-e684e0d4ad20 |  |  | 30 | [8 empty] | 11 | [5 empty] | LOCAL$SPSTIA_765_PM_07!PMU-ST4 | 0.0 | 1.0 | Device statistic for Number of measurements received from device during last reporting interval. | 0 | 1 | 1 |  | Any | STAT | Statistic | ST |  |  | STAT:8649 | 2021-08-06 18:05
|  |  | c57d92c9-3419-4b58-a3f6-9b4b04ecd2db | 2 | STAT |  | 8650 | ONS_LOCAL$SPSTIA_765_PM_07!PMU:ST5 |  |  | 8736f6c7-ad41-4b43-b4f6-e684e0d4ad20 |  |  | 30 | [8 empty] | 11 | [5 empty] | LOCAL$SPSTIA_765_PM_07!PMU-ST5 | 0.0 | 1.0 | Device statistic for Expected number of measurements received from device during last reporting interval. | 0 | 1 | 1 |  | Any | STAT | Statistic | ST |  |  | STAT:8650 | 2021-08-06 18:05
|  |  | 3ee64682-0080-41fe-96c3-55db545a834b | 2 | STAT |  | 8651 | ONS_LOCAL$SPSTIA_765_PM_07!PMU:ST6 |  |  | 8736f6c7-ad41-4b43-b4f6-e684e0d4ad20 |  |  | 30 | [8 empty] | 11 | [5 empty] | LOCAL$SPSTIA_765_PM_07!PMU-ST6 | 0.0 | 1.0 | Device statistic for Number of measurements received while device was reporting errors during last reporting interval. | 0 | 1 | 1 |  | Any | STAT | Statistic | ST |  |  | STAT:8651 | 2021-08-06 18:05
|  |  | 5d2eb2c7-9ba5-461a-b499-94b64f72d263 | 2 | STAT |  | 8652 | ONS_LOCAL$SPSTIA_765_PM_07!PMU:ST7 |  |  | 8736f6c7-ad41-4b43-b4f6-e684e0d4ad20 |  |  | 30 | [8 empty] | 11 | [5 empty] | LOCAL$SPSTIA_765_PM_07!PMU-ST7 | 0.0 | 1.0 | Device statistic for Number of defined measurements (per frame) from device during last reporting interval. | 0 | 1 | 1 |  | Any | STAT | Statistic | ST |  |  | STAT:8652 | 2021-08-06 18:05
|  |  | 299f1163-0f6b-473a-b4e1-ae46d1cc6e48 | 2 | STAT |  | 8653 | ONS_LOCAL$SPSTIA_765_PM_08!PMU:ST1 |  |  | 8736f6c7-ad41-4b43-b4f6-e684e0d4ad20 |  |  | 30 | [8 empty] | 11 | [5 empty] | LOCAL$SPSTIA_765_PM_08!PMU-ST1 | 0.0 | 1.0 | Device statistic for Number of data quality errors reported by device during last reporting interval. | 0 | 1 | 1 |  | Any | STAT | Statistic | ST |  |  | STAT:8653 | 2021-08-06 18:05
|  |  | 23ff108f-4a7e-49f4-878a-b44da05e9b81 | 2 | STAT |  | 8654 | ONS_LOCAL$SPSTIA_765_PM_08!PMU:ST2 |  |  | 8736f6c7-ad41-4b43-b4f6-e684e0d4ad20 |  |  | 30 | [8 empty] | 11 | [5 empty] | LOCAL$SPSTIA_765_PM_08!PMU-ST2 | 0.0 | 1.0 | Device statistic for Number of time quality errors reported by device during last reporting interval. | 0 | 1 | 1 |  | Any | STAT | Statistic | ST |  |  | STAT:8654 | 2021-08-06 18:05
|  |  | 131e20dc-148a-45e8-93fc-a9242dc2808c | 2 | STAT |  | 8655 | ONS_LOCAL$SPSTIA_765_PM_08!PMU:ST3 |  |  | 8736f6c7-ad41-4b43-b4f6-e684e0d4ad20 |  |  | 30 | [8 empty] | 11 | [5 empty] | LOCAL$SPSTIA_765_PM_08!PMU-ST3 | 0.0 | 1.0 | Device statistic for Number of device errors reported by device during last reporting interval. | 0 | 1 | 1 |  | Any | STAT | Statistic | ST |  |  | STAT:8655 | 2021-08-06 18:05
|  |  | f8cb4abd-df84-4b31-8ed3-785c7c2672ff | 2 | STAT |  | 8656 | ONS_LOCAL$SPSTIA_765_PM_08!PMU:ST4 |  |  | 8736f6c7-ad41-4b43-b4f6-e684e0d4ad20 |  |  | 30 | [8 empty] | 11 | [5 empty] | LOCAL$SPSTIA_765_PM_08!PMU-ST4 | 0.0 | 1.0 | Device statistic for Number of measurements received from device during last reporting interval. | 0 | 1 | 1 |  | Any | STAT | Statistic | ST |  |  | STAT:8656 | 2021-08-06 18:05
|  |  | 28d3f4ca-8576-4225-b8e9-37c15a214b56 | 2 | STAT |  | 8657 | ONS_LOCAL$SPSTIA_765_PM_08!PMU:ST5 |  |  | 8736f6c7-ad41-4b43-b4f6-e684e0d4ad20 |  |  | 30 | [8 empty] | 11 | [5 empty] | LOCAL$SPSTIA_765_PM_08!PMU-ST5 | 0.0 | 1.0 | Device statistic for Expected number of measurements received from device during last reporting interval. | 0 | 1 | 1 |  | Any | STAT | Statistic | ST |  |  | STAT:8657 | 2021-08-06 18:05
|  |  | 6301eac5-634b-46ca-9772-651355ea69ef | 2 | STAT |  | 8658 | ONS_LOCAL$SPSTIA_765_PM_08!PMU:ST6 |  |  | 8736f6c7-ad41-4b43-b4f6-e684e0d4ad20 |  |  | 30 | [8 empty] | 11 | [5 empty] | LOCAL$SPSTIA_765_PM_08!PMU-ST6 | 0.0 | 1.0 | Device statistic for Number of measurements received while device was reporting errors during last reporting interval. | 0 | 1 | 1 |  | Any | STAT | Statistic | ST |  |  | STAT:8658 | 2021-08-06 18:05
|  |  | a27c98fa-d799-4a0f-80bd-645bf32ae2dc | 2 | STAT |  | 8659 | ONS_LOCAL$SPSTIA_765_PM_08!PMU:ST7 |  |  | 8736f6c7-ad41-4b43-b4f6-e684e0d4ad20 |  |  | 30 | [8 empty] | 11 | [5 empty] | LOCAL$SPSTIA_765_PM_08!PMU-ST7 | 0.0 | 1.0 | Device statistic for Number of defined measurements (per frame) from device during last reporting interval. | 0 | 1 | 1 |  | Any | STAT | Statistic | ST |  |  | STAT:8659 | 2021-08-06 18:05
|  |  | 7944dfe9-967d-4b98-ac04-cc3e1ed8f188 | 2 | STAT |  | 8660 | ONS_LOCAL$SPSTIN_500_PM_01!PMU:ST1 |  |  | 8736f6c7-ad41-4b43-b4f6-e684e0d4ad20 |  |  | 30 | [8 empty] | 11 | [5 empty] | LOCAL$SPSTIN_500_PM_01!PMU-ST1 | 0.0 | 1.0 | Device statistic for Number of data quality errors reported by device during last reporting interval. | 0 | 1 | 1 |  | Any | STAT | Statistic | ST |  |  | STAT:8660 | 2021-08-06 18:05
|  |  | 914fe5b6-3c14-48d0-8aaf-3a931e41f9f2 | 2 | STAT |  | 8661 | ONS_LOCAL$SPSTIN_500_PM_01!PMU:ST2 |  |  | 8736f6c7-ad41-4b43-b4f6-e684e0d4ad20 |  |  | 30 | [8 empty] | 11 | [5 empty] | LOCAL$SPSTIN_500_PM_01!PMU-ST2 | 0.0 | 1.0 | Device statistic for Number of time quality errors reported by device during last reporting interval. | 0 | 1 | 1 |  | Any | STAT | Statistic | ST |  |  | STAT:8661 | 2021-08-06 18:05
|  |  | d753a788-b3ac-469b-a671-516a5ba5eb2b | 2 | STAT |  | 8662 | ONS_LOCAL$SPSTIN_500_PM_01!PMU:ST3 |  |  | 8736f6c7-ad41-4b43-b4f6-e684e0d4ad20 |  |  | 30 | [8 empty] | 11 | [5 empty] | LOCAL$SPSTIN_500_PM_01!PMU-ST3 | 0.0 | 1.0 | Device statistic for Number of device errors reported by device during last reporting interval. | 0 | 1 | 1 |  | Any | STAT | Statistic | ST |  |  | STAT:8662 | 2021-08-06 18:05
|  |  | 69696574-0f3d-4d68-9b7b-a785c854f995 | 2 | STAT |  | 8663 | ONS_LOCAL$SPSTIN_500_PM_01!PMU:ST4 |  |  | 8736f6c7-ad41-4b43-b4f6-e684e0d4ad20 |  |  | 30 | [8 empty] | 11 | [5 empty] | LOCAL$SPSTIN_500_PM_01!PMU-ST4 | 0.0 | 1.0 | Device statistic for Number of measurements received from device during last reporting interval. | 0 | 1 | 1 |  | Any | STAT | Statistic | ST |  |  | STAT:8663 | 2021-08-06 18:05
|  |  | ece446b7-4ce6-4e0c-816f-72cc95a6f122 | 2 | STAT |  | 8664 | ONS_LOCAL$SPSTIN_500_PM_01!PMU:ST5 |  |  | 8736f6c7-ad41-4b43-b4f6-e684e0d4ad20 |  |  | 30 | [8 empty] | 11 | [5 empty] | LOCAL$SPSTIN_500_PM_01!PMU-ST5 | 0.0 | 1.0 | Device statistic for Expected number of measurements received from device during last reporting interval. | 0 | 1 | 1 |  | Any | STAT | Statistic | ST |  |  | STAT:8664 | 2021-08-06 18:05
|  |  | 8eec905e-72d6-476d-9a48-2a9af9ef2ccb | 2 | STAT |  | 8665 | ONS_LOCAL$SPSTIN_500_PM_01!PMU:ST6 |  |  | 8736f6c7-ad41-4b43-b4f6-e684e0d4ad20 |  |  | 30 | [8 empty] | 11 | [5 empty] | LOCAL$SPSTIN_500_PM_01!PMU-ST6 | 0.0 | 1.0 | Device statistic for Number of measurements received while device was reporting errors during last reporting interval. | 0 | 1 | 1 |  | Any | STAT | Statistic | ST |  |  | STAT:8665 | 2021-08-06 18:05
|  |  | 0d238e9f-012f-4b04-b1f8-d0d3ee001f97 | 2 | STAT |  | 8666 | ONS_LOCAL$SPSTIN_500_PM_01!PMU:ST7 |  |  | 8736f6c7-ad41-4b43-b4f6-e684e0d4ad20 |  |  | 30 | [8 empty] | 11 | [5 empty] | LOCAL$SPSTIN_500_PM_01!PMU-ST7 | 0.0 | 1.0 | Device statistic for Number of defined measurements (per frame) from device during last reporting interval. | 0 | 1 | 1 |  | Any | STAT | Statistic | ST |  |  | STAT:8666 | 2021-08-06 18:05
|  |  | 31bd7057-b79d-41d0-9a81-9146a94c9e39 | 2 | STAT |  | 8667 | ONS_LOCAL$SPSTIN_500_PM_02!PMU:ST1 |  |  | 8736f6c7-ad41-4b43-b4f6-e684e0d4ad20 |  |  | 30 | [8 empty] | 11 | [5 empty] | LOCAL$SPSTIN_500_PM_02!PMU-ST1 | 0.0 | 1.0 | Device statistic for Number of data quality errors reported by device during last reporting interval. | 0 | 1 | 1 |  | Any | STAT | Statistic | ST |  |  | STAT:8667 | 2021-08-06 18:05
|  |  | 1709cf25-bf55-4ad1-919c-76c8d8d96dce | 2 | STAT |  | 8668 | ONS_LOCAL$SPSTIN_500_PM_02!PMU:ST2 |  |  | 8736f6c7-ad41-4b43-b4f6-e684e0d4ad20 |  |  | 30 | [8 empty] | 11 | [5 empty] | LOCAL$SPSTIN_500_PM_02!PMU-ST2 | 0.0 | 1.0 | Device statistic for Number of time quality errors reported by device during last reporting interval. | 0 | 1 | 1 |  | Any | STAT | Statistic | ST |  |  | STAT:8668 | 2021-08-06 18:05
|  |  | fdc3b907-e878-43ab-8022-64056d41edb0 | 2 | STAT |  | 8669 | ONS_LOCAL$SPSTIN_500_PM_02!PMU:ST3 |  |  | 8736f6c7-ad41-4b43-b4f6-e684e0d4ad20 |  |  | 30 | [8 empty] | 11 | [5 empty] | LOCAL$SPSTIN_500_PM_02!PMU-ST3 | 0.0 | 1.0 | Device statistic for Number of device errors reported by device during last reporting interval. | 0 | 1 | 1 |  | Any | STAT | Statistic | ST |  |  | STAT:8669 | 2021-08-06 18:05
|  |  | d7c19ce6-e3a1-4d1d-8fc4-2041a5b9ab4d | 2 | STAT |  | 8670 | ONS_LOCAL$SPSTIN_500_PM_02!PMU:ST4 |  |  | 8736f6c7-ad41-4b43-b4f6-e684e0d4ad20 |  |  | 30 | [8 empty] | 11 | [5 empty] | LOCAL$SPSTIN_500_PM_02!PMU-ST4 | 0.0 | 1.0 | Device statistic for Number of measurements received from device during last reporting interval. | 0 | 1 | 1 |  | Any | STAT | Statistic | ST |  |  | STAT:8670 | 2021-08-06 18:05
|  |  | 698d9989-a27b-47b8-be0d-d1cb7a630e2a | 2 | STAT |  | 8671 | ONS_LOCAL$SPSTIN_500_PM_02!PMU:ST5 |  |  | 8736f6c7-ad41-4b43-b4f6-e684e0d4ad20 |  |  | 30 | [8 empty] | 11 | [5 empty] | LOCAL$SPSTIN_500_PM_02!PMU-ST5 | 0.0 | 1.0 | Device statistic for Expected number of measurements received from device during last reporting interval. | 0 | 1 | 1 |  | Any | STAT | Statistic | ST |  |  | STAT:8671 | 2021-08-06 18:05
|  |  | 4384b2ad-b83f-4319-880e-22e5f10fc19e | 2 | STAT |  | 8672 | ONS_LOCAL$SPSTIN_500_PM_02!PMU:ST6 |  |  | 8736f6c7-ad41-4b43-b4f6-e684e0d4ad20 |  |  | 30 | [8 empty] | 11 | [5 empty] | LOCAL$SPSTIN_500_PM_02!PMU-ST6 | 0.0 | 1.0 | Device statistic for Number of measurements received while device was reporting errors during last reporting interval. | 0 | 1 | 1 |  | Any | STAT | Statistic | ST |  |  | STAT:8672 | 2021-08-06 18:05
|  |  | a693e11f-01cc-4ccf-ad58-ccdca3fde72d | 2 | STAT |  | 8673 | ONS_LOCAL$SPSTIN_500_PM_02!PMU:ST7 |  |  | 8736f6c7-ad41-4b43-b4f6-e684e0d4ad20 |  |  | 30 | [8 empty] | 11 | [5 empty] | LOCAL$SPSTIN_500_PM_02!PMU-ST7 | 0.0 | 1.0 | Device statistic for Number of defined measurements (per frame) from device during last reporting interval. | 0 | 1 | 1 |  | Any | STAT | Statistic | ST |  |  | STAT:8673 | 2021-08-06 18:05
|  |  | 46ed2fcd-8cd8-4b7f-957a-e9dbff972fae | 2 | STAT |  | 8674 | ONS_LOCAL$SPSTIN_500_PM_03!PMU:ST1 |  |  | 8736f6c7-ad41-4b43-b4f6-e684e0d4ad20 |  |  | 30 | [8 empty] | 11 | [5 empty] | LOCAL$SPSTIN_500_PM_03!PMU-ST1 | 0.0 | 1.0 | Device statistic for Number of data quality errors reported by device during last reporting interval. | 0 | 1 | 1 |  | Any | STAT | Statistic | ST |  |  | STAT:8674 | 2021-08-06 18:05
|  |  | 3b70857f-bd65-4d2b-9f71-92835defb4d8 | 2 | STAT |  | 8675 | ONS_LOCAL$SPSTIN_500_PM_03!PMU:ST2 |  |  | 8736f6c7-ad41-4b43-b4f6-e684e0d4ad20 |  |  | 30 | [8 empty] | 11 | [5 empty] | LOCAL$SPSTIN_500_PM_03!PMU-ST2 | 0.0 | 1.0 | Device statistic for Number of time quality errors reported by device during last reporting interval. | 0 | 1 | 1 |  | Any | STAT | Statistic | ST |  |  | STAT:8675 | 2021-08-06 18:05
|  |  | 1fef9260-6514-4b58-9d0d-b4d7835c1ee2 | 2 | STAT |  | 8676 | ONS_LOCAL$SPSTIN_500_PM_03!PMU:ST3 |  |  | 8736f6c7-ad41-4b43-b4f6-e684e0d4ad20 |  |  | 30 | [8 empty] | 11 | [5 empty] | LOCAL$SPSTIN_500_PM_03!PMU-ST3 | 0.0 | 1.0 | Device statistic for Number of device errors reported by device during last reporting interval. | 0 | 1 | 1 |  | Any | STAT | Statistic | ST |  |  | STAT:8676 | 2021-08-06 18:05
|  |  | 45a7131e-55fe-411b-b202-7716a3ef88c7 | 2 | STAT |  | 8677 | ONS_LOCAL$SPSTIN_500_PM_03!PMU:ST4 |  |  | 8736f6c7-ad41-4b43-b4f6-e684e0d4ad20 |  |  | 30 | [8 empty] | 11 | [5 empty] | LOCAL$SPSTIN_500_PM_03!PMU-ST4 | 0.0 | 1.0 | Device statistic for Number of measurements received from device during last reporting interval. | 0 | 1 | 1 |  | Any | STAT | Statistic | ST |  |  | STAT:8677 | 2021-08-06 18:05
|  |  | 86666367-a649-4eac-a6f0-c2450c6f8c3e | 2 | STAT |  | 8678 | ONS_LOCAL$SPSTIN_500_PM_03!PMU:ST5 |  |  | 8736f6c7-ad41-4b43-b4f6-e684e0d4ad20 |  |  | 30 | [8 empty] | 11 | [5 empty] | LOCAL$SPSTIN_500_PM_03!PMU-ST5 | 0.0 | 1.0 | Device statistic for Expected number of measurements received from device during last reporting interval. | 0 | 1 | 1 |  | Any | STAT | Statistic | ST |  |  | STAT:8678 | 2021-08-06 18:05
|  |  | a9bd854a-aeef-4fda-a961-fa5126daf74d | 2 | STAT |  | 8679 | ONS_LOCAL$SPSTIN_500_PM_03!PMU:ST6 |  |  | 8736f6c7-ad41-4b43-b4f6-e684e0d4ad20 |  |  | 30 | [8 empty] | 11 | [5 empty] | LOCAL$SPSTIN_500_PM_03!PMU-ST6 | 0.0 | 1.0 | Device statistic for Number of measurements received while device was reporting errors during last reporting interval. | 0 | 1 | 1 |  | Any | STAT | Statistic | ST |  |  | STAT:8679 | 2021-08-06 18:05
|  |  | c2fbf8ee-1f3e-43c4-8070-adf29878606c | 2 | STAT |  | 8680 | ONS_LOCAL$SPSTIN_500_PM_03!PMU:ST7 |  |  | 8736f6c7-ad41-4b43-b4f6-e684e0d4ad20 |  |  | 30 | [8 empty] | 11 | [5 empty] | LOCAL$SPSTIN_500_PM_03!PMU-ST7 | 0.0 | 1.0 | Device statistic for Number of defined measurements (per frame) from device during last reporting interval. | 0 | 1 | 1 |  | Any | STAT | Statistic | ST |  |  | STAT:8680 | 2021-08-06 18:05
|  |  | 92e21a92-30ef-4a40-92a3-046f71425e70 | 2 | STAT |  | 8681 | ONS_LOCAL$SPSTIN_500_PM_04!PMU:ST1 |  |  | 8736f6c7-ad41-4b43-b4f6-e684e0d4ad20 |  |  | 30 | [8 empty] | 11 | [5 empty] | LOCAL$SPSTIN_500_PM_04!PMU-ST1 | 0.0 | 1.0 | Device statistic for Number of data quality errors reported by device during last reporting interval. | 0 | 1 | 1 |  | Any | STAT | Statistic | ST |  |  | STAT:8681 | 2021-08-06 18:05
|  |  | 14667d52-4659-48db-b3ce-9f1aa05f1b0b | 2 | STAT |  | 8682 | ONS_LOCAL$SPSTIN_500_PM_04!PMU:ST2 |  |  | 8736f6c7-ad41-4b43-b4f6-e684e0d4ad20 |  |  | 30 | [8 empty] | 11 | [5 empty] | LOCAL$SPSTIN_500_PM_04!PMU-ST2 | 0.0 | 1.0 | Device statistic for Number of time quality errors reported by device during last reporting interval. | 0 | 1 | 1 |  | Any | STAT | Statistic | ST |  |  | STAT:8682 | 2021-08-06 18:05
|  |  | 33b6b899-c7ae-411b-be87-51c1a42e4232 | 2 | STAT |  | 8683 | ONS_LOCAL$SPSTIN_500_PM_04!PMU:ST3 |  |  | 8736f6c7-ad41-4b43-b4f6-e684e0d4ad20 |  |  | 30 | [8 empty] | 11 | [5 empty] | LOCAL$SPSTIN_500_PM_04!PMU-ST3 | 0.0 | 1.0 | Device statistic for Number of device errors reported by device during last reporting interval. | 0 | 1 | 1 |  | Any | STAT | Statistic | ST |  |  | STAT:8683 | 2021-08-06 18:05
|  |  | 8f96c991-ccc6-4a32-90de-177bc3dfcc1e | 2 | STAT |  | 8684 | ONS_LOCAL$SPSTIN_500_PM_04!PMU:ST4 |  |  | 8736f6c7-ad41-4b43-b4f6-e684e0d4ad20 |  |  | 30 | [8 empty] | 11 | [5 empty] | LOCAL$SPSTIN_500_PM_04!PMU-ST4 | 0.0 | 1.0 | Device statistic for Number of measurements received from device during last reporting interval. | 0 | 1 | 1 |  | Any | STAT | Statistic | ST |  |  | STAT:8684 | 2021-08-06 18:05
|  |  | ae3cba55-f506-40ab-aa5f-4cfc827924a2 | 2 | STAT |  | 8685 | ONS_LOCAL$SPSTIN_500_PM_04!PMU:ST5 |  |  | 8736f6c7-ad41-4b43-b4f6-e684e0d4ad20 |  |  | 30 | [8 empty] | 11 | [5 empty] | LOCAL$SPSTIN_500_PM_04!PMU-ST5 | 0.0 | 1.0 | Device statistic for Expected number of measurements received from device during last reporting interval. | 0 | 1 | 1 |  | Any | STAT | Statistic | ST |  |  | STAT:8685 | 2021-08-06 18:05
|  |  | fc46802e-00eb-41db-99e2-7f025d4db004 | 2 | STAT |  | 8686 | ONS_LOCAL$SPSTIN_500_PM_04!PMU:ST6 |  |  | 8736f6c7-ad41-4b43-b4f6-e684e0d4ad20 |  |  | 30 | [8 empty] | 11 | [5 empty] | LOCAL$SPSTIN_500_PM_04!PMU-ST6 | 0.0 | 1.0 | Device statistic for Number of measurements received while device was reporting errors during last reporting interval. | 0 | 1 | 1 |  | Any | STAT | Statistic | ST |  |  | STAT:8686 | 2021-08-06 18:05
|  |  | 8ca47612-2298-4f49-8602-06e52adb8039 | 2 | STAT |  | 8687 | ONS_LOCAL$SPSTIN_500_PM_04!PMU:ST7 |  |  | 8736f6c7-ad41-4b43-b4f6-e684e0d4ad20 |  |  | 30 | [8 empty] | 11 | [5 empty] | LOCAL$SPSTIN_500_PM_04!PMU-ST7 | 0.0 | 1.0 | Device statistic for Number of defined measurements (per frame) from device during last reporting interval. | 0 | 1 | 1 |  | Any | STAT | Statistic | ST |  |  | STAT:8687 | 2021-08-06 18:05
|  |  | b07d3b80-0bd6-479b-9897-a113bbdb5093 | 2 | STAT |  | 8688 | ONS_LOCAL$SPSTIN_500_PM_05!PMU:ST1 |  |  | 8736f6c7-ad41-4b43-b4f6-e684e0d4ad20 |  |  | 30 | [8 empty] | 11 | [5 empty] | LOCAL$SPSTIN_500_PM_05!PMU-ST1 | 0.0 | 1.0 | Device statistic for Number of data quality errors reported by device during last reporting interval. | 0 | 1 | 1 |  | Any | STAT | Statistic | ST |  |  | STAT:8688 | 2021-08-06 18:05
|  |  | ac3ce1f4-48ac-432a-8988-f7c713d0b695 | 2 | STAT |  | 8689 | ONS_LOCAL$SPSTIN_500_PM_05!PMU:ST2 |  |  | 8736f6c7-ad41-4b43-b4f6-e684e0d4ad20 |  |  | 30 | [8 empty] | 11 | [5 empty] | LOCAL$SPSTIN_500_PM_05!PMU-ST2 | 0.0 | 1.0 | Device statistic for Number of time quality errors reported by device during last reporting interval. | 0 | 1 | 1 |  | Any | STAT | Statistic | ST |  |  | STAT:8689 | 2021-08-06 18:05
|  |  | c9898085-4f6a-4a46-bf4f-0851d9f391a3 | 2 | STAT |  | 8690 | ONS_LOCAL$SPSTIN_500_PM_05!PMU:ST3 |  |  | 8736f6c7-ad41-4b43-b4f6-e684e0d4ad20 |  |  | 30 | [8 empty] | 11 | [5 empty] | LOCAL$SPSTIN_500_PM_05!PMU-ST3 | 0.0 | 1.0 | Device statistic for Number of device errors reported by device during last reporting interval. | 0 | 1 | 1 |  | Any | STAT | Statistic | ST |  |  | STAT:8690 | 2021-08-06 18:05
|  |  | 2fa6a777-2be2-4076-8ef7-cfbeb57a572d | 2 | STAT |  | 8691 | ONS_LOCAL$SPSTIN_500_PM_05!PMU:ST4 |  |  | 8736f6c7-ad41-4b43-b4f6-e684e0d4ad20 |  |  | 30 | [8 empty] | 11 | [5 empty] | LOCAL$SPSTIN_500_PM_05!PMU-ST4 | 0.0 | 1.0 | Device statistic for Number of measurements received from device during last reporting interval. | 0 | 1 | 1 |  | Any | STAT | Statistic | ST |  |  | STAT:8691 | 2021-08-06 18:05
|  |  | 41334553-ecd2-4edd-aa98-687d33e7022c | 2 | STAT |  | 8692 | ONS_LOCAL$SPSTIN_500_PM_05!PMU:ST5 |  |  | 8736f6c7-ad41-4b43-b4f6-e684e0d4ad20 |  |  | 30 | [8 empty] | 11 | [5 empty] | LOCAL$SPSTIN_500_PM_05!PMU-ST5 | 0.0 | 1.0 | Device statistic for Expected number of measurements received from device during last reporting interval. | 0 | 1 | 1 |  | Any | STAT | Statistic | ST |  |  | STAT:8692 | 2021-08-06 18:05
|  |  | 2c162134-ba4f-4340-be85-ee8271c2a6f0 | 2 | STAT |  | 8693 | ONS_LOCAL$SPSTIN_500_PM_05!PMU:ST6 |  |  | 8736f6c7-ad41-4b43-b4f6-e684e0d4ad20 |  |  | 30 | [8 empty] | 11 | [5 empty] | LOCAL$SPSTIN_500_PM_05!PMU-ST6 | 0.0 | 1.0 | Device statistic for Number of measurements received while device was reporting errors during last reporting interval. | 0 | 1 | 1 |  | Any | STAT | Statistic | ST |  |  | STAT:8693 | 2021-08-06 18:05
|  |  | a937c32e-1ba2-461e-a981-a7bfc1090298 | 2 | STAT |  | 8694 | ONS_LOCAL$SPSTIN_500_PM_05!PMU:ST7 |  |  | 8736f6c7-ad41-4b43-b4f6-e684e0d4ad20 |  |  | 30 | [8 empty] | 11 | [5 empty] | LOCAL$SPSTIN_500_PM_05!PMU-ST7 | 0.0 | 1.0 | Device statistic for Number of defined measurements (per frame) from device during last reporting interval. | 0 | 1 | 1 |  | Any | STAT | Statistic | ST |  |  | STAT:8694 | 2021-08-06 18:05
|  |  | 0330a6c6-3d10-4c92-a269-34a933706d0b | 2 | STAT |  | 8695 | ONS_LOCAL$SPSTTP_765_PM_01!PMU:ST1 |  |  | 8736f6c7-ad41-4b43-b4f6-e684e0d4ad20 |  |  | 30 | [8 empty] | 11 | [5 empty] | LOCAL$SPSTTP_765_PM_01!PMU-ST1 | 0.0 | 1.0 | Device statistic for Number of data quality errors reported by device during last reporting interval. | 0 | 1 | 1 |  | Any | STAT | Statistic | ST |  |  | STAT:8695 | 2021-08-06 18:05
|  |  | dafe90c5-bec1-41e6-ac01-0df067066cd1 | 2 | STAT |  | 8696 | ONS_LOCAL$SPSTTP_765_PM_01!PMU:ST2 |  |  | 8736f6c7-ad41-4b43-b4f6-e684e0d4ad20 |  |  | 30 | [8 empty] | 11 | [5 empty] | LOCAL$SPSTTP_765_PM_01!PMU-ST2 | 0.0 | 1.0 | Device statistic for Number of time quality errors reported by device during last reporting interval. | 0 | 1 | 1 |  | Any | STAT | Statistic | ST |  |  | STAT:8696 | 2021-08-06 18:05
|  |  | 638856e1-4619-4b95-bc49-9f7374e1a272 | 2 | STAT |  | 8697 | ONS_LOCAL$SPSTTP_765_PM_01!PMU:ST3 |  |  | 8736f6c7-ad41-4b43-b4f6-e684e0d4ad20 |  |  | 30 | [8 empty] | 11 | [5 empty] | LOCAL$SPSTTP_765_PM_01!PMU-ST3 | 0.0 | 1.0 | Device statistic for Number of device errors reported by device during last reporting interval. | 0 | 1 | 1 |  | Any | STAT | Statistic | ST |  |  | STAT:8697 | 2021-08-06 18:05
|  |  | 62f45986-9449-4994-bca8-6f9a8aeb41ee | 2 | STAT |  | 8698 | ONS_LOCAL$SPSTTP_765_PM_01!PMU:ST4 |  |  | 8736f6c7-ad41-4b43-b4f6-e684e0d4ad20 |  |  | 30 | [8 empty] | 11 | [5 empty] | LOCAL$SPSTTP_765_PM_01!PMU-ST4 | 0.0 | 1.0 | Device statistic for Number of measurements received from device during last reporting interval. | 0 | 1 | 1 |  | Any | STAT | Statistic | ST |  |  | STAT:8698 | 2021-08-06 18:05
|  |  | 61c7ea6f-4685-4408-8445-330734316f51 | 2 | STAT |  | 8699 | ONS_LOCAL$SPSTTP_765_PM_01!PMU:ST5 |  |  | 8736f6c7-ad41-4b43-b4f6-e684e0d4ad20 |  |  | 30 | [8 empty] | 11 | [5 empty] | LOCAL$SPSTTP_765_PM_01!PMU-ST5 | 0.0 | 1.0 | Device statistic for Expected number of measurements received from device during last reporting interval. | 0 | 1 | 1 |  | Any | STAT | Statistic | ST |  |  | STAT:8699 | 2021-08-06 18:05
|  |  | 1f929e05-6727-44ae-8feb-2d4676905744 | 2 | STAT |  | 8700 | ONS_LOCAL$SPSTTP_765_PM_01!PMU:ST6 |  |  | 8736f6c7-ad41-4b43-b4f6-e684e0d4ad20 |  |  | 30 | [8 empty] | 11 | [5 empty] | LOCAL$SPSTTP_765_PM_01!PMU-ST6 | 0.0 | 1.0 | Device statistic for Number of measurements received while device was reporting errors during last reporting interval. | 0 | 1 | 1 |  | Any | STAT | Statistic | ST |  |  | STAT:8700 | 2021-08-06 18:05
|  |  | d1f9acfa-c2ff-47ba-9413-bcd04c241773 | 2 | STAT |  | 8701 | ONS_LOCAL$SPSTTP_765_PM_01!PMU:ST7 |  |  | 8736f6c7-ad41-4b43-b4f6-e684e0d4ad20 |  |  | 30 | [8 empty] | 11 | [5 empty] | LOCAL$SPSTTP_765_PM_01!PMU-ST7 | 0.0 | 1.0 | Device statistic for Number of defined measurements (per frame) from device during last reporting interval. | 0 | 1 | 1 |  | Any | STAT | Statistic | ST |  |  | STAT:8701 | 2021-08-06 18:05
|  |  | ef09a276-dfdf-4ee9-9d31-71ad7a504d63 | 2 | STAT |  | 8702 | ONS_LOCAL$SPSTTP_765_PM_02!PMU:ST1 |  |  | 8736f6c7-ad41-4b43-b4f6-e684e0d4ad20 |  |  | 30 | [8 empty] | 11 | [5 empty] | LOCAL$SPSTTP_765_PM_02!PMU-ST1 | 0.0 | 1.0 | Device statistic for Number of data quality errors reported by device during last reporting interval. | 0 | 1 | 1 |  | Any | STAT | Statistic | ST |  |  | STAT:8702 | 2021-08-06 18:05
|  |  | f5dc23d9-4125-4aca-a4e1-582dd83f59ce | 2 | STAT |  | 8703 | ONS_LOCAL$SPSTTP_765_PM_02!PMU:ST2 |  |  | 8736f6c7-ad41-4b43-b4f6-e684e0d4ad20 |  |  | 30 | [8 empty] | 11 | [5 empty] | LOCAL$SPSTTP_765_PM_02!PMU-ST2 | 0.0 | 1.0 | Device statistic for Number of time quality errors reported by device during last reporting interval. | 0 | 1 | 1 |  | Any | STAT | Statistic | ST |  |  | STAT:8703 | 2021-08-06 18:05
|  |  | 75dfeb1a-a7c4-46b4-bffc-6dbf3f94d57e | 2 | STAT |  | 8704 | ONS_LOCAL$SPSTTP_765_PM_02!PMU:ST3 |  |  | 8736f6c7-ad41-4b43-b4f6-e684e0d4ad20 |  |  | 30 | [8 empty] | 11 | [5 empty] | LOCAL$SPSTTP_765_PM_02!PMU-ST3 | 0.0 | 1.0 | Device statistic for Number of device errors reported by device during last reporting interval. | 0 | 1 | 1 |  | Any | STAT | Statistic | ST |  |  | STAT:8704 | 2021-08-06 18:05
|  |  | ebe6e243-2b19-443a-baaf-d0cf1d48a8c4 | 2 | STAT |  | 8705 | ONS_LOCAL$SPSTTP_765_PM_02!PMU:ST4 |  |  | 8736f6c7-ad41-4b43-b4f6-e684e0d4ad20 |  |  | 30 | [8 empty] | 11 | [5 empty] | LOCAL$SPSTTP_765_PM_02!PMU-ST4 | 0.0 | 1.0 | Device statistic for Number of measurements received from device during last reporting interval. | 0 | 1 | 1 |  | Any | STAT | Statistic | ST |  |  | STAT:8705 | 2021-08-06 18:05
|  |  | aafa208c-7172-4f12-95ee-ce064422d543 | 2 | STAT |  | 8706 | ONS_LOCAL$SPSTTP_765_PM_02!PMU:ST5 |  |  | 8736f6c7-ad41-4b43-b4f6-e684e0d4ad20 |  |  | 30 | [8 empty] | 11 | [5 empty] | LOCAL$SPSTTP_765_PM_02!PMU-ST5 | 0.0 | 1.0 | Device statistic for Expected number of measurements received from device during last reporting interval. | 0 | 1 | 1 |  | Any | STAT | Statistic | ST |  |  | STAT:8706 | 2021-08-06 18:05
|  |  | a98ad128-09e8-4cf5-8f06-5112eb576477 | 2 | STAT |  | 8707 | ONS_LOCAL$SPSTTP_765_PM_02!PMU:ST6 |  |  | 8736f6c7-ad41-4b43-b4f6-e684e0d4ad20 |  |  | 30 | [8 empty] | 11 | [5 empty] | LOCAL$SPSTTP_765_PM_02!PMU-ST6 | 0.0 | 1.0 | Device statistic for Number of measurements received while device was reporting errors during last reporting interval. | 0 | 1 | 1 |  | Any | STAT | Statistic | ST |  |  | STAT:8707 | 2021-08-06 18:05
|  |  | 052b8c3b-e722-41f5-a559-54a96d111637 | 2 | STAT |  | 8708 | ONS_LOCAL$SPSTTP_765_PM_02!PMU:ST7 |  |  | 8736f6c7-ad41-4b43-b4f6-e684e0d4ad20 |  |  | 30 | [8 empty] | 11 | [5 empty] | LOCAL$SPSTTP_765_PM_02!PMU-ST7 | 0.0 | 1.0 | Device statistic for Number of defined measurements (per frame) from device during last reporting interval. | 0 | 1 | 1 |  | Any | STAT | Statistic | ST |  |  | STAT:8708 | 2021-08-06 18:05
|  |  | 6020540b-c8d6-4729-99d2-3e96bfeb73a4 | 2 | STAT |  | 8709 | ONS_LOCAL$SPSTTP_765_PM_03!PMU:ST1 |  |  | 8736f6c7-ad41-4b43-b4f6-e684e0d4ad20 |  |  | 30 | [8 empty] | 11 | [5 empty] | LOCAL$SPSTTP_765_PM_03!PMU-ST1 | 0.0 | 1.0 | Device statistic for Number of data quality errors reported by device during last reporting interval. | 0 | 1 | 1 |  | Any | STAT | Statistic | ST |  |  | STAT:8709 | 2021-08-06 18:05
|  |  | 3228f699-ead9-4228-9b41-df4dcb19b4c7 | 2 | STAT |  | 8710 | ONS_LOCAL$SPSTTP_765_PM_03!PMU:ST2 |  |  | 8736f6c7-ad41-4b43-b4f6-e684e0d4ad20 |  |  | 30 | [8 empty] | 11 | [5 empty] | LOCAL$SPSTTP_765_PM_03!PMU-ST2 | 0.0 | 1.0 | Device statistic for Number of time quality errors reported by device during last reporting interval. | 0 | 1 | 1 |  | Any | STAT | Statistic | ST |  |  | STAT:8710 | 2021-08-06 18:05
|  |  | 28110a6a-f2c6-4bc6-af41-bed86db6e857 | 2 | STAT |  | 8711 | ONS_LOCAL$SPSTTP_765_PM_03!PMU:ST3 |  |  | 8736f6c7-ad41-4b43-b4f6-e684e0d4ad20 |  |  | 30 | [8 empty] | 11 | [5 empty] | LOCAL$SPSTTP_765_PM_03!PMU-ST3 | 0.0 | 1.0 | Device statistic for Number of device errors reported by device during last reporting interval. | 0 | 1 | 1 |  | Any | STAT | Statistic | ST |  |  | STAT:8711 | 2021-08-06 18:05
|  |  | fc286533-8833-42b0-8106-c182c52b39d5 | 2 | STAT |  | 8712 | ONS_LOCAL$SPSTTP_765_PM_03!PMU:ST4 |  |  | 8736f6c7-ad41-4b43-b4f6-e684e0d4ad20 |  |  | 30 | [8 empty] | 11 | [5 empty] | LOCAL$SPSTTP_765_PM_03!PMU-ST4 | 0.0 | 1.0 | Device statistic for Number of measurements received from device during last reporting interval. | 0 | 1 | 1 |  | Any | STAT | Statistic | ST |  |  | STAT:8712 | 2021-08-06 18:05
|  |  | c3653ed0-bcf8-4061-8834-5647633e495f | 2 | STAT |  | 8713 | ONS_LOCAL$SPSTTP_765_PM_03!PMU:ST5 |  |  | 8736f6c7-ad41-4b43-b4f6-e684e0d4ad20 |  |  | 30 | [8 empty] | 11 | [5 empty] | LOCAL$SPSTTP_765_PM_03!PMU-ST5 | 0.0 | 1.0 | Device statistic for Expected number of measurements received from device during last reporting interval. | 0 | 1 | 1 |  | Any | STAT | Statistic | ST |  |  | STAT:8713 | 2021-08-06 18:05
|  |  | 9fd691b4-c020-4ca3-afb9-18bb2bb03c72 | 2 | STAT |  | 8714 | ONS_LOCAL$SPSTTP_765_PM_03!PMU:ST6 |  |  | 8736f6c7-ad41-4b43-b4f6-e684e0d4ad20 |  |  | 30 | [8 empty] | 11 | [5 empty] | LOCAL$SPSTTP_765_PM_03!PMU-ST6 | 0.0 | 1.0 | Device statistic for Number of measurements received while device was reporting errors during last reporting interval. | 0 | 1 | 1 |  | Any | STAT | Statistic | ST |  |  | STAT:8714 | 2021-08-06 18:05
|  |  | 5af62e91-85e9-4c08-a4ef-491145e12d20 | 2 | STAT |  | 8715 | ONS_LOCAL$SPSTTP_765_PM_03!PMU:ST7 |  |  | 8736f6c7-ad41-4b43-b4f6-e684e0d4ad20 |  |  | 30 | [8 empty] | 11 | [5 empty] | LOCAL$SPSTTP_765_PM_03!PMU-ST7 | 0.0 | 1.0 | Device statistic for Number of defined measurements (per frame) from device during last reporting interval. | 0 | 1 | 1 |  | Any | STAT | Statistic | ST |  |  | STAT:8715 | 2021-08-06 18:05
|  |  | 36589405-9612-48f3-9962-eb79110041cc | 2 | STAT |  | 8716 | ONS_LOCAL$SPSTTP_765_PM_04!PMU:ST1 |  |  | 8736f6c7-ad41-4b43-b4f6-e684e0d4ad20 |  |  | 30 | [8 empty] | 11 | [5 empty] | LOCAL$SPSTTP_765_PM_04!PMU-ST1 | 0.0 | 1.0 | Device statistic for Number of data quality errors reported by device during last reporting interval. | 0 | 1 | 1 |  | Any | STAT | Statistic | ST |  |  | STAT:8716 | 2021-08-06 18:05
|  |  | aac115cd-5887-4fec-9a04-c41338e9c1a2 | 2 | STAT |  | 8717 | ONS_LOCAL$SPSTTP_765_PM_04!PMU:ST2 |  |  | 8736f6c7-ad41-4b43-b4f6-e684e0d4ad20 |  |  | 30 | [8 empty] | 11 | [5 empty] | LOCAL$SPSTTP_765_PM_04!PMU-ST2 | 0.0 | 1.0 | Device statistic for Number of time quality errors reported by device during last reporting interval. | 0 | 1 | 1 |  | Any | STAT | Statistic | ST |  |  | STAT:8717 | 2021-08-06 18:05
|  |  | bfaa5e28-214f-4083-8bb8-f102232c9a42 | 2 | STAT |  | 8718 | ONS_LOCAL$SPSTTP_765_PM_04!PMU:ST3 |  |  | 8736f6c7-ad41-4b43-b4f6-e684e0d4ad20 |  |  | 30 | [8 empty] | 11 | [5 empty] | LOCAL$SPSTTP_765_PM_04!PMU-ST3 | 0.0 | 1.0 | Device statistic for Number of device errors reported by device during last reporting interval. | 0 | 1 | 1 |  | Any | STAT | Statistic | ST |  |  | STAT:8718 | 2021-08-06 18:05
|  |  | 7f615a34-fa3d-42a2-8735-dd33ed1214f6 | 2 | STAT |  | 8719 | ONS_LOCAL$SPSTTP_765_PM_04!PMU:ST4 |  |  | 8736f6c7-ad41-4b43-b4f6-e684e0d4ad20 |  |  | 30 | [8 empty] | 11 | [5 empty] | LOCAL$SPSTTP_765_PM_04!PMU-ST4 | 0.0 | 1.0 | Device statistic for Number of measurements received from device during last reporting interval. | 0 | 1 | 1 |  | Any | STAT | Statistic | ST |  |  | STAT:8719 | 2021-08-06 18:05
|  |  | cfef60d9-09c8-43a8-9884-cd56aecdf669 | 2 | STAT |  | 8720 | ONS_LOCAL$SPSTTP_765_PM_04!PMU:ST5 |  |  | 8736f6c7-ad41-4b43-b4f6-e684e0d4ad20 |  |  | 30 | [8 empty] | 11 | [5 empty] | LOCAL$SPSTTP_765_PM_04!PMU-ST5 | 0.0 | 1.0 | Device statistic for Expected number of measurements received from device during last reporting interval. | 0 | 1 | 1 |  | Any | STAT | Statistic | ST |  |  | STAT:8720 | 2021-08-06 18:05
|  |  | 0cfe84c0-9026-4300-b427-55ab288f4423 | 2 | STAT |  | 8721 | ONS_LOCAL$SPSTTP_765_PM_04!PMU:ST6 |  |  | 8736f6c7-ad41-4b43-b4f6-e684e0d4ad20 |  |  | 30 | [8 empty] | 11 | [5 empty] | LOCAL$SPSTTP_765_PM_04!PMU-ST6 | 0.0 | 1.0 | Device statistic for Number of measurements received while device was reporting errors during last reporting interval. | 0 | 1 | 1 |  | Any | STAT | Statistic | ST |  |  | STAT:8721 | 2021-08-06 18:05
|  |  | bc22d942-4895-41f8-9934-2fa6b8824227 | 2 | STAT |  | 8722 | ONS_LOCAL$SPSTTP_765_PM_04!PMU:ST7 |  |  | 8736f6c7-ad41-4b43-b4f6-e684e0d4ad20 |  |  | 30 | [8 empty] | 11 | [5 empty] | LOCAL$SPSTTP_765_PM_04!PMU-ST7 | 0.0 | 1.0 | Device statistic for Number of defined measurements (per frame) from device during last reporting interval. | 0 | 1 | 1 |  | Any | STAT | Statistic | ST |  |  | STAT:8722 | 2021-08-06 18:05
|  |  | 1e8135fe-fbf6-41e7-a598-6509ce463505 | 2 | STAT |  | 8723 | ONS_LOCAL$SPSTTP_765_PM_05!PMU:ST1 |  |  | 8736f6c7-ad41-4b43-b4f6-e684e0d4ad20 |  |  | 30 | [8 empty] | 11 | [5 empty] | LOCAL$SPSTTP_765_PM_05!PMU-ST1 | 0.0 | 1.0 | Device statistic for Number of data quality errors reported by device during last reporting interval. | 0 | 1 | 1 |  | Any | STAT | Statistic | ST |  |  | STAT:8723 | 2021-08-06 18:05
|  |  | 940b850f-1329-4503-8051-b298f24791ab | 2 | STAT |  | 8724 | ONS_LOCAL$SPSTTP_765_PM_05!PMU:ST2 |  |  | 8736f6c7-ad41-4b43-b4f6-e684e0d4ad20 |  |  | 30 | [8 empty] | 11 | [5 empty] | LOCAL$SPSTTP_765_PM_05!PMU-ST2 | 0.0 | 1.0 | Device statistic for Number of time quality errors reported by device during last reporting interval. | 0 | 1 | 1 |  | Any | STAT | Statistic | ST |  |  | STAT:8724 | 2021-08-06 18:05
|  |  | 78ee15fc-4a03-4fe2-83c7-d60abf2bad53 | 2 | STAT |  | 8725 | ONS_LOCAL$SPSTTP_765_PM_05!PMU:ST3 |  |  | 8736f6c7-ad41-4b43-b4f6-e684e0d4ad20 |  |  | 30 | [8 empty] | 11 | [5 empty] | LOCAL$SPSTTP_765_PM_05!PMU-ST3 | 0.0 | 1.0 | Device statistic for Number of device errors reported by device during last reporting interval. | 0 | 1 | 1 |  | Any | STAT | Statistic | ST |  |  | STAT:8725 | 2021-08-06 18:05
|  |  | 0d396ca7-4a53-40ec-9850-fb0e681f5b95 | 2 | STAT |  | 8726 | ONS_LOCAL$SPSTTP_765_PM_05!PMU:ST4 |  |  | 8736f6c7-ad41-4b43-b4f6-e684e0d4ad20 |  |  | 30 | [8 empty] | 11 | [5 empty] | LOCAL$SPSTTP_765_PM_05!PMU-ST4 | 0.0 | 1.0 | Device statistic for Number of measurements received from device during last reporting interval. | 0 | 1 | 1 |  | Any | STAT | Statistic | ST |  |  | STAT:8726 | 2021-08-06 18:05
|  |  | 9f7f9ab6-0db2-42c9-961e-fe75e58c37b8 | 2 | STAT |  | 8727 | ONS_LOCAL$SPSTTP_765_PM_05!PMU:ST5 |  |  | 8736f6c7-ad41-4b43-b4f6-e684e0d4ad20 |  |  | 30 | [8 empty] | 11 | [5 empty] | LOCAL$SPSTTP_765_PM_05!PMU-ST5 | 0.0 | 1.0 | Device statistic for Expected number of measurements received from device during last reporting interval. | 0 | 1 | 1 |  | Any | STAT | Statistic | ST |  |  | STAT:8727 | 2021-08-06 18:05
|  |  | 1e1fb1f2-2b31-4a7f-a340-520012420552 | 2 | STAT |  | 8728 | ONS_LOCAL$SPSTTP_765_PM_05!PMU:ST6 |  |  | 8736f6c7-ad41-4b43-b4f6-e684e0d4ad20 |  |  | 30 | [8 empty] | 11 | [5 empty] | LOCAL$SPSTTP_765_PM_05!PMU-ST6 | 0.0 | 1.0 | Device statistic for Number of measurements received while device was reporting errors during last reporting interval. | 0 | 1 | 1 |  | Any | STAT | Statistic | ST |  |  | STAT:8728 | 2021-08-06 18:05
|  |  | 2ca353bc-b81a-4f3d-98af-dbcebec52d93 | 2 | STAT |  | 8729 | ONS_LOCAL$SPSTTP_765_PM_05!PMU:ST7 |  |  | 8736f6c7-ad41-4b43-b4f6-e684e0d4ad20 |  |  | 30 | [8 empty] | 11 | [5 empty] | LOCAL$SPSTTP_765_PM_05!PMU-ST7 | 0.0 | 1.0 | Device statistic for Number of defined measurements (per frame) from device during last reporting interval. | 0 | 1 | 1 |  | Any | STAT | Statistic | ST |  |  | STAT:8729 | 2021-08-06 18:05
|  |  | f3790c70-c727-45fc-9492-02301b45f63f | 1 | PPA | ArchiveDirectories={D:\openHistorian\Archive
|  |  | 4b8d5e0a-f20e-4964-a551-2b27a73762b9 | 1 | PPA | ArchiveDirectories={D:\openHistorian\Archive
|  |  | 12c18029-8d25-4b37-a849-be952a81cce4 | 1 | PPA | ArchiveDirectories={D:\openHistorian\Archive
|  |  | a14f29c6-7256-4ae3-a042-5cfa4bc3c285 | 1 | PPA | ArchiveDirectories={D:\openHistorian\Archive
|  |  | d15d4898-192a-4427-b206-c17f6d5d62d6 | 1 | PPA | ArchiveDirectories={D:\openHistorian\Archive
|  |  | 1440ef29-d90b-42ad-8cbc-b848534b3b69 | 1 | PPA | ArchiveDirectories={D:\openHistorian\Archive
|  |  | 078ed7a3-912e-4efb-81d2-cbbf4c8093ed | 1 | PPA | ArchiveDirectories={D:\openHistorian\Archive
|  |  | 86d887be-ffd8-423e-9957-aee2e0c0f74e | 1 | PPA | ArchiveDirectories={D:\openHistorian\Archive
|  |  | 0534a4d6-5352-426b-927b-a85d5aa792b0 | 1 | PPA | ArchiveDirectories={D:\openHistorian\Archive
|  |  | ec5df722-f1f9-4eb9-9318-9c3ba7e9da0c | 1 | PPA | ArchiveDirectories={D:\openHistorian\Archive
|  |  | 70b105aa-e768-4219-98db-cc4d31ea4553 | 1 | PPA | ArchiveDirectories={D:\openHistorian\Archive
|  |  | 4e09b60a-5c00-4bfb-bd23-a84032376363 | 1 | PPA | ArchiveDirectories={D:\openHistorian\Archive
|  |  | b291cb9c-d626-4126-9768-e211e0a3f2eb | 1 | PPA | ArchiveDirectories={D:\openHistorian\Archive
|  |  | 1b1fd5fc-3eaf-4899-88a6-7238018afcbc | 1 | PPA | ArchiveDirectories={D:\openHistorian\Archive
|  |  | 961e7837-e072-4395-a034-e0f95a747c6b | 1 | PPA | ArchiveDirectories={D:\openHistorian\Archive
|  |  | f86ca695-67a6-4a14-b42f-b047f47f4c0a | 1 | PPA | ArchiveDirectories={D:\openHistorian\Archive
|  |  | 7361e8f8-b444-463e-b64a-ca3ed8c7bba3 | 1 | PPA | ArchiveDirectories={D:\openHistorian\Archive
|  |  | 9eed2b77-863c-485d-8409-f8826eb4ef3a | 1 | PPA | ArchiveDirectories={D:\openHistorian\Archive
|  |  | ca7d6545-560a-4298-98a0-f21041add199 | 1 | PPA | ArchiveDirectories={D:\openHistorian\Archive
|  |  | b292a0b4-d12e-4ea5-a977-4c1d8a93b798 | 1 | PPA | ArchiveDirectories={D:\openHistorian\Archive
|  |  | b4990395-1df9-40f0-9ab1-ac6dd7aa4a3b | 1 | PPA | ArchiveDirectories={D:\openHistorian\Archive
|  |  | c6c7a30a-34df-494a-82d4-b762bf67710c | 1 | PPA | ArchiveDirectories={D:\openHistorian\Archive
|  |  | d867bfe3-6b8f-441c-bc06-b7d080d79414 | 1 | PPA | ArchiveDirectories={D:\openHistorian\Archive
|  |  | 2c046816-767a-4139-9fdb-2d6c7d78b50c | 1 | PPA | ArchiveDirectories={D:\openHistorian\Archive
|  |  | f2214a95-6dcb-43ba-8db1-7921c49e7a12 | 1 | PPA | ArchiveDirectories={D:\openHistorian\Archive
|  |  | 0cfb4d3b-5099-4c57-9d86-e934a6e391b7 | 1 | PPA | ArchiveDirectories={D:\openHistorian\Archive
|  |  | 8a5de70b-f1aa-4cb2-87e5-37d16d5ce8b0 | 1 | PPA | ArchiveDirectories={D:\openHistorian\Archive
|  |  | aa5fb9ef-473b-412d-bdc9-9598a3a5b9ea | 1 | PPA | ArchiveDirectories={D:\openHistorian\Archive
|  |  | 6c6987de-70de-41f9-b279-5ba199868e01 | 1 | PPA | ArchiveDirectories={D:\openHistorian\Archive
|  |  | d63715dd-a459-4656-aed0-91e35b3ac727 | 1 | PPA | ArchiveDirectories={D:\openHistorian\Archive
|  |  | ca4c17dd-1c76-4176-91bb-6465bcdf9182 | 1 | PPA | ArchiveDirectories={D:\openHistorian\Archive
|  |  | e1dd69da-9409-4308-9e78-2c1ebdab072a | 1 | PPA | ArchiveDirectories={D:\openHistorian\Archive
|  |  | 8099d799-a1ab-45bb-9202-096a506707d6 | 1 | PPA | ArchiveDirectories={D:\openHistorian\Archive
|  |  | d0e56f15-f44c-45f5-9dd1-ad55e9f96b1a | 1 | PPA | ArchiveDirectories={D:\openHistorian\Archive
|  |  | f22b2194-2fcb-426d-9505-7a07fb24495a | 1 | PPA | ArchiveDirectories={D:\openHistorian\Archive
|  |  | b3924f0b-4325-4f5a-92ac-7882bbac2681 | 1 | PPA | ArchiveDirectories={D:\openHistorian\Archive
|  |  | 42625c00-1769-475a-aad1-85b2b495d754 | 1 | PPA | ArchiveDirectories={D:\openHistorian\Archive
|  |  | 610f22a6-a00d-4dad-8f91-0c46fc60a4cf | 1 | PPA | ArchiveDirectories={D:\openHistorian\Archive
|  |  | 45388d0f-3439-41c2-bfd5-fb2b4b12881b | 1 | PPA | ArchiveDirectories={D:\openHistorian\Archive
|  |  | 200dff83-5a1a-4679-bc74-22f2857c73eb | 1 | PPA | ArchiveDirectories={D:\openHistorian\Archive
|  |  | 59c37244-ea02-4722-bfa3-f49571b844a8 | 1 | PPA | ArchiveDirectories={D:\openHistorian\Archive
|  |  | 249fcb0d-5aef-47bc-875f-d2fe5f75db60 | 1 | PPA | ArchiveDirectories={D:\openHistorian\Archive
|  |  | fcc66947-1e51-4afe-be87-128d52745d12 | 1 | PPA | ArchiveDirectories={D:\openHistorian\Archive
|  |  | e891beb8-ecfc-4d7b-8423-e68bc2b03b3f | 1 | PPA | ArchiveDirectories={D:\openHistorian\Archive
|  |  | 5bf40ea8-0e8e-4970-82ad-fd1e27632b05 | 1 | PPA | ArchiveDirectories={D:\openHistorian\Archive
|  |  | 0fe80c33-21c3-484e-b8c3-fa3e194453cf | 1 | PPA | ArchiveDirectories={D:\openHistorian\Archive
|  |  | 286eedd2-8e7d-43a9-a299-f8cf5e372053 | 1 | PPA | ArchiveDirectories={D:\openHistorian\Archive
|  |  | dc4a3bf9-f867-45cc-8e0a-d4e396c50b08 | 1 | PPA | ArchiveDirectories={D:\openHistorian\Archive
|  |  | 1f5b8191-f667-4005-8116-8d399a25c782 | 1 | PPA | ArchiveDirectories={D:\openHistorian\Archive
|  |  | 3579f259-8d1a-4673-8974-9403e2b06cf6 | 1 | PPA | ArchiveDirectories={D:\openHistorian\Archive
|  |  | 6834795a-1ec5-4d21-9f23-09bcc0935e90 | 1 | PPA | ArchiveDirectories={D:\openHistorian\Archive
|  |  | d6c82b33-a95b-42b7-8246-50c641500197 | 1 | PPA | ArchiveDirectories={D:\openHistorian\Archive
|  |  | 30030d45-a8a8-446a-b0de-db2374d238b6 | 1 | PPA | ArchiveDirectories={D:\openHistorian\Archive
|  |  | 06c1b099-2892-4941-8fbe-91c8ab714751 | 1 | PPA | ArchiveDirectories={D:\openHistorian\Archive
|  |  | a9924eaf-7edc-45be-9acd-976de5d98bcb | 1 | PPA | ArchiveDirectories={D:\openHistorian\Archive
|  |  | d7220830-227f-43f9-a724-8571a918b59b | 1 | PPA | ArchiveDirectories={D:\openHistorian\Archive
|  |  | 0bd504a8-c519-4e83-bd02-fbd050d8ba1a | 1 | PPA | ArchiveDirectories={D:\openHistorian\Archive
|  |  | ff28620f-7120-456d-91e8-f203ecb8ebe7 | 1 | PPA | ArchiveDirectories={D:\openHistorian\Archive
|  |  | 4d62eb6d-3268-49d2-a146-189499618e40 | 1 | PPA | ArchiveDirectories={D:\openHistorian\Archive
|  |  | 6fec193b-a220-4315-81b2-a686525f3b81 | 1 | PPA | ArchiveDirectories={D:\openHistorian\Archive
|  |  | 64d9ade5-1174-4967-b99b-9e4dfd7f7b95 | 1 | PPA | ArchiveDirectories={D:\openHistorian\Archive
|  |  | d49505fc-a54b-433c-b80f-1cb9b0090a21 | 1 | PPA | ArchiveDirectories={D:\openHistorian\Archive
|  |  | af9f7438-110c-470c-bf34-624c49fec931 | 1 | PPA | ArchiveDirectories={D:\openHistorian\Archive
|  |  | 9a03afbd-0ad0-4135-9ffe-73263780fb25 | 1 | PPA | ArchiveDirectories={D:\openHistorian\Archive
|  |  | 320ba117-2a43-4249-bfd1-cb37ee04ab8a | 1 | PPA | ArchiveDirectories={D:\openHistorian\Archive
|  |  | 3816b3e2-8ff2-4885-bb2c-a7e7d1515a8e | 1 | PPA | ArchiveDirectories={D:\openHistorian\Archive
|  |  | fce63182-bec3-4819-8749-1b833d0629a9 | 1 | PPA | ArchiveDirectories={D:\openHistorian\Archive
|  |  | 5bcf15be-7e23-4d16-83b0-a7fd728860d1 | 1 | PPA | ArchiveDirectories={D:\openHistorian\Archive
|  |  | b23662c5-a11a-4074-9357-b8cc06853a8c | 1 | PPA | ArchiveDirectories={D:\openHistorian\Archive
|  |  | 70d39875-1a8e-491b-81b5-dcbb138ebf09 | 1 | PPA | ArchiveDirectories={D:\openHistorian\Archive
|  |  | ef1e6f89-7bce-4056-8af7-123ff1ec0654 | 1 | PPA | ArchiveDirectories={D:\openHistorian\Archive
|  |  | e7a4cc90-0d16-4f37-871d-adc3d88743e7 | 1 | PPA | ArchiveDirectories={D:\openHistorian\Archive
|  |  | f22aee8b-6912-4858-bd1e-84f6aacac5f5 | 1 | PPA | ArchiveDirectories={D:\openHistorian\Archive
|  |  | 954553c1-a497-422e-a7de-8c49934d5896 | 1 | PPA | ArchiveDirectories={D:\openHistorian\Archive
|  |  | 1c44e6c6-eed1-459c-bf91-9bccbb501874 | 1 | PPA | ArchiveDirectories={D:\openHistorian\Archive
|  |  | 6fa25581-29a3-4eb1-acd1-8a5712cf434e | 1 | PPA | ArchiveDirectories={D:\openHistorian\Archive
|  |  | 4cb71b1f-6d6e-4801-a2be-597a7d89333d | 1 | PPA | ArchiveDirectories={D:\openHistorian\Archive
|  |  | ffe483b6-d135-43ec-b84b-eb653caff2bf | 1 | PPA | ArchiveDirectories={D:\openHistorian\Archive
|  |  | b429b2be-77eb-4bb7-9d42-9395dc83039a | 1 | PPA | ArchiveDirectories={D:\openHistorian\Archive
|  |  | 9c25902b-e913-4a61-9866-1c763e21393b | 1 | PPA | ArchiveDirectories={D:\openHistorian\Archive
|  |  | ee36c3dc-aab8-4bb4-8ed4-e3b04bebe9f9 | 1 | PPA | ArchiveDirectories={D:\openHistorian\Archive
|  |  | 41f0857f-5634-4c6f-8fdc-b2d73e1c695d | 1 | PPA | ArchiveDirectories={D:\openHistorian\Archive
|  |  | 5436f906-5efa-4843-8fc8-73d955450d99 | 1 | PPA | ArchiveDirectories={D:\openHistorian\Archive
|  |  | b2297e34-2c7c-4f83-a40e-b2cf35cd937e | 1 | PPA | ArchiveDirectories={D:\openHistorian\Archive
|  |  | 96715b99-bb56-40f8-8553-576580ce2972 | 1 | PPA | ArchiveDirectories={D:\openHistorian\Archive
|  |  | de877b83-2a7f-44d5-b0f5-1b0b5e528645 | 1 | PPA | ArchiveDirectories={D:\openHistorian\Archive
|  |  | d1662ccb-24b2-4a17-af3c-a573935c5f79 | 1 | PPA | ArchiveDirectories={D:\openHistorian\Archive
|  |  | 8c40f214-2488-42fa-9951-9a32fe837882 | 1 | PPA | ArchiveDirectories={D:\openHistorian\Archive
|  |  | 2513228f-8444-48e2-8cce-d8d6175d3fbc | 1 | PPA | ArchiveDirectories={D:\openHistorian\Archive
|  |  | 024f54c6-3409-4326-8d45-ddc341a3fd9f | 1 | PPA | ArchiveDirectories={D:\openHistorian\Archive
|  |  | 3e776853-feef-4075-8cd6-3be16c7ef735 | 1 | PPA | ArchiveDirectories={D:\openHistorian\Archive
|  |  | 170fea93-3d00-4247-9a72-e3172cdb8b5d | 1 | PPA | ArchiveDirectories={D:\openHistorian\Archive
|  |  | ece8e633-9f84-4501-8df1-4d12297ca7b2 | 1 | PPA | ArchiveDirectories={D:\openHistorian\Archive
|  |  | ef977596-f874-48d4-b379-7c3464f40a63 | 1 | PPA | ArchiveDirectories={D:\openHistorian\Archive
|  |  | 5368b731-46e8-4968-a9e1-90a242552360 | 1 | PPA | ArchiveDirectories={D:\openHistorian\Archive
|  |  | 8bdf3168-17ee-44ee-bc42-310e98ae687e | 1 | PPA | ArchiveDirectories={D:\openHistorian\Archive
|  |  | d389efa4-4b86-4d0d-a1f4-ba7f15242273 | 1 | PPA | ArchiveDirectories={D:\openHistorian\Archive
|  |  | 5a35ec97-f7ec-4268-aa51-6cd4b42b5420 | 1 | PPA | ArchiveDirectories={D:\openHistorian\Archive
|  |  | 434bc514-cd56-4305-a1ed-620433b740e0 | 1 | PPA | ArchiveDirectories={D:\openHistorian\Archive
|  |  | 0587431e-4252-45ff-b3f9-9de7e95679f0 | 1 | PPA | ArchiveDirectories={D:\openHistorian\Archive
|  |  | 8a6e0e04-7ae5-4c2e-be6a-2c250a0975a1 | 1 | PPA | ArchiveDirectories={D:\openHistorian\Archive
|  |  | 867eb48c-dcaf-4878-b83e-3bb785cb9bde | 1 | PPA | ArchiveDirectories={D:\openHistorian\Archive
|  |  | 50cf9688-b523-4028-bb5d-6afe1c7db90b | 1 | PPA | ArchiveDirectories={D:\openHistorian\Archive
|  |  | 7846209e-eb74-414e-b02e-fe44ab8a3389 | 1 | PPA | ArchiveDirectories={D:\openHistorian\Archive
|  |  | 1acedc89-93b1-4798-ab8d-74078442cce0 | 1 | PPA | ArchiveDirectories={D:\openHistorian\Archive
|  |  | 73ef6071-15e7-4cab-a6d2-27140d8fa4b9 | 1 | PPA | ArchiveDirectories={D:\openHistorian\Archive
|  |  | af661a65-1f89-457a-9d7e-cea87ab5145e | 1 | PPA | ArchiveDirectories={D:\openHistorian\Archive
|  |  | e0ae993a-200a-4fbd-a5a0-c74616561bca | 1 | PPA | ArchiveDirectories={D:\openHistorian\Archive
|  |  | e6130f9b-1c0b-4825-a2c5-03e1fe11fa82 | 1 | PPA | ArchiveDirectories={D:\openHistorian\Archive
|  |  | f639c876-0eb3-4134-a413-bb84b5375384 | 1 | PPA | ArchiveDirectories={D:\openHistorian\Archive
|  |  | 870c1cf7-c122-4ed6-af00-8c3d26667a17 | 1 | PPA | ArchiveDirectories={D:\openHistorian\Archive
|  |  | 9f49774d-4583-4ae2-8354-5effcfbe9f50 | 1 | PPA | ArchiveDirectories={D:\openHistorian\Archive
|  |  | 9efe00ba-b7d3-47bb-a53c-c31c9c33f24e | 1 | PPA | ArchiveDirectories={D:\openHistorian\Archive
|  |  | 431feea3-83c2-47b6-bdf2-df4ba77b9435 | 1 | PPA | ArchiveDirectories={D:\openHistorian\Archive
|  |  | d43a96cf-1834-4717-b908-b52d3acc6188 | 1 | PPA | ArchiveDirectories={D:\openHistorian\Archive
|  |  | f5cf6d63-7152-431d-a9f7-71619d9ad55f | 1 | PPA | ArchiveDirectories={D:\openHistorian\Archive
|  |  | b43638a0-a9ce-43b7-9205-43e91419cb1f | 1 | PPA | ArchiveDirectories={D:\openHistorian\Archive
|  |  | 929a26c4-e90b-4c98-a320-74643245c3d9 | 1 | PPA | ArchiveDirectories={D:\openHistorian\Archive
|  |  | 60a792f4-6cdc-4c00-b369-044e32010eed | 1 | PPA | ArchiveDirectories={D:\openHistorian\Archive
|  |  | 3dabfb43-303d-49cf-8225-f6ba60df6b26 | 1 | PPA | ArchiveDirectories={D:\openHistorian\Archive
|  |  | e67c9212-b985-41b7-b635-424fde13aae1 | 1 | PPA | ArchiveDirectories={D:\openHistorian\Archive
|  |  | 0ff51dfa-dced-46b3-bdc6-63a265721381 | 1 | PPA | ArchiveDirectories={D:\openHistorian\Archive
|  |  | 2226c4f5-bbb8-4e0e-b577-71e297c7de8c | 1 | PPA | ArchiveDirectories={D:\openHistorian\Archive
|  |  | fea33698-d3c4-45b5-9ca3-887f8e4b63fd | 1 | PPA | ArchiveDirectories={D:\openHistorian\Archive
|  |  | 855bdabe-798f-4844-a8cb-2b439ba7f643 | 1 | PPA | ArchiveDirectories={D:\openHistorian\Archive
|  |  | b67c53df-1ef5-411b-a83b-9a2cd7ce5e2b | 1 | PPA | ArchiveDirectories={D:\openHistorian\Archive
|  |  | ce33c594-01b0-4611-b0d9-d49818977325 | 1 | PPA | ArchiveDirectories={D:\openHistorian\Archive
|  |  | a4801fd0-c4df-41aa-9f77-36528c46f482 | 1 | PPA | ArchiveDirectories={D:\openHistorian\Archive
|  |  | 3e5997a5-41c9-41a0-94d8-9c7d6c218170 | 1 | PPA | ArchiveDirectories={D:\openHistorian\Archive
|  |  | e328dce8-68c6-4939-b884-c2673db7d515 | 1 | PPA | ArchiveDirectories={D:\openHistorian\Archive
|  |  | ab9c04dd-c5a9-4269-b2db-213e074f7e87 | 1 | PPA | ArchiveDirectories={D:\openHistorian\Archive
|  |  | f10036a4-b827-482a-b7d9-cf6e5505c8ba | 1 | PPA | ArchiveDirectories={D:\openHistorian\Archive
|  |  | 4c70e5d6-b663-4edf-9657-18b68b5e0558 | 1 | PPA | ArchiveDirectories={D:\openHistorian\Archive
|  |  | d62c8058-9627-49d6-90f1-798d5b80fa1b | 1 | PPA | ArchiveDirectories={D:\openHistorian\Archive
|  |  | 9d81fc4c-2ec2-42e9-af5e-060a1177e4e9 | 1 | PPA | ArchiveDirectories={D:\openHistorian\Archive
|  |  | dd718a4e-3657-4ec4-865b-aa8b5b833f77 | 1 | PPA | ArchiveDirectories={D:\openHistorian\Archive
|  |  | e86a5a95-6b8d-426d-a7ba-74947322d7e2 | 1 | PPA | ArchiveDirectories={D:\openHistorian\Archive
|  |  | 68c66973-2aa4-411b-a97b-a32a727517ca | 1 | PPA | ArchiveDirectories={D:\openHistorian\Archive
|  |  | 48c8ee2d-2e57-44d8-a520-c93915f1b8e3 | 1 | PPA | ArchiveDirectories={D:\openHistorian\Archive
|  |  | c3ce7af8-e695-4518-98dd-944c230fa9a0 | 1 | PPA | ArchiveDirectories={D:\openHistorian\Archive
|  |  | f8d79adc-7fba-4d1d-a859-a17752be576c | 1 | PPA | ArchiveDirectories={D:\openHistorian\Archive
|  |  | 4bed1902-9296-4826-bef4-c91982b14d1a | 1 | PPA | ArchiveDirectories={D:\openHistorian\Archive
|  |  | 04e7aa7d-146e-435a-b266-c237483fed68 | 1 | PPA | ArchiveDirectories={D:\openHistorian\Archive
|  |  | 4df4773f-9e0e-4e7e-ad88-ece24be94e59 | 1 | PPA | ArchiveDirectories={D:\openHistorian\Archive
|  |  | 4f0fe512-89af-476a-8380-e0af02cc246b | 1 | PPA | ArchiveDirectories={D:\openHistorian\Archive
|  |  | 0fb22688-a9b2-4e87-af37-49410eed56ce | 1 | PPA | ArchiveDirectories={D:\openHistorian\Archive
|  |  | f7915e7b-83a1-4965-8151-221575a05d46 | 1 | PPA | ArchiveDirectories={D:\openHistorian\Archive
|  |  | 2e8210c5-c049-40b5-bb95-6890265f309a | 1 | PPA | ArchiveDirectories={D:\openHistorian\Archive
|  |  | 5486a312-24f6-4ab2-9512-6bdf75dc7292 | 1 | PPA | ArchiveDirectories={D:\openHistorian\Archive
|  |  | 6c9c699b-6ab0-4515-a229-740d5d193965 | 1 | PPA | ArchiveDirectories={D:\openHistorian\Archive
|  |  | de3b529d-cdb4-4af9-a46b-dc6932513921 | 1 | PPA | ArchiveDirectories={D:\openHistorian\Archive
|  |  | 77928ee4-6803-4779-b84b-45c3b3e368e1 | 1 | PPA | ArchiveDirectories={D:\openHistorian\Archive
|  |  | e9531244-514e-4d31-b491-aac94b95e118 | 1 | PPA | ArchiveDirectories={D:\openHistorian\Archive
|  |  | b15d662e-ae58-4ba6-a54d-d0e20b5101af | 1 | PPA | ArchiveDirectories={D:\openHistorian\Archive
|  |  | 284e5f81-e31e-45cf-aa31-521b55aee803 | 1 | PPA | ArchiveDirectories={D:\openHistorian\Archive
|  |  | 85f3d97b-5b3e-47b3-9786-1d700d94d271 | 1 | PPA | ArchiveDirectories={D:\openHistorian\Archive
|  |  | 0b3f2037-25be-4691-842d-b24242bf990e | 1 | PPA | ArchiveDirectories={D:\openHistorian\Archive
|  |  | aa9a9a33-f8db-4c43-89c8-17a127624a3e | 1 | PPA | ArchiveDirectories={D:\openHistorian\Archive
|  |  | 0983b194-a887-4204-9095-1321ecd712a1 | 1 | PPA | ArchiveDirectories={D:\openHistorian\Archive
|  |  | eed63371-d08a-41d4-acaa-6f0d91095b57 | 1 | PPA | ArchiveDirectories={D:\openHistorian\Archive
|  |  | db1ecd3c-6495-4be9-94ac-9c630617c5bd | 1 | PPA | ArchiveDirectories={D:\openHistorian\Archive
|  |  | 32cdec03-4c63-44b3-a7dc-0658dd2a416e | 1 | PPA | ArchiveDirectories={D:\openHistorian\Archive
|  |  | 7823c385-ca54-43d1-acac-d5adb5899e1d | 1 | PPA | ArchiveDirectories={D:\openHistorian\Archive
|  |  | 841ec33f-f369-4864-8045-61b841de51b0 | 1 | PPA | ArchiveDirectories={D:\openHistorian\Archive
|  |  | 4d0302fb-4c57-47d3-b0be-4b5b683e3584 | 1 | PPA | ArchiveDirectories={D:\openHistorian\Archive
|  |  | b4e53166-d360-4596-884f-f43bae9e2c4b | 1 | PPA | ArchiveDirectories={D:\openHistorian\Archive
|  |  | 0f2224c0-c799-46cf-be72-41a5ef5a6331 | 1 | PPA | ArchiveDirectories={D:\openHistorian\Archive
|  |  | 4def11f1-f431-44e0-b6c8-e536b632e76a | 1 | PPA | ArchiveDirectories={D:\openHistorian\Archive
|  |  | 3941f283-a876-4769-b588-f1563f668d11 | 1 | PPA | ArchiveDirectories={D:\openHistorian\Archive
|  |  | 93d9d853-4bd0-41c1-bc86-48c426fb4260 | 1 | PPA | ArchiveDirectories={D:\openHistorian\Archive
|  |  | 0ed5fb75-1b5d-41d9-8f4a-5b4e8c1c5e2c | 1 | PPA | ArchiveDirectories={D:\openHistorian\Archive
|  |  | 260d33be-b38c-47e9-8eaf-4d5d2b17accd | 1 | PPA | ArchiveDirectories={D:\openHistorian\Archive
|  |  | e2ad2477-884a-46ba-814b-5961040d6ccd | 1 | PPA | ArchiveDirectories={D:\openHistorian\Archive
|  |  | f06a3ca6-9a5a-4563-b406-a04019af3a20 | 1 | PPA | ArchiveDirectories={D:\openHistorian\Archive
|  |  | 5eb958d6-cd5b-48d8-aa0a-61e379aaa18b | 1 | PPA | ArchiveDirectories={D:\openHistorian\Archive
|  |  | 7a4a9ab6-44c8-4ef2-b982-1f3505877fec | 1 | PPA | ArchiveDirectories={D:\openHistorian\Archive
|  |  | cc3f68d5-7b94-4a5c-a3b6-0432a9b02d5f | 1 | PPA | ArchiveDirectories={D:\openHistorian\Archive
|  |  | f9e85eaa-14e2-4511-85b1-63fa3ca9a5ba | 1 | PPA | ArchiveDirectories={D:\openHistorian\Archive
|  |  | d75ab8bf-af82-4891-86b1-f069c083709b | 1 | PPA | ArchiveDirectories={D:\openHistorian\Archive
|  |  | 0b180739-8b08-4978-8f0c-a8c69a3486c5 | 1 | PPA | ArchiveDirectories={D:\openHistorian\Archive
|  |  | 0872406c-0cde-4b09-abed-ae47a8947e7b | 1 | PPA | ArchiveDirectories={D:\openHistorian\Archive
|  |  | 0fff475e-f52a-48ea-bc19-f600146eae19 | 1 | PPA | ArchiveDirectories={D:\openHistorian\Archive
|  |  | e2dca5b6-0968-46dd-9143-385f7353efe1 | 1 | PPA | ArchiveDirectories={D:\openHistorian\Archive
|  |  | 7618723f-5804-4c1a-82ed-6d8abf891fd5 | 1 | PPA | ArchiveDirectories={D:\openHistorian\Archive
|  |  | f2027ad6-888f-4aa2-a0bf-9734f267ab50 | 1 | PPA | ArchiveDirectories={D:\openHistorian\Archive
|  |  | 493c5a86-be57-422e-bdc3-c429c579dc54 | 1 | PPA | ArchiveDirectories={D:\openHistorian\Archive
|  |  | d5553eac-7f62-45b2-a730-44c49983d559 | 1 | PPA | ArchiveDirectories={D:\openHistorian\Archive
|  |  | 13c77c53-729b-4e19-8349-a89794e5e7ef | 1 | PPA | ArchiveDirectories={D:\openHistorian\Archive
|  |  | dba54636-f373-484d-a3e8-5a0f8a6768be | 1 | PPA | ArchiveDirectories={D:\openHistorian\Archive
|  |  | c381f8e7-442f-4c02-9f54-4b76a3b43181 | 1 | PPA | ArchiveDirectories={D:\openHistorian\Archive
|  |  | 9cb95567-6c0a-4361-b310-f266cb77f862 | 1 | PPA | ArchiveDirectories={D:\openHistorian\Archive
|  |  | af80084d-747a-4d7d-a673-1c0a761de4ef | 1 | PPA | ArchiveDirectories={D:\openHistorian\Archive
|  |  | 3e017061-e731-4eab-97e1-45cb258ce5e5 | 1 | PPA | ArchiveDirectories={D:\openHistorian\Archive
|  |  | e3bbf287-5943-4b87-97c1-cb2fc25c6eee | 1 | PPA | ArchiveDirectories={D:\openHistorian\Archive
|  |  | 8149ad73-b4d0-43ce-a444-5dadc25fa6bb | 1 | PPA | ArchiveDirectories={D:\openHistorian\Archive
|  |  | 230bb61e-4b9f-42a9-9110-bdfbf61dbcc6 | 1 | PPA | ArchiveDirectories={D:\openHistorian\Archive
|  |  | e772e7de-5c99-4b10-8b5a-65b5af7ab645 | 1 | PPA | ArchiveDirectories={D:\openHistorian\Archive
|  |  | fbe52c88-8d70-4f49-a8bd-a534781a23e4 | 1 | PPA | ArchiveDirectories={D:\openHistorian\Archive
|  |  | 380f876a-0b5a-4cd7-a234-c59e39c59c22 | 1 | PPA | ArchiveDirectories={D:\openHistorian\Archive
|  |  | 0b156682-47fb-4d59-bc08-f093aea5c217 | 1 | PPA | ArchiveDirectories={D:\openHistorian\Archive
|  |  | 8bb5c75a-42ba-4eaa-bea5-a1c8d93c000a | 1 | PPA | ArchiveDirectories={D:\openHistorian\Archive
|  |  | 39748677-948d-432c-88f8-a1d98b0d042e | 1 | PPA | ArchiveDirectories={D:\openHistorian\Archive
|  |  | 1a1ea77f-c064-411c-9fe9-aec7581372d2 | 1 | PPA | ArchiveDirectories={D:\openHistorian\Archive
|  |  | e21a15f1-50a3-433a-8f6f-1814f60e9c42 | 1 | PPA | ArchiveDirectories={D:\openHistorian\Archive
|  |  | b175c299-4a40-430d-990f-75f3771163c0 | 1 | PPA | ArchiveDirectories={D:\openHistorian\Archive
|  |  | ca77bcb8-e373-44a3-a10a-cea138fd1e17 | 1 | PPA | ArchiveDirectories={D:\openHistorian\Archive
|  |  | 6dc8e730-9104-47a6-893a-47f8e9ca1d1f | 1 | PPA | ArchiveDirectories={D:\openHistorian\Archive
|  |  | 9c939553-1319-4edb-ab80-96712b45ee0f | 1 | PPA | ArchiveDirectories={D:\openHistorian\Archive
|  |  | eca1e004-4c60-4ff6-af69-55366e2feb5c | 1 | PPA | ArchiveDirectories={D:\openHistorian\Archive
|  |  | fcaaa444-1713-46b0-acd6-73260026a945 | 1 | PPA | ArchiveDirectories={D:\openHistorian\Archive
|  |  | 22591a02-07d4-4fb8-8e65-0ceb3391ddb8 | 1 | PPA | ArchiveDirectories={D:\openHistorian\Archive
|  |  | e89c2f31-83ba-4ebd-87fb-6778f776a1c4 | 1 | PPA | ArchiveDirectories={D:\openHistorian\Archive
|  |  | 9eb5a645-8751-4e87-b508-d20c45a83924 | 1 | PPA | ArchiveDirectories={D:\openHistorian\Archive
|  |  | cdc82315-97a5-44af-80f2-ba6b45483ff4 | 1 | PPA | ArchiveDirectories={D:\openHistorian\Archive
|  |  | 086e6a92-3adc-4578-9a5a-000b531becfd | 1 | PPA | ArchiveDirectories={D:\openHistorian\Archive
|  |  | 3c3b90d8-28a4-4b9e-a1eb-84298372a7ac | 1 | PPA | ArchiveDirectories={D:\openHistorian\Archive
|  |  | b7bb3a84-4e2e-49d2-8b0c-5a66ec37341b | 1 | PPA | ArchiveDirectories={D:\openHistorian\Archive
|  |  | 679b8481-6dc3-423f-bcba-38757b45bbdb | 1 | PPA | ArchiveDirectories={D:\openHistorian\Archive
|  |  | cae199e5-b7ae-4c2b-b68b-84519cb1eee2 | 1 | PPA | ArchiveDirectories={D:\openHistorian\Archive
|  |  | 121d0a56-681c-478c-89d2-fe5fe8fb9416 | 1 | PPA | ArchiveDirectories={D:\openHistorian\Archive
|  |  | e02ed14d-cc1d-4bbd-a4cf-41b27315473d | 1 | PPA | ArchiveDirectories={D:\openHistorian\Archive
|  |  | 80c3e130-0dd0-4894-98d6-3956c8ac78c2 | 1 | PPA | ArchiveDirectories={D:\openHistorian\Archive
|  |  | 6c01466b-f327-48ce-8b95-90606706b455 | 1 | PPA | ArchiveDirectories={D:\openHistorian\Archive
|  |  | 3cc47464-713c-4e61-a400-322ea19ea059 | 1 | PPA | ArchiveDirectories={D:\openHistorian\Archive
|  |  | 86b5dd87-0e52-46fe-b01b-8408ae2d5c9e | 1 | PPA | ArchiveDirectories={D:\openHistorian\Archive
|  |  | 80f4b17f-aa15-4d5e-80fd-14271ec4e3ca | 1 | PPA | ArchiveDirectories={D:\openHistorian\Archive
|  |  | 046894d6-68e9-4cf4-b5fd-f222e710dfb8 | 1 | PPA | ArchiveDirectories={D:\openHistorian\Archive
|  |  | 988e25f6-06f9-48ec-aa61-c77e64d8641a | 1 | PPA | ArchiveDirectories={D:\openHistorian\Archive
|  |  | f78ca10f-a874-4c03-bfe4-1b2edf045d7d | 1 | PPA | ArchiveDirectories={D:\openHistorian\Archive
|  |  | b2c3e433-6a00-4fcc-b86a-18dc647a3382 | 1 | PPA | ArchiveDirectories={D:\openHistorian\Archive
|  |  | 0f7ff8e3-e2dc-42a1-bc26-8daf76f28c2f | 1 | PPA | ArchiveDirectories={D:\openHistorian\Archive
|  |  | d17ba507-1e84-44a0-9153-1ac7fe91f410 | 1 | PPA | ArchiveDirectories={D:\openHistorian\Archive
|  |  | e375663e-e0fb-4848-af78-e70ca029beda | 1 | PPA | ArchiveDirectories={D:\openHistorian\Archive
|  |  | 41e5a33b-c9e3-437f-bd9a-a5ade81503b7 | 1 | PPA | ArchiveDirectories={D:\openHistorian\Archive
|  |  | 359970a3-a177-494d-8fd2-9d871a8ab6dd | 1 | PPA | ArchiveDirectories={D:\openHistorian\Archive
|  |  | 9b9af1d0-8047-45aa-915a-c0f7964f4ac5 | 1 | PPA | ArchiveDirectories={D:\openHistorian\Archive
|  |  | 848043a7-5f3c-4c6f-8fcf-c969f25a30e8 | 1 | PPA | ArchiveDirectories={D:\openHistorian\Archive
|  |  | 8616f89a-ecb0-47ac-81cd-460b7ea9babc | 1 | PPA | ArchiveDirectories={D:\openHistorian\Archive
|  |  | 4b463c1e-a7f6-4176-8a39-5279cef205a7 | 1 | PPA | ArchiveDirectories={D:\openHistorian\Archive
|  |  | 75630a33-4d19-4e9b-9356-004f2e10747e | 1 | PPA | ArchiveDirectories={D:\openHistorian\Archive
|  |  | 53a2b01a-cd70-445b-a5d0-70c8f999c19b | 1 | PPA | ArchiveDirectories={D:\openHistorian\Archive
|  |  | 48a71dd2-51c0-4866-9578-cdec7dea8e34 | 1 | PPA | ArchiveDirectories={D:\openHistorian\Archive
|  |  | c2e6f838-eefb-4207-b05d-c46b10557f38 | 1 | PPA | ArchiveDirectories={D:\openHistorian\Archive
|  |  | ec98c4f1-54a1-48b2-bfa3-1f635475665b | 1 | PPA | ArchiveDirectories={D:\openHistorian\Archive
|  |  | c3481d92-68fd-4aa7-b000-bc9a6cccabeb | 1 | PPA | ArchiveDirectories={D:\openHistorian\Archive
|  |  | 2ca12722-18e2-4f95-9340-0fb47d1e8ab9 | 1 | PPA | ArchiveDirectories={D:\openHistorian\Archive
|  |  | b14dcc00-626e-44c9-abcd-70dcb172453f | 1 | PPA | ArchiveDirectories={D:\openHistorian\Archive
|  |  | 007d76d7-739f-43e6-b9a4-37ecbe7ef63c | 1 | PPA | ArchiveDirectories={D:\openHistorian\Archive
|  |  | 2e8082a3-6fdf-49e1-81d4-26732a8ea572 | 1 | PPA | ArchiveDirectories={D:\openHistorian\Archive
|  |  | 9ce80809-c932-4a0c-8bdd-36ca81d1fb08 | 1 | PPA | ArchiveDirectories={D:\openHistorian\Archive
|  |  | af7e96fd-dfea-4daa-9817-34e9ae52bee9 | 1 | PPA | ArchiveDirectories={D:\openHistorian\Archive
|  |  | 5791a4d1-0d49-4128-8902-a8ba16c7930f | 1 | PPA | ArchiveDirectories={D:\openHistorian\Archive
|  |  | 7f2c7198-4b94-4a77-9708-ae189f0eaebd | 1 | PPA | ArchiveDirectories={D:\openHistorian\Archive
|  |  | 7570f0e5-6546-4877-93e6-335bdb755838 | 1 | PPA | ArchiveDirectories={D:\openHistorian\Archive
|  |  | 246c5745-83f0-4bfc-9dc3-a58497d305a3 | 1 | PPA | ArchiveDirectories={D:\openHistorian\Archive
|  |  | c6fbd26a-87ac-4c55-9d6f-07f3483b4139 | 1 | PPA | ArchiveDirectories={D:\openHistorian\Archive
|  |  | 02b54662-6697-4c98-bdcc-8d01a1ad4421 | 1 | PPA | ArchiveDirectories={D:\openHistorian\Archive
|  |  | e6d38cd0-7930-48dc-a801-9294a2d5c112 | 1 | PPA | ArchiveDirectories={D:\openHistorian\Archive
|  |  | 13f0a4b5-1aee-4472-a75e-20d378246249 | 1 | PPA | ArchiveDirectories={D:\openHistorian\Archive
|  |  | 1465f827-6518-43f5-8bfe-79f4fe1cc63d | 1 | PPA | ArchiveDirectories={D:\openHistorian\Archive
|  |  | 6ebbf90a-f59d-4c9e-9496-bcb45b9981a9 | 1 | PPA | ArchiveDirectories={D:\openHistorian\Archive
|  |  | a21f89f8-2247-46c4-9374-ee3f35c957c6 | 1 | PPA | ArchiveDirectories={D:\openHistorian\Archive
|  |  | 47dc0e90-acf7-4a69-9e4b-4fcf77dbcfbf | 1 | PPA | ArchiveDirectories={D:\openHistorian\Archive
|  |  | 7dd9c6e3-e5f2-4b1b-83f8-3bb5efac97d0 | 1 | PPA | ArchiveDirectories={D:\openHistorian\Archive
|  |  | b6bd6d3e-14b3-43f4-b5ea-906088080369 | 1 | PPA | ArchiveDirectories={D:\openHistorian\Archive
|  |  | 88dff363-1d8e-417d-b5ac-3ff9f7c929c3 | 1 | PPA | ArchiveDirectories={D:\openHistorian\Archive
|  |  | 5319bb05-9f2b-4543-9cd0-380186d27408 | 1 | PPA | ArchiveDirectories={D:\openHistorian\Archive
|  |  | 7412d3ef-2b52-4490-af2c-f089c5445be3 | 1 | PPA | ArchiveDirectories={D:\openHistorian\Archive
|  |  | 0f064951-ed4e-4333-a71f-347f8c6d546d | 1 | PPA | ArchiveDirectories={D:\openHistorian\Archive
|  |  | b0d25ad4-169d-4bfe-8426-d256a7ce22d9 | 1 | PPA | ArchiveDirectories={D:\openHistorian\Archive
|  |  | eaef25dd-ba95-4f72-b004-0b3e7af09ebf | 1 | PPA | ArchiveDirectories={D:\openHistorian\Archive
|  |  | 8a5b396e-14fc-4539-84ee-9f738996c7e8 | 1 | PPA | ArchiveDirectories={D:\openHistorian\Archive
|  |  | 1666176e-911f-4c85-8e61-32f71e67b8b2 | 1 | PPA | ArchiveDirectories={D:\openHistorian\Archive
|  |  | 4fec2770-e47c-4e75-a469-8ba968f2563a | 1 | PPA | ArchiveDirectories={D:\openHistorian\Archive
|  |  | 83d79c2b-e23f-478b-84b3-e5cc3d3b2d93 | 1 | PPA | ArchiveDirectories={D:\openHistorian\Archive
|  |  | 461cedc5-48fd-4e68-8684-43bb493f7f3a | 1 | PPA | ArchiveDirectories={D:\openHistorian\Archive
|  |  | 936804b2-7063-4da6-9e03-2641861b5b9b | 1 | PPA | ArchiveDirectories={D:\openHistorian\Archive
|  |  | 3c8c5492-48bb-4a59-b518-6ecdfb25a223 | 1 | PPA | ArchiveDirectories={D:\openHistorian\Archive
|  |  | e1e08ab9-2343-4489-bc1e-04310d4e31c3 | 1 | PPA | ArchiveDirectories={D:\openHistorian\Archive
|  |  | 99a40359-553f-4c1a-b29c-2e0058462da0 | 1 | PPA | ArchiveDirectories={D:\openHistorian\Archive
|  |  | 6e717b96-2091-46b9-af97-408e905e3eb6 | 1 | PPA | ArchiveDirectories={D:\openHistorian\Archive
|  |  | 7d77cebc-7617-49b6-a66f-9f49956289e8 | 1 | PPA | ArchiveDirectories={D:\openHistorian\Archive
|  |  | d496bcc9-84a5-445e-ae97-86dc7ad5201e | 1 | PPA | ArchiveDirectories={D:\openHistorian\Archive
|  |  | 3abb3ec8-3570-4696-9686-97e6c6bf8bb5 | 1 | PPA | ArchiveDirectories={D:\openHistorian\Archive
|  |  | f9a739f8-ead6-416f-a485-ea5802382d41 | 1 | PPA | ArchiveDirectories={D:\openHistorian\Archive
|  |  | 785c29ab-307d-4892-b037-bb5eb145baa9 | 1 | PPA | ArchiveDirectories={D:\openHistorian\Archive
|  |  | f56d12c7-b0eb-46af-af29-188f66ede446 | 1 | PPA | ArchiveDirectories={D:\openHistorian\Archive
|  |  | 25ac0adb-6efe-43bf-b2ff-ec9859e58aa7 | 1 | PPA | ArchiveDirectories={D:\openHistorian\Archive
|  |  | bb158387-d5c5-4538-bf31-a0b92d3d07c1 | 1 | PPA | ArchiveDirectories={D:\openHistorian\Archive
|  |  | b30da34a-1423-4b49-b19a-8d976f7e014a | 1 | PPA | ArchiveDirectories={D:\openHistorian\Archive
|  |  | 2e475a77-9412-4d88-a1c3-15e1bd9284a1 | 1 | PPA | ArchiveDirectories={D:\openHistorian\Archive
|  |  | 237fa54b-c45a-45f6-afea-004b86113912 | 1 | PPA | ArchiveDirectories={D:\openHistorian\Archive
|  |  | 6eb9d57b-c41d-4519-876a-94bd47cd8f55 | 1 | PPA | ArchiveDirectories={D:\openHistorian\Archive
|  |  | 7531d622-6efb-4906-ba68-a2a3819df5e5 | 1 | PPA | ArchiveDirectories={D:\openHistorian\Archive
|  |  | 444f9afe-3ec0-4c88-a481-0d8ca723481e | 1 | PPA | ArchiveDirectories={D:\openHistorian\Archive
|  |  | b51f4a11-7e4b-463a-a10a-6605b054228b | 1 | PPA | ArchiveDirectories={D:\openHistorian\Archive
|  |  | 86939255-0436-4caf-8e41-3a26e173ac02 | 1 | PPA | ArchiveDirectories={D:\openHistorian\Archive
|  |  | 74217f82-191d-4767-85d5-61912ba764e6 | 1 | PPA | ArchiveDirectories={D:\openHistorian\Archive
|  |  | 2f39e505-8fb2-4987-98c9-a15c5d887e6f | 1 | PPA | ArchiveDirectories={D:\openHistorian\Archive
|  |  | 516e2fd6-9b0f-42dd-b9d7-dce589a496b8 | 1 | PPA | ArchiveDirectories={D:\openHistorian\Archive
|  |  | 0249059a-3f28-4c1c-a14f-43e576b6e2c7 | 1 | PPA | ArchiveDirectories={D:\openHistorian\Archive
|  |  | e87c517a-73aa-4db5-aee1-82c2363c73ab | 1 | PPA | ArchiveDirectories={D:\openHistorian\Archive
|  |  | f23a1484-306f-43d9-865e-1a1bb3271732 | 1 | PPA | ArchiveDirectories={D:\openHistorian\Archive
|  |  | 96c37f88-3bd7-42a6-be40-7b95367c6a35 | 1 | PPA | ArchiveDirectories={D:\openHistorian\Archive
|  |  | d0741b7b-ead3-4577-939d-9b14a4867d1f | 1 | PPA | ArchiveDirectories={D:\openHistorian\Archive
|  |  | 9be7e071-5f7e-4209-ba8e-df2dfeb0af11 | 1 | PPA | ArchiveDirectories={D:\openHistorian\Archive
|  |  | 06bfe053-128a-4f0d-8f08-e447ed52a7e5 | 1 | PPA | ArchiveDirectories={D:\openHistorian\Archive
|  |  | 3c7275c9-30c0-4e66-aabb-b230c938e2bc | 1 | PPA | ArchiveDirectories={D:\openHistorian\Archive
|  |  | 764563a7-3f5a-48de-89d5-6ae4743ed90f | 1 | PPA | ArchiveDirectories={D:\openHistorian\Archive
|  |  | 924c2994-29a1-43ef-9443-981923f63d11 | 1 | PPA | ArchiveDirectories={D:\openHistorian\Archive
|  |  | f3af0c58-2ab0-4257-af10-7bdaf9585394 | 1 | PPA | ArchiveDirectories={D:\openHistorian\Archive
|  |  | fd369748-6294-47ab-b139-fe3119d8b103 | 1 | PPA | ArchiveDirectories={D:\openHistorian\Archive
|  |  | bf46b091-cdad-4256-abbb-a15692399a4a | 1 | PPA | ArchiveDirectories={D:\openHistorian\Archive
|  |  | 1e305b6a-bfe0-465e-8a2d-0e3d860de9e8 | 1 | PPA | ArchiveDirectories={D:\openHistorian\Archive
|  |  | 4d876e13-d800-44a0-b2dc-cfb097b53461 | 1 | PPA | ArchiveDirectories={D:\openHistorian\Archive
|  |  | d1ec1f39-e8c0-4165-b104-c6e07ebb86a5 | 1 | PPA | ArchiveDirectories={D:\openHistorian\Archive
|  |  | b206aad6-b5b3-4d2d-b5e5-8b17d91f3a3b | 1 | PPA | ArchiveDirectories={D:\openHistorian\Archive
|  |  | a5b4c55a-4927-46b8-81be-40ab93aabffe | 1 | PPA | ArchiveDirectories={D:\openHistorian\Archive
|  |  | 5a4b9d1b-506d-4ce3-808c-a067ff4f9e30 | 1 | PPA | ArchiveDirectories={D:\openHistorian\Archive
|  |  | e062296b-06a1-432a-9d1c-25374cdcdf59 | 1 | PPA | ArchiveDirectories={D:\openHistorian\Archive
|  |  | c044fad1-672c-417b-a030-608ae55782f9 | 1 | PPA | ArchiveDirectories={D:\openHistorian\Archive
|  |  | b4e34234-3bf1-4d46-a9b6-e7e5b0667dc1 | 1 | PPA | ArchiveDirectories={D:\openHistorian\Archive
|  |  | 5c1d9ec8-e43e-4589-a405-dd243a89fd4f | 1 | PPA | ArchiveDirectories={D:\openHistorian\Archive
|  |  | 7cd0f181-9aef-44da-b4fd-a10c614b9582 | 1 | PPA | ArchiveDirectories={D:\openHistorian\Archive
|  |  | 6a2f62b9-4fbd-49d0-8b18-edf3bd26a71b | 1 | PPA | ArchiveDirectories={D:\openHistorian\Archive
|  |  | 6e3a9e09-d915-495a-aefa-943f236dfb44 | 1 | PPA | ArchiveDirectories={D:\openHistorian\Archive
|  |  | 863f6cbe-eab4-4faf-bed1-ebfbff01e7d9 | 1 | PPA | ArchiveDirectories={D:\openHistorian\Archive
|  |  | 55441581-a6d0-4a95-8c0d-4d37d2eb9184 | 1 | PPA | ArchiveDirectories={D:\openHistorian\Archive
|  |  | bb3ae4f8-f8ad-4cfd-8ed9-1ad5f69dc369 | 1 | PPA | ArchiveDirectories={D:\openHistorian\Archive
|  |  | 36386ffd-2740-41fb-9ac4-017fda39ed8e | 1 | PPA | ArchiveDirectories={D:\openHistorian\Archive
|  |  | 556c1402-82f1-4412-b24f-d69678736a09 | 1 | PPA | ArchiveDirectories={D:\openHistorian\Archive
|  |  | a3c828c5-e4a3-4ad8-8441-a669cd0f15c6 | 1 | PPA | ArchiveDirectories={D:\openHistorian\Archive
|  |  | 9a425ff1-18d0-438c-aa60-a3c8091764a0 | 1 | PPA | ArchiveDirectories={D:\openHistorian\Archive
|  |  | 8332d100-33c0-4866-8b00-aa3a13937648 | 1 | PPA | ArchiveDirectories={D:\openHistorian\Archive
|  |  | dec126b7-c7dd-48f1-a573-3adf6998622c | 1 | PPA | ArchiveDirectories={D:\openHistorian\Archive
|  |  | 677876c7-7cca-499e-8b06-a19c62df32be | 1 | PPA | ArchiveDirectories={D:\openHistorian\Archive
|  |  | 19e7e2e1-1058-4f2d-aa21-66a0e9cf633f | 1 | PPA | ArchiveDirectories={D:\openHistorian\Archive
|  |  | f2f8b1af-1bc9-46a9-bbe5-ddf3fa422bc3 | 1 | PPA | ArchiveDirectories={D:\openHistorian\Archive
|  |  | 4dcdb94d-9997-43c3-840c-d10ca109db3f | 1 | PPA | ArchiveDirectories={D:\openHistorian\Archive
|  |  | 9f0d33f4-371d-4112-bf5b-4adaacbc7c1e | 1 | PPA | ArchiveDirectories={D:\openHistorian\Archive
|  |  | edc49671-3f62-4fa2-908a-0a2b07796687 | 1 | PPA | ArchiveDirectories={D:\openHistorian\Archive
|  |  | 3419dcd4-38fe-4f99-ac2d-d6f10dd1dd26 | 1 | PPA | ArchiveDirectories={D:\openHistorian\Archive
|  |  | 8435c070-0f25-43d7-b9bf-a92a38761d7b | 1 | PPA | ArchiveDirectories={D:\openHistorian\Archive
|  |  | c29cdcdb-ff82-4794-8abc-949c1050b43c | 1 | PPA | ArchiveDirectories={D:\openHistorian\Archive
|  |  | 097cee2e-2f4d-4e56-92c3-331615a77199 | 1 | PPA | ArchiveDirectories={D:\openHistorian\Archive
|  |  | cd251780-e9f5-49f6-917e-8304c34f7ed9 | 1 | PPA | ArchiveDirectories={D:\openHistorian\Archive
|  |  | 147cab09-4c4c-4133-800a-cb1cf7b8628b | 1 | PPA | ArchiveDirectories={D:\openHistorian\Archive
|  |  | 624e8a9c-42f4-4024-a3ef-3f9f2b33d23a | 1 | PPA | ArchiveDirectories={D:\openHistorian\Archive
|  |  | 3d45b402-6612-4f2c-91a9-8a18f4d3788c | 1 | PPA | ArchiveDirectories={D:\openHistorian\Archive
|  |  | 6ef0dcff-83fc-4cf5-b6ce-50112971c62a | 1 | PPA | ArchiveDirectories={D:\openHistorian\Archive
|  |  | 4e0451e9-7066-404a-a743-3d84845fa798 | 1 | PPA | ArchiveDirectories={D:\openHistorian\Archive
|  |  | 065e748f-4fb6-4ffb-806e-e0df8e94ba03 | 1 | PPA | ArchiveDirectories={D:\openHistorian\Archive
|  |  | 9de7eb92-2318-414f-b2be-724df59e1c5f | 1 | PPA | ArchiveDirectories={D:\openHistorian\Archive
|  |  | bb0e4c7a-9bd3-434f-88a6-bf6587b98460 | 1 | PPA | ArchiveDirectories={D:\openHistorian\Archive
|  |  | ff6f6cc5-443f-4b29-9e2d-9d168165bd1d | 1 | PPA | ArchiveDirectories={D:\openHistorian\Archive
|  |  | 9b7ef0b6-39f3-495a-b23c-81be335608b2 | 1 | PPA | ArchiveDirectories={D:\openHistorian\Archive
|  |  | 80476b12-5734-41fa-ac8d-f7c3d15141a5 | 1 | PPA | ArchiveDirectories={D:\openHistorian\Archive
|  |  | ed66d46d-5775-40ef-a52e-a6922e3870ed | 1 | PPA | ArchiveDirectories={D:\openHistorian\Archive
|  |  | 4b97a861-db8e-4d8e-a2ab-989a3cf1543c | 1 | PPA | ArchiveDirectories={D:\openHistorian\Archive
|  |  | c8f98334-9de1-4731-b5bb-4dd5a17df4d7 | 1 | PPA | ArchiveDirectories={D:\openHistorian\Archive
|  |  | 40e8a6e1-ab4f-4084-a471-902cc3073ac5 | 1 | PPA | ArchiveDirectories={D:\openHistorian\Archive
|  |  | 68f4c6c8-8348-49ce-8f46-5efcb3203103 | 1 | PPA | ArchiveDirectories={D:\openHistorian\Archive
|  |  | d831662d-b780-47bc-adad-837734e5f388 | 1 | PPA | ArchiveDirectories={D:\openHistorian\Archive
|  |  | 3cd09cf6-3304-477f-b722-fc292357e58b | 1 | PPA | ArchiveDirectories={D:\openHistorian\Archive
|  |  | 3c93e31d-a94a-4ffd-b740-ee39449cc23f | 1 | PPA | ArchiveDirectories={D:\openHistorian\Archive
|  |  | e77a3184-923b-434b-99c2-2e46767f4b8c | 1 | PPA | ArchiveDirectories={D:\openHistorian\Archive
|  |  | 5e8c61f6-8b7a-4953-9914-6281afded84c | 1 | PPA | ArchiveDirectories={D:\openHistorian\Archive
|  |  | 86c55d2f-e253-4c43-b7a2-2e916d2b6834 | 1 | PPA | ArchiveDirectories={D:\openHistorian\Archive
|  |  | 844ad148-748d-44b5-8f1e-2c19572e38ae | 1 | PPA | ArchiveDirectories={D:\openHistorian\Archive
|  |  | abac5d91-d6fa-4e1c-b571-40956a1d99d8 | 1 | PPA | ArchiveDirectories={D:\openHistorian\Archive
|  |  | d9c0d684-ead3-45b6-9497-c4f2476cccb4 | 1 | PPA | ArchiveDirectories={D:\openHistorian\Archive
|  |  | b300bb43-7b06-4fe6-9b46-239766ded91d | 1 | PPA | ArchiveDirectories={D:\openHistorian\Archive
|  |  | 553ca910-dbd6-4e72-8fb6-1df980ee64a2 | 1 | PPA | ArchiveDirectories={D:\openHistorian\Archive
|  |  | a0f8a077-ad0c-4a7e-a7ee-8d13019be4e9 | 1 | PPA | ArchiveDirectories={D:\openHistorian\Archive
|  |  | b5413816-e422-4796-8b50-919788243c90 | 1 | PPA | ArchiveDirectories={D:\openHistorian\Archive
|  |  | 1c7a738b-ee22-4717-bfd2-7ddd0c226276 | 1 | PPA | ArchiveDirectories={D:\openHistorian\Archive
|  |  | 2f7fdabb-e172-461b-bdd8-e92cdeda4d8c | 1 | PPA | ArchiveDirectories={D:\openHistorian\Archive
|  |  | ff1b3514-493f-4c84-874a-cb5a67b9556b | 1 | PPA | ArchiveDirectories={D:\openHistorian\Archive
|  |  | 1708f56d-525f-4970-a0b2-619019640722 | 1 | PPA | ArchiveDirectories={D:\openHistorian\Archive
|  |  | 056d23a7-3e47-4220-8fb5-92746d8d6463 | 1 | PPA | ArchiveDirectories={D:\openHistorian\Archive
|  |  | 23b4a818-b2d5-4155-9498-e51132d64686 | 1 | PPA | ArchiveDirectories={D:\openHistorian\Archive
|  |  | a2c54955-3309-4c6b-b872-a7f6e1b95c46 | 1 | PPA | ArchiveDirectories={D:\openHistorian\Archive
|  |  | 8bdbb42c-bc3a-43b8-8253-441e872653c8 | 1 | PPA | ArchiveDirectories={D:\openHistorian\Archive
|  |  | 470be549-de56-4393-9d88-b79e48af2a4b | 1 | PPA | ArchiveDirectories={D:\openHistorian\Archive
|  |  | 7efe55b1-748f-4a50-8d2a-15b33b12fb16 | 1 | PPA | ArchiveDirectories={D:\openHistorian\Archive
|  |  | 17696d5d-bbba-4428-afce-283f3c2e65ac | 1 | PPA | ArchiveDirectories={D:\openHistorian\Archive
|  |  | 8b711ad7-6e27-481d-86f1-d7b17f834289 | 1 | PPA | ArchiveDirectories={D:\openHistorian\Archive
|  |  | e62d9d7d-c5a1-4492-b0e3-66f1f8eabd04 | 1 | PPA | ArchiveDirectories={D:\openHistorian\Archive
|  |  | 4a4a9e4b-fc9d-4cee-9414-ea4eab9baf9a | 1 | PPA | ArchiveDirectories={D:\openHistorian\Archive
|  |  | b0ce6a29-0173-4737-9914-3e8d6c8a1eff | 1 | PPA | ArchiveDirectories={D:\openHistorian\Archive
|  |  | 33d5d332-25b9-4380-bfaa-fb928ae4e87c | 1 | PPA | ArchiveDirectories={D:\openHistorian\Archive
|  |  | 62c128b6-78ec-491a-a81b-e3656a129823 | 1 | PPA | ArchiveDirectories={D:\openHistorian\Archive
|  |  | 744ff7c5-0bb6-43e2-86bf-ae0b5d9b435f | 1 | PPA | ArchiveDirectories={D:\openHistorian\Archive
|  |  | 24971103-009d-4251-b03d-cc8295d59c49 | 1 | PPA | ArchiveDirectories={D:\openHistorian\Archive
|  |  | 357297f1-40d4-4648-8627-a2d9adb2ae27 | 1 | PPA | ArchiveDirectories={D:\openHistorian\Archive
|  |  | d687bca7-731c-4ae1-a6b9-0e45e76fee5f | 1 | PPA | ArchiveDirectories={D:\openHistorian\Archive
|  |  | 639cd6db-6c0e-4df9-9afa-71c8708aa1ae | 1 | PPA | ArchiveDirectories={D:\openHistorian\Archive
|  |  | 5e3d2f44-fd75-4235-b866-b9689d574698 | 1 | PPA | ArchiveDirectories={D:\openHistorian\Archive
|  |  | 7b929a5e-3d3c-47fe-acdd-b6f4ad4cd240 | 1 | PPA | ArchiveDirectories={D:\openHistorian\Archive
|  |  | e013f1ce-2eea-4794-89b9-463460e859b5 | 1 | PPA | ArchiveDirectories={D:\openHistorian\Archive
|  |  | 9560fde7-0ae8-4604-b38d-02b0e94209ba | 1 | PPA | ArchiveDirectories={D:\openHistorian\Archive
|  |  | 79ef2c2d-9eab-43cd-9084-26229efcfd66 | 1 | PPA | ArchiveDirectories={D:\openHistorian\Archive
|  |  | 109e1cc8-9d8b-4311-9375-2fb831fb2276 | 1 | PPA | ArchiveDirectories={D:\openHistorian\Archive
|  |  | a860d1b9-0995-4908-acd4-a29af7229c14 | 1 | PPA | ArchiveDirectories={D:\openHistorian\Archive
|  |  | e5901d55-ba9a-4591-a82c-c689d552f042 | 1 | PPA | ArchiveDirectories={D:\openHistorian\Archive
|  |  | 4c7185b0-6a4d-4abd-87e8-dcb91f7ff453 | 1 | PPA | ArchiveDirectories={D:\openHistorian\Archive
|  |  | 5e59b8c4-02e7-4f84-a503-c4b38fb878a5 | 1 | PPA | ArchiveDirectories={D:\openHistorian\Archive
|  |  | 681c27d0-2562-47c6-91a9-84d792c82913 | 1 | PPA | ArchiveDirectories={D:\openHistorian\Archive
|  |  | 565b42c1-6693-41d4-8b07-9668357afd92 | 1 | PPA | ArchiveDirectories={D:\openHistorian\Archive
|  |  | b7e965cd-1052-476b-a752-f7c05f1be464 | 1 | PPA | ArchiveDirectories={D:\openHistorian\Archive
|  |  | dc45fe4e-f5be-4008-890e-00e5cbe330a0 | 1 | PPA | ArchiveDirectories={D:\openHistorian\Archive
|  |  | 2c20a984-c1cf-48df-8e86-9e4c36e168ef | 1 | PPA | ArchiveDirectories={D:\openHistorian\Archive
|  |  | 54815af9-350c-451a-b409-0c25efdad4b5 | 1 | PPA | ArchiveDirectories={D:\openHistorian\Archive
|  |  | 38b820e3-1376-45db-ad29-cceefb1ef836 | 1 | PPA | ArchiveDirectories={D:\openHistorian\Archive
|  |  | b44fcd39-bf4e-4d2e-91a1-9b94f0c7717b | 1 | PPA | ArchiveDirectories={D:\openHistorian\Archive
|  |  | f4f21cab-d52f-4457-8a54-173764374829 | 1 | PPA | ArchiveDirectories={D:\openHistorian\Archive
|  |  | 2af524d3-e406-43f8-8f62-4d349e4c4229 | 1 | PPA | ArchiveDirectories={D:\openHistorian\Archive
|  |  | 26a4de7d-49e3-45c3-b348-a5012729290f | 1 | PPA | ArchiveDirectories={D:\openHistorian\Archive
|  |  | 5bceb3b4-6d8a-4bcb-80b1-c9bc697eb326 | 1 | PPA | ArchiveDirectories={D:\openHistorian\Archive
|  |  | 046772b5-683c-491c-9feb-b184203faabd | 1 | PPA | ArchiveDirectories={D:\openHistorian\Archive
|  |  | d397bc22-2c33-442f-bf0b-6ed171228e8e | 1 | PPA | ArchiveDirectories={D:\openHistorian\Archive
|  |  | fc8f72cf-947b-439f-8671-bb5d021a7f95 | 1 | PPA | ArchiveDirectories={D:\openHistorian\Archive
|  |  | 735b9022-f874-42bb-9555-ac68360691f5 | 1 | PPA | ArchiveDirectories={D:\openHistorian\Archive
|  |  | ac3707ca-5300-42ba-aef0-86b34a7fb713 | 1 | PPA | ArchiveDirectories={D:\openHistorian\Archive
|  |  | 8dd4a701-6135-4951-b46e-cc2b7266b950 | 1 | PPA | ArchiveDirectories={D:\openHistorian\Archive
|  |  | d5f29cc0-c13f-4630-9f8e-8a45c50c52cb | 1 | PPA | ArchiveDirectories={D:\openHistorian\Archive
|  |  | 0f0e5aba-b8b6-49a9-8052-5a3b383c6153 | 1 | PPA | ArchiveDirectories={D:\openHistorian\Archive
|  |  | 8b1fe7ad-5291-4e7e-9b3c-1cb9b542543e | 1 | PPA | ArchiveDirectories={D:\openHistorian\Archive
|  |  | fa53715e-82ef-436e-b218-ee02212595e5 | 1 | PPA | ArchiveDirectories={D:\openHistorian\Archive
|  |  | 63cf3793-9a34-46e2-bc7b-4add26afb02e | 1 | PPA | ArchiveDirectories={D:\openHistorian\Archive
|  |  | f47ba531-8707-4450-a5b2-586ca5210f56 | 1 | PPA | ArchiveDirectories={D:\openHistorian\Archive
|  |  | 2caabd8d-b56d-46f3-8649-9fee5ec758ec | 1 | PPA | ArchiveDirectories={D:\openHistorian\Archive
|  |  | 3215c085-b72f-4bd9-bcc8-0a1bd314205f | 1 | PPA | ArchiveDirectories={D:\openHistorian\Archive
|  |  | 1cdf92d8-e18a-49a2-b9c6-d85b7cb7ba05 | 1 | PPA | ArchiveDirectories={D:\openHistorian\Archive
|  |  | c999d5dc-5640-4d78-8fdb-2ae8cba8f0c4 | 1 | PPA | ArchiveDirectories={D:\openHistorian\Archive
|  |  | 1b730766-2a05-40fe-ae73-153c07775cfb | 1 | PPA | ArchiveDirectories={D:\openHistorian\Archive
|  |  | 3af721cf-4a62-41ad-917f-0a93703feb8a | 1 | PPA | ArchiveDirectories={D:\openHistorian\Archive
|  |  | 03d58794-2dd1-4cd7-9455-def98222a65b | 1 | PPA | ArchiveDirectories={D:\openHistorian\Archive
|  |  | da711861-68b1-481a-a6d7-846b769e8c50 | 1 | PPA | ArchiveDirectories={D:\openHistorian\Archive
|  |  | 2cdb67e1-19f1-406d-a06c-7da8d824b28f | 1 | PPA | ArchiveDirectories={D:\openHistorian\Archive
|  |  | 0828067f-4d98-4b9d-aa18-c4d9ff505a85 | 1 | PPA | ArchiveDirectories={D:\openHistorian\Archive
|  |  | 6ebe93fc-9827-4e89-bceb-c92ef9d203f2 | 1 | PPA | ArchiveDirectories={D:\openHistorian\Archive
|  |  | 80d4ed24-313b-426e-9420-dc1eb29a6e31 | 1 | PPA | ArchiveDirectories={D:\openHistorian\Archive
|  |  | 92052c81-5c0e-4ec9-a8ad-84d5ecfa21c0 | 1 | PPA | ArchiveDirectories={D:\openHistorian\Archive
|  |  | 9203f2fd-7799-442c-b201-279e8a40224e | 1 | PPA | ArchiveDirectories={D:\openHistorian\Archive
|  |  | 51b5750d-6278-4338-a38d-4699edd38cfb | 1 | PPA | ArchiveDirectories={D:\openHistorian\Archive
|  |  | 19793cd1-9f7c-45a0-ad7f-59993e6e6703 | 1 | PPA | ArchiveDirectories={D:\openHistorian\Archive
|  |  | 58ff49c2-f92e-4d9a-be09-c85aa85bb2a9 | 1 | PPA | ArchiveDirectories={D:\openHistorian\Archive
|  |  | 07661875-74a6-4877-a1d2-543326de1477 | 1 | PPA | ArchiveDirectories={D:\openHistorian\Archive
|  |  | 75218a74-5ade-4692-a809-e5844573173c | 1 | PPA | ArchiveDirectories={D:\openHistorian\Archive
|  |  | 01d538bf-9b5e-4347-80ed-5e7e4e3f7d12 | 1 | PPA | ArchiveDirectories={D:\openHistorian\Archive
|  |  | d5ece6a5-2dd1-4e7b-84f8-3eb0eb6e5ae0 | 1 | PPA | ArchiveDirectories={D:\openHistorian\Archive
|  |  | c1931543-cc60-4003-9edb-01668a91d361 | 1 | PPA | ArchiveDirectories={D:\openHistorian\Archive
|  |  | 62588b68-4ec7-410d-a9ee-645a83b051ec | 1 | PPA | ArchiveDirectories={D:\openHistorian\Archive
|  |  | 20162741-8ddd-4541-94bd-0ba34b6339ed | 1 | PPA | ArchiveDirectories={D:\openHistorian\Archive
|  |  | c5990fa0-f500-4a41-85a7-dc9bc8bb8abb | 1 | PPA | ArchiveDirectories={D:\openHistorian\Archive
|  |  | c80bd7f9-df48-4cd9-914a-167e10ca2bd5 | 1 | PPA | ArchiveDirectories={D:\openHistorian\Archive
|  |  | 40ff38ca-9b31-4834-ad81-c80d6edbf3d0 | 1 | PPA | ArchiveDirectories={D:\openHistorian\Archive
|  |  | 19be7de8-c7bf-4211-95c0-59618a4da111 | 1 | PPA | ArchiveDirectories={D:\openHistorian\Archive
|  |  | 5d37384d-9eb3-49b1-b59c-441d8afde2e8 | 1 | PPA | ArchiveDirectories={D:\openHistorian\Archive
|  |  | 2324c3a8-4bcb-411a-a6d8-dc002613b1cf | 1 | PPA | ArchiveDirectories={D:\openHistorian\Archive
|  |  | c9bd542d-460f-4380-8187-01fe4d6ccec8 | 1 | PPA | ArchiveDirectories={D:\openHistorian\Archive
|  |  | 28ca7cb0-92b8-4565-8218-d15ca8f34bde | 1 | PPA | ArchiveDirectories={D:\openHistorian\Archive
|  |  | e92ac9de-98bf-4798-8114-200cf45cf919 | 1 | PPA | ArchiveDirectories={D:\openHistorian\Archive
|  |  | b408c1c6-e1ec-4cd8-81c3-cab43670cb99 | 1 | PPA | ArchiveDirectories={D:\openHistorian\Archive
|  |  | 057d4bc9-a507-4318-8e22-e35d8658a764 | 1 | PPA | ArchiveDirectories={D:\openHistorian\Archive
|  |  | 5d98489c-6f4e-4241-bdee-667c0e532803 | 1 | PPA | ArchiveDirectories={D:\openHistorian\Archive
|  |  | eaded5ce-18b0-4f95-8dfe-9d5444f8e1a3 | 1 | PPA | ArchiveDirectories={D:\openHistorian\Archive
|  |  | f90ab413-9eb4-4671-8cdc-b9d551075f0d | 1 | PPA | ArchiveDirectories={D:\openHistorian\Archive
|  |  | e762cabd-9755-4f8a-aac6-c039e89383f0 | 1 | PPA | ArchiveDirectories={D:\openHistorian\Archive
|  |  | 582d5e93-ed4e-44a1-b81e-6f7df993c3b6 | 1 | PPA | ArchiveDirectories={D:\openHistorian\Archive
|  |  | 15567e17-020f-478e-acd6-bf6e8f115ccb | 1 | PPA | ArchiveDirectories={D:\openHistorian\Archive
|  |  | 7494c9de-602a-433e-ab4f-88ef66986a5e | 1 | PPA | ArchiveDirectories={D:\openHistorian\Archive
|  |  | dfe59791-60da-4a98-9e8c-afb3ac4f27ee | 1 | PPA | ArchiveDirectories={D:\openHistorian\Archive
|  |  | 85bdc369-d1fc-46d2-85b1-5ed955df71c9 | 1 | PPA | ArchiveDirectories={D:\openHistorian\Archive
|  |  | f4eb4157-cc94-4e4d-9d0b-d876036dea4e | 1 | PPA | ArchiveDirectories={D:\openHistorian\Archive
|  |  | f639fcb5-4aed-468c-b087-4da6347bfebe | 1 | PPA | ArchiveDirectories={D:\openHistorian\Archive
|  |  | 7df0426c-3a28-474d-8d33-42a652478c79 | 1 | PPA | ArchiveDirectories={D:\openHistorian\Archive
|  |  | 05ff7fd7-12b3-4c29-9c6c-965ec2c304a6 | 1 | PPA | ArchiveDirectories={D:\openHistorian\Archive
|  |  | a160dd01-2f30-425b-a81f-13cb321aadb8 | 1 | PPA | ArchiveDirectories={D:\openHistorian\Archive
|  |  | 40c4ed08-3532-4c23-a9a9-f13739c10a3c | 1 | PPA | ArchiveDirectories={D:\openHistorian\Archive
|  |  | 369629f7-277b-42d2-a25c-3022df0a1185 | 1 | PPA | ArchiveDirectories={D:\openHistorian\Archive
|  |  | da8fc8e1-779c-4158-be56-1bfa6b39e8e0 | 1 | PPA | ArchiveDirectories={D:\openHistorian\Archive
|  |  | 54623ae9-10ee-4617-8483-8d1ae2da014b | 1 | PPA | ArchiveDirectories={D:\openHistorian\Archive
|  |  | 0660595c-ef2e-403c-95b0-fb01d7bb9704 | 1 | PPA | ArchiveDirectories={D:\openHistorian\Archive
|  |  | 256f302b-ee25-4eae-86c2-68bbafa2c251 | 1 | PPA | ArchiveDirectories={D:\openHistorian\Archive
|  |  | 2bcc5d31-0deb-44a1-8311-2c0cfc4a2472 | 1 | PPA | ArchiveDirectories={D:\openHistorian\Archive
|  |  | 5138aade-eca0-484b-8042-5e4350a39e1c | 1 | PPA | ArchiveDirectories={D:\openHistorian\Archive
|  |  | 79a73387-b44f-47ad-bd41-9ee30fb1fbaa | 1 | PPA | ArchiveDirectories={D:\openHistorian\Archive
|  |  | 75260a65-4c78-4fd6-b7e5-ad22c494878c | 1 | PPA | ArchiveDirectories={D:\openHistorian\Archive
|  |  | 70b28845-39b7-4239-a776-14e404434f71 | 1 | PPA | ArchiveDirectories={D:\openHistorian\Archive
|  |  | c3387b10-da99-4818-9b6b-db4bca83a445 | 1 | PPA | ArchiveDirectories={D:\openHistorian\Archive
|  |  | 1bf9fb63-b25e-4abe-a8b8-8efe68fdde85 | 1 | PPA | ArchiveDirectories={D:\openHistorian\Archive
|  |  | 9d84c2af-3f1f-48a1-8aae-035585c14069 | 1 | PPA | ArchiveDirectories={D:\openHistorian\Archive
|  |  | 5f7b6fd6-61f7-4aef-9864-f8ca6d865242 | 1 | PPA | ArchiveDirectories={D:\openHistorian\Archive
|  |  | 686962bb-5507-49ec-bec5-4ef8928312cc | 1 | PPA | ArchiveDirectories={D:\openHistorian\Archive
|  |  | 9614e58d-2863-4ab9-835e-be25987a9dd3 | 1 | PPA | ArchiveDirectories={D:\openHistorian\Archive
|  |  | 102cb52f-1adb-41fb-b45e-09e9498b1dac | 1 | PPA | ArchiveDirectories={D:\openHistorian\Archive
|  |  | 5bd181c6-2b62-42a0-a5ed-7db6a9a6c7b5 | 1 | PPA | ArchiveDirectories={D:\openHistorian\Archive
|  |  | 39dae265-5573-46b2-b76c-49a18753462b | 1 | PPA | ArchiveDirectories={D:\openHistorian\Archive
|  |  | 30f10892-66d5-4de3-9515-414582c6a531 | 1 | PPA | ArchiveDirectories={D:\openHistorian\Archive
|  |  | edaf65b8-2641-410d-a687-257d9c5d3bc7 | 1 | PPA | ArchiveDirectories={D:\openHistorian\Archive
|  |  | e8a3b5ec-01ec-4c87-8b2e-281e1c827c75 | 1 | PPA | ArchiveDirectories={D:\openHistorian\Archive
|  |  | a5b5d347-71ce-4e17-9394-8e4bf88f4610 | 1 | PPA | ArchiveDirectories={D:\openHistorian\Archive
|  |  | 37c7c1b4-d28c-46ba-9af3-23c7bf8798e2 | 1 | PPA | ArchiveDirectories={D:\openHistorian\Archive
|  |  | 8b0bb4ef-4d8c-4ea2-be46-2912aee30408 | 1 | PPA | ArchiveDirectories={D:\openHistorian\Archive
|  |  | d77421ba-73dd-4236-8463-98a513eaf06b | 1 | PPA | ArchiveDirectories={D:\openHistorian\Archive
|  |  | a56e1da0-1c69-4f4a-a635-114bc647ecbe | 1 | PPA | ArchiveDirectories={D:\openHistorian\Archive
|  |  | 4282374a-a909-476a-b696-020b96d06359 | 1 | PPA | ArchiveDirectories={D:\openHistorian\Archive
|  |  | fbce99e7-15f1-4369-b850-4b969ace2c6f | 1 | PPA | ArchiveDirectories={D:\openHistorian\Archive
|  |  | 386abe53-53d0-42bf-b33e-5e8fd24f051d | 1 | PPA | ArchiveDirectories={D:\openHistorian\Archive
|  |  | fff14792-466b-4679-a047-89e5b566ec05 | 1 | PPA | ArchiveDirectories={D:\openHistorian\Archive
|  |  | 924e93cc-8e91-4fda-bb81-69376f0571af | 1 | PPA | ArchiveDirectories={D:\openHistorian\Archive
|  |  | 6176174d-d7a7-46e5-8708-2a54fcbf6004 | 1 | PPA | ArchiveDirectories={D:\openHistorian\Archive
|  |  | a7ee7b58-ab97-45d8-8720-66f3454401d8 | 1 | PPA | ArchiveDirectories={D:\openHistorian\Archive
|  |  | e916804f-ea72-46a4-872f-19f5fcaae84d | 1 | PPA | ArchiveDirectories={D:\openHistorian\Archive
|  |  | 5e893fda-f92a-4072-bbb2-cbc9bc3d0405 | 1 | PPA | ArchiveDirectories={D:\openHistorian\Archive
|  |  | bd25602c-0c4f-421b-b52f-1c45b0051566 | 1 | PPA | ArchiveDirectories={D:\openHistorian\Archive
|  |  | 45c59681-2557-48e4-9815-9841ad8f45e9 | 1 | PPA | ArchiveDirectories={D:\openHistorian\Archive
|  |  | abf5cfe6-1565-40b2-88e0-830459325c48 | 1 | PPA | ArchiveDirectories={D:\openHistorian\Archive
|  |  | f78db8dc-df90-49e4-9781-0ac928e7a989 | 1 | PPA | ArchiveDirectories={D:\openHistorian\Archive
|  |  | 2d27e8e0-5c6d-4f2b-b07b-91a1d0f21689 | 1 | PPA | ArchiveDirectories={D:\openHistorian\Archive
|  |  | 5d56ed1c-baf9-48f4-9f70-6ae24adb144a | 1 | PPA | ArchiveDirectories={D:\openHistorian\Archive
|  |  | 9dbddaa7-c6ad-48fb-81ce-43f1d5638e68 | 1 | PPA | ArchiveDirectories={D:\openHistorian\Archive
|  |  | 8d2bea94-8205-4844-9a86-95e373be2a51 | 1 | PPA | ArchiveDirectories={D:\openHistorian\Archive
|  |  | 06924c7d-ff96-4e83-993f-61528b05dcf6 | 1 | PPA | ArchiveDirectories={D:\openHistorian\Archive
|  |  | da6c4db4-5988-45c3-86ab-8cf8e0be9c9b | 1 | PPA | ArchiveDirectories={D:\openHistorian\Archive
|  |  | f7f74af4-dbdb-4858-9c5c-c8bf6fe5265c | 1 | PPA | ArchiveDirectories={D:\openHistorian\Archive
|  |  | 353fa0ce-32e8-4587-8a0a-061087941eac | 1 | PPA | ArchiveDirectories={D:\openHistorian\Archive
|  |  | 4dedb09d-3145-4721-bfb3-b34720fded0f | 1 | PPA | ArchiveDirectories={D:\openHistorian\Archive
|  |  | 93bd772c-9857-4b3c-a95d-19fbf8bc7eb5 | 1 | PPA | ArchiveDirectories={D:\openHistorian\Archive
|  |  | 329d1c39-f835-41b4-b898-7ff93aa3c79a | 1 | PPA | ArchiveDirectories={D:\openHistorian\Archive
|  |  | 7c9f460d-c364-4b26-90d4-ae047a34dfd3 | 1 | PPA | ArchiveDirectories={D:\openHistorian\Archive
|  |  | f14bc590-0561-4da4-8307-6bf4899536f2 | 1 | PPA | ArchiveDirectories={D:\openHistorian\Archive
|  |  | 032510b2-d1f8-40ff-89be-964859afbae3 | 1 | PPA | ArchiveDirectories={D:\openHistorian\Archive
|  |  | 0c474f7d-1b5e-4aa5-a30e-8807c2d0f481 | 1 | PPA | ArchiveDirectories={D:\openHistorian\Archive
|  |  | 7a75ebbc-a3e3-4d30-95a1-ab7e055256d9 | 1 | PPA | ArchiveDirectories={D:\openHistorian\Archive
|  |  | 5f024050-0369-419e-b9c8-6c3bd160a0dc | 1 | PPA | ArchiveDirectories={D:\openHistorian\Archive
|  |  | 2572d431-a6f2-4af6-96ca-4270f605f4a5 | 1 | PPA | ArchiveDirectories={D:\openHistorian\Archive
|  |  | f6d7ce3a-ef88-4529-86b1-47eb405d776e | 1 | PPA | ArchiveDirectories={D:\openHistorian\Archive
|  |  | 5c8cfc9f-cb4f-417d-8db3-8c0fcf87859e | 1 | PPA | ArchiveDirectories={D:\openHistorian\Archive
|  |  | 800a8e46-7bbd-4e08-8fb5-2221e317ae20 | 1 | PPA | ArchiveDirectories={D:\openHistorian\Archive
|  |  | 8432aa4c-e216-44e4-bc83-61929a4d6086 | 1 | PPA | ArchiveDirectories={D:\openHistorian\Archive
|  |  | 0e92973c-3ad4-4b51-8d9e-acd24100f5eb | 1 | PPA | ArchiveDirectories={D:\openHistorian\Archive
|  |  | f1c7c829-7865-4126-a2ab-ee13284de69c | 1 | PPA | ArchiveDirectories={D:\openHistorian\Archive
|  |  | 46cbc363-8836-416f-a86b-195fc02cc93c | 1 | PPA | ArchiveDirectories={D:\openHistorian\Archive
|  |  | 1e7a32da-957b-4504-be93-202cda5dd056 | 1 | PPA | ArchiveDirectories={D:\openHistorian\Archive
|  |  | c94312bc-69e9-4d7f-bae4-a3e9d59f2fc6 | 1 | PPA | ArchiveDirectories={D:\openHistorian\Archive
|  |  | 74059f1d-e1ba-4d01-a445-e92577c8ae44 | 1 | PPA | ArchiveDirectories={D:\openHistorian\Archive
|  |  | 7a98d369-7bff-49c4-a8d6-2edd0060850d | 1 | PPA | ArchiveDirectories={D:\openHistorian\Archive
|  |  | 1f4450c9-a2c6-4dd1-9f96-1d536dde5ff6 | 1 | PPA | ArchiveDirectories={D:\openHistorian\Archive
|  |  | c665b52f-0650-448b-a3f7-6ddf32b62934 | 1 | PPA | ArchiveDirectories={D:\openHistorian\Archive
|  |  | 6b833602-e77f-45ba-bef3-b50d71733034 | 1 | PPA | ArchiveDirectories={D:\openHistorian\Archive
|  |  | fabc6b56-32c0-41f0-8e1f-06d238b2db9e | 1 | PPA | ArchiveDirectories={D:\openHistorian\Archive
|  |  | 5ba3151d-ba2e-4b03-90d9-d7fc419da667 | 1 | PPA | ArchiveDirectories={D:\openHistorian\Archive
|  |  | 38219d47-5367-4978-930b-4627cbc74e60 | 1 | PPA | ArchiveDirectories={D:\openHistorian\Archive
|  |  | 1e9f5099-288a-4c6e-bc4a-db17d8d7df21 | 1 | PPA | ArchiveDirectories={D:\openHistorian\Archive
|  |  | 14810448-3fc8-4c31-8626-005691cd4d25 | 1 | PPA | ArchiveDirectories={D:\openHistorian\Archive
|  |  | 776642f3-63b4-4f5f-b8cb-d34f9a87c024 | 1 | PPA | ArchiveDirectories={D:\openHistorian\Archive
|  |  | f3b8fe7a-132a-401f-8f1e-822db1ee1927 | 1 | PPA | ArchiveDirectories={D:\openHistorian\Archive
|  |  | 25d32853-920e-49c2-983a-43ec61101d32 | 1 | PPA | ArchiveDirectories={D:\openHistorian\Archive
|  |  | 37316dfd-77c9-4f6c-b8a5-1f3bc68f2dc3 | 1 | PPA | ArchiveDirectories={D:\openHistorian\Archive
|  |  | cb0cfe5f-7f29-4417-8c69-b47056699a74 | 1 | PPA | ArchiveDirectories={D:\openHistorian\Archive
|  |  | 42eae875-8467-480d-a778-f1c0f711315e | 1 | PPA | ArchiveDirectories={D:\openHistorian\Archive
|  |  | 6c37acb7-b3e7-4f1d-840f-630a7031b0ab | 1 | PPA | ArchiveDirectories={D:\openHistorian\Archive
|  |  | c814446a-e1c1-4956-b466-4194641e4d17 | 1 | PPA | ArchiveDirectories={D:\openHistorian\Archive
|  |  | f521ecba-4c3d-4f54-875b-0026fa55b430 | 1 | PPA | ArchiveDirectories={D:\openHistorian\Archive
|  |  | 8df01ff4-ad00-4622-a94f-11b3c3b0db67 | 1 | PPA | ArchiveDirectories={D:\openHistorian\Archive
|  |  | d222732b-1214-4727-b6d3-4edb3ff82259 | 1 | PPA | ArchiveDirectories={D:\openHistorian\Archive
|  |  | 4ffc4e94-0267-451b-88bc-29e5161b98f7 | 1 | PPA | ArchiveDirectories={D:\openHistorian\Archive
|  |  | 6e5d6f1b-eb95-456c-b19e-d9dc50c255ab | 1 | PPA | ArchiveDirectories={D:\openHistorian\Archive
|  |  | d07229ec-97ae-4f76-9f49-604f4eff8bab | 1 | PPA | ArchiveDirectories={D:\openHistorian\Archive
|  |  | 96d7161c-f128-422a-815b-134bf268cfa8 | 1 | PPA | ArchiveDirectories={D:\openHistorian\Archive
|  |  | edc23e7e-a675-40b3-828f-f3aabe54720a | 1 | PPA | ArchiveDirectories={D:\openHistorian\Archive
|  |  | ad56fb3c-48c4-47eb-9c71-13fc5d0b3b01 | 1 | PPA | ArchiveDirectories={D:\openHistorian\Archive
|  |  | a2821284-4ad2-414b-be7e-4828895be6cd | 1 | PPA | ArchiveDirectories={D:\openHistorian\Archive
|  |  | 9576bed4-c543-4775-a71e-5c342909e13a | 1 | PPA | ArchiveDirectories={D:\openHistorian\Archive
|  |  | f58d7bea-e318-4d0d-bb72-fbf725e11793 | 1 | PPA | ArchiveDirectories={D:\openHistorian\Archive
|  |  | d295a81e-6902-4afd-a7dd-5a125fd64313 | 1 | PPA | ArchiveDirectories={D:\openHistorian\Archive
|  |  | 5af12d55-4e1c-445f-96ca-ee12fd521f4f | 1 | PPA | ArchiveDirectories={D:\openHistorian\Archive
|  |  | 64f39f72-1911-490c-8914-e2e70f10a044 | 1 | PPA | ArchiveDirectories={D:\openHistorian\Archive
|  |  | c850e484-75b6-449e-b1a0-9520e5142e94 | 1 | PPA | ArchiveDirectories={D:\openHistorian\Archive
|  |  | cdfeb2ff-8889-4a4d-8f91-774447834621 | 1 | PPA | ArchiveDirectories={D:\openHistorian\Archive
|  |  | 1e9a3188-2565-45d8-96b9-082520bd211d | 1 | PPA | ArchiveDirectories={D:\openHistorian\Archive
|  |  | 5213c3b8-340e-4dbb-a515-900c58d9e537 | 1 | PPA | ArchiveDirectories={D:\openHistorian\Archive
|  |  | adea677d-d124-4c8c-97ed-eec59984be43 | 1 | PPA | ArchiveDirectories={D:\openHistorian\Archive
|  |  | 3b44d04f-1fae-4d2c-8944-27706480cdd1 | 1 | PPA | ArchiveDirectories={D:\openHistorian\Archive
|  |  | 10132cea-9008-45f5-91b6-4574462b31d0 | 1 | PPA | ArchiveDirectories={D:\openHistorian\Archive
|  |  | e9a3be7c-075c-4ab8-a3c3-8856ee3b7a7c | 1 | PPA | ArchiveDirectories={D:\openHistorian\Archive
|  |  | 2c8b0647-a738-4703-846d-03563cd9cb24 | 1 | PPA | ArchiveDirectories={D:\openHistorian\Archive
|  |  | 1221ce92-b908-4a56-bb16-3d5839e55bfe | 1 | PPA | ArchiveDirectories={D:\openHistorian\Archive
|  |  | afae59b3-93cf-40f3-aacc-94556dcc27d6 | 1 | PPA | ArchiveDirectories={D:\openHistorian\Archive
|  |  | 767be0a1-f121-4f7d-9234-843269e80d9d | 1 | PPA | ArchiveDirectories={D:\openHistorian\Archive
|  |  | d801e76f-7f50-4fea-ac91-95eeba9f2c4e | 1 | PPA | ArchiveDirectories={D:\openHistorian\Archive
|  |  | dd13b6b6-4c4c-4e12-b3db-a5580e897b7c | 1 | PPA | ArchiveDirectories={D:\openHistorian\Archive
|  |  | f37314ce-8c08-47c6-a4ec-68fccaaebbd8 | 1 | PPA | ArchiveDirectories={D:\openHistorian\Archive
|  |  | 9952d050-5ebf-410d-91c0-71954d55c3ae | 1 | PPA | ArchiveDirectories={D:\openHistorian\Archive
|  |  | d9b45177-b415-45bb-85f2-69ad0f7b16e9 | 1 | PPA | ArchiveDirectories={D:\openHistorian\Archive
|  |  | f5c43f73-7963-4e6a-bea7-247ccfe709e3 | 1 | PPA | ArchiveDirectories={D:\openHistorian\Archive
|  |  | afe9caf0-c093-44bc-bf54-304de4e34f00 | 1 | PPA | ArchiveDirectories={D:\openHistorian\Archive
|  |  | 9ab6ba3e-1917-407f-8fcf-3604304d8b16 | 1 | PPA | ArchiveDirectories={D:\openHistorian\Archive
|  |  | 87fa0de5-b8e8-46f7-bb18-fb5b36898b56 | 1 | PPA | ArchiveDirectories={D:\openHistorian\Archive
|  |  | ec05845b-51f1-4492-8226-059685ae05ba | 1 | PPA | ArchiveDirectories={D:\openHistorian\Archive
|  |  | 685a4c66-5fba-4026-80e9-3fac216bd27b | 1 | PPA | ArchiveDirectories={D:\openHistorian\Archive
|  |  | 3fe2857c-7856-4030-9fa1-b07bba68c6b3 | 1 | PPA | ArchiveDirectories={D:\openHistorian\Archive
|  |  | 338c3536-089d-4a07-8479-515eb2acaea6 | 1 | PPA | ArchiveDirectories={D:\openHistorian\Archive
|  |  | c326bc0b-8dec-4533-8277-6a898048a411 | 1 | PPA | ArchiveDirectories={D:\openHistorian\Archive
|  |  | dd2987fa-c872-4412-868f-19fa4787184a | 1 | PPA | ArchiveDirectories={D:\openHistorian\Archive
|  |  | e01439ae-87bb-4836-a917-7e430b79717e | 1 | PPA | ArchiveDirectories={D:\openHistorian\Archive
|  |  | 32ef93be-446a-434d-95ef-1bd7719e4d38 | 1 | PPA | ArchiveDirectories={D:\openHistorian\Archive
|  |  | 6968e717-7e83-4bf5-8296-618f79b746df | 1 | PPA | ArchiveDirectories={D:\openHistorian\Archive
|  |  | d51d5d6c-6b45-42bc-9a05-45d3ee5e54fd | 1 | PPA | ArchiveDirectories={D:\openHistorian\Archive
|  |  | 35915132-d44a-42ab-82c7-1dbd87d36cd2 | 1 | PPA | ArchiveDirectories={D:\openHistorian\Archive
|  |  | 1f180180-35e5-4ee9-ac76-93bf8cbe15ed | 1 | PPA | ArchiveDirectories={D:\openHistorian\Archive
|  |  | 2af0e5db-3447-45c6-bbfa-6fea8cfec048 | 1 | PPA | ArchiveDirectories={D:\openHistorian\Archive
|  |  | a4b0cc4e-2775-4a9d-9962-d0333eb77cfe | 1 | PPA | ArchiveDirectories={D:\openHistorian\Archive
|  |  | 16737293-9689-46f9-b671-28de0a03538a | 1 | PPA | ArchiveDirectories={D:\openHistorian\Archive
|  |  | d4bda3b1-aa21-4c36-bb34-f21dc92a983a | 1 | PPA | ArchiveDirectories={D:\openHistorian\Archive
|  |  | 4175103c-beaf-4938-98d4-f61074a9538d | 1 | PPA | ArchiveDirectories={D:\openHistorian\Archive
|  |  | 7125b4ae-18d5-4465-8b69-b4bcc4e97949 | 1 | PPA | ArchiveDirectories={D:\openHistorian\Archive
|  |  | d2786faf-cfaa-4665-9f42-dac8e165b6db | 1 | PPA | ArchiveDirectories={D:\openHistorian\Archive
|  |  | 2db7cd3a-5da8-4a77-a3e2-09c973c2f290 | 1 | PPA | ArchiveDirectories={D:\openHistorian\Archive
|  |  | 21991e79-aa2c-4520-b79e-51723bf2fae1 | 1 | PPA | ArchiveDirectories={D:\openHistorian\Archive
|  |  | ccf07027-3a02-47b5-8a93-57256c69ad09 | 1 | PPA | ArchiveDirectories={D:\openHistorian\Archive
|  |  | c4b1fbac-862f-4a53-82d0-7b5ecc4ac65d | 1 | PPA | ArchiveDirectories={D:\openHistorian\Archive
|  |  | 4194c1e3-24cc-4cef-bd62-c65bb4379db9 | 1 | PPA | ArchiveDirectories={D:\openHistorian\Archive
|  |  | 17e73244-5f49-4b6d-ae1c-998a6d8aa665 | 1 | PPA | ArchiveDirectories={D:\openHistorian\Archive
|  |  | aab27a26-f7f9-4464-ad1c-7d9f33378f7e | 1 | PPA | ArchiveDirectories={D:\openHistorian\Archive
|  |  | e238d90e-b45a-4806-abd6-49531f38429e | 1 | PPA | ArchiveDirectories={D:\openHistorian\Archive
|  |  | 97a5a47d-8ac9-4e73-a1f9-8e659c20f5e4 | 1 | PPA | ArchiveDirectories={D:\openHistorian\Archive
|  |  | 1f88d585-556d-424c-8cf4-e619ae1fff83 | 1 | PPA | ArchiveDirectories={D:\openHistorian\Archive
|  |  | dce52f28-50d5-4d25-88d0-eb18c802cde0 | 1 | PPA | ArchiveDirectories={D:\openHistorian\Archive
|  |  | 053efeb9-e3a1-4035-acd9-7a2077811452 | 1 | PPA | ArchiveDirectories={D:\openHistorian\Archive
|  |  | a31277d3-be01-40cb-8986-3d55e68b89ab | 1 | PPA | ArchiveDirectories={D:\openHistorian\Archive
|  |  | cb301bd9-67b3-4cd2-96ef-6fc36f639e9c | 1 | PPA | ArchiveDirectories={D:\openHistorian\Archive
|  |  | d18c3a9d-38db-45c6-8e76-19fe41e20498 | 1 | PPA | ArchiveDirectories={D:\openHistorian\Archive
|  |  | 4c38e04a-0470-4756-a00e-a4e3de3574f5 | 1 | PPA | ArchiveDirectories={D:\openHistorian\Archive
|  |  | b1aab964-9874-40da-8fd2-0ea9b76f4642 | 1 | PPA | ArchiveDirectories={D:\openHistorian\Archive
|  |  | 5ed8226d-f299-4331-bca2-a3d7faedacaf | 1 | PPA | ArchiveDirectories={D:\openHistorian\Archive
|  |  | 1b6605d1-4c56-4c4d-adbe-38238f38eacb | 1 | PPA | ArchiveDirectories={D:\openHistorian\Archive
|  |  | d999387b-38e4-4436-97a1-69989d5657d4 | 1 | PPA | ArchiveDirectories={D:\openHistorian\Archive
|  |  | c24c26e1-d951-442c-b9ec-1f8c6f9d1d58 | 1 | PPA | ArchiveDirectories={D:\openHistorian\Archive
|  |  | 1b90f8e8-e891-401a-bfea-8e4182189446 | 1 | PPA | ArchiveDirectories={D:\openHistorian\Archive
|  |  | 6277c880-368b-438a-bb31-82db0f4597fc | 1 | PPA | ArchiveDirectories={D:\openHistorian\Archive
|  |  | 6833810c-ba9d-4e02-9c8d-20dd4a4732cb | 1 | PPA | ArchiveDirectories={D:\openHistorian\Archive
|  |  | 5dbe828d-40fa-448a-8c92-017999726e1c | 1 | PPA | ArchiveDirectories={D:\openHistorian\Archive
|  |  | aa69a0d8-306d-419b-9998-3b86603346f6 | 1 | PPA | ArchiveDirectories={D:\openHistorian\Archive
|  |  | 345df44f-6cef-446f-b589-f40ed7c179aa | 1 | PPA | ArchiveDirectories={D:\openHistorian\Archive
|  |  | 8319a84b-1351-475f-90a2-9c20f8547eff | 1 | PPA | ArchiveDirectories={D:\openHistorian\Archive
|  |  | 513b493e-5441-44e5-bfdd-3b05eaf5a646 | 1 | PPA | ArchiveDirectories={D:\openHistorian\Archive
|  |  | 8879e062-c539-4468-9cbc-2bc9d6537088 | 1 | PPA | ArchiveDirectories={D:\openHistorian\Archive
|  |  | 56ac4f7a-7913-41ea-99b5-87850e2961f1 | 1 | PPA | ArchiveDirectories={D:\openHistorian\Archive
|  |  | 835c4071-caab-4322-b104-b86448c67646 | 1 | PPA | ArchiveDirectories={D:\openHistorian\Archive
|  |  | ed8abd1c-8c74-461c-bbba-12fa58b3463b | 1 | PPA | ArchiveDirectories={D:\openHistorian\Archive
|  |  | 6f4ab4f0-a440-446a-8f5a-4bde284dee50 | 1 | PPA | ArchiveDirectories={D:\openHistorian\Archive
|  |  | 0a30b97c-a130-4e3d-8e3e-d0545ca5cfeb | 1 | PPA | ArchiveDirectories={D:\openHistorian\Archive
|  |  | 23f29819-ffea-46b2-955f-756f67958093 | 1 | PPA | ArchiveDirectories={D:\openHistorian\Archive
|  |  | 34b0fbe7-8dd8-48ff-8029-bfd079e36618 | 1 | PPA | ArchiveDirectories={D:\openHistorian\Archive
|  |  | 6e4c0d0c-a3c7-4460-9373-7fdef7d3036e | 1 | PPA | ArchiveDirectories={D:\openHistorian\Archive
|  |  | 6943b74c-7527-4318-971b-32762ceda27e | 1 | PPA | ArchiveDirectories={D:\openHistorian\Archive
|  |  | 6304b3b4-c5fa-4df1-a1ab-ea5bcaca7115 | 1 | PPA | ArchiveDirectories={D:\openHistorian\Archive
|  |  | a25bb574-9f1f-4d5e-a556-532beb008670 | 1 | PPA | ArchiveDirectories={D:\openHistorian\Archive
|  |  | 9b89507d-d2b7-4da9-b02e-df4be8233c57 | 1 | PPA | ArchiveDirectories={D:\openHistorian\Archive
|  |  | ff9488de-5435-4869-b10a-914b517c5d2f | 1 | PPA | ArchiveDirectories={D:\openHistorian\Archive
|  |  | 4985dd84-32e9-4bb9-9ad2-f7fa0dc6b1ae | 1 | PPA | ArchiveDirectories={D:\openHistorian\Archive
|  |  | e1987f38-7219-44b6-b1c4-c632244354be | 1 | PPA | ArchiveDirectories={D:\openHistorian\Archive
|  |  | f35907a3-4299-4264-b198-3e648bd7119a | 1 | PPA | ArchiveDirectories={D:\openHistorian\Archive
|  |  | 914cb64b-aed6-454a-a5c5-c5348662d6c2 | 1 | PPA | ArchiveDirectories={D:\openHistorian\Archive
|  |  | a285281e-d376-49fd-8289-d28f41dd42b4 | 1 | PPA | ArchiveDirectories={D:\openHistorian\Archive
|  |  | b032d8d5-e0b6-43fc-a774-a05925073b14 | 1 | PPA | ArchiveDirectories={D:\openHistorian\Archive
|  |  | 8f6e3d0c-2e3c-437a-9ad9-12ee98408c29 | 1 | PPA | ArchiveDirectories={D:\openHistorian\Archive
|  |  | 3aae7579-bdb7-4b3b-8549-341f759eebf6 | 1 | PPA | ArchiveDirectories={D:\openHistorian\Archive
|  |  | 34485214-d3ff-4ef0-8ef5-a87430576476 | 1 | PPA | ArchiveDirectories={D:\openHistorian\Archive
|  |  | d8719ba7-6b26-4919-b8af-fa85e141db65 | 1 | PPA | ArchiveDirectories={D:\openHistorian\Archive
|  |  | 9221d7b6-3513-4ed4-b83c-99b9b92e422a | 1 | PPA | ArchiveDirectories={D:\openHistorian\Archive
|  |  | 1b391da6-ef0f-4ab8-a8fa-98b98571032c | 1 | PPA | ArchiveDirectories={D:\openHistorian\Archive
|  |  | a8f2fb83-24bd-43bc-b354-ed727e7d94fd | 1 | PPA | ArchiveDirectories={D:\openHistorian\Archive
|  |  | 7a68f527-4570-41be-8f9d-95b0612af097 | 1 | PPA | ArchiveDirectories={D:\openHistorian\Archive
|  |  | 7c0d979f-be98-4dde-8f72-da58b9afb6d4 | 1 | PPA | ArchiveDirectories={D:\openHistorian\Archive
|  |  | d0fc7f69-765e-4f68-92fb-b2649e4906fc | 1 | PPA | ArchiveDirectories={D:\openHistorian\Archive
|  |  | 987ccf01-93a1-449c-8cc2-fda7ff869dd4 | 1 | PPA | ArchiveDirectories={D:\openHistorian\Archive
|  |  | 2512e515-7156-4786-bd8c-976d15c2a34d | 1 | PPA | ArchiveDirectories={D:\openHistorian\Archive
|  |  | fdbc7ea2-baf5-4fb6-948a-cc777bb589b6 | 1 | PPA | ArchiveDirectories={D:\openHistorian\Archive
|  |  | c30aad28-09ee-43e3-95b2-85ce844a0c63 | 1 | PPA | ArchiveDirectories={D:\openHistorian\Archive
|  |  | 1d814fef-046b-4ef1-84f7-86a4963629d1 | 1 | PPA | ArchiveDirectories={D:\openHistorian\Archive
|  |  | b74f912f-ffa0-41bd-b36a-a1aa3e21caca | 1 | PPA | ArchiveDirectories={D:\openHistorian\Archive
|  |  | c1f171ee-ba54-446f-bade-94fcbbd8cedf | 1 | PPA | ArchiveDirectories={D:\openHistorian\Archive
|  |  | 38c0bfd7-293c-4b07-99d5-7a6b4b476f6b | 1 | PPA | ArchiveDirectories={D:\openHistorian\Archive
|  |  | 76ee46ce-f826-4e42-8dd2-052bf751a43f | 1 | PPA | ArchiveDirectories={D:\openHistorian\Archive
|  |  | 87e62236-901d-4d55-9779-152ab13db9aa | 1 | PPA | ArchiveDirectories={D:\openHistorian\Archive
|  |  | 2f0ecff0-ab85-43e3-b767-ab10c4bb3a01 | 1 | PPA | ArchiveDirectories={D:\openHistorian\Archive
|  |  | 8124ba0d-6852-43ee-8f5a-4db8dba27dc0 | 1 | PPA | ArchiveDirectories={D:\openHistorian\Archive
|  |  | 80909fc3-3af9-4016-aa43-147a5dbcbc7c | 1 | PPA | ArchiveDirectories={D:\openHistorian\Archive
|  |  | 80e54727-1762-49fc-bb3d-0a57d47143f8 | 1 | PPA | ArchiveDirectories={D:\openHistorian\Archive
|  |  | 27f4de1e-5963-45e5-8e19-3b4366bf6bf7 | 1 | PPA | ArchiveDirectories={D:\openHistorian\Archive
|  |  | 7390923a-7927-42a7-90b6-eb10ac126c19 | 1 | PPA | ArchiveDirectories={D:\openHistorian\Archive
|  |  | d410e0ee-d9e4-4dba-9254-c8ba1ce7a94f | 1 | PPA | ArchiveDirectories={D:\openHistorian\Archive
|  |  | b1996afd-828f-4d75-a1fa-c652f4ef8b9d | 1 | PPA | ArchiveDirectories={D:\openHistorian\Archive
|  |  | 5157da99-542b-4196-a276-94f46d7590c5 | 1 | PPA | ArchiveDirectories={D:\openHistorian\Archive
|  |  | 3b19d695-b8d0-4fd7-9d55-fb09425724c2 | 1 | PPA | ArchiveDirectories={D:\openHistorian\Archive
|  |  | c4df965b-9a50-469a-8c27-ee45819299d5 | 1 | PPA | ArchiveDirectories={D:\openHistorian\Archive
|  |  | bb6dcf52-8b7d-4fc4-9be3-7005047f6562 | 1 | PPA | ArchiveDirectories={D:\openHistorian\Archive
|  |  | cd088da4-6404-411c-a404-0a817c5efa0a | 1 | PPA | ArchiveDirectories={D:\openHistorian\Archive
|  |  | ae285432-6e21-4963-9fcb-5b773dc359ca | 1 | PPA | ArchiveDirectories={D:\openHistorian\Archive
|  |  | 6c6a0646-fc2a-45c5-8cc5-9d1539b1c6f2 | 1 | PPA | ArchiveDirectories={D:\openHistorian\Archive
|  |  | 7acbb27b-f454-4b19-a57b-a6e1e4654243 | 1 | PPA | ArchiveDirectories={D:\openHistorian\Archive
|  |  | 9ead23aa-beeb-492d-8187-808ce9d99e6b | 1 | PPA | ArchiveDirectories={D:\openHistorian\Archive
|  |  | 9b832ffc-1158-4045-997b-15cef9856d72 | 1 | PPA | ArchiveDirectories={D:\openHistorian\Archive
|  |  | 4031f3a7-6c6c-4bbd-8091-931269b323d8 | 1 | PPA | ArchiveDirectories={D:\openHistorian\Archive
|  |  | 8cff768b-05ca-4398-93e8-bb1157af0cc4 | 1 | PPA | ArchiveDirectories={D:\openHistorian\Archive
|  |  | 518c72cd-0d3a-4f9c-8a58-523ac51b5e19 | 1 | PPA | ArchiveDirectories={D:\openHistorian\Archive
|  |  | b08d12e1-4ba1-4700-813f-5b442e9c0ad8 | 1 | PPA | ArchiveDirectories={D:\openHistorian\Archive
|  |  | c0acf018-8ab4-44e9-a187-337b14642012 | 1 | PPA | ArchiveDirectories={D:\openHistorian\Archive
|  |  | eab04389-ed96-4a89-867d-e6f78de15d53 | 1 | PPA | ArchiveDirectories={D:\openHistorian\Archive
|  |  | 76d67fde-0a43-4a0e-935c-b1332ecd598f | 1 | PPA | ArchiveDirectories={D:\openHistorian\Archive
|  |  | 82d06cb9-2078-4c77-8879-9d7bc0a85d46 | 1 | PPA | ArchiveDirectories={D:\openHistorian\Archive
|  |  | 88d8f276-18ad-4cd2-87b7-bb6dccccc24b | 1 | PPA | ArchiveDirectories={D:\openHistorian\Archive
|  |  | f424b2f3-b691-4134-93f4-5f1d1d661440 | 1 | PPA | ArchiveDirectories={D:\openHistorian\Archive
|  |  | 634d3e97-5855-4830-a0f7-708420f7c8f1 | 1 | PPA | ArchiveDirectories={D:\openHistorian\Archive
|  |  | b69f7b24-6820-4bea-bf99-4111f2cad963 | 1 | PPA | ArchiveDirectories={D:\openHistorian\Archive
|  |  | 3bc35e54-f40e-4c4b-b983-ddb5b7b2a845 | 1 | PPA | ArchiveDirectories={D:\openHistorian\Archive
|  |  | 842cefcb-36e7-4f6c-877b-cb5ce731d6f9 | 1 | PPA | ArchiveDirectories={D:\openHistorian\Archive
|  |  | 1ab200a9-5213-4ccc-a708-cf5c88e73416 | 1 | PPA | ArchiveDirectories={D:\openHistorian\Archive
|  |  | e386fd11-7f2d-48d9-a6f6-8a0ee6bde2ad | 1 | PPA | ArchiveDirectories={D:\openHistorian\Archive
|  |  | a8bd6673-f7b4-49dc-afa2-c13b622f679f | 1 | PPA | ArchiveDirectories={D:\openHistorian\Archive
|  |  | 97c20251-d911-44cc-ae6f-97c61efc948c | 1 | PPA | ArchiveDirectories={D:\openHistorian\Archive
|  |  | 47a0e75a-47bd-4478-a9b3-5ec95e01badf | 1 | PPA | ArchiveDirectories={D:\openHistorian\Archive
|  |  | f6b6250a-a113-42de-a4ce-fe132eda5f85 | 1 | PPA | ArchiveDirectories={D:\openHistorian\Archive
|  |  | 3352b226-b8a2-49bc-bc99-dc41b5798ed8 | 1 | PPA | ArchiveDirectories={D:\openHistorian\Archive
|  |  | 799f3ade-39b3-48cb-a15f-178061c4a9eb | 1 | PPA | ArchiveDirectories={D:\openHistorian\Archive
|  |  | b4a54d06-b154-47d6-9a6a-d67a71d3ac19 | 1 | PPA | ArchiveDirectories={D:\openHistorian\Archive
|  |  | 4e05cafc-1040-41d4-906c-5116d2e8d1ee | 1 | PPA | ArchiveDirectories={D:\openHistorian\Archive
|  |  | 2a95bc61-c7fd-4135-8271-ae180b383ec8 | 1 | PPA | ArchiveDirectories={D:\openHistorian\Archive
|  |  | 519edab6-7bff-4735-9d9f-f42d8f90d574 | 1 | PPA | ArchiveDirectories={D:\openHistorian\Archive
|  |  | 7979b67e-9d39-41c1-aef4-13cccc529c6f | 1 | PPA | ArchiveDirectories={D:\openHistorian\Archive
|  |  | d13ccf55-5877-4737-ac44-86e4b0902c07 | 1 | PPA | ArchiveDirectories={D:\openHistorian\Archive
|  |  | 436d84fe-2d8d-4b22-8bde-8800f20c7a92 | 1 | PPA | ArchiveDirectories={D:\openHistorian\Archive
|  |  | 742dbde8-9626-4c17-9e28-4a6a7694871c | 1 | PPA | ArchiveDirectories={D:\openHistorian\Archive
|  |  | d619f9f3-6d71-4c99-b252-f383d418230c | 1 | PPA | ArchiveDirectories={D:\openHistorian\Archive
|  |  | ce4fdf26-e473-4daa-8013-012512f647ad | 1 | PPA | ArchiveDirectories={D:\openHistorian\Archive
|  |  | 52b9d622-fae0-48e4-91da-ec3dca0fc3f0 | 1 | PPA | ArchiveDirectories={D:\openHistorian\Archive
|  |  | b36d8218-bdcc-47d7-8913-4728200933c3 | 1 | PPA | ArchiveDirectories={D:\openHistorian\Archive
|  |  | 44bb766b-4fec-49ff-a567-c7f9f9d50ab7 | 1 | PPA | ArchiveDirectories={D:\openHistorian\Archive
|  |  | d39b6baa-8cf3-40ae-98d9-062962097fc0 | 1 | PPA | ArchiveDirectories={D:\openHistorian\Archive
|  |  | 5a438381-71fc-492f-be8a-5439c664890a | 1 | PPA | ArchiveDirectories={D:\openHistorian\Archive
|  |  | 013d5d5d-7757-4144-a6e1-40154b1e849f | 1 | PPA | ArchiveDirectories={D:\openHistorian\Archive
|  |  | 90192b13-a964-4795-aea9-a7ca33c76590 | 1 | PPA | ArchiveDirectories={D:\openHistorian\Archive
|  |  | 1bdaeca6-7e42-4e4d-9c8b-de4a94384bb8 | 1 | PPA | ArchiveDirectories={D:\openHistorian\Archive
|  |  | 94a471a1-c593-49b9-8fb0-acbb2a3129b7 | 1 | PPA | ArchiveDirectories={D:\openHistorian\Archive
|  |  | 75f7c5b6-b77e-4fd6-b7b3-7a0bbd7552b3 | 1 | PPA | ArchiveDirectories={D:\openHistorian\Archive
|  |  | 1b597d6c-5531-471e-b168-5531d28f10f5 | 1 | PPA | ArchiveDirectories={D:\openHistorian\Archive
|  |  | a4418f83-81aa-4815-a4a8-bab74a0622c4 | 1 | PPA | ArchiveDirectories={D:\openHistorian\Archive
|  |  | a396dbff-2e1a-4a65-b79a-0ef8906fb158 | 1 | PPA | ArchiveDirectories={D:\openHistorian\Archive
|  |  | 7660597d-3c66-470e-a2ec-15e737c0d8e7 | 1 | PPA | ArchiveDirectories={D:\openHistorian\Archive
|  |  | 7cbc5b9d-14e7-4615-92d3-8a50f121af6d | 1 | PPA | ArchiveDirectories={D:\openHistorian\Archive
|  |  | 959c7193-72be-46b7-892f-13ba1fb2bcfb | 1 | PPA | ArchiveDirectories={D:\openHistorian\Archive
|  |  | a5aeafce-3e8d-4bff-bbd4-a27074e29b4e | 1 | PPA | ArchiveDirectories={D:\openHistorian\Archive
|  |  | 8ee9c52e-d92e-44a8-9173-b3ab2243abe5 | 1 | PPA | ArchiveDirectories={D:\openHistorian\Archive
|  |  | 3475f4ce-26be-42a6-8c19-39afa34f3375 | 1 | PPA | ArchiveDirectories={D:\openHistorian\Archive
|  |  | 1061a95b-050b-441b-816e-0601b5d63acb | 1 | PPA | ArchiveDirectories={D:\openHistorian\Archive
|  |  | 92351c1a-1fae-4700-b641-48fea3c4b8fa | 1 | PPA | ArchiveDirectories={D:\openHistorian\Archive
|  |  | 6983afce-6f65-42fb-9e68-1a04bc8d0d37 | 1 | PPA | ArchiveDirectories={D:\openHistorian\Archive
|  |  | 11783ea6-806e-4c84-843d-264e0bd7e7bc | 1 | PPA | ArchiveDirectories={D:\openHistorian\Archive
|  |  | e2fe840e-1224-438a-b741-3e80e965dea0 | 1 | PPA | ArchiveDirectories={D:\openHistorian\Archive
|  |  | 809b4c7b-ad8f-4745-b1e5-4a2646ada58d | 1 | PPA | ArchiveDirectories={D:\openHistorian\Archive
|  |  | a32c7123-de3c-444f-965c-9444c5362a84 | 1 | PPA | ArchiveDirectories={D:\openHistorian\Archive
|  |  | 8b3ad40d-d19c-406f-a3f6-fd1dc0eac20c | 1 | PPA | ArchiveDirectories={D:\openHistorian\Archive
|  |  | 909a6cc2-6d08-4537-8d18-29c8e39dc545 | 1 | PPA | ArchiveDirectories={D:\openHistorian\Archive
|  |  | d8da91a5-c5d1-4782-af5f-248145e83e42 | 1 | PPA | ArchiveDirectories={D:\openHistorian\Archive
|  |  | 1953184a-2147-466f-a344-8630bb54a0ab | 1 | PPA | ArchiveDirectories={D:\openHistorian\Archive
|  |  | 7c05f080-3cc1-4823-8e03-fd5877fc32c5 | 1 | PPA | ArchiveDirectories={D:\openHistorian\Archive
|  |  | 6f053344-9ad1-4594-8e28-2502d6b69ef7 | 1 | PPA | ArchiveDirectories={D:\openHistorian\Archive
|  |  | c518a544-0ece-4a91-ac3c-9fce6e77734f | 1 | PPA | ArchiveDirectories={D:\openHistorian\Archive
|  |  | cadbdffc-58e0-4549-bcdf-1499b2d37e27 | 1 | PPA | ArchiveDirectories={D:\openHistorian\Archive
|  |  | e94a907a-e717-48c7-abf4-22b1b082d583 | 1 | PPA | ArchiveDirectories={D:\openHistorian\Archive
|  |  | e3a9a641-bd42-4199-9542-b4df2c644ec1 | 1 | PPA | ArchiveDirectories={D:\openHistorian\Archive
|  |  | 8d6b1f00-75fc-4d27-b025-f54a5f33be69 | 1 | PPA | ArchiveDirectories={D:\openHistorian\Archive
|  |  | bd65dc50-a03e-46b6-8e8a-81ced2426227 | 1 | PPA | ArchiveDirectories={D:\openHistorian\Archive
|  |  | 9b556974-8f0e-4cc2-82a1-b8562005dad3 | 1 | PPA | ArchiveDirectories={D:\openHistorian\Archive
|  |  | 186427ce-1568-4b9e-83dc-4f1fa105e5fd | 1 | PPA | ArchiveDirectories={D:\openHistorian\Archive
|  |  | 4b5cfccc-bc5d-4f21-912f-1f25dc5ec925 | 1 | PPA | ArchiveDirectories={D:\openHistorian\Archive
|  |  | bc1aad39-5fa4-4b70-8b32-4070a5385936 | 1 | PPA | ArchiveDirectories={D:\openHistorian\Archive
|  |  | a11a8efc-bfb8-4a3e-a232-46fcf78031f4 | 1 | PPA | ArchiveDirectories={D:\openHistorian\Archive
|  |  | 76cf0160-45d0-4e86-ba20-7ad293b94ed1 | 1 | PPA | ArchiveDirectories={D:\openHistorian\Archive
|  |  | c72539df-b4cf-42a8-a101-b91f9b71fbb0 | 1 | PPA | ArchiveDirectories={D:\openHistorian\Archive
|  |  | 0d0f0064-3913-4774-8926-4db9d0b9b329 | 1 | PPA | ArchiveDirectories={D:\openHistorian\Archive
|  |  | 78255a90-0d6f-4c5b-b8d9-523bf35d6341 | 1 | PPA | ArchiveDirectories={D:\openHistorian\Archive
|  |  | 14c2cc93-dd7b-4630-9a8e-04f69712601d | 1 | PPA | ArchiveDirectories={D:\openHistorian\Archive
|  |  | 4a499aaa-2b24-4e0f-96f1-522d745fb669 | 1 | PPA | ArchiveDirectories={D:\openHistorian\Archive
|  |  | 03ed2ab2-6204-490d-a873-5dcefecc6c9b | 1 | PPA | ArchiveDirectories={D:\openHistorian\Archive
|  |  | bfe75a09-d223-464c-ab81-53b7db74153a | 1 | PPA | ArchiveDirectories={D:\openHistorian\Archive
|  |  | 72b612fb-31e9-40c2-a94a-c9767b6919bc | 1 | PPA | ArchiveDirectories={D:\openHistorian\Archive
|  |  | 1768a01d-6bac-4d32-b6ef-9e0fd35260e8 | 1 | PPA | ArchiveDirectories={D:\openHistorian\Archive
|  |  | e24f4551-d8cd-4a1a-899e-69242c1f7c07 | 1 | PPA | ArchiveDirectories={D:\openHistorian\Archive
|  |  | 21384f22-10e5-4860-ad9d-8ddb4c88a7a0 | 1 | PPA | ArchiveDirectories={D:\openHistorian\Archive
|  |  | f5c054f4-4503-4740-8d8c-eb3364fc9738 | 1 | PPA | ArchiveDirectories={D:\openHistorian\Archive
|  |  | bd8c68bf-34a8-451e-88e4-b56434cab6e3 | 1 | PPA | ArchiveDirectories={D:\openHistorian\Archive
|  |  | 692b37cf-223c-494c-84f7-0d3c6d76a2ba | 1 | PPA | ArchiveDirectories={D:\openHistorian\Archive
|  |  | bb022226-1915-4e43-8738-9a6e2fedc05e | 1 | PPA | ArchiveDirectories={D:\openHistorian\Archive
|  |  | 1a51680d-92fb-4a7b-90fc-46fb967e4ce4 | 1 | PPA | ArchiveDirectories={D:\openHistorian\Archive
|  |  | 6539342e-419a-42e7-9b24-5b4502481b43 | 1 | PPA | ArchiveDirectories={D:\openHistorian\Archive
|  |  | 33df20d2-0e4a-4145-bd0e-9b574331fc25 | 1 | PPA | ArchiveDirectories={D:\openHistorian\Archive
|  |  | caa3d198-76ed-47c2-9d43-18bc22cb1433 | 1 | PPA | ArchiveDirectories={D:\openHistorian\Archive
|  |  | a32b7c1a-acf8-4117-a3d4-812b68327ea7 | 1 | PPA | ArchiveDirectories={D:\openHistorian\Archive
|  |  | 87a5c3f0-fb01-4a11-984c-1c04d788266c | 1 | PPA | ArchiveDirectories={D:\openHistorian\Archive
|  |  | 434b6c97-b797-49d3-8718-daa9deea09c6 | 1 | PPA | ArchiveDirectories={D:\openHistorian\Archive
|  |  | f860d679-f6dd-47dd-a5eb-a76e1ba1e464 | 1 | PPA | ArchiveDirectories={D:\openHistorian\Archive
|  |  | 09ecc507-e209-4a96-8cdb-3e45e0565086 | 1 | PPA | ArchiveDirectories={D:\openHistorian\Archive
|  |  | ec693198-af3d-49ee-98fd-91f40fde5ed6 | 1 | PPA | ArchiveDirectories={D:\openHistorian\Archive
|  |  | e4f2e458-7b5e-425c-b45f-8fe58b53cc72 | 1 | PPA | ArchiveDirectories={D:\openHistorian\Archive
|  |  | 35ac7dc1-69ee-4a06-84fc-45aa9a32dd12 | 1 | PPA | ArchiveDirectories={D:\openHistorian\Archive
|  |  | 2ae3d3a9-2930-4fb4-a6d7-d5896a860674 | 1 | PPA | ArchiveDirectories={D:\openHistorian\Archive
|  |  | 753b7bf7-e141-43fa-a7b7-2dbcfd8d23df | 1 | PPA | ArchiveDirectories={D:\openHistorian\Archive
|  |  | daff0751-4cd9-45a7-a99a-0710d0f9f5da | 1 | PPA | ArchiveDirectories={D:\openHistorian\Archive
|  |  | d9cbad7c-22e6-4790-9338-9ee09320d097 | 1 | PPA | ArchiveDirectories={D:\openHistorian\Archive
|  |  | 0c7903f4-0c59-4a27-92ab-48a918680743 | 1 | PPA | ArchiveDirectories={D:\openHistorian\Archive
|  |  | d2e25aa1-5488-41e3-a644-aa54696e95c8 | 1 | PPA | ArchiveDirectories={D:\openHistorian\Archive
|  |  | 85987a49-c359-4598-bbc6-9be848e49333 | 1 | PPA | ArchiveDirectories={D:\openHistorian\Archive
|  |  | da524512-328c-4f40-bff9-c4d1149d8efe | 1 | PPA | ArchiveDirectories={D:\openHistorian\Archive
|  |  | 3da3075b-38c4-4cd7-a2ed-6a84572a5744 | 1 | PPA | ArchiveDirectories={D:\openHistorian\Archive
|  |  | 2aa3da1c-2e9f-463e-8860-0397ba4863f1 | 1 | PPA | ArchiveDirectories={D:\openHistorian\Archive
|  |  | 0aacca8e-4b37-45b6-ac41-8a083c6d0c58 | 1 | PPA | ArchiveDirectories={D:\openHistorian\Archive
|  |  | a3899aaa-ce2b-497a-afee-1514c35b054b | 1 | PPA | ArchiveDirectories={D:\openHistorian\Archive
|  |  | 5abe8ecf-8cb9-4812-b6b0-3a48cc340aae | 1 | PPA | ArchiveDirectories={D:\openHistorian\Archive
|  |  | 853451fc-f1c1-42d6-b7d0-1cf9d4364788 | 1 | PPA | ArchiveDirectories={D:\openHistorian\Archive
|  |  | 36b80cf5-9acc-47dc-863c-8c38a3c6a873 | 1 | PPA | ArchiveDirectories={D:\openHistorian\Archive
|  |  | c356aad0-442b-47a0-92fd-deb210c7a109 | 1 | PPA | ArchiveDirectories={D:\openHistorian\Archive
|  |  | 3ccd2b13-8dba-4380-985a-c42888365b5b | 1 | PPA | ArchiveDirectories={D:\openHistorian\Archive
|  |  | 2dd643a3-e674-4f36-ac2e-622a91aa9ca8 | 1 | PPA | ArchiveDirectories={D:\openHistorian\Archive
|  |  | aa3ac02f-b626-42f3-9610-997f46c25ec5 | 1 | PPA | ArchiveDirectories={D:\openHistorian\Archive
|  |  | e0a9c267-0ce1-4400-bbba-8537f15a568a | 1 | PPA | ArchiveDirectories={D:\openHistorian\Archive
|  |  | c982a1db-a748-45c9-a746-029e05270a1b | 1 | PPA | ArchiveDirectories={D:\openHistorian\Archive
|  |  | d23aad19-4f0f-441f-be23-ce391b6cf1b2 | 1 | PPA | ArchiveDirectories={D:\openHistorian\Archive
|  |  | 80504f8e-38c6-4e88-b046-0c231b39aab6 | 1 | PPA | ArchiveDirectories={D:\openHistorian\Archive
|  |  | 2ce9234b-92bd-41e6-9f97-bfc1dcfb58fd | 1 | PPA | ArchiveDirectories={D:\openHistorian\Archive
|  |  | dd33939b-ccf4-40ac-a09e-e9c5573b0c81 | 1 | PPA | ArchiveDirectories={D:\openHistorian\Archive
|  |  | e924f3fc-9bda-43a7-ba78-cd7614746258 | 1 | PPA | ArchiveDirectories={D:\openHistorian\Archive
|  |  | 9af7d871-d169-4788-b7e0-258b436ea9b2 | 1 | PPA | ArchiveDirectories={D:\openHistorian\Archive
|  |  | 447abe3f-d1e0-4dd9-947a-27646a21d3d8 | 1 | PPA | ArchiveDirectories={D:\openHistorian\Archive
|  |  | 51e81b4b-2a58-46e3-8df5-0f48ffe01fe4 | 1 | PPA | ArchiveDirectories={D:\openHistorian\Archive
|  |  | 216ca07b-5a06-41e0-9220-17f6477fe21d | 1 | PPA | ArchiveDirectories={D:\openHistorian\Archive
|  |  | 222deec9-7fb5-4208-8535-085e814f8cb9 | 1 | PPA | ArchiveDirectories={D:\openHistorian\Archive
|  |  | 82b56a9e-2cf7-402d-8d52-54b05aa87262 | 1 | PPA | ArchiveDirectories={D:\openHistorian\Archive
|  |  | ace9d9ab-7c3d-42a8-89a1-29490bbc6c83 | 1 | PPA | ArchiveDirectories={D:\openHistorian\Archive
|  |  | d08a5a8b-47e2-4a2d-b280-0a703535fd61 | 1 | PPA | ArchiveDirectories={D:\openHistorian\Archive
|  |  | 30ec9341-11d5-4228-b282-6b34dcbe8aaf | 1 | PPA | ArchiveDirectories={D:\openHistorian\Archive
|  |  | d5a780f5-332c-4626-99cc-f8c55a973372 | 1 | PPA | ArchiveDirectories={D:\openHistorian\Archive
|  |  | 280b55f7-eb3d-4b6f-9dd4-c718c976354d | 1 | PPA | ArchiveDirectories={D:\openHistorian\Archive
|  |  | 384101e9-06dc-4933-80b4-64e4c659b9f6 | 1 | PPA | ArchiveDirectories={D:\openHistorian\Archive
|  |  | b8a857fa-cf74-4af9-be6e-7c3b63e1c1cd | 1 | PPA | ArchiveDirectories={D:\openHistorian\Archive
|  |  | 1583b991-85c0-4985-b8c1-947293758604 | 1 | PPA | ArchiveDirectories={D:\openHistorian\Archive
|  |  | 20e13650-0284-4e29-9402-95e0847c1bc0 | 1 | PPA | ArchiveDirectories={D:\openHistorian\Archive
|  |  | 5a8bb8e2-02ba-4765-8061-584ad162af61 | 1 | PPA | ArchiveDirectories={D:\openHistorian\Archive
|  |  | 5097230f-ce62-4bcc-babe-c17bbf6f0640 | 1 | PPA | ArchiveDirectories={D:\openHistorian\Archive
|  |  | 10613082-2c89-4b1c-8fff-5acc2648c1bd | 1 | PPA | ArchiveDirectories={D:\openHistorian\Archive
|  |  | 77e70de7-8634-4d27-abfe-05182342be6f | 1 | PPA | ArchiveDirectories={D:\openHistorian\Archive
|  |  | d46e6a9d-7b87-4da1-af49-5e6d3e2d0fe7 | 1 | PPA | ArchiveDirectories={D:\openHistorian\Archive
|  |  | 3157a49f-2eba-4976-a1fc-fa5ce282b358 | 1 | PPA | ArchiveDirectories={D:\openHistorian\Archive
|  |  | a26a0dda-ad13-4cb9-96c1-d7653b293a18 | 1 | PPA | ArchiveDirectories={D:\openHistorian\Archive
|  |  | e64df322-92b4-4436-acc0-a441b914ccd6 | 1 | PPA | ArchiveDirectories={D:\openHistorian\Archive
|  |  | a416670e-554f-41ca-b395-5ad78b2f7b0c | 1 | PPA | ArchiveDirectories={D:\openHistorian\Archive
|  |  | dec94545-7dc3-4672-93e1-595f53675ccc | 1 | PPA | ArchiveDirectories={D:\openHistorian\Archive
|  |  | f19609cc-7d40-42e3-af70-594847ca420b | 1 | PPA | ArchiveDirectories={D:\openHistorian\Archive
|  |  | 0a03a2b6-8d10-40fb-8de6-25bdfcd0e15b | 1 | PPA | ArchiveDirectories={D:\openHistorian\Archive
|  |  | a208d4e5-43f1-47ee-a08a-f249c8c205a3 | 1 | PPA | ArchiveDirectories={D:\openHistorian\Archive
|  |  | 1d7bba4b-9297-4d9a-8706-1df4659f0597 | 1 | PPA | ArchiveDirectories={D:\openHistorian\Archive
|  |  | d6d7823c-d3f7-4470-a4db-b80460064623 | 1 | PPA | ArchiveDirectories={D:\openHistorian\Archive
|  |  | b2b0ff60-548a-4fe6-8705-902ac3511bc8 | 1 | PPA | ArchiveDirectories={D:\openHistorian\Archive
|  |  | f5b0097f-2838-4eb0-8d55-fbd24266be12 | 1 | PPA | ArchiveDirectories={D:\openHistorian\Archive
|  |  | 8ace2668-9add-4c53-95d7-e1e2fff1c069 | 1 | PPA | ArchiveDirectories={D:\openHistorian\Archive
|  |  | b3d92ac0-b2f3-497b-ae52-b98219a07723 | 1 | PPA | ArchiveDirectories={D:\openHistorian\Archive
|  |  | de68d738-9ba1-4ce1-91fc-a0ea6bfd44ca | 1 | PPA | ArchiveDirectories={D:\openHistorian\Archive
|  |  | 47e7df74-b219-41b8-b1ae-5a6e89cdb43b | 1 | PPA | ArchiveDirectories={D:\openHistorian\Archive
|  |  | 3aedc4d4-e769-4266-9ce1-481e3be9b4f1 | 1 | PPA | ArchiveDirectories={D:\openHistorian\Archive
|  |  | 105f2a49-cc75-4c9f-86eb-bf36255be817 | 1 | PPA | ArchiveDirectories={D:\openHistorian\Archive
|  |  | e36bb240-7d94-4baf-a2ca-aa1dcb4d8558 | 1 | PPA | ArchiveDirectories={D:\openHistorian\Archive
|  |  | 21ecac29-1ac7-4fe4-b90b-6fd8a693f205 | 1 | PPA | ArchiveDirectories={D:\openHistorian\Archive
|  |  | a95c09b1-b955-4e36-bf02-21fb16a6401d | 1 | PPA | ArchiveDirectories={D:\openHistorian\Archive
|  |  | 7b939515-f91c-40c9-bd8c-6b04c75e5a56 | 1 | PPA | ArchiveDirectories={D:\openHistorian\Archive
|  |  | 2bf76526-df76-4685-a065-2e309c3aaf82 | 1 | PPA | ArchiveDirectories={D:\openHistorian\Archive
|  |  | bd55f90e-0ed3-412c-b1de-ba3b8ca92d08 | 1 | PPA | ArchiveDirectories={D:\openHistorian\Archive
|  |  | dd399507-72e4-415c-b4de-faa3bf1380bb | 1 | PPA | ArchiveDirectories={D:\openHistorian\Archive
|  |  | e88c8ab1-3b69-4bbc-91e7-6b92f74bc6f2 | 1 | PPA | ArchiveDirectories={D:\openHistorian\Archive
|  |  | 6031df29-951d-4415-8f38-cb8f3f8458d1 | 1 | PPA | ArchiveDirectories={D:\openHistorian\Archive
|  |  | 69eb9a06-e153-4169-aa89-4b04494524ef | 1 | PPA | ArchiveDirectories={D:\openHistorian\Archive
|  |  | b17084e5-0998-4abb-96ec-d0dd77588e2f | 1 | PPA | ArchiveDirectories={D:\openHistorian\Archive
|  |  | 21c235b9-3a67-4d53-a92c-cb0f4ee357cc | 1 | PPA | ArchiveDirectories={D:\openHistorian\Archive
|  |  | 0a23212c-e444-4f58-8a9d-cc0a882fda77 | 1 | PPA | ArchiveDirectories={D:\openHistorian\Archive
|  |  | f1ef5599-d328-47c2-80d2-0621b9347e5f | 1 | PPA | ArchiveDirectories={D:\openHistorian\Archive
|  |  | e9ae268a-f2a6-4443-bb12-658982d45f3b | 1 | PPA | ArchiveDirectories={D:\openHistorian\Archive
|  |  | 68e4afda-a7af-45e3-a252-958eb5b34551 | 1 | PPA | ArchiveDirectories={D:\openHistorian\Archive
|  |  | 30817486-db65-4ff1-8f99-195da7772f04 | 1 | PPA | ArchiveDirectories={D:\openHistorian\Archive
|  |  | 5255dad8-6fb1-4b34-ae8f-33a595f23c95 | 1 | PPA | ArchiveDirectories={D:\openHistorian\Archive
|  |  | ac78db95-cbe9-4156-90fc-29aec8b37c54 | 1 | PPA | ArchiveDirectories={D:\openHistorian\Archive
|  |  | 694c989b-f642-4ed5-ada3-ecb515bed94f | 1 | PPA | ArchiveDirectories={D:\openHistorian\Archive
|  |  | d085197f-0703-4bb7-ba41-ba81894573ba | 1 | PPA | ArchiveDirectories={D:\openHistorian\Archive
|  |  | 1e9df46b-7cb2-468c-ac6f-ae033383906b | 1 | PPA | ArchiveDirectories={D:\openHistorian\Archive
|  |  | 23f4a8f0-2090-4456-bc3a-cb3796496765 | 1 | PPA | ArchiveDirectories={D:\openHistorian\Archive
|  |  | 7c07bf5a-4f66-4445-830c-aeb2fa95c198 | 1 | PPA | ArchiveDirectories={D:\openHistorian\Archive
|  |  | 526f4365-ce42-4ecb-b0b0-29fe08a7cf04 | 1 | PPA | ArchiveDirectories={D:\openHistorian\Archive
|  |  | c0c02897-7d0b-49b7-b15e-1ce61d9b2941 | 1 | PPA | ArchiveDirectories={D:\openHistorian\Archive
|  |  | c53cc8a2-b531-489e-813f-a48718486513 | 1 | PPA | ArchiveDirectories={D:\openHistorian\Archive
|  |  | 9e006874-226c-42da-b47a-0310c9f19803 | 1 | PPA | ArchiveDirectories={D:\openHistorian\Archive
|  |  | 08ab3dc2-dfb7-4322-ba96-422818530743 | 1 | PPA | ArchiveDirectories={D:\openHistorian\Archive
|  |  | f77cf8d8-208a-4188-9a3a-a5eeca45b57d | 1 | PPA | ArchiveDirectories={D:\openHistorian\Archive
|  |  | fe0e4e44-05ea-4772-b026-49afd01eedb8 | 1 | PPA | ArchiveDirectories={D:\openHistorian\Archive
|  |  | e6622d3e-ec25-4252-b0c3-f7d7ee153886 | 1 | PPA | ArchiveDirectories={D:\openHistorian\Archive
|  |  | cf5fe4c9-09bb-44d9-b078-abebac1a9648 | 2 | STAT |  | 9637 | ONS_LOCAL$DFSTSB_500_PM_09!PMU:ST1 |  |  | 8736f6c7-ad41-4b43-b4f6-e684e0d4ad20 |  |  | 30 | [8 empty] | 11 | [5 empty] | LOCAL$DFSTSB_500_PM_09!PMU-ST1 | 0.0 | 1.0 | Device statistic for Number of data quality errors reported by device during last reporting interval. | 0 | 1 | 1 |  | Any | STAT | Statistic | ST |  |  | STAT:9637 | 2021-08-06 18:16
|  |  | d97f10fd-f245-43ec-8cd5-8cd9be5d7ad6 | 2 | STAT |  | 9638 | ONS_LOCAL$DFSTSB_500_PM_09!PMU:ST2 |  |  | 8736f6c7-ad41-4b43-b4f6-e684e0d4ad20 |  |  | 30 | [8 empty] | 11 | [5 empty] | LOCAL$DFSTSB_500_PM_09!PMU-ST2 | 0.0 | 1.0 | Device statistic for Number of time quality errors reported by device during last reporting interval. | 0 | 1 | 1 |  | Any | STAT | Statistic | ST |  |  | STAT:9638 | 2021-08-06 18:16
|  |  | f238f8ee-206b-4279-a491-d4af9e3da77a | 2 | STAT |  | 9639 | ONS_LOCAL$DFSTSB_500_PM_09!PMU:ST3 |  |  | 8736f6c7-ad41-4b43-b4f6-e684e0d4ad20 |  |  | 30 | [8 empty] | 11 | [5 empty] | LOCAL$DFSTSB_500_PM_09!PMU-ST3 | 0.0 | 1.0 | Device statistic for Number of device errors reported by device during last reporting interval. | 0 | 1 | 1 |  | Any | STAT | Statistic | ST |  |  | STAT:9639 | 2021-08-06 18:16
|  |  | e74b156f-1dca-4e93-878c-0582505e8924 | 2 | STAT |  | 9640 | ONS_LOCAL$DFSTSB_500_PM_09!PMU:ST4 |  |  | 8736f6c7-ad41-4b43-b4f6-e684e0d4ad20 |  |  | 30 | [8 empty] | 11 | [5 empty] | LOCAL$DFSTSB_500_PM_09!PMU-ST4 | 0.0 | 1.0 | Device statistic for Number of measurements received from device during last reporting interval. | 0 | 1 | 1 |  | Any | STAT | Statistic | ST |  |  | STAT:9640 | 2021-08-06 18:16
|  |  | 2b49460f-9351-4a7c-9a4c-dd33e90388e0 | 2 | STAT |  | 9641 | ONS_LOCAL$DFSTSB_500_PM_09!PMU:ST5 |  |  | 8736f6c7-ad41-4b43-b4f6-e684e0d4ad20 |  |  | 30 | [8 empty] | 11 | [5 empty] | LOCAL$DFSTSB_500_PM_09!PMU-ST5 | 0.0 | 1.0 | Device statistic for Expected number of measurements received from device during last reporting interval. | 0 | 1 | 1 |  | Any | STAT | Statistic | ST |  |  | STAT:9641 | 2021-08-06 18:16
|  |  | 316d2274-780b-4829-bf77-9d25b8611fb8 | 2 | STAT |  | 9642 | ONS_LOCAL$DFSTSB_500_PM_09!PMU:ST6 |  |  | 8736f6c7-ad41-4b43-b4f6-e684e0d4ad20 |  |  | 30 | [8 empty] | 11 | [5 empty] | LOCAL$DFSTSB_500_PM_09!PMU-ST6 | 0.0 | 1.0 | Device statistic for Number of measurements received while device was reporting errors during last reporting interval. | 0 | 1 | 1 |  | Any | STAT | Statistic | ST |  |  | STAT:9642 | 2021-08-06 18:16
|  |  | 7ae1dedd-e5a5-48fb-ad5d-a07791f5b6e5 | 2 | STAT |  | 9643 | ONS_LOCAL$DFSTSB_500_PM_09!PMU:ST7 |  |  | 8736f6c7-ad41-4b43-b4f6-e684e0d4ad20 |  |  | 30 | [8 empty] | 11 | [5 empty] | LOCAL$DFSTSB_500_PM_09!PMU-ST7 | 0.0 | 1.0 | Device statistic for Number of defined measurements (per frame) from device during last reporting interval. | 0 | 1 | 1 |  | Any | STAT | Statistic | ST |  |  | STAT:9643 | 2021-08-06 18:16
|  |  | 976f02d0-b927-42a2-b1e7-35a965d6c2b6 | 2 | STAT |  | 9644 | ONS_LOCAL$GOSTSM_500_PM_06!PMU:ST1 |  |  | 8736f6c7-ad41-4b43-b4f6-e684e0d4ad20 |  |  | 30 | [8 empty] | 11 | [5 empty] | LOCAL$GOSTSM_500_PM_06!PMU-ST1 | 0.0 | 1.0 | Device statistic for Number of data quality errors reported by device during last reporting interval. | 0 | 1 | 1 |  | Any | STAT | Statistic | ST |  |  | STAT:9644 | 2021-08-06 18:16
|  |  | 336920d5-c3a8-4e66-89c5-9045475908aa | 2 | STAT |  | 9645 | ONS_LOCAL$GOSTSM_500_PM_06!PMU:ST2 |  |  | 8736f6c7-ad41-4b43-b4f6-e684e0d4ad20 |  |  | 30 | [8 empty] | 11 | [5 empty] | LOCAL$GOSTSM_500_PM_06!PMU-ST2 | 0.0 | 1.0 | Device statistic for Number of time quality errors reported by device during last reporting interval. | 0 | 1 | 1 |  | Any | STAT | Statistic | ST |  |  | STAT:9645 | 2021-08-06 18:16
|  |  | 978c961b-7bc2-480d-b43d-61508432a46b | 2 | STAT |  | 9646 | ONS_LOCAL$GOSTSM_500_PM_06!PMU:ST3 |  |  | 8736f6c7-ad41-4b43-b4f6-e684e0d4ad20 |  |  | 30 | [8 empty] | 11 | [5 empty] | LOCAL$GOSTSM_500_PM_06!PMU-ST3 | 0.0 | 1.0 | Device statistic for Number of device errors reported by device during last reporting interval. | 0 | 1 | 1 |  | Any | STAT | Statistic | ST |  |  | STAT:9646 | 2021-08-06 18:16
|  |  | 3869ded0-1ebf-4956-a38e-b613fbae1485 | 2 | STAT |  | 9647 | ONS_LOCAL$GOSTSM_500_PM_06!PMU:ST4 |  |  | 8736f6c7-ad41-4b43-b4f6-e684e0d4ad20 |  |  | 30 | [8 empty] | 11 | [5 empty] | LOCAL$GOSTSM_500_PM_06!PMU-ST4 | 0.0 | 1.0 | Device statistic for Number of measurements received from device during last reporting interval. | 0 | 1 | 1 |  | Any | STAT | Statistic | ST |  |  | STAT:9647 | 2021-08-06 18:16
|  |  | 3fdf474c-abf6-4f28-8182-dff57545cb27 | 2 | STAT |  | 9648 | ONS_LOCAL$GOSTSM_500_PM_06!PMU:ST5 |  |  | 8736f6c7-ad41-4b43-b4f6-e684e0d4ad20 |  |  | 30 | [8 empty] | 11 | [5 empty] | LOCAL$GOSTSM_500_PM_06!PMU-ST5 | 0.0 | 1.0 | Device statistic for Expected number of measurements received from device during last reporting interval. | 0 | 1 | 1 |  | Any | STAT | Statistic | ST |  |  | STAT:9648 | 2021-08-06 18:16
|  |  | fad6d56d-e4f9-4bdb-b55a-3111ad5bd88e | 2 | STAT |  | 9649 | ONS_LOCAL$GOSTSM_500_PM_06!PMU:ST6 |  |  | 8736f6c7-ad41-4b43-b4f6-e684e0d4ad20 |  |  | 30 | [8 empty] | 11 | [5 empty] | LOCAL$GOSTSM_500_PM_06!PMU-ST6 | 0.0 | 1.0 | Device statistic for Number of measurements received while device was reporting errors during last reporting interval. | 0 | 1 | 1 |  | Any | STAT | Statistic | ST |  |  | STAT:9649 | 2021-08-06 18:16
|  |  | 07da117c-7fb9-4105-9360-95caf43d4db7 | 2 | STAT |  | 9650 | ONS_LOCAL$GOSTSM_500_PM_06!PMU:ST7 |  |  | 8736f6c7-ad41-4b43-b4f6-e684e0d4ad20 |  |  | 30 | [8 empty] | 11 | [5 empty] | LOCAL$GOSTSM_500_PM_06!PMU-ST7 | 0.0 | 1.0 | Device statistic for Number of defined measurements (per frame) from device during last reporting interval. | 0 | 1 | 1 |  | Any | STAT | Statistic | ST |  |  | STAT:9650 | 2021-08-06 18:16
|  |  | 5ee3afc9-b88a-4c79-8c62-cc168c2e682f | 2 | STAT |  | 9651 | ONS_LOCAL$GOSTSM_500_PM_07!PMU:ST1 |  |  | 8736f6c7-ad41-4b43-b4f6-e684e0d4ad20 |  |  | 30 | [8 empty] | 11 | [5 empty] | LOCAL$GOSTSM_500_PM_07!PMU-ST1 | 0.0 | 1.0 | Device statistic for Number of data quality errors reported by device during last reporting interval. | 0 | 1 | 1 |  | Any | STAT | Statistic | ST |  |  | STAT:9651 | 2021-08-06 18:16
|  |  | 86cea25f-0fc5-4c36-a782-a8c95e29306f | 2 | STAT |  | 9652 | ONS_LOCAL$GOSTSM_500_PM_07!PMU:ST2 |  |  | 8736f6c7-ad41-4b43-b4f6-e684e0d4ad20 |  |  | 30 | [8 empty] | 11 | [5 empty] | LOCAL$GOSTSM_500_PM_07!PMU-ST2 | 0.0 | 1.0 | Device statistic for Number of time quality errors reported by device during last reporting interval. | 0 | 1 | 1 |  | Any | STAT | Statistic | ST |  |  | STAT:9652 | 2021-08-06 18:16
|  |  | dd147a45-2960-49a1-8334-3e2ef0ea79e4 | 2 | STAT |  | 9653 | ONS_LOCAL$GOSTSM_500_PM_07!PMU:ST3 |  |  | 8736f6c7-ad41-4b43-b4f6-e684e0d4ad20 |  |  | 30 | [8 empty] | 11 | [5 empty] | LOCAL$GOSTSM_500_PM_07!PMU-ST3 | 0.0 | 1.0 | Device statistic for Number of device errors reported by device during last reporting interval. | 0 | 1 | 1 |  | Any | STAT | Statistic | ST |  |  | STAT:9653 | 2021-08-06 18:16
|  |  | aa283236-5102-4d7f-82cf-56da1fd68840 | 2 | STAT |  | 9654 | ONS_LOCAL$GOSTSM_500_PM_07!PMU:ST4 |  |  | 8736f6c7-ad41-4b43-b4f6-e684e0d4ad20 |  |  | 30 | [8 empty] | 11 | [5 empty] | LOCAL$GOSTSM_500_PM_07!PMU-ST4 | 0.0 | 1.0 | Device statistic for Number of measurements received from device during last reporting interval. | 0 | 1 | 1 |  | Any | STAT | Statistic | ST |  |  | STAT:9654 | 2021-08-06 18:16
|  |  | d737d95f-c39a-4ceb-9848-bac459392329 | 2 | STAT |  | 9655 | ONS_LOCAL$GOSTSM_500_PM_07!PMU:ST5 |  |  | 8736f6c7-ad41-4b43-b4f6-e684e0d4ad20 |  |  | 30 | [8 empty] | 11 | [5 empty] | LOCAL$GOSTSM_500_PM_07!PMU-ST5 | 0.0 | 1.0 | Device statistic for Expected number of measurements received from device during last reporting interval. | 0 | 1 | 1 |  | Any | STAT | Statistic | ST |  |  | STAT:9655 | 2021-08-06 18:16
|  |  | 9b576847-fcf7-42e4-be96-e69a5598dc80 | 2 | STAT |  | 9656 | ONS_LOCAL$GOSTSM_500_PM_07!PMU:ST6 |  |  | 8736f6c7-ad41-4b43-b4f6-e684e0d4ad20 |  |  | 30 | [8 empty] | 11 | [5 empty] | LOCAL$GOSTSM_500_PM_07!PMU-ST6 | 0.0 | 1.0 | Device statistic for Number of measurements received while device was reporting errors during last reporting interval. | 0 | 1 | 1 |  | Any | STAT | Statistic | ST |  |  | STAT:9656 | 2021-08-06 18:16
|  |  | 38e20f69-6fdd-40c4-833e-5caec88b3457 | 2 | STAT |  | 9657 | ONS_LOCAL$GOSTSM_500_PM_07!PMU:ST7 |  |  | 8736f6c7-ad41-4b43-b4f6-e684e0d4ad20 |  |  | 30 | [8 empty] | 11 | [5 empty] | LOCAL$GOSTSM_500_PM_07!PMU-ST7 | 0.0 | 1.0 | Device statistic for Number of defined measurements (per frame) from device during last reporting interval. | 0 | 1 | 1 |  | Any | STAT | Statistic | ST |  |  | STAT:9657 | 2021-08-06 18:16
|  |  | 50486cf7-d4d3-4888-932b-29f41ed04e69 | 2 | STAT |  | 9658 | ONS_LOCAL$GOSTSM_500_PM_08!PMU:ST1 |  |  | 8736f6c7-ad41-4b43-b4f6-e684e0d4ad20 |  |  | 30 | [8 empty] | 11 | [5 empty] | LOCAL$GOSTSM_500_PM_08!PMU-ST1 | 0.0 | 1.0 | Device statistic for Number of data quality errors reported by device during last reporting interval. | 0 | 1 | 1 |  | Any | STAT | Statistic | ST |  |  | STAT:9658 | 2021-08-06 18:16
|  |  | fe8aa945-3f6c-4ba4-822e-af2ac1996e13 | 2 | STAT |  | 9659 | ONS_LOCAL$GOSTSM_500_PM_08!PMU:ST2 |  |  | 8736f6c7-ad41-4b43-b4f6-e684e0d4ad20 |  |  | 30 | [8 empty] | 11 | [5 empty] | LOCAL$GOSTSM_500_PM_08!PMU-ST2 | 0.0 | 1.0 | Device statistic for Number of time quality errors reported by device during last reporting interval. | 0 | 1 | 1 |  | Any | STAT | Statistic | ST |  |  | STAT:9659 | 2021-08-06 18:16
|  |  | cb278781-38f6-487e-8b88-fa54b1c1ad51 | 2 | STAT |  | 9660 | ONS_LOCAL$GOSTSM_500_PM_08!PMU:ST3 |  |  | 8736f6c7-ad41-4b43-b4f6-e684e0d4ad20 |  |  | 30 | [8 empty] | 11 | [5 empty] | LOCAL$GOSTSM_500_PM_08!PMU-ST3 | 0.0 | 1.0 | Device statistic for Number of device errors reported by device during last reporting interval. | 0 | 1 | 1 |  | Any | STAT | Statistic | ST |  |  | STAT:9660 | 2021-08-06 18:16
|  |  | f126c1af-fe5a-431c-818a-4682cdeeec38 | 2 | STAT |  | 9661 | ONS_LOCAL$GOSTSM_500_PM_08!PMU:ST4 |  |  | 8736f6c7-ad41-4b43-b4f6-e684e0d4ad20 |  |  | 30 | [8 empty] | 11 | [5 empty] | LOCAL$GOSTSM_500_PM_08!PMU-ST4 | 0.0 | 1.0 | Device statistic for Number of measurements received from device during last reporting interval. | 0 | 1 | 1 |  | Any | STAT | Statistic | ST |  |  | STAT:9661 | 2021-08-06 18:16
|  |  | 27d2c149-486a-4c2c-99cf-83b5581d2476 | 2 | STAT |  | 9662 | ONS_LOCAL$GOSTSM_500_PM_08!PMU:ST5 |  |  | 8736f6c7-ad41-4b43-b4f6-e684e0d4ad20 |  |  | 30 | [8 empty] | 11 | [5 empty] | LOCAL$GOSTSM_500_PM_08!PMU-ST5 | 0.0 | 1.0 | Device statistic for Expected number of measurements received from device during last reporting interval. | 0 | 1 | 1 |  | Any | STAT | Statistic | ST |  |  | STAT:9662 | 2021-08-06 18:16
|  |  | 42b3ce71-8fad-4179-9c6c-ace88654f0ec | 2 | STAT |  | 9663 | ONS_LOCAL$GOSTSM_500_PM_08!PMU:ST6 |  |  | 8736f6c7-ad41-4b43-b4f6-e684e0d4ad20 |  |  | 30 | [8 empty] | 11 | [5 empty] | LOCAL$GOSTSM_500_PM_08!PMU-ST6 | 0.0 | 1.0 | Device statistic for Number of measurements received while device was reporting errors during last reporting interval. | 0 | 1 | 1 |  | Any | STAT | Statistic | ST |  |  | STAT:9663 | 2021-08-06 18:16
|  |  | 275dfb4f-0e8a-44b0-9de0-ab5fe6f7d47c | 2 | STAT |  | 9664 | ONS_LOCAL$GOSTSM_500_PM_08!PMU:ST7 |  |  | 8736f6c7-ad41-4b43-b4f6-e684e0d4ad20 |  |  | 30 | [8 empty] | 11 | [5 empty] | LOCAL$GOSTSM_500_PM_08!PMU-ST7 | 0.0 | 1.0 | Device statistic for Number of defined measurements (per frame) from device during last reporting interval. | 0 | 1 | 1 |  | Any | STAT | Statistic | ST |  |  | STAT:9664 | 2021-08-06 18:16
|  |  | dc9685bf-5e06-4e12-97b8-c30f69307819 | 2 | STAT |  | 9665 | ONS_LOCAL$MAIZ_500_PM_05!PMU:ST1 |  |  | 8736f6c7-ad41-4b43-b4f6-e684e0d4ad20 |  |  | 30 | [8 empty] | 11 | [5 empty] | LOCAL$MAIZ_500_PM_05!PMU-ST1 | 0.0 | 1.0 | Device statistic for Number of data quality errors reported by device during last reporting interval. | 0 | 1 | 1 |  | Any | STAT | Statistic | ST |  |  | STAT:9665 | 2021-08-06 18:16
|  |  | 4ad815f9-76fd-48b9-801e-45fedd579739 | 2 | STAT |  | 9666 | ONS_LOCAL$MAIZ_500_PM_05!PMU:ST2 |  |  | 8736f6c7-ad41-4b43-b4f6-e684e0d4ad20 |  |  | 30 | [8 empty] | 11 | [5 empty] | LOCAL$MAIZ_500_PM_05!PMU-ST2 | 0.0 | 1.0 | Device statistic for Number of time quality errors reported by device during last reporting interval. | 0 | 1 | 1 |  | Any | STAT | Statistic | ST |  |  | STAT:9666 | 2021-08-06 18:16
|  |  | 028f484f-8d63-4542-85fc-2c159923b2f7 | 2 | STAT |  | 9667 | ONS_LOCAL$MAIZ_500_PM_05!PMU:ST3 |  |  | 8736f6c7-ad41-4b43-b4f6-e684e0d4ad20 |  |  | 30 | [8 empty] | 11 | [5 empty] | LOCAL$MAIZ_500_PM_05!PMU-ST3 | 0.0 | 1.0 | Device statistic for Number of device errors reported by device during last reporting interval. | 0 | 1 | 1 |  | Any | STAT | Statistic | ST |  |  | STAT:9667 | 2021-08-06 18:16
|  |  | e9d2acae-9ff2-4147-af78-60332f3e17bf | 2 | STAT |  | 9668 | ONS_LOCAL$MAIZ_500_PM_05!PMU:ST4 |  |  | 8736f6c7-ad41-4b43-b4f6-e684e0d4ad20 |  |  | 30 | [8 empty] | 11 | [5 empty] | LOCAL$MAIZ_500_PM_05!PMU-ST4 | 0.0 | 1.0 | Device statistic for Number of measurements received from device during last reporting interval. | 0 | 1 | 1 |  | Any | STAT | Statistic | ST |  |  | STAT:9668 | 2021-08-06 18:16
|  |  | ec8267ed-344e-46bb-92e1-4b4251ec3566 | 2 | STAT |  | 9669 | ONS_LOCAL$MAIZ_500_PM_05!PMU:ST5 |  |  | 8736f6c7-ad41-4b43-b4f6-e684e0d4ad20 |  |  | 30 | [8 empty] | 11 | [5 empty] | LOCAL$MAIZ_500_PM_05!PMU-ST5 | 0.0 | 1.0 | Device statistic for Expected number of measurements received from device during last reporting interval. | 0 | 1 | 1 |  | Any | STAT | Statistic | ST |  |  | STAT:9669 | 2021-08-06 18:16
|  |  | ca7089a6-81b9-4cfe-a34c-7d304c18c755 | 2 | STAT |  | 9670 | ONS_LOCAL$MAIZ_500_PM_05!PMU:ST6 |  |  | 8736f6c7-ad41-4b43-b4f6-e684e0d4ad20 |  |  | 30 | [8 empty] | 11 | [5 empty] | LOCAL$MAIZ_500_PM_05!PMU-ST6 | 0.0 | 1.0 | Device statistic for Number of measurements received while device was reporting errors during last reporting interval. | 0 | 1 | 1 |  | Any | STAT | Statistic | ST |  |  | STAT:9670 | 2021-08-06 18:16
|  |  | 4be91285-a7d8-4b83-9a86-b5df0cc8245c | 2 | STAT |  | 9671 | ONS_LOCAL$MAIZ_500_PM_05!PMU:ST7 |  |  | 8736f6c7-ad41-4b43-b4f6-e684e0d4ad20 |  |  | 30 | [8 empty] | 11 | [5 empty] | LOCAL$MAIZ_500_PM_05!PMU-ST7 | 0.0 | 1.0 | Device statistic for Number of defined measurements (per frame) from device during last reporting interval. | 0 | 1 | 1 |  | Any | STAT | Statistic | ST |  |  | STAT:9671 | 2021-08-06 18:16
|  |  | 5adcedaf-eda2-4050-acc0-8d5b8c9b4954 | 2 | STAT |  | 9672 | ONS_LOCAL$MTJU_230_PM_28!PMU:ST1 |  |  | 8736f6c7-ad41-4b43-b4f6-e684e0d4ad20 |  |  | 30 | [8 empty] | 11 | [5 empty] | LOCAL$MTJU_230_PM_28!PMU-ST1 | 0.0 | 1.0 | Device statistic for Number of data quality errors reported by device during last reporting interval. | 0 | 1 | 1 |  | Any | STAT | Statistic | ST |  |  | STAT:9672 | 2021-08-06 18:16
|  |  | f285d264-8974-4240-b8a1-daa27e558af1 | 2 | STAT |  | 9673 | ONS_LOCAL$MTJU_230_PM_28!PMU:ST2 |  |  | 8736f6c7-ad41-4b43-b4f6-e684e0d4ad20 |  |  | 30 | [8 empty] | 11 | [5 empty] | LOCAL$MTJU_230_PM_28!PMU-ST2 | 0.0 | 1.0 | Device statistic for Number of time quality errors reported by device during last reporting interval. | 0 | 1 | 1 |  | Any | STAT | Statistic | ST |  |  | STAT:9673 | 2021-08-06 18:16
|  |  | acb9fd05-2f2a-4bd8-a243-b64aa666fa8b | 2 | STAT |  | 9674 | ONS_LOCAL$MTJU_230_PM_28!PMU:ST3 |  |  | 8736f6c7-ad41-4b43-b4f6-e684e0d4ad20 |  |  | 30 | [8 empty] | 11 | [5 empty] | LOCAL$MTJU_230_PM_28!PMU-ST3 | 0.0 | 1.0 | Device statistic for Number of device errors reported by device during last reporting interval. | 0 | 1 | 1 |  | Any | STAT | Statistic | ST |  |  | STAT:9674 | 2021-08-06 18:16
|  |  | 14916433-a115-4425-a043-4882bd6c07f7 | 2 | STAT |  | 9675 | ONS_LOCAL$MTJU_230_PM_28!PMU:ST4 |  |  | 8736f6c7-ad41-4b43-b4f6-e684e0d4ad20 |  |  | 30 | [8 empty] | 11 | [5 empty] | LOCAL$MTJU_230_PM_28!PMU-ST4 | 0.0 | 1.0 | Device statistic for Number of measurements received from device during last reporting interval. | 0 | 1 | 1 |  | Any | STAT | Statistic | ST |  |  | STAT:9675 | 2021-08-06 18:16
|  |  | 42fc2837-3acb-434c-b5ce-e406f12bd516 | 2 | STAT |  | 9676 | ONS_LOCAL$MTJU_230_PM_28!PMU:ST5 |  |  | 8736f6c7-ad41-4b43-b4f6-e684e0d4ad20 |  |  | 30 | [8 empty] | 11 | [5 empty] | LOCAL$MTJU_230_PM_28!PMU-ST5 | 0.0 | 1.0 | Device statistic for Expected number of measurements received from device during last reporting interval. | 0 | 1 | 1 |  | Any | STAT | Statistic | ST |  |  | STAT:9676 | 2021-08-06 18:16
|  |  | 7429c577-56f0-433e-93ef-0334c9f36a30 | 2 | STAT |  | 9677 | ONS_LOCAL$MTJU_230_PM_28!PMU:ST6 |  |  | 8736f6c7-ad41-4b43-b4f6-e684e0d4ad20 |  |  | 30 | [8 empty] | 11 | [5 empty] | LOCAL$MTJU_230_PM_28!PMU-ST6 | 0.0 | 1.0 | Device statistic for Number of measurements received while device was reporting errors during last reporting interval. | 0 | 1 | 1 |  | Any | STAT | Statistic | ST |  |  | STAT:9677 | 2021-08-06 18:16
|  |  | 550b5372-2ec3-429f-8cd9-fda8a360269e | 2 | STAT |  | 9678 | ONS_LOCAL$MTJU_230_PM_28!PMU:ST7 |  |  | 8736f6c7-ad41-4b43-b4f6-e684e0d4ad20 |  |  | 30 | [8 empty] | 11 | [5 empty] | LOCAL$MTJU_230_PM_28!PMU-ST7 | 0.0 | 1.0 | Device statistic for Number of defined measurements (per frame) from device during last reporting interval. | 0 | 1 | 1 |  | Any | STAT | Statistic | ST |  |  | STAT:9678 | 2021-08-06 18:16
|  |  | 7814fcae-2230-4406-9841-2f15b1e948df | 2 | STAT |  | 9679 | ONS_LOCAL$MTJU_230_PM_29!PMU:ST1 |  |  | 8736f6c7-ad41-4b43-b4f6-e684e0d4ad20 |  |  | 30 | [8 empty] | 11 | [5 empty] | LOCAL$MTJU_230_PM_29!PMU-ST1 | 0.0 | 1.0 | Device statistic for Number of data quality errors reported by device during last reporting interval. | 0 | 1 | 1 |  | Any | STAT | Statistic | ST |  |  | STAT:9679 | 2021-08-06 18:16
|  |  | 64aef09b-49f9-4128-aedd-138e5508a24d | 2 | STAT |  | 9680 | ONS_LOCAL$MTJU_230_PM_29!PMU:ST2 |  |  | 8736f6c7-ad41-4b43-b4f6-e684e0d4ad20 |  |  | 30 | [8 empty] | 11 | [5 empty] | LOCAL$MTJU_230_PM_29!PMU-ST2 | 0.0 | 1.0 | Device statistic for Number of time quality errors reported by device during last reporting interval. | 0 | 1 | 1 |  | Any | STAT | Statistic | ST |  |  | STAT:9680 | 2021-08-06 18:16
|  |  | 85144f59-83ee-4e03-b29f-372870877b9c | 2 | STAT |  | 9681 | ONS_LOCAL$MTJU_230_PM_29!PMU:ST3 |  |  | 8736f6c7-ad41-4b43-b4f6-e684e0d4ad20 |  |  | 30 | [8 empty] | 11 | [5 empty] | LOCAL$MTJU_230_PM_29!PMU-ST3 | 0.0 | 1.0 | Device statistic for Number of device errors reported by device during last reporting interval. | 0 | 1 | 1 |  | Any | STAT | Statistic | ST |  |  | STAT:9681 | 2021-08-06 18:16
|  |  | daebc065-44ad-4ec9-ae0f-e979cf96c68b | 2 | STAT |  | 9682 | ONS_LOCAL$MTJU_230_PM_29!PMU:ST4 |  |  | 8736f6c7-ad41-4b43-b4f6-e684e0d4ad20 |  |  | 30 | [8 empty] | 11 | [5 empty] | LOCAL$MTJU_230_PM_29!PMU-ST4 | 0.0 | 1.0 | Device statistic for Number of measurements received from device during last reporting interval. | 0 | 1 | 1 |  | Any | STAT | Statistic | ST |  |  | STAT:9682 | 2021-08-06 18:16
|  |  | a9730741-24b6-4a61-8a86-31259f03dd00 | 2 | STAT |  | 9683 | ONS_LOCAL$MTJU_230_PM_29!PMU:ST5 |  |  | 8736f6c7-ad41-4b43-b4f6-e684e0d4ad20 |  |  | 30 | [8 empty] | 11 | [5 empty] | LOCAL$MTJU_230_PM_29!PMU-ST5 | 0.0 | 1.0 | Device statistic for Expected number of measurements received from device during last reporting interval. | 0 | 1 | 1 |  | Any | STAT | Statistic | ST |  |  | STAT:9683 | 2021-08-06 18:16
|  |  | 6838dcd8-2552-4f2b-9ba3-421192024c29 | 2 | STAT |  | 9684 | ONS_LOCAL$MTJU_230_PM_29!PMU:ST6 |  |  | 8736f6c7-ad41-4b43-b4f6-e684e0d4ad20 |  |  | 30 | [8 empty] | 11 | [5 empty] | LOCAL$MTJU_230_PM_29!PMU-ST6 | 0.0 | 1.0 | Device statistic for Number of measurements received while device was reporting errors during last reporting interval. | 0 | 1 | 1 |  | Any | STAT | Statistic | ST |  |  | STAT:9684 | 2021-08-06 18:16
|  |  | c6de6d08-047e-46a6-bb82-78e6ef831d22 | 2 | STAT |  | 9685 | ONS_LOCAL$MTJU_230_PM_29!PMU:ST7 |  |  | 8736f6c7-ad41-4b43-b4f6-e684e0d4ad20 |  |  | 30 | [8 empty] | 11 | [5 empty] | LOCAL$MTJU_230_PM_29!PMU-ST7 | 0.0 | 1.0 | Device statistic for Number of defined measurements (per frame) from device during last reporting interval. | 0 | 1 | 1 |  | Any | STAT | Statistic | ST |  |  | STAT:9685 | 2021-08-06 18:16
|  |  | e39bff66-fff4-4906-936d-3f622abc8bfe | 2 | STAT |  | 9686 | ONS_LOCAL$TOCO_500_PM_01!PMU:ST1 |  |  | 8736f6c7-ad41-4b43-b4f6-e684e0d4ad20 |  |  | 30 | [8 empty] | 11 | [5 empty] | LOCAL$TOCO_500_PM_01!PMU-ST1 | 0.0 | 1.0 | Device statistic for Number of data quality errors reported by device during last reporting interval. | 0 | 1 | 1 |  | Any | STAT | Statistic | ST |  |  | STAT:9686 | 2021-08-06 18:16
|  |  | 1f2dd21e-c540-48d7-b8c0-bd1172d0a848 | 2 | STAT |  | 9687 | ONS_LOCAL$TOCO_500_PM_01!PMU:ST2 |  |  | 8736f6c7-ad41-4b43-b4f6-e684e0d4ad20 |  |  | 30 | [8 empty] | 11 | [5 empty] | LOCAL$TOCO_500_PM_01!PMU-ST2 | 0.0 | 1.0 | Device statistic for Number of time quality errors reported by device during last reporting interval. | 0 | 1 | 1 |  | Any | STAT | Statistic | ST |  |  | STAT:9687 | 2021-08-06 18:16
|  |  | c73e93fb-6a98-4999-8e2f-9d92b33bc75b | 2 | STAT |  | 9688 | ONS_LOCAL$TOCO_500_PM_01!PMU:ST3 |  |  | 8736f6c7-ad41-4b43-b4f6-e684e0d4ad20 |  |  | 30 | [8 empty] | 11 | [5 empty] | LOCAL$TOCO_500_PM_01!PMU-ST3 | 0.0 | 1.0 | Device statistic for Number of device errors reported by device during last reporting interval. | 0 | 1 | 1 |  | Any | STAT | Statistic | ST |  |  | STAT:9688 | 2021-08-06 18:16
|  |  | 4b22be68-42dc-4a0c-94a8-2de83a650cd6 | 2 | STAT |  | 9689 | ONS_LOCAL$TOCO_500_PM_01!PMU:ST4 |  |  | 8736f6c7-ad41-4b43-b4f6-e684e0d4ad20 |  |  | 30 | [8 empty] | 11 | [5 empty] | LOCAL$TOCO_500_PM_01!PMU-ST4 | 0.0 | 1.0 | Device statistic for Number of measurements received from device during last reporting interval. | 0 | 1 | 1 |  | Any | STAT | Statistic | ST |  |  | STAT:9689 | 2021-08-06 18:16
|  |  | 9940f191-6c31-4d40-bd53-5dbb2cbc399d | 2 | STAT |  | 9690 | ONS_LOCAL$TOCO_500_PM_01!PMU:ST5 |  |  | 8736f6c7-ad41-4b43-b4f6-e684e0d4ad20 |  |  | 30 | [8 empty] | 11 | [5 empty] | LOCAL$TOCO_500_PM_01!PMU-ST5 | 0.0 | 1.0 | Device statistic for Expected number of measurements received from device during last reporting interval. | 0 | 1 | 1 |  | Any | STAT | Statistic | ST |  |  | STAT:9690 | 2021-08-06 18:16
|  |  | b4a7d565-9442-4e6a-a2a5-c5ee689afd54 | 2 | STAT |  | 9691 | ONS_LOCAL$TOCO_500_PM_01!PMU:ST6 |  |  | 8736f6c7-ad41-4b43-b4f6-e684e0d4ad20 |  |  | 30 | [8 empty] | 11 | [5 empty] | LOCAL$TOCO_500_PM_01!PMU-ST6 | 0.0 | 1.0 | Device statistic for Number of measurements received while device was reporting errors during last reporting interval. | 0 | 1 | 1 |  | Any | STAT | Statistic | ST |  |  | STAT:9691 | 2021-08-06 18:16
|  |  | 1839b12f-855e-4aa9-ae10-c70e967cf8bd | 2 | STAT |  | 9692 | ONS_LOCAL$TOCO_500_PM_01!PMU:ST7 |  |  | 8736f6c7-ad41-4b43-b4f6-e684e0d4ad20 |  |  | 30 | [8 empty] | 11 | [5 empty] | LOCAL$TOCO_500_PM_01!PMU-ST7 | 0.0 | 1.0 | Device statistic for Number of defined measurements (per frame) from device during last reporting interval. | 0 | 1 | 1 |  | Any | STAT | Statistic | ST |  |  | STAT:9692 | 2021-08-06 18:16
|  |  | 0d9339fa-e54a-4039-b15b-aafb76c55c80 | 2 | STAT |  | 9693 | ONS_LOCAL$TOCO_500_PM_02!PMU:ST1 |  |  | 8736f6c7-ad41-4b43-b4f6-e684e0d4ad20 |  |  | 30 | [8 empty] | 11 | [5 empty] | LOCAL$TOCO_500_PM_02!PMU-ST1 | 0.0 | 1.0 | Device statistic for Number of data quality errors reported by device during last reporting interval. | 0 | 1 | 1 |  | Any | STAT | Statistic | ST |  |  | STAT:9693 | 2021-08-06 18:16
|  |  | 4a48b19d-9249-47d5-bafe-e47b0f2844c9 | 2 | STAT |  | 9694 | ONS_LOCAL$TOCO_500_PM_02!PMU:ST2 |  |  | 8736f6c7-ad41-4b43-b4f6-e684e0d4ad20 |  |  | 30 | [8 empty] | 11 | [5 empty] | LOCAL$TOCO_500_PM_02!PMU-ST2 | 0.0 | 1.0 | Device statistic for Number of time quality errors reported by device during last reporting interval. | 0 | 1 | 1 |  | Any | STAT | Statistic | ST |  |  | STAT:9694 | 2021-08-06 18:16
|  |  | 589617b1-52cc-4629-bd73-cbd360e1192f | 2 | STAT |  | 9695 | ONS_LOCAL$TOCO_500_PM_02!PMU:ST3 |  |  | 8736f6c7-ad41-4b43-b4f6-e684e0d4ad20 |  |  | 30 | [8 empty] | 11 | [5 empty] | LOCAL$TOCO_500_PM_02!PMU-ST3 | 0.0 | 1.0 | Device statistic for Number of device errors reported by device during last reporting interval. | 0 | 1 | 1 |  | Any | STAT | Statistic | ST |  |  | STAT:9695 | 2021-08-06 18:16
|  |  | e0227135-c676-4096-9984-794e741f9fbc | 2 | STAT |  | 9696 | ONS_LOCAL$TOCO_500_PM_02!PMU:ST4 |  |  | 8736f6c7-ad41-4b43-b4f6-e684e0d4ad20 |  |  | 30 | [8 empty] | 11 | [5 empty] | LOCAL$TOCO_500_PM_02!PMU-ST4 | 0.0 | 1.0 | Device statistic for Number of measurements received from device during last reporting interval. | 0 | 1 | 1 |  | Any | STAT | Statistic | ST |  |  | STAT:9696 | 2021-08-06 18:16
|  |  | 26e62bac-b741-4819-8586-4d600e8dd1b4 | 2 | STAT |  | 9697 | ONS_LOCAL$TOCO_500_PM_02!PMU:ST5 |  |  | 8736f6c7-ad41-4b43-b4f6-e684e0d4ad20 |  |  | 30 | [8 empty] | 11 | [5 empty] | LOCAL$TOCO_500_PM_02!PMU-ST5 | 0.0 | 1.0 | Device statistic for Expected number of measurements received from device during last reporting interval. | 0 | 1 | 1 |  | Any | STAT | Statistic | ST |  |  | STAT:9697 | 2021-08-06 18:16
|  |  | e9fb1a9b-f59a-4f54-b18f-079483575e5e | 2 | STAT |  | 9698 | ONS_LOCAL$TOCO_500_PM_02!PMU:ST6 |  |  | 8736f6c7-ad41-4b43-b4f6-e684e0d4ad20 |  |  | 30 | [8 empty] | 11 | [5 empty] | LOCAL$TOCO_500_PM_02!PMU-ST6 | 0.0 | 1.0 | Device statistic for Number of measurements received while device was reporting errors during last reporting interval. | 0 | 1 | 1 |  | Any | STAT | Statistic | ST |  |  | STAT:9698 | 2021-08-06 18:16
|  |  | 17e28543-8aee-438c-8b14-6c95cd96ca41 | 2 | STAT |  | 9699 | ONS_LOCAL$TOCO_500_PM_02!PMU:ST7 |  |  | 8736f6c7-ad41-4b43-b4f6-e684e0d4ad20 |  |  | 30 | [8 empty] | 11 | [5 empty] | LOCAL$TOCO_500_PM_02!PMU-ST7 | 0.0 | 1.0 | Device statistic for Number of defined measurements (per frame) from device during last reporting interval. | 0 | 1 | 1 |  | Any | STAT | Statistic | ST |  |  | STAT:9699 | 2021-08-06 18:16
|  |  | 5d6efd97-b5dd-4b93-9c5c-8cef80cd3a52 | 2 | STAT |  | 9700 | ONS_LOCAL$TOCO_500_PM_03!PMU:ST1 |  |  | 8736f6c7-ad41-4b43-b4f6-e684e0d4ad20 |  |  | 30 | [8 empty] | 11 | [5 empty] | LOCAL$TOCO_500_PM_03!PMU-ST1 | 0.0 | 1.0 | Device statistic for Number of data quality errors reported by device during last reporting interval. | 0 | 1 | 1 |  | Any | STAT | Statistic | ST |  |  | STAT:9700 | 2021-08-06 18:16
|  |  | c23529cb-273a-49a3-a6bf-d37c6cbb8ad9 | 2 | STAT |  | 9701 | ONS_LOCAL$TOCO_500_PM_03!PMU:ST2 |  |  | 8736f6c7-ad41-4b43-b4f6-e684e0d4ad20 |  |  | 30 | [8 empty] | 11 | [5 empty] | LOCAL$TOCO_500_PM_03!PMU-ST2 | 0.0 | 1.0 | Device statistic for Number of time quality errors reported by device during last reporting interval. | 0 | 1 | 1 |  | Any | STAT | Statistic | ST |  |  | STAT:9701 | 2021-08-06 18:16
|  |  | 2491a63d-c004-4518-80a6-64a879b12039 | 2 | STAT |  | 9702 | ONS_LOCAL$TOCO_500_PM_03!PMU:ST3 |  |  | 8736f6c7-ad41-4b43-b4f6-e684e0d4ad20 |  |  | 30 | [8 empty] | 11 | [5 empty] | LOCAL$TOCO_500_PM_03!PMU-ST3 | 0.0 | 1.0 | Device statistic for Number of device errors reported by device during last reporting interval. | 0 | 1 | 1 |  | Any | STAT | Statistic | ST |  |  | STAT:9702 | 2021-08-06 18:16
|  |  | cc5cd2ae-8c76-4eeb-b9c5-ea6874c9b4a6 | 2 | STAT |  | 9703 | ONS_LOCAL$TOCO_500_PM_03!PMU:ST4 |  |  | 8736f6c7-ad41-4b43-b4f6-e684e0d4ad20 |  |  | 30 | [8 empty] | 11 | [5 empty] | LOCAL$TOCO_500_PM_03!PMU-ST4 | 0.0 | 1.0 | Device statistic for Number of measurements received from device during last reporting interval. | 0 | 1 | 1 |  | Any | STAT | Statistic | ST |  |  | STAT:9703 | 2021-08-06 18:16
|  |  | 25003dd7-86ec-40fe-8659-5e2dd9331a3f | 2 | STAT |  | 9704 | ONS_LOCAL$TOCO_500_PM_03!PMU:ST5 |  |  | 8736f6c7-ad41-4b43-b4f6-e684e0d4ad20 |  |  | 30 | [8 empty] | 11 | [5 empty] | LOCAL$TOCO_500_PM_03!PMU-ST5 | 0.0 | 1.0 | Device statistic for Expected number of measurements received from device during last reporting interval. | 0 | 1 | 1 |  | Any | STAT | Statistic | ST |  |  | STAT:9704 | 2021-08-06 18:16
|  |  | c5d83d2b-8da3-49af-aed2-26d08efb50df | 2 | STAT |  | 9705 | ONS_LOCAL$TOCO_500_PM_03!PMU:ST6 |  |  | 8736f6c7-ad41-4b43-b4f6-e684e0d4ad20 |  |  | 30 | [8 empty] | 11 | [5 empty] | LOCAL$TOCO_500_PM_03!PMU-ST6 | 0.0 | 1.0 | Device statistic for Number of measurements received while device was reporting errors during last reporting interval. | 0 | 1 | 1 |  | Any | STAT | Statistic | ST |  |  | STAT:9705 | 2021-08-06 18:16
|  |  | 71e423ea-46ce-49f3-a3c7-d6642f918405 | 2 | STAT |  | 9706 | ONS_LOCAL$TOCO_500_PM_03!PMU:ST7 |  |  | 8736f6c7-ad41-4b43-b4f6-e684e0d4ad20 |  |  | 30 | [8 empty] | 11 | [5 empty] | LOCAL$TOCO_500_PM_03!PMU-ST7 | 0.0 | 1.0 | Device statistic for Number of defined measurements (per frame) from device during last reporting interval. | 0 | 1 | 1 |  | Any | STAT | Statistic | ST |  |  | STAT:9706 | 2021-08-06 18:16
|  |  | a03cbb18-fc8c-4352-a285-5e83242b30a4 | 2 | STAT |  | 9707 | ONS_LOCAL$TOCO_500_PM_04!PMU:ST1 |  |  | 8736f6c7-ad41-4b43-b4f6-e684e0d4ad20 |  |  | 30 | [8 empty] | 11 | [5 empty] | LOCAL$TOCO_500_PM_04!PMU-ST1 | 0.0 | 1.0 | Device statistic for Number of data quality errors reported by device during last reporting interval. | 0 | 1 | 1 |  | Any | STAT | Statistic | ST |  |  | STAT:9707 | 2021-08-06 18:16
|  |  | 24180eb9-89c0-4016-9128-e4cd47e1d697 | 2 | STAT |  | 9708 | ONS_LOCAL$TOCO_500_PM_04!PMU:ST2 |  |  | 8736f6c7-ad41-4b43-b4f6-e684e0d4ad20 |  |  | 30 | [8 empty] | 11 | [5 empty] | LOCAL$TOCO_500_PM_04!PMU-ST2 | 0.0 | 1.0 | Device statistic for Number of time quality errors reported by device during last reporting interval. | 0 | 1 | 1 |  | Any | STAT | Statistic | ST |  |  | STAT:9708 | 2021-08-06 18:16
|  |  | 760e1609-91f9-4502-b1e9-7ce2679e53fc | 2 | STAT |  | 9709 | ONS_LOCAL$TOCO_500_PM_04!PMU:ST3 |  |  | 8736f6c7-ad41-4b43-b4f6-e684e0d4ad20 |  |  | 30 | [8 empty] | 11 | [5 empty] | LOCAL$TOCO_500_PM_04!PMU-ST3 | 0.0 | 1.0 | Device statistic for Number of device errors reported by device during last reporting interval. | 0 | 1 | 1 |  | Any | STAT | Statistic | ST |  |  | STAT:9709 | 2021-08-06 18:16
|  |  | 47e3ba5a-0715-48a0-9f24-d6aee942559c | 2 | STAT |  | 9710 | ONS_LOCAL$TOCO_500_PM_04!PMU:ST4 |  |  | 8736f6c7-ad41-4b43-b4f6-e684e0d4ad20 |  |  | 30 | [8 empty] | 11 | [5 empty] | LOCAL$TOCO_500_PM_04!PMU-ST4 | 0.0 | 1.0 | Device statistic for Number of measurements received from device during last reporting interval. | 0 | 1 | 1 |  | Any | STAT | Statistic | ST |  |  | STAT:9710 | 2021-08-06 18:16
|  |  | 9110f1a1-fd1a-4f80-a98e-f3d189bbf326 | 2 | STAT |  | 9711 | ONS_LOCAL$TOCO_500_PM_04!PMU:ST5 |  |  | 8736f6c7-ad41-4b43-b4f6-e684e0d4ad20 |  |  | 30 | [8 empty] | 11 | [5 empty] | LOCAL$TOCO_500_PM_04!PMU-ST5 | 0.0 | 1.0 | Device statistic for Expected number of measurements received from device during last reporting interval. | 0 | 1 | 1 |  | Any | STAT | Statistic | ST |  |  | STAT:9711 | 2021-08-06 18:16
|  |  | 46ae96d2-2dc1-47a6-abbb-df34fb9ee53a | 2 | STAT |  | 9712 | ONS_LOCAL$TOCO_500_PM_04!PMU:ST6 |  |  | 8736f6c7-ad41-4b43-b4f6-e684e0d4ad20 |  |  | 30 | [8 empty] | 11 | [5 empty] | LOCAL$TOCO_500_PM_04!PMU-ST6 | 0.0 | 1.0 | Device statistic for Number of measurements received while device was reporting errors during last reporting interval. | 0 | 1 | 1 |  | Any | STAT | Statistic | ST |  |  | STAT:9712 | 2021-08-06 18:16
|  |  | 724a2785-7f0b-4194-8cca-cdc14b6c0599 | 2 | STAT |  | 9713 | ONS_LOCAL$TOCO_500_PM_04!PMU:ST7 |  |  | 8736f6c7-ad41-4b43-b4f6-e684e0d4ad20 |  |  | 30 | [8 empty] | 11 | [5 empty] | LOCAL$TOCO_500_PM_04!PMU-ST7 | 0.0 | 1.0 | Device statistic for Number of defined measurements (per frame) from device during last reporting interval. | 0 | 1 | 1 |  | Any | STAT | Statistic | ST |  |  | STAT:9713 | 2021-08-06 18:16
|  |  | fb45031d-a616-45f1-a166-7c15ea71237b | 2 | STAT |  | 9714 | ONS_LOCAL$TOLJ_500_PM_20!PMU:ST1 |  |  | 8736f6c7-ad41-4b43-b4f6-e684e0d4ad20 |  |  | 30 | [8 empty] | 11 | [5 empty] | LOCAL$TOLJ_500_PM_20!PMU-ST1 | 0.0 | 1.0 | Device statistic for Number of data quality errors reported by device during last reporting interval. | 0 | 1 | 1 |  | Any | STAT | Statistic | ST |  |  | STAT:9714 | 2021-08-06 18:16
|  |  | 8873be8c-20e6-4e6b-8f88-51810cce8a6c | 2 | STAT |  | 9715 | ONS_LOCAL$TOLJ_500_PM_20!PMU:ST2 |  |  | 8736f6c7-ad41-4b43-b4f6-e684e0d4ad20 |  |  | 30 | [8 empty] | 11 | [5 empty] | LOCAL$TOLJ_500_PM_20!PMU-ST2 | 0.0 | 1.0 | Device statistic for Number of time quality errors reported by device during last reporting interval. | 0 | 1 | 1 |  | Any | STAT | Statistic | ST |  |  | STAT:9715 | 2021-08-06 18:16
|  |  | b329fb34-36b7-4def-b14e-a21d738a166e | 2 | STAT |  | 9716 | ONS_LOCAL$TOLJ_500_PM_20!PMU:ST3 |  |  | 8736f6c7-ad41-4b43-b4f6-e684e0d4ad20 |  |  | 30 | [8 empty] | 11 | [5 empty] | LOCAL$TOLJ_500_PM_20!PMU-ST3 | 0.0 | 1.0 | Device statistic for Number of device errors reported by device during last reporting interval. | 0 | 1 | 1 |  | Any | STAT | Statistic | ST |  |  | STAT:9716 | 2021-08-06 18:16
|  |  | c985a32e-fa71-4c0a-a8f6-e308f6d2d62d | 2 | STAT |  | 9717 | ONS_LOCAL$TOLJ_500_PM_20!PMU:ST4 |  |  | 8736f6c7-ad41-4b43-b4f6-e684e0d4ad20 |  |  | 30 | [8 empty] | 11 | [5 empty] | LOCAL$TOLJ_500_PM_20!PMU-ST4 | 0.0 | 1.0 | Device statistic for Number of measurements received from device during last reporting interval. | 0 | 1 | 1 |  | Any | STAT | Statistic | ST |  |  | STAT:9717 | 2021-08-06 18:16
|  |  | de89605d-8751-4f7b-89cf-cbdebd11be47 | 2 | STAT |  | 9718 | ONS_LOCAL$TOLJ_500_PM_20!PMU:ST5 |  |  | 8736f6c7-ad41-4b43-b4f6-e684e0d4ad20 |  |  | 30 | [8 empty] | 11 | [5 empty] | LOCAL$TOLJ_500_PM_20!PMU-ST5 | 0.0 | 1.0 | Device statistic for Expected number of measurements received from device during last reporting interval. | 0 | 1 | 1 |  | Any | STAT | Statistic | ST |  |  | STAT:9718 | 2021-08-06 18:16
|  |  | 961c5cea-8fc9-415c-accc-4a53d9b8b402 | 2 | STAT |  | 9719 | ONS_LOCAL$TOLJ_500_PM_20!PMU:ST6 |  |  | 8736f6c7-ad41-4b43-b4f6-e684e0d4ad20 |  |  | 30 | [8 empty] | 11 | [5 empty] | LOCAL$TOLJ_500_PM_20!PMU-ST6 | 0.0 | 1.0 | Device statistic for Number of measurements received while device was reporting errors during last reporting interval. | 0 | 1 | 1 |  | Any | STAT | Statistic | ST |  |  | STAT:9719 | 2021-08-06 18:16
|  |  | c9aedefb-83e0-4c4c-a077-8ad39d398fd3 | 2 | STAT |  | 9720 | ONS_LOCAL$TOLJ_500_PM_20!PMU:ST7 |  |  | 8736f6c7-ad41-4b43-b4f6-e684e0d4ad20 |  |  | 30 | [8 empty] | 11 | [5 empty] | LOCAL$TOLJ_500_PM_20!PMU-ST7 | 0.0 | 1.0 | Device statistic for Number of defined measurements (per frame) from device during last reporting interval. | 0 | 1 | 1 |  | Any | STAT | Statistic | ST |  |  | STAT:9720 | 2021-08-06 18:16
|  |  | cfad98b0-6f2e-4576-97d0-b811279d4ab7 | 2 | STAT |  | 9721 | ONS_LOCAL$TOLJ_500_PM_21!PMU:ST1 |  |  | 8736f6c7-ad41-4b43-b4f6-e684e0d4ad20 |  |  | 30 | [8 empty] | 11 | [5 empty] | LOCAL$TOLJ_500_PM_21!PMU-ST1 | 0.0 | 1.0 | Device statistic for Number of data quality errors reported by device during last reporting interval. | 0 | 1 | 1 |  | Any | STAT | Statistic | ST |  |  | STAT:9721 | 2021-08-06 18:16
|  |  | e5b107c2-3b04-46e8-82b4-ef59bc5bd3dd | 2 | STAT |  | 9722 | ONS_LOCAL$TOLJ_500_PM_21!PMU:ST2 |  |  | 8736f6c7-ad41-4b43-b4f6-e684e0d4ad20 |  |  | 30 | [8 empty] | 11 | [5 empty] | LOCAL$TOLJ_500_PM_21!PMU-ST2 | 0.0 | 1.0 | Device statistic for Number of time quality errors reported by device during last reporting interval. | 0 | 1 | 1 |  | Any | STAT | Statistic | ST |  |  | STAT:9722 | 2021-08-06 18:16
|  |  | 4f262911-220d-412b-acce-bf4a289109d5 | 2 | STAT |  | 9723 | ONS_LOCAL$TOLJ_500_PM_21!PMU:ST3 |  |  | 8736f6c7-ad41-4b43-b4f6-e684e0d4ad20 |  |  | 30 | [8 empty] | 11 | [5 empty] | LOCAL$TOLJ_500_PM_21!PMU-ST3 | 0.0 | 1.0 | Device statistic for Number of device errors reported by device during last reporting interval. | 0 | 1 | 1 |  | Any | STAT | Statistic | ST |  |  | STAT:9723 | 2021-08-06 18:16
|  |  | d05021cf-c159-4043-9748-5c3eadb530c7 | 2 | STAT |  | 9724 | ONS_LOCAL$TOLJ_500_PM_21!PMU:ST4 |  |  | 8736f6c7-ad41-4b43-b4f6-e684e0d4ad20 |  |  | 30 | [8 empty] | 11 | [5 empty] | LOCAL$TOLJ_500_PM_21!PMU-ST4 | 0.0 | 1.0 | Device statistic for Number of measurements received from device during last reporting interval. | 0 | 1 | 1 |  | Any | STAT | Statistic | ST |  |  | STAT:9724 | 2021-08-06 18:16
|  |  | d1856e0f-c44a-49f1-84b7-0ad972a29b58 | 2 | STAT |  | 9725 | ONS_LOCAL$TOLJ_500_PM_21!PMU:ST5 |  |  | 8736f6c7-ad41-4b43-b4f6-e684e0d4ad20 |  |  | 30 | [8 empty] | 11 | [5 empty] | LOCAL$TOLJ_500_PM_21!PMU-ST5 | 0.0 | 1.0 | Device statistic for Expected number of measurements received from device during last reporting interval. | 0 | 1 | 1 |  | Any | STAT | Statistic | ST |  |  | STAT:9725 | 2021-08-06 18:16
|  |  | 0ec9c375-cb98-4f04-85bb-b7882ee0b7ef | 2 | STAT |  | 9726 | ONS_LOCAL$TOLJ_500_PM_21!PMU:ST6 |  |  | 8736f6c7-ad41-4b43-b4f6-e684e0d4ad20 |  |  | 30 | [8 empty] | 11 | [5 empty] | LOCAL$TOLJ_500_PM_21!PMU-ST6 | 0.0 | 1.0 | Device statistic for Number of measurements received while device was reporting errors during last reporting interval. | 0 | 1 | 1 |  | Any | STAT | Statistic | ST |  |  | STAT:9726 | 2021-08-06 18:16
|  |  | d9b9b9d4-b8da-4035-b701-57ed6082e781 | 2 | STAT |  | 9727 | ONS_LOCAL$TOLJ_500_PM_21!PMU:ST7 |  |  | 8736f6c7-ad41-4b43-b4f6-e684e0d4ad20 |  |  | 30 | [8 empty] | 11 | [5 empty] | LOCAL$TOLJ_500_PM_21!PMU-ST7 | 0.0 | 1.0 | Device statistic for Number of defined measurements (per frame) from device during last reporting interval. | 0 | 1 | 1 |  | Any | STAT | Statistic | ST |  |  | STAT:9727 | 2021-08-06 18:16
|  |  | 65c6515d-a432-48bf-b49d-9f43881e67c0 | 2 | STAT |  | 9728 | ONS_LOCAL$TOMC_500_PM_10!PMU:ST1 |  |  | 8736f6c7-ad41-4b43-b4f6-e684e0d4ad20 |  |  | 30 | [8 empty] | 11 | [5 empty] | LOCAL$TOMC_500_PM_10!PMU-ST1 | 0.0 | 1.0 | Device statistic for Number of data quality errors reported by device during last reporting interval. | 0 | 1 | 1 |  | Any | STAT | Statistic | ST |  |  | STAT:9728 | 2021-08-06 18:16
|  |  | 87cab145-0382-4881-b849-884e27d23dcc | 2 | STAT |  | 9729 | ONS_LOCAL$TOMC_500_PM_10!PMU:ST2 |  |  | 8736f6c7-ad41-4b43-b4f6-e684e0d4ad20 |  |  | 30 | [8 empty] | 11 | [5 empty] | LOCAL$TOMC_500_PM_10!PMU-ST2 | 0.0 | 1.0 | Device statistic for Number of time quality errors reported by device during last reporting interval. | 0 | 1 | 1 |  | Any | STAT | Statistic | ST |  |  | STAT:9729 | 2021-08-06 18:16
|  |  | 8c6db256-3267-4ea2-9ab4-3c49b8c4be86 | 2 | STAT |  | 9730 | ONS_LOCAL$TOMC_500_PM_10!PMU:ST3 |  |  | 8736f6c7-ad41-4b43-b4f6-e684e0d4ad20 |  |  | 30 | [8 empty] | 11 | [5 empty] | LOCAL$TOMC_500_PM_10!PMU-ST3 | 0.0 | 1.0 | Device statistic for Number of device errors reported by device during last reporting interval. | 0 | 1 | 1 |  | Any | STAT | Statistic | ST |  |  | STAT:9730 | 2021-08-06 18:16
|  |  | af840fd1-8ce2-4f1c-be7c-8dd98c2b5549 | 2 | STAT |  | 9731 | ONS_LOCAL$TOMC_500_PM_10!PMU:ST4 |  |  | 8736f6c7-ad41-4b43-b4f6-e684e0d4ad20 |  |  | 30 | [8 empty] | 11 | [5 empty] | LOCAL$TOMC_500_PM_10!PMU-ST4 | 0.0 | 1.0 | Device statistic for Number of measurements received from device during last reporting interval. | 0 | 1 | 1 |  | Any | STAT | Statistic | ST |  |  | STAT:9731 | 2021-08-06 18:16
|  |  | 126914aa-6107-43b5-a32d-fefa4bdcc50f | 2 | STAT |  | 9732 | ONS_LOCAL$TOMC_500_PM_10!PMU:ST5 |  |  | 8736f6c7-ad41-4b43-b4f6-e684e0d4ad20 |  |  | 30 | [8 empty] | 11 | [5 empty] | LOCAL$TOMC_500_PM_10!PMU-ST5 | 0.0 | 1.0 | Device statistic for Expected number of measurements received from device during last reporting interval. | 0 | 1 | 1 |  | Any | STAT | Statistic | ST |  |  | STAT:9732 | 2021-08-06 18:16
|  |  | 81c9c3f9-a3a2-4186-86ff-e98a8beb6359 | 2 | STAT |  | 9733 | ONS_LOCAL$TOMC_500_PM_10!PMU:ST6 |  |  | 8736f6c7-ad41-4b43-b4f6-e684e0d4ad20 |  |  | 30 | [8 empty] | 11 | [5 empty] | LOCAL$TOMC_500_PM_10!PMU-ST6 | 0.0 | 1.0 | Device statistic for Number of measurements received while device was reporting errors during last reporting interval. | 0 | 1 | 1 |  | Any | STAT | Statistic | ST |  |  | STAT:9733 | 2021-08-06 18:16
|  |  | 28d4b101-701b-4a61-bcc9-c78f08f05bd6 | 2 | STAT |  | 9734 | ONS_LOCAL$TOMC_500_PM_10!PMU:ST7 |  |  | 8736f6c7-ad41-4b43-b4f6-e684e0d4ad20 |  |  | 30 | [8 empty] | 11 | [5 empty] | LOCAL$TOMC_500_PM_10!PMU-ST7 | 0.0 | 1.0 | Device statistic for Number of defined measurements (per frame) from device during last reporting interval. | 0 | 1 | 1 |  | Any | STAT | Statistic | ST |  |  | STAT:9734 | 2021-08-06 18:16
|  |  | 0a694fb1-da85-480d-a82d-1914a72b1c2e | 2 | STAT |  | 9735 | ONS_LOCAL$TOMC_500_PM_11!PMU:ST1 |  |  | 8736f6c7-ad41-4b43-b4f6-e684e0d4ad20 |  |  | 30 | [8 empty] | 11 | [5 empty] | LOCAL$TOMC_500_PM_11!PMU-ST1 | 0.0 | 1.0 | Device statistic for Number of data quality errors reported by device during last reporting interval. | 0 | 1 | 1 |  | Any | STAT | Statistic | ST |  |  | STAT:9735 | 2021-08-06 18:16
|  |  | de90f9e3-49e1-45ab-8520-a6c227cba143 | 2 | STAT |  | 9736 | ONS_LOCAL$TOMC_500_PM_11!PMU:ST2 |  |  | 8736f6c7-ad41-4b43-b4f6-e684e0d4ad20 |  |  | 30 | [8 empty] | 11 | [5 empty] | LOCAL$TOMC_500_PM_11!PMU-ST2 | 0.0 | 1.0 | Device statistic for Number of time quality errors reported by device during last reporting interval. | 0 | 1 | 1 |  | Any | STAT | Statistic | ST |  |  | STAT:9736 | 2021-08-06 18:16
|  |  | e358095e-2061-4c81-9306-c3eacac2723a | 2 | STAT |  | 9737 | ONS_LOCAL$TOMC_500_PM_11!PMU:ST3 |  |  | 8736f6c7-ad41-4b43-b4f6-e684e0d4ad20 |  |  | 30 | [8 empty] | 11 | [5 empty] | LOCAL$TOMC_500_PM_11!PMU-ST3 | 0.0 | 1.0 | Device statistic for Number of device errors reported by device during last reporting interval. | 0 | 1 | 1 |  | Any | STAT | Statistic | ST |  |  | STAT:9737 | 2021-08-06 18:16
|  |  | 865f5349-7d6b-495f-931c-5a79ed8a9021 | 2 | STAT |  | 9738 | ONS_LOCAL$TOMC_500_PM_11!PMU:ST4 |  |  | 8736f6c7-ad41-4b43-b4f6-e684e0d4ad20 |  |  | 30 | [8 empty] | 11 | [5 empty] | LOCAL$TOMC_500_PM_11!PMU-ST4 | 0.0 | 1.0 | Device statistic for Number of measurements received from device during last reporting interval. | 0 | 1 | 1 |  | Any | STAT | Statistic | ST |  |  | STAT:9738 | 2021-08-06 18:16
|  |  | a1cd9213-f1ac-4d43-879e-c524563eec1e | 2 | STAT |  | 9739 | ONS_LOCAL$TOMC_500_PM_11!PMU:ST5 |  |  | 8736f6c7-ad41-4b43-b4f6-e684e0d4ad20 |  |  | 30 | [8 empty] | 11 | [5 empty] | LOCAL$TOMC_500_PM_11!PMU-ST5 | 0.0 | 1.0 | Device statistic for Expected number of measurements received from device during last reporting interval. | 0 | 1 | 1 |  | Any | STAT | Statistic | ST |  |  | STAT:9739 | 2021-08-06 18:16
|  |  | 3ed44eb0-9c22-474d-8216-0afae423055f | 2 | STAT |  | 9740 | ONS_LOCAL$TOMC_500_PM_11!PMU:ST6 |  |  | 8736f6c7-ad41-4b43-b4f6-e684e0d4ad20 |  |  | 30 | [8 empty] | 11 | [5 empty] | LOCAL$TOMC_500_PM_11!PMU-ST6 | 0.0 | 1.0 | Device statistic for Number of measurements received while device was reporting errors during last reporting interval. | 0 | 1 | 1 |  | Any | STAT | Statistic | ST |  |  | STAT:9740 | 2021-08-06 18:16
|  |  | 29f418d9-9562-4803-8b6d-bee5b618c1c4 | 2 | STAT |  | 9741 | ONS_LOCAL$TOMC_500_PM_11!PMU:ST7 |  |  | 8736f6c7-ad41-4b43-b4f6-e684e0d4ad20 |  |  | 30 | [8 empty] | 11 | [5 empty] | LOCAL$TOMC_500_PM_11!PMU-ST7 | 0.0 | 1.0 | Device statistic for Number of defined measurements (per frame) from device during last reporting interval. | 0 | 1 | 1 |  | Any | STAT | Statistic | ST |  |  | STAT:9741 | 2021-08-06 18:16
|  |  | 8ade1440-c452-414a-9756-a9d3a8514e54 | 2 | STAT |  | 9742 | ONS_LOCAL$TOMC_500_PM_24!PMU:ST1 |  |  | 8736f6c7-ad41-4b43-b4f6-e684e0d4ad20 |  |  | 30 | [8 empty] | 11 | [5 empty] | LOCAL$TOMC_500_PM_24!PMU-ST1 | 0.0 | 1.0 | Device statistic for Number of data quality errors reported by device during last reporting interval. | 0 | 1 | 1 |  | Any | STAT | Statistic | ST |  |  | STAT:9742 | 2021-08-06 18:16
|  |  | 77b00d55-a6cd-4666-83eb-44dbe62491b8 | 2 | STAT |  | 9743 | ONS_LOCAL$TOMC_500_PM_24!PMU:ST2 |  |  | 8736f6c7-ad41-4b43-b4f6-e684e0d4ad20 |  |  | 30 | [8 empty] | 11 | [5 empty] | LOCAL$TOMC_500_PM_24!PMU-ST2 | 0.0 | 1.0 | Device statistic for Number of time quality errors reported by device during last reporting interval. | 0 | 1 | 1 |  | Any | STAT | Statistic | ST |  |  | STAT:9743 | 2021-08-06 18:16
|  |  | 5aa894a5-8979-4ad8-9821-872bd1c3fcde | 2 | STAT |  | 9744 | ONS_LOCAL$TOMC_500_PM_24!PMU:ST3 |  |  | 8736f6c7-ad41-4b43-b4f6-e684e0d4ad20 |  |  | 30 | [8 empty] | 11 | [5 empty] | LOCAL$TOMC_500_PM_24!PMU-ST3 | 0.0 | 1.0 | Device statistic for Number of device errors reported by device during last reporting interval. | 0 | 1 | 1 |  | Any | STAT | Statistic | ST |  |  | STAT:9744 | 2021-08-06 18:16
|  |  | 3db0696c-2c90-4962-9e73-578d722870e3 | 2 | STAT |  | 9745 | ONS_LOCAL$TOMC_500_PM_24!PMU:ST4 |  |  | 8736f6c7-ad41-4b43-b4f6-e684e0d4ad20 |  |  | 30 | [8 empty] | 11 | [5 empty] | LOCAL$TOMC_500_PM_24!PMU-ST4 | 0.0 | 1.0 | Device statistic for Number of measurements received from device during last reporting interval. | 0 | 1 | 1 |  | Any | STAT | Statistic | ST |  |  | STAT:9745 | 2021-08-06 18:16
|  |  | cda75a38-d448-46b3-9721-c7852e3b886c | 2 | STAT |  | 9746 | ONS_LOCAL$TOMC_500_PM_24!PMU:ST5 |  |  | 8736f6c7-ad41-4b43-b4f6-e684e0d4ad20 |  |  | 30 | [8 empty] | 11 | [5 empty] | LOCAL$TOMC_500_PM_24!PMU-ST5 | 0.0 | 1.0 | Device statistic for Expected number of measurements received from device during last reporting interval. | 0 | 1 | 1 |  | Any | STAT | Statistic | ST |  |  | STAT:9746 | 2021-08-06 18:16
|  |  | 100db80e-f729-4243-b138-90ed9fec3eb4 | 2 | STAT |  | 9747 | ONS_LOCAL$TOMC_500_PM_24!PMU:ST6 |  |  | 8736f6c7-ad41-4b43-b4f6-e684e0d4ad20 |  |  | 30 | [8 empty] | 11 | [5 empty] | LOCAL$TOMC_500_PM_24!PMU-ST6 | 0.0 | 1.0 | Device statistic for Number of measurements received while device was reporting errors during last reporting interval. | 0 | 1 | 1 |  | Any | STAT | Statistic | ST |  |  | STAT:9747 | 2021-08-06 18:16
|  |  | 06ffc03e-e544-44b7-85b1-6e5470d5cb4a | 2 | STAT |  | 9748 | ONS_LOCAL$TOMC_500_PM_24!PMU:ST7 |  |  | 8736f6c7-ad41-4b43-b4f6-e684e0d4ad20 |  |  | 30 | [8 empty] | 11 | [5 empty] | LOCAL$TOMC_500_PM_24!PMU-ST7 | 0.0 | 1.0 | Device statistic for Number of defined measurements (per frame) from device during last reporting interval. | 0 | 1 | 1 |  | Any | STAT | Statistic | ST |  |  | STAT:9748 | 2021-08-06 18:16
|  |  | e03445c4-653e-469b-aeb9-079f5a79ba7e | 2 | STAT |  | 9749 | ONS_LOCAL$TOMC_500_PM_25!PMU:ST1 |  |  | 8736f6c7-ad41-4b43-b4f6-e684e0d4ad20 |  |  | 30 | [8 empty] | 11 | [5 empty] | LOCAL$TOMC_500_PM_25!PMU-ST1 | 0.0 | 1.0 | Device statistic for Number of data quality errors reported by device during last reporting interval. | 0 | 1 | 1 |  | Any | STAT | Statistic | ST |  |  | STAT:9749 | 2021-08-06 18:16
|  |  | 3705f049-d4bc-422c-9fef-7ef322d30a9d | 2 | STAT |  | 9750 | ONS_LOCAL$TOMC_500_PM_25!PMU:ST2 |  |  | 8736f6c7-ad41-4b43-b4f6-e684e0d4ad20 |  |  | 30 | [8 empty] | 11 | [5 empty] | LOCAL$TOMC_500_PM_25!PMU-ST2 | 0.0 | 1.0 | Device statistic for Number of time quality errors reported by device during last reporting interval. | 0 | 1 | 1 |  | Any | STAT | Statistic | ST |  |  | STAT:9750 | 2021-08-06 18:16
|  |  | 20607d07-98af-4618-bac8-10c2f8841d23 | 2 | STAT |  | 9751 | ONS_LOCAL$TOMC_500_PM_25!PMU:ST3 |  |  | 8736f6c7-ad41-4b43-b4f6-e684e0d4ad20 |  |  | 30 | [8 empty] | 11 | [5 empty] | LOCAL$TOMC_500_PM_25!PMU-ST3 | 0.0 | 1.0 | Device statistic for Number of device errors reported by device during last reporting interval. | 0 | 1 | 1 |  | Any | STAT | Statistic | ST |  |  | STAT:9751 | 2021-08-06 18:16
|  |  | 41652291-431f-441f-8839-384d3ddd8dff | 2 | STAT |  | 9752 | ONS_LOCAL$TOMC_500_PM_25!PMU:ST4 |  |  | 8736f6c7-ad41-4b43-b4f6-e684e0d4ad20 |  |  | 30 | [8 empty] | 11 | [5 empty] | LOCAL$TOMC_500_PM_25!PMU-ST4 | 0.0 | 1.0 | Device statistic for Number of measurements received from device during last reporting interval. | 0 | 1 | 1 |  | Any | STAT | Statistic | ST |  |  | STAT:9752 | 2021-08-06 18:16
|  |  | 4aac4acb-6355-4ba6-aa6b-1d3316f5ce5b | 2 | STAT |  | 9753 | ONS_LOCAL$TOMC_500_PM_25!PMU:ST5 |  |  | 8736f6c7-ad41-4b43-b4f6-e684e0d4ad20 |  |  | 30 | [8 empty] | 11 | [5 empty] | LOCAL$TOMC_500_PM_25!PMU-ST5 | 0.0 | 1.0 | Device statistic for Expected number of measurements received from device during last reporting interval. | 0 | 1 | 1 |  | Any | STAT | Statistic | ST |  |  | STAT:9753 | 2021-08-06 18:16
|  |  | ae181bf3-1339-48d1-a4ab-893cb936a968 | 2 | STAT |  | 9754 | ONS_LOCAL$TOMC_500_PM_25!PMU:ST6 |  |  | 8736f6c7-ad41-4b43-b4f6-e684e0d4ad20 |  |  | 30 | [8 empty] | 11 | [5 empty] | LOCAL$TOMC_500_PM_25!PMU-ST6 | 0.0 | 1.0 | Device statistic for Number of measurements received while device was reporting errors during last reporting interval. | 0 | 1 | 1 |  | Any | STAT | Statistic | ST |  |  | STAT:9754 | 2021-08-06 18:16
|  |  | 92dafbe7-b703-49c9-8638-fbf0ef20cf5f | 2 | STAT |  | 9755 | ONS_LOCAL$TOMC_500_PM_25!PMU:ST7 |  |  | 8736f6c7-ad41-4b43-b4f6-e684e0d4ad20 |  |  | 30 | [8 empty] | 11 | [5 empty] | LOCAL$TOMC_500_PM_25!PMU-ST7 | 0.0 | 1.0 | Device statistic for Number of defined measurements (per frame) from device during last reporting interval. | 0 | 1 | 1 |  | Any | STAT | Statistic | ST |  |  | STAT:9755 | 2021-08-06 18:16
|  |  | 8b256716-60a0-49c6-bcc7-8aab72b3dbd0 | 2 | STAT |  | 9756 | ONS_LOCAL$TOSTGU_500_PM_12!PMU:ST1 |  |  | 8736f6c7-ad41-4b43-b4f6-e684e0d4ad20 |  |  | 30 | [8 empty] | 11 | [5 empty] | LOCAL$TOSTGU_500_PM_12!PMU-ST1 | 0.0 | 1.0 | Device statistic for Number of data quality errors reported by device during last reporting interval. | 0 | 1 | 1 |  | Any | STAT | Statistic | ST |  |  | STAT:9756 | 2021-08-06 18:16
|  |  | 4aae0850-8234-4110-8de7-1f6eee6101f6 | 2 | STAT |  | 9757 | ONS_LOCAL$TOSTGU_500_PM_12!PMU:ST2 |  |  | 8736f6c7-ad41-4b43-b4f6-e684e0d4ad20 |  |  | 30 | [8 empty] | 11 | [5 empty] | LOCAL$TOSTGU_500_PM_12!PMU-ST2 | 0.0 | 1.0 | Device statistic for Number of time quality errors reported by device during last reporting interval. | 0 | 1 | 1 |  | Any | STAT | Statistic | ST |  |  | STAT:9757 | 2021-08-06 18:16
|  |  | be928c00-a522-453a-a9bb-d9dcce6e7a55 | 2 | STAT |  | 9758 | ONS_LOCAL$TOSTGU_500_PM_12!PMU:ST3 |  |  | 8736f6c7-ad41-4b43-b4f6-e684e0d4ad20 |  |  | 30 | [8 empty] | 11 | [5 empty] | LOCAL$TOSTGU_500_PM_12!PMU-ST3 | 0.0 | 1.0 | Device statistic for Number of device errors reported by device during last reporting interval. | 0 | 1 | 1 |  | Any | STAT | Statistic | ST |  |  | STAT:9758 | 2021-08-06 18:16
|  |  | 3af7e6c2-4b1b-44df-8503-c3ad06f4fc20 | 2 | STAT |  | 9759 | ONS_LOCAL$TOSTGU_500_PM_12!PMU:ST4 |  |  | 8736f6c7-ad41-4b43-b4f6-e684e0d4ad20 |  |  | 30 | [8 empty] | 11 | [5 empty] | LOCAL$TOSTGU_500_PM_12!PMU-ST4 | 0.0 | 1.0 | Device statistic for Number of measurements received from device during last reporting interval. | 0 | 1 | 1 |  | Any | STAT | Statistic | ST |  |  | STAT:9759 | 2021-08-06 18:16
|  |  | cc95d2d7-6095-41bf-8f69-08d6e835cb6c | 2 | STAT |  | 9760 | ONS_LOCAL$TOSTGU_500_PM_12!PMU:ST5 |  |  | 8736f6c7-ad41-4b43-b4f6-e684e0d4ad20 |  |  | 30 | [8 empty] | 11 | [5 empty] | LOCAL$TOSTGU_500_PM_12!PMU-ST5 | 0.0 | 1.0 | Device statistic for Expected number of measurements received from device during last reporting interval. | 0 | 1 | 1 |  | Any | STAT | Statistic | ST |  |  | STAT:9760 | 2021-08-06 18:16
|  |  | 9dcaf2de-891d-40a7-b07c-28d9ff0d5b16 | 2 | STAT |  | 9761 | ONS_LOCAL$TOSTGU_500_PM_12!PMU:ST6 |  |  | 8736f6c7-ad41-4b43-b4f6-e684e0d4ad20 |  |  | 30 | [8 empty] | 11 | [5 empty] | LOCAL$TOSTGU_500_PM_12!PMU-ST6 | 0.0 | 1.0 | Device statistic for Number of measurements received while device was reporting errors during last reporting interval. | 0 | 1 | 1 |  | Any | STAT | Statistic | ST |  |  | STAT:9761 | 2021-08-06 18:16
|  |  | 8650e32a-5fd4-4e69-91e3-da95e1e24fef | 2 | STAT |  | 9762 | ONS_LOCAL$TOSTGU_500_PM_12!PMU:ST7 |  |  | 8736f6c7-ad41-4b43-b4f6-e684e0d4ad20 |  |  | 30 | [8 empty] | 11 | [5 empty] | LOCAL$TOSTGU_500_PM_12!PMU-ST7 | 0.0 | 1.0 | Device statistic for Number of defined measurements (per frame) from device during last reporting interval. | 0 | 1 | 1 |  | Any | STAT | Statistic | ST |  |  | STAT:9762 | 2021-08-06 18:16
|  |  | 62911496-8bc2-4a5c-8b73-af2d3db93c46 | 2 | STAT |  | 9763 | ONS_LOCAL$TOSTGU_500_PM_13!PMU:ST1 |  |  | 8736f6c7-ad41-4b43-b4f6-e684e0d4ad20 |  |  | 30 | [8 empty] | 11 | [5 empty] | LOCAL$TOSTGU_500_PM_13!PMU-ST1 | 0.0 | 1.0 | Device statistic for Number of data quality errors reported by device during last reporting interval. | 0 | 1 | 1 |  | Any | STAT | Statistic | ST |  |  | STAT:9763 | 2021-08-06 18:16
|  |  | ef6f9c58-821a-4bd7-b858-8fb67a8fe5a2 | 2 | STAT |  | 9764 | ONS_LOCAL$TOSTGU_500_PM_13!PMU:ST2 |  |  | 8736f6c7-ad41-4b43-b4f6-e684e0d4ad20 |  |  | 30 | [8 empty] | 11 | [5 empty] | LOCAL$TOSTGU_500_PM_13!PMU-ST2 | 0.0 | 1.0 | Device statistic for Number of time quality errors reported by device during last reporting interval. | 0 | 1 | 1 |  | Any | STAT | Statistic | ST |  |  | STAT:9764 | 2021-08-06 18:16
|  |  | 9c3b041c-1903-4c44-99cb-74f62f88d113 | 2 | STAT |  | 9765 | ONS_LOCAL$TOSTGU_500_PM_13!PMU:ST3 |  |  | 8736f6c7-ad41-4b43-b4f6-e684e0d4ad20 |  |  | 30 | [8 empty] | 11 | [5 empty] | LOCAL$TOSTGU_500_PM_13!PMU-ST3 | 0.0 | 1.0 | Device statistic for Number of device errors reported by device during last reporting interval. | 0 | 1 | 1 |  | Any | STAT | Statistic | ST |  |  | STAT:9765 | 2021-08-06 18:16
|  |  | 45d3ade8-b874-44eb-8c9f-af4b969946f4 | 2 | STAT |  | 9766 | ONS_LOCAL$TOSTGU_500_PM_13!PMU:ST4 |  |  | 8736f6c7-ad41-4b43-b4f6-e684e0d4ad20 |  |  | 30 | [8 empty] | 11 | [5 empty] | LOCAL$TOSTGU_500_PM_13!PMU-ST4 | 0.0 | 1.0 | Device statistic for Number of measurements received from device during last reporting interval. | 0 | 1 | 1 |  | Any | STAT | Statistic | ST |  |  | STAT:9766 | 2021-08-06 18:16
|  |  | ca311cf5-0784-4479-ab72-34a3c9c05525 | 2 | STAT |  | 9767 | ONS_LOCAL$TOSTGU_500_PM_13!PMU:ST5 |  |  | 8736f6c7-ad41-4b43-b4f6-e684e0d4ad20 |  |  | 30 | [8 empty] | 11 | [5 empty] | LOCAL$TOSTGU_500_PM_13!PMU-ST5 | 0.0 | 1.0 | Device statistic for Expected number of measurements received from device during last reporting interval. | 0 | 1 | 1 |  | Any | STAT | Statistic | ST |  |  | STAT:9767 | 2021-08-06 18:16
|  |  | bde35638-f049-44d6-bb63-41c414cf3c43 | 2 | STAT |  | 9768 | ONS_LOCAL$TOSTGU_500_PM_13!PMU:ST6 |  |  | 8736f6c7-ad41-4b43-b4f6-e684e0d4ad20 |  |  | 30 | [8 empty] | 11 | [5 empty] | LOCAL$TOSTGU_500_PM_13!PMU-ST6 | 0.0 | 1.0 | Device statistic for Number of measurements received while device was reporting errors during last reporting interval. | 0 | 1 | 1 |  | Any | STAT | Statistic | ST |  |  | STAT:9768 | 2021-08-06 18:16
|  |  | 7f2c936a-6017-4e70-8018-45bd357a70bb | 2 | STAT |  | 9769 | ONS_LOCAL$TOSTGU_500_PM_13!PMU:ST7 |  |  | 8736f6c7-ad41-4b43-b4f6-e684e0d4ad20 |  |  | 30 | [8 empty] | 11 | [5 empty] | LOCAL$TOSTGU_500_PM_13!PMU-ST7 | 0.0 | 1.0 | Device statistic for Number of defined measurements (per frame) from device during last reporting interval. | 0 | 1 | 1 |  | Any | STAT | Statistic | ST |  |  | STAT:9769 | 2021-08-06 18:16
|  |  | a06565e2-f677-4f4b-80f6-339cf106bfc4 | 1 | PPA | ArchiveDirectories={D:\openHistorian\Archive
|  |  | 34828b03-b0bc-4d42-a83d-61ebe6bc945e | 1 | PPA | ArchiveDirectories={D:\openHistorian\Archive
|  |  | f40485fe-874e-4c5d-8a0e-34241de55e87 | 1 | PPA | ArchiveDirectories={D:\openHistorian\Archive
|  |  | f7bc06ba-a670-4b60-b052-7f58955ac4cc | 1 | PPA | ArchiveDirectories={D:\openHistorian\Archive
|  |  | f1df4475-832e-4768-b5f3-fa418522245e | 1 | PPA | ArchiveDirectories={D:\openHistorian\Archive
|  |  | d286d76e-ef4c-4b80-85fa-bb4c96821e1a | 1 | PPA | ArchiveDirectories={D:\openHistorian\Archive
|  |  | d312f718-9066-416d-b387-33eaa5ea157b | 1 | PPA | ArchiveDirectories={D:\openHistorian\Archive
|  |  | 01422748-fd11-49e3-a88d-b2c5008b09ef | 1 | PPA | ArchiveDirectories={D:\openHistorian\Archive
|  |  | 4afa452f-ddb4-44b4-9948-d5078d85a030 | 1 | PPA | ArchiveDirectories={D:\openHistorian\Archive
|  |  | bcbe3465-ff3b-4830-9e77-e0d7afafe5da | 1 | PPA | ArchiveDirectories={D:\openHistorian\Archive
|  |  | b1942e71-1124-4462-bb54-766f6e80533e | 1 | PPA | ArchiveDirectories={D:\openHistorian\Archive
|  |  | da6dee37-cfce-45f6-8563-2aaa92286847 | 1 | PPA | ArchiveDirectories={D:\openHistorian\Archive
|  |  | 6600b253-862a-46d7-9f6d-f7e8cd6d71ab | 1 | PPA | ArchiveDirectories={D:\openHistorian\Archive
|  |  | f1edcb92-d19e-4fb4-9e54-14705bad33c3 | 1 | PPA | ArchiveDirectories={D:\openHistorian\Archive
|  |  | e779ef6f-0edb-4ca4-9f5f-2f1da595e1f0 | 1 | PPA | ArchiveDirectories={D:\openHistorian\Archive
|  |  | 8c8df951-c469-4629-8863-fd9548609db0 | 1 | PPA | ArchiveDirectories={D:\openHistorian\Archive
|  |  | f4155eb1-e877-4da2-bf0c-1373d7e3d98a | 1 | PPA | ArchiveDirectories={D:\openHistorian\Archive
|  |  | 1f2fd3a3-a351-493a-9646-8166c0f2cf7d | 1 | PPA | ArchiveDirectories={D:\openHistorian\Archive
|  |  | 93439394-9037-4ab6-982d-99a4f17d7003 | 1 | PPA | ArchiveDirectories={D:\openHistorian\Archive
|  |  | 60dca0f2-3465-4452-b911-0fa02dfc5ed8 | 1 | PPA | ArchiveDirectories={D:\openHistorian\Archive
|  |  | 538b0201-c86c-4c32-bb46-1cd1be118061 | 1 | PPA | ArchiveDirectories={D:\openHistorian\Archive
|  |  | f3f03f84-aaf3-456a-aef2-d57483cb2429 | 1 | PPA | ArchiveDirectories={D:\openHistorian\Archive
|  |  | 68a5aa87-e067-4059-8323-7183db0383f7 | 1 | PPA | ArchiveDirectories={D:\openHistorian\Archive
|  |  | 99169795-e414-4adb-9197-8e9a056773d9 | 1 | PPA | ArchiveDirectories={D:\openHistorian\Archive
|  |  | afe5145e-a090-4ba9-a491-8c7ed0ebb931 | 1 | PPA | ArchiveDirectories={D:\openHistorian\Archive
|  |  | 66a0dcb4-bf2b-4d2c-b192-22e7df603f0b | 1 | PPA | ArchiveDirectories={D:\openHistorian\Archive
|  |  | e76bc8a7-2f1f-4f58-a1c7-af48c6d8b461 | 1 | PPA | ArchiveDirectories={D:\openHistorian\Archive
|  |  | 45c8cb1e-10cd-477d-80cd-c3f351e85178 | 1 | PPA | ArchiveDirectories={D:\openHistorian\Archive
|  |  | c3ea4ffa-4cc6-449f-9a5b-68f4cdb11818 | 1 | PPA | ArchiveDirectories={D:\openHistorian\Archive
|  |  | 5635e9bb-e08e-4eeb-8da0-88fdfa5a8805 | 1 | PPA | ArchiveDirectories={D:\openHistorian\Archive
|  |  | e8ca28d2-2eca-4499-9d55-d7d9328934fb | 1 | PPA | ArchiveDirectories={D:\openHistorian\Archive
|  |  | 16da339d-3ccc-4c65-8580-a5c4f164defb | 1 | PPA | ArchiveDirectories={D:\openHistorian\Archive
|  |  | 1e88aebc-c92a-48e6-af1d-4f7c73e17880 | 1 | PPA | ArchiveDirectories={D:\openHistorian\Archive
|  |  | c54accc5-865c-475f-a5c6-c7f3753f8059 | 1 | PPA | ArchiveDirectories={D:\openHistorian\Archive
|  |  | 4be50f87-f459-4b47-95b5-4e0d5333ac27 | 1 | PPA | ArchiveDirectories={D:\openHistorian\Archive
|  |  | 299f4930-7434-4ed4-8a44-8b0ee7a8f9f7 | 1 | PPA | ArchiveDirectories={D:\openHistorian\Archive
|  |  | cd1f7c23-cd00-4df9-acf8-4aaa784b8379 | 1 | PPA | ArchiveDirectories={D:\openHistorian\Archive
|  |  | 1f292af6-4d59-4c8e-b528-17824b6030c6 | 1 | PPA | ArchiveDirectories={D:\openHistorian\Archive
|  |  | 7ae9cbd2-f0a3-4c00-bd86-bae5df5ede8c | 1 | PPA | ArchiveDirectories={D:\openHistorian\Archive
|  |  | 8e470a98-a26e-4ed9-a4b4-5374a2d1a9d6 | 1 | PPA | ArchiveDirectories={D:\openHistorian\Archive
|  |  | f0b132cc-b5aa-4dee-89f7-9bebe20e51fa | 1 | PPA | ArchiveDirectories={D:\openHistorian\Archive
|  |  | 43435f3c-49fe-441a-9d95-3ec2d16423e3 | 1 | PPA | ArchiveDirectories={D:\openHistorian\Archive
|  |  | a314af08-c319-490c-bd39-7c1fcb297376 | 1 | PPA | ArchiveDirectories={D:\openHistorian\Archive
|  |  | b6f83189-f352-4c44-a345-050233c91e51 | 1 | PPA | ArchiveDirectories={D:\openHistorian\Archive
|  |  | 2c5f4c42-715a-47f2-8a71-940bc64495bb | 1 | PPA | ArchiveDirectories={D:\openHistorian\Archive
|  |  | c57b2e38-2d9d-4223-b0b5-8d9cc16305a4 | 1 | PPA | ArchiveDirectories={D:\openHistorian\Archive
|  |  | 4ca9b72d-17d7-47db-bf41-596e21fb4c50 | 1 | PPA | ArchiveDirectories={D:\openHistorian\Archive
|  |  | 4bcceb26-1612-448b-85ee-bb4f3cf8e80b | 1 | PPA | ArchiveDirectories={D:\openHistorian\Archive
|  |  | e5c62b99-f75a-4c8e-8a7f-3273b42eb835 | 1 | PPA | ArchiveDirectories={D:\openHistorian\Archive
|  |  | 2003c84c-628c-4a26-ab4a-eb3bfc7855cd | 1 | PPA | ArchiveDirectories={D:\openHistorian\Archive
|  |  | 928ca431-a6a0-4e5a-869a-2af6e9626fcd | 1 | PPA | ArchiveDirectories={D:\openHistorian\Archive
|  |  | 7f1f4791-1576-4b93-9884-922aead19d27 | 1 | PPA | ArchiveDirectories={D:\openHistorian\Archive
|  |  | bf24b6fe-d7c5-4a48-90b4-eaf05514b2bb | 2 | STAT |  | 9822 | ONS_LOCAL$PATC_500_PM_13!PMU:ST1 |  |  | 8736f6c7-ad41-4b43-b4f6-e684e0d4ad20 |  |  | 30 | [8 empty] | 11 | [5 empty] | LOCAL$PATC_500_PM_13!PMU-ST1 | 0.0 | 1.0 | Device statistic for Number of data quality errors reported by device during last reporting interval. | 0 | 1 | 1 |  | Any | STAT | Statistic | ST |  |  | STAT:9822 | 2021-08-10 14:44
|  |  | b216215f-f31d-49e9-9e6a-52670fa8740c | 2 | STAT |  | 9823 | ONS_LOCAL$PATC_500_PM_13!PMU:ST2 |  |  | 8736f6c7-ad41-4b43-b4f6-e684e0d4ad20 |  |  | 30 | [8 empty] | 11 | [5 empty] | LOCAL$PATC_500_PM_13!PMU-ST2 | 0.0 | 1.0 | Device statistic for Number of time quality errors reported by device during last reporting interval. | 0 | 1 | 1 |  | Any | STAT | Statistic | ST |  |  | STAT:9823 | 2021-08-10 14:44
|  |  | 5975dd32-7ef3-43e0-a0b6-51cf0ad0c1ff | 2 | STAT |  | 9824 | ONS_LOCAL$PATC_500_PM_13!PMU:ST3 |  |  | 8736f6c7-ad41-4b43-b4f6-e684e0d4ad20 |  |  | 30 | [8 empty] | 11 | [5 empty] | LOCAL$PATC_500_PM_13!PMU-ST3 | 0.0 | 1.0 | Device statistic for Number of device errors reported by device during last reporting interval. | 0 | 1 | 1 |  | Any | STAT | Statistic | ST |  |  | STAT:9824 | 2021-08-10 14:44
|  |  | f3fde602-6947-443b-8a5d-500c5ce5c1fb | 2 | STAT |  | 9825 | ONS_LOCAL$PATC_500_PM_13!PMU:ST4 |  |  | 8736f6c7-ad41-4b43-b4f6-e684e0d4ad20 |  |  | 30 | [8 empty] | 11 | [5 empty] | LOCAL$PATC_500_PM_13!PMU-ST4 | 0.0 | 1.0 | Device statistic for Number of measurements received from device during last reporting interval. | 0 | 1 | 1 |  | Any | STAT | Statistic | ST |  |  | STAT:9825 | 2021-08-10 14:44
|  |  | abbc9a48-0940-4443-9241-79aa15047b63 | 2 | STAT |  | 9826 | ONS_LOCAL$PATC_500_PM_13!PMU:ST5 |  |  | 8736f6c7-ad41-4b43-b4f6-e684e0d4ad20 |  |  | 30 | [8 empty] | 11 | [5 empty] | LOCAL$PATC_500_PM_13!PMU-ST5 | 0.0 | 1.0 | Device statistic for Expected number of measurements received from device during last reporting interval. | 0 | 1 | 1 |  | Any | STAT | Statistic | ST |  |  | STAT:9826 | 2021-08-10 14:44
|  |  | e6f40268-2cc7-4780-9ad9-445274ff62a2 | 2 | STAT |  | 9827 | ONS_LOCAL$PATC_500_PM_13!PMU:ST6 |  |  | 8736f6c7-ad41-4b43-b4f6-e684e0d4ad20 |  |  | 30 | [8 empty] | 11 | [5 empty] | LOCAL$PATC_500_PM_13!PMU-ST6 | 0.0 | 1.0 | Device statistic for Number of measurements received while device was reporting errors during last reporting interval. | 0 | 1 | 1 |  | Any | STAT | Statistic | ST |  |  | STAT:9827 | 2021-08-10 14:44
|  |  | efb3b0a6-54e6-4b7c-8926-e733bd33c2d0 | 2 | STAT |  | 9828 | ONS_LOCAL$PATC_500_PM_13!PMU:ST7 |  |  | 8736f6c7-ad41-4b43-b4f6-e684e0d4ad20 |  |  | 30 | [8 empty] | 11 | [5 empty] | LOCAL$PATC_500_PM_13!PMU-ST7 | 0.0 | 1.0 | Device statistic for Number of defined measurements (per frame) from device during last reporting interval. | 0 | 1 | 1 |  | Any | STAT | Statistic | ST |  |  | STAT:9828 | 2021-08-10 14:44
|  |  | b7beb8b5-133b-4122-b8b1-63ea8be90fbb | 2 | STAT |  | 9829 | ONS_LOCAL$PATC_500_PM_14!PMU:ST1 |  |  | 8736f6c7-ad41-4b43-b4f6-e684e0d4ad20 |  |  | 30 | [8 empty] | 11 | [5 empty] | LOCAL$PATC_500_PM_14!PMU-ST1 | 0.0 | 1.0 | Device statistic for Number of data quality errors reported by device during last reporting interval. | 0 | 1 | 1 |  | Any | STAT | Statistic | ST |  |  | STAT:9829 | 2021-08-10 14:44
|  |  | e5a8cce6-7454-42ab-be42-dfc21720fc18 | 2 | STAT |  | 9830 | ONS_LOCAL$PATC_500_PM_14!PMU:ST2 |  |  | 8736f6c7-ad41-4b43-b4f6-e684e0d4ad20 |  |  | 30 | [8 empty] | 11 | [5 empty] | LOCAL$PATC_500_PM_14!PMU-ST2 | 0.0 | 1.0 | Device statistic for Number of time quality errors reported by device during last reporting interval. | 0 | 1 | 1 |  | Any | STAT | Statistic | ST |  |  | STAT:9830 | 2021-08-10 14:44
|  |  | cabd3314-315f-4f8b-aa22-46163dbb8a5f | 2 | STAT |  | 9831 | ONS_LOCAL$PATC_500_PM_14!PMU:ST3 |  |  | 8736f6c7-ad41-4b43-b4f6-e684e0d4ad20 |  |  | 30 | [8 empty] | 11 | [5 empty] | LOCAL$PATC_500_PM_14!PMU-ST3 | 0.0 | 1.0 | Device statistic for Number of device errors reported by device during last reporting interval. | 0 | 1 | 1 |  | Any | STAT | Statistic | ST |  |  | STAT:9831 | 2021-08-10 14:44
|  |  | 499ee8c0-1f94-4b81-a606-3335b071685b | 2 | STAT |  | 9832 | ONS_LOCAL$PATC_500_PM_14!PMU:ST4 |  |  | 8736f6c7-ad41-4b43-b4f6-e684e0d4ad20 |  |  | 30 | [8 empty] | 11 | [5 empty] | LOCAL$PATC_500_PM_14!PMU-ST4 | 0.0 | 1.0 | Device statistic for Number of measurements received from device during last reporting interval. | 0 | 1 | 1 |  | Any | STAT | Statistic | ST |  |  | STAT:9832 | 2021-08-10 14:44
|  |  | 4d94bab8-3026-40ab-9bd7-39dbee4f9cda | 2 | STAT |  | 9833 | ONS_LOCAL$PATC_500_PM_14!PMU:ST5 |  |  | 8736f6c7-ad41-4b43-b4f6-e684e0d4ad20 |  |  | 30 | [8 empty] | 11 | [5 empty] | LOCAL$PATC_500_PM_14!PMU-ST5 | 0.0 | 1.0 | Device statistic for Expected number of measurements received from device during last reporting interval. | 0 | 1 | 1 |  | Any | STAT | Statistic | ST |  |  | STAT:9833 | 2021-08-10 14:44
|  |  | 5f9d9c58-7e82-446b-86fb-bbf50190644f | 2 | STAT |  | 9834 | ONS_LOCAL$PATC_500_PM_14!PMU:ST6 |  |  | 8736f6c7-ad41-4b43-b4f6-e684e0d4ad20 |  |  | 30 | [8 empty] | 11 | [5 empty] | LOCAL$PATC_500_PM_14!PMU-ST6 | 0.0 | 1.0 | Device statistic for Number of measurements received while device was reporting errors during last reporting interval. | 0 | 1 | 1 |  | Any | STAT | Statistic | ST |  |  | STAT:9834 | 2021-08-10 14:44
|  |  | 0202f063-2e16-4451-911c-94c2d103b5e4 | 2 | STAT |  | 9835 | ONS_LOCAL$PATC_500_PM_14!PMU:ST7 |  |  | 8736f6c7-ad41-4b43-b4f6-e684e0d4ad20 |  |  | 30 | [8 empty] | 11 | [5 empty] | LOCAL$PATC_500_PM_14!PMU-ST7 | 0.0 | 1.0 | Device statistic for Number of defined measurements (per frame) from device during last reporting interval. | 0 | 1 | 1 |  | Any | STAT | Statistic | ST |  |  | STAT:9835 | 2021-08-10 14:44
|  |  | 96c94b69-fa9c-4747-9430-5be350d3207a | 1 | PPA | ArchiveDirectories={D:\openHistorian\Archive
|  |  | f550fe0c-e454-4f9d-a424-107f0572078e | 2 | STAT |  | 9837 | ONS_LOCAL$MEDIDAS_CALCULADAS!PMU:ST1 |  |  | 8736f6c7-ad41-4b43-b4f6-e684e0d4ad20 |  |  | 30 | [8 empty] | 11 | [5 empty] | LOCAL$MEDIDAS_CALCULADAS!PMU-ST1 | 0.0 | 1.0 | Device statistic for Number of data quality errors reported by device during last reporting interval. | 0 | 1 | 1 |  | Any | STAT | Statistic | ST |  |  | STAT:9837 | 2021-08-20 17:23
|  |  | 14931408-ba99-47f1-a10a-08c67ffae3fc | 2 | STAT |  | 9838 | ONS_LOCAL$MEDIDAS_CALCULADAS!PMU:ST2 |  |  | 8736f6c7-ad41-4b43-b4f6-e684e0d4ad20 |  |  | 30 | [8 empty] | 11 | [5 empty] | LOCAL$MEDIDAS_CALCULADAS!PMU-ST2 | 0.0 | 1.0 | Device statistic for Number of time quality errors reported by device during last reporting interval. | 0 | 1 | 1 |  | Any | STAT | Statistic | ST |  |  | STAT:9838 | 2021-08-20 17:23
|  |  | 549b2a02-96c5-4a39-b519-775135504c82 | 2 | STAT |  | 9839 | ONS_LOCAL$MEDIDAS_CALCULADAS!PMU:ST3 |  |  | 8736f6c7-ad41-4b43-b4f6-e684e0d4ad20 |  |  | 30 | [8 empty] | 11 | [5 empty] | LOCAL$MEDIDAS_CALCULADAS!PMU-ST3 | 0.0 | 1.0 | Device statistic for Number of device errors reported by device during last reporting interval. | 0 | 1 | 1 |  | Any | STAT | Statistic | ST |  |  | STAT:9839 | 2021-08-20 17:23
|  |  | 15ba001a-5844-428f-a076-b29018dc430b | 2 | STAT |  | 9840 | ONS_LOCAL$MEDIDAS_CALCULADAS!PMU:ST4 |  |  | 8736f6c7-ad41-4b43-b4f6-e684e0d4ad20 |  |  | 30 | [8 empty] | 11 | [5 empty] | LOCAL$MEDIDAS_CALCULADAS!PMU-ST4 | 0.0 | 1.0 | Device statistic for Number of measurements received from device during last reporting interval. | 0 | 1 | 1 |  | Any | STAT | Statistic | ST |  |  | STAT:9840 | 2021-08-20 17:23
|  |  | 08c84c51-7864-498a-be4d-e65b6b48cbbd | 2 | STAT |  | 9841 | ONS_LOCAL$MEDIDAS_CALCULADAS!PMU:ST5 |  |  | 8736f6c7-ad41-4b43-b4f6-e684e0d4ad20 |  |  | 30 | [8 empty] | 11 | [5 empty] | LOCAL$MEDIDAS_CALCULADAS!PMU-ST5 | 0.0 | 1.0 | Device statistic for Expected number of measurements received from device during last reporting interval. | 0 | 1 | 1 |  | Any | STAT | Statistic | ST |  |  | STAT:9841 | 2021-08-20 17:23
|  |  | 548cc8a8-4156-4c37-9142-6ab20a9ffa2e | 2 | STAT |  | 9842 | ONS_LOCAL$MEDIDAS_CALCULADAS!PMU:ST6 |  |  | 8736f6c7-ad41-4b43-b4f6-e684e0d4ad20 |  |  | 30 | [8 empty] | 11 | [5 empty] | LOCAL$MEDIDAS_CALCULADAS!PMU-ST6 | 0.0 | 1.0 | Device statistic for Number of measurements received while device was reporting errors during last reporting interval. | 0 | 1 | 1 |  | Any | STAT | Statistic | ST |  |  | STAT:9842 | 2021-08-20 17:23
|  |  | 035a867a-5f16-460d-a8bc-491bad0e9c76 | 2 | STAT |  | 9843 | ONS_LOCAL$MEDIDAS_CALCULADAS!PMU:ST7 |  |  | 8736f6c7-ad41-4b43-b4f6-e684e0d4ad20 |  |  | 30 | [8 empty] | 11 | [5 empty] | LOCAL$MEDIDAS_CALCULADAS!PMU-ST7 | 0.0 | 1.0 | Device statistic for Number of defined measurements (per frame) from device during last reporting interval. | 0 | 1 | 1 |  | Any | STAT | Statistic | ST |  |  | STAT:9843 | 2021-08-20 17:23
|  |  | 2087d5c0-9a69-4e18-9723-475c2c727307 | 1 | PPA | ArchiveDirectories={D:\openHistorian\Archive
|  |  | f8856ac5-b852-42b6-9a0c-fb46b16b73b4 | 1 | PPA | ArchiveDirectories={D:\openHistorian\Archive
|  |  | cf638611-7ad2-46ee-ae56-34d048afa45d | 1 | PPA | ArchiveDirectories={D:\openHistorian\Archive
|  |  | 29faaea2-9fd0-46f7-bcc5-78214617a402 | 1 | PPA | ArchiveDirectories={D:\openHistorian\Archive
|  |  | 857d08e9-246c-4dbf-99bf-987f208bbb23 | 1 | PPA | ArchiveDirectories={D:\openHistorian\Archive
|  |  | 620d286c-885c-4f36-8ec2-09da4328a203 | 1 | PPA | ArchiveDirectories={D:\openHistorian\Archive
|  |  | d45f8fc4-bf43-4f3c-9875-b1165f111b46 | 1 | PPA | ArchiveDirectories={D:\openHistorian\Archive
|  |  | 33a64811-a465-4c2b-8731-83d4f75b3b92 | 1 | PPA | ArchiveDirectories={D:\openHistorian\Archive
|  |  | 9fed6928-cc17-464e-b764-30c0494da1b7 | 1 | PPA | ArchiveDirectories={D:\openHistorian\Archive
|  |  | ef581645-5446-4fd8-bab2-088f0db7cc9b | 1 | PPA | ArchiveDirectories={D:\openHistorian\Archive
|  |  | 9b6f22c5-b324-4b46-b5a1-07124ea8144e | 1 | PPA | ArchiveDirectories={D:\openHistorian\Archive
|  |  | 2bbfb3aa-de1f-438a-a01f-5fe7aa4490d5 | 1 | PPA | ArchiveDirectories={D:\openHistorian\Archive
|  |  | 814793c4-4b18-4a11-83bc-77d4ee8bf765 | 1 | PPA | ArchiveDirectories={D:\openHistorian\Archive
|  |  | f74ea70a-dad1-4f84-9e24-48e1a8fe5a82 | 1 | PPA | ArchiveDirectories={D:\openHistorian\Archive
|  |  | 8c9050f3-2a4e-429f-b9cf-876591a8d20e | 1 | PPA | ArchiveDirectories={D:\openHistorian\Archive
|  |  | 68ca3fff-5984-4260-9dfa-bd3a2b4b5ca6 | 1 | PPA | ArchiveDirectories={D:\openHistorian\Archive
|  |  | d0b433ef-79f3-42c2-b2a4-1499173c5533 | 1 | PPA | ArchiveDirectories={D:\openHistorian\Archive
|  |  | 400abe0e-a880-4b40-99d9-058306c16f70 | 1 | PPA | ArchiveDirectories={D:\openHistorian\Archive
|  |  | c08f2226-6346-40c5-8196-9143c10805e5 | 1 | PPA | ArchiveDirectories={D:\openHistorian\Archive
|  |  | 2c22aa28-0044-4b2c-99fd-c3d2cb0c3f0d | 1 | PPA | ArchiveDirectories={D:\openHistorian\Archive
|  |  | ec868afc-00fa-48b1-9d1b-60a5ab095713 | 1 | PPA | ArchiveDirectories={D:\openHistorian\Archive
|  |  | 12aaad61-e760-4831-bdc5-801932c15195 | 1 | PPA | ArchiveDirectories={D:\openHistorian\Archive
|  |  | a3b1c864-e751-4aca-9a97-ec2940a9a0f9 | 1 | PPA | ArchiveDirectories={D:\openHistorian\Archive
|  |  | acca8a41-09f7-4297-ba54-73fe2927153d | 1 | PPA | ArchiveDirectories={D:\openHistorian\Archive
|  |  | 1039dba2-cde6-4c8a-8c0d-b6d6b35efefc | 1 | PPA | ArchiveDirectories={D:\openHistorian\Archive
|  |  | dddcafe4-be52-4bb6-99a2-932052f96ed7 | 1 | PPA | ArchiveDirectories={D:\openHistorian\Archive
|  |  | 0eac40af-f833-4230-b9e5-c0be8ca2ab85 | 1 | PPA | ArchiveDirectories={D:\openHistorian\Archive
|  |  | d4f40312-b683-4dc2-8e77-f68399241dc2 | 1 | PPA | ArchiveDirectories={D:\openHistorian\Archive
|  |  | a0814ca8-309d-4af9-80f8-298a8b255751 | 1 | PPA | ArchiveDirectories={D:\openHistorian\Archive
|  |  | a3c264d0-6ec6-4d82-825b-8cdd2fe6cfd3 | 1 | PPA | ArchiveDirectories={D:\openHistorian\Archive
|  |  | 53af2201-195a-47a1-87ec-70752645f837 | 1 | PPA | ArchiveDirectories={D:\openHistorian\Archive
|  |  | 3eb40cd6-551b-4fad-88b0-08129f74eb7c | 1 | PPA | ArchiveDirectories={D:\openHistorian\Archive
|  |  | 9dcb0a5c-db4b-49ff-944f-b603516a5f08 | 1 | PPA | ArchiveDirectories={D:\openHistorian\Archive
|  |  | 3ffe9cde-6ebb-435d-80a2-c29a0cc344ff | 1 | PPA | ArchiveDirectories={D:\openHistorian\Archive
|  |  | 3b396864-38a4-4618-b7a4-ee4227411e01 | 1 | PPA | ArchiveDirectories={D:\openHistorian\Archive
|  |  | e28e9836-06b8-4e59-a5ec-f88a0868158c | 1 | PPA | ArchiveDirectories={D:\openHistorian\Archive
|  |  | 7bb2c835-c378-4290-9602-3ce29ab2fd60 | 1 | PPA | ArchiveDirectories={D:\openHistorian\Archive
|  |  | f7c7725a-82ef-4877-be57-6eb32b81f10e | 1 | PPA | ArchiveDirectories={D:\openHistorian\Archive
|  |  | d6d8f77b-c46e-4ad3-83f9-5e4d65f1f63b | 1 | PPA | ArchiveDirectories={D:\openHistorian\Archive
|  |  | 1ad13cfd-e95a-440b-821b-e1ead58e5596 | 1 | PPA | ArchiveDirectories={D:\openHistorian\Archive
|  |  | 915ee216-e05b-4a64-abfd-3102e9f45e50 | 1 | PPA | ArchiveDirectories={D:\openHistorian\Archive
|  |  | 5ff760fe-b0bd-4bc9-978c-80e08f22afe5 | 1 | PPA | ArchiveDirectories={D:\openHistorian\Archive
|  |  | 7b7e029a-90bf-479e-9560-b17b40386f12 | 1 | PPA | ArchiveDirectories={D:\openHistorian\Archive
|  |  | 838f4894-59d4-403e-b029-375ef1d8a8b2 | 1 | PPA | ArchiveDirectories={D:\openHistorian\Archive
|  |  | f93289a6-0fb3-4aef-a047-e678216afa1f | 1 | PPA | ArchiveDirectories={D:\openHistorian\Archive
|  |  | 51168638-fe9d-44a6-837a-cb0fb65b7b2c | 1 | PPA | ArchiveDirectories={D:\openHistorian\Archive
|  |  | 9f103620-e353-4057-b233-c848c659d038 | 1 | PPA | ArchiveDirectories={D:\openHistorian\Archive
|  |  | c3dea282-9868-44fe-ba5c-c8a3ea3f28b1 | 1 | PPA | ArchiveDirectories={D:\openHistorian\Archive
|  |  | fcdd1259-8f56-4627-ad8d-a3e5e3671084 | 1 | PPA | ArchiveDirectories={D:\openHistorian\Archive
|  |  | ff7ee70e-5f7e-4488-a897-904aafee9f3c | 1 | PPA | ArchiveDirectories={D:\openHistorian\Archive
|  |  | bee62aa7-8e20-4e2a-8888-ff177443e088 | 1 | PPA | ArchiveDirectories={D:\openHistorian\Archive
|  |  | bf23b90a-da7c-4e08-8776-f35f5c411849 | 1 | PPA | ArchiveDirectories={D:\openHistorian\Archive
|  |  | 761605e3-dee4-404e-9b20-e5527c3d88f6 | 1 | PPA | ArchiveDirectories={D:\openHistorian\Archive
|  |  | a0572993-7fa2-4e8d-ade0-530d5e629ad8 | 1 | PPA | ArchiveDirectories={D:\openHistorian\Archive
|  |  | 72f0fbb6-6fb7-416e-86fa-d0a358054fcb | 1 | PPA | ArchiveDirectories={D:\openHistorian\Archive
|  |  | 415cbd05-b215-4b90-ac30-37da25d809ec | 1 | PPA | ArchiveDirectories={D:\openHistorian\Archive
|  |  | b96d393d-cb9b-4d0a-9c47-382150acf74f | 1 | PPA | ArchiveDirectories={D:\openHistorian\Archive
|  |  | 3f254d01-34b2-4970-91df-161b29b36c6b | 1 | PPA | ArchiveDirectories={D:\openHistorian\Archive
|  |  | 2c1520af-3b51-40bd-9226-2aedf7330c97 | 1 | PPA | ArchiveDirectories={D:\openHistorian\Archive
|  |  | 47a97bb4-9f27-4eda-974d-0b0192a3cb1a | 1 | PPA | ArchiveDirectories={D:\openHistorian\Archive
|  |  | e2178679-3c7f-4a30-8902-d6e88fc0cafe | 1 | PPA | ArchiveDirectories={D:\openHistorian\Archive
|  |  | bfcf055a-2e6f-477c-bb88-397bc1dc6759 | 1 | PPA | ArchiveDirectories={D:\openHistorian\Archive
|  |  | 7b83a74e-7e8e-46a2-8531-1b2585891c12 | 1 | PPA | ArchiveDirectories={D:\openHistorian\Archive
|  |  | f034b40e-453f-448f-b717-c19cbbfe9cc0 | 1 | PPA | ArchiveDirectories={D:\openHistorian\Archive
|  |  | d016cfaf-f9a3-4317-84fc-79b993f83d3a | 1 | PPA | ArchiveDirectories={D:\openHistorian\Archive
|  |  | 1be38cb0-4eb1-47e9-acbe-20ff67a763da | 1 | PPA | ArchiveDirectories={D:\openHistorian\Archive
|  |  | b1600f36-e52a-4865-aea0-92c303f8c7f3 | 1 | PPA | ArchiveDirectories={D:\openHistorian\Archive
|  |  | 5d4de4c1-2134-46fd-914e-8fc0b4735e8a | 1 | PPA | ArchiveDirectories={D:\openHistorian\Archive
|  |  | d0dcb38b-1425-4c9d-ac2d-ade07d71df93 | 1 | PPA | ArchiveDirectories={D:\openHistorian\Archive
|  |  | 2c14c3d6-7a4f-4434-8941-2e4086a6c9e3 | 1 | PPA | ArchiveDirectories={D:\openHistorian\Archive
|  |  | 5ad31815-6378-4d29-9883-cf3a39f2e6c0 | 1 | PPA | ArchiveDirectories={D:\openHistorian\Archive
|  |  | e5350c90-1118-4f6b-9017-2dd581d9d9d4 | 1 | PPA | ArchiveDirectories={D:\openHistorian\Archive
|  |  | 3bb6a1d5-5ef5-4c87-bccf-2a8386c2738b | 1 | PPA | ArchiveDirectories={D:\openHistorian\Archive
|  |  | 2d771fbb-c7c1-43c6-9df4-4073bb111f5e | 1 | PPA | ArchiveDirectories={D:\openHistorian\Archive
|  |  | 75cba414-95fc-41e7-82c6-1eaf6b564411 | 1 | PPA | ArchiveDirectories={D:\openHistorian\Archive
|  |  | 641486dc-e87a-446f-8afd-74f4ded0b9bc | 1 | PPA | ArchiveDirectories={D:\openHistorian\Archive
|  |  | a50a7d35-ad7d-4ee6-b918-97c242e26c3d | 1 | PPA | ArchiveDirectories={D:\openHistorian\Archive
|  |  | 2e8842d3-2945-4e5e-b2b2-c515a33f8711 | 1 | PPA | ArchiveDirectories={D:\openHistorian\Archive
|  |  | fa3c46d0-b4df-4b14-a204-559b393d45df | 1 | PPA | ArchiveDirectories={D:\openHistorian\Archive
|  |  | c7a4976a-8a63-43d8-b985-680b04ab6700 | 1 | PPA | ArchiveDirectories={D:\openHistorian\Archive
|  |  | 145be445-81e4-4f14-8a34-2ac3989eaff0 | 1 | PPA | ArchiveDirectories={D:\openHistorian\Archive
|  |  | 5db85f66-720d-40a6-8144-bc8f82985027 | 1 | PPA | ArchiveDirectories={D:\openHistorian\Archive
|  |  | 05c2ebf0-af5d-40b9-b8d1-a94d2c70a169 | 1 | PPA | ArchiveDirectories={D:\openHistorian\Archive
|  |  | 1085e527-0fb1-440b-a945-828d4e3e3f4c | 1 | PPA | ArchiveDirectories={D:\openHistorian\Archive
|  |  | a856ffa1-5f44-4693-b511-ef0629e3e91d | 1 | PPA | ArchiveDirectories={D:\openHistorian\Archive
|  |  | 4d6d2a93-9238-43e2-999b-2ce4b936cc78 | 1 | PPA | ArchiveDirectories={D:\openHistorian\Archive
|  |  | 7790e3b4-6cec-48c2-8ab9-53d8f6113564 | 1 | PPA | ArchiveDirectories={D:\openHistorian\Archive
|  |  | d8be728f-a774-4ba5-be14-0e2cbcc23fb8 | 1 | PPA | ArchiveDirectories={D:\openHistorian\Archive
|  |  | 294630b4-bb0b-4c6d-b17e-9620e7700f92 | 1 | PPA | ArchiveDirectories={D:\openHistorian\Archive
|  |  | 301a90da-6ec1-42ca-a40a-c4011a080b9d | 1 | PPA | ArchiveDirectories={D:\openHistorian\Archive
|  |  | 0ffa4868-c82b-413f-aa84-4ee75fef1df1 | 1 | PPA | ArchiveDirectories={D:\openHistorian\Archive
|  |  | 339b6bb9-1dc6-4d0b-b282-45e5fbb3acc3 | 1 | PPA | ArchiveDirectories={D:\openHistorian\Archive
|  |  | 4c7c442f-d0f4-46be-a994-eb2cb8466414 | 1 | PPA | ArchiveDirectories={D:\openHistorian\Archive
|  |  | 5bb8f678-b977-4c63-bc9a-11a4b8121343 | 1 | PPA | ArchiveDirectories={D:\openHistorian\Archive
|  |  | 9390f7e4-f8ad-4326-8056-c848bdeaec84 | 1 | PPA | ArchiveDirectories={D:\openHistorian\Archive
|  |  | ba058823-7d77-4608-8623-2d3243eb4a73 | 1 | PPA | ArchiveDirectories={D:\openHistorian\Archive
|  |  | 309a386c-5f7e-403d-a797-051c99b67f74 | 1 | PPA | ArchiveDirectories={D:\openHistorian\Archive
|  |  | 92321c5f-323a-4ddc-8a3f-8f0b51e387f0 | 1 | PPA | ArchiveDirectories={D:\openHistorian\Archive
|  |  | 8cd04feb-814b-41cf-9878-013447db683b | 1 | PPA | ArchiveDirectories={D:\openHistorian\Archive
|  |  | 095b1a39-e1ea-48cd-83a4-0776068566ae | 1 | PPA | ArchiveDirectories={D:\openHistorian\Archive
|  |  | ca22b178-4035-4f64-a9a0-8d16039fffdc | 1 | PPA | ArchiveDirectories={D:\openHistorian\Archive
|  |  | bde6444e-2fc3-46a5-bf13-ef0f73ad38ac | 1 | PPA | ArchiveDirectories={D:\openHistorian\Archive
|  |  | 0602c7dd-c11d-4509-aa4c-878dbb61f16c | 1 | PPA | ArchiveDirectories={D:\openHistorian\Archive
|  |  | e7ca6467-46de-4d1a-9cf0-750c20f3212c | 1 | PPA | ArchiveDirectories={D:\openHistorian\Archive
|  |  | bfcdc386-5796-4002-90be-6b6a1f5e5715 | 1 | PPA | ArchiveDirectories={D:\openHistorian\Archive
|  |  | 3ff6afd1-4174-42d7-9a4a-c1b6a57ffc71 | 1 | PPA | ArchiveDirectories={D:\openHistorian\Archive
|  |  | 00ea8835-b971-468a-bf6a-1a56a3fc50f5 | 1 | PPA | ArchiveDirectories={D:\openHistorian\Archive
|  |  | 6888e89e-bcaa-4356-a530-af2f83c09891 | 1 | PPA | ArchiveDirectories={D:\openHistorian\Archive
|  |  | 85a86eb7-f23d-4141-9a8f-cf998a4e24a3 | 1 | PPA | ArchiveDirectories={D:\openHistorian\Archive
|  |  | 81581492-4bb9-4ede-8226-d6654e2c0ab7 | 1 | PPA | ArchiveDirectories={D:\openHistorian\Archive
|  |  | 31d8f252-8e62-44cf-99c2-b170a9a9130e | 1 | PPA | ArchiveDirectories={D:\openHistorian\Archive
|  |  | 584da7db-e321-4004-83ef-0e051319e3c5 | 1 | PPA | ArchiveDirectories={D:\openHistorian\Archive
|  |  | c0ed594c-c712-482e-a5c4-2d1ad908e2e1 | 1 | PPA | ArchiveDirectories={D:\openHistorian\Archive
|  |  | 2a96a19d-cfa8-4cb4-afe3-8632a0252605 | 1 | PPA | ArchiveDirectories={D:\openHistorian\Archive
|  |  | 4d6b85aa-430e-4ed6-9677-7a040fc9829c | 1 | PPA | ArchiveDirectories={D:\openHistorian\Archive
|  |  | 21360d97-944f-4464-b3f8-93d88d51f45e | 1 | PPA | ArchiveDirectories={D:\openHistorian\Archive
|  |  | 04712fe4-c73d-4f50-a804-ceb69efed54d | 1 | PPA | ArchiveDirectories={D:\openHistorian\Archive
|  |  | 9762be23-2a3a-4596-8034-af3a90aa818e | 1 | PPA | ArchiveDirectories={D:\openHistorian\Archive
|  |  | d25916c4-ccff-46ae-899e-60268f8b244f | 1 | PPA | ArchiveDirectories={D:\openHistorian\Archive
|  |  | 1744d122-1c16-4ecb-9667-1057b0662e2f | 1 | PPA | ArchiveDirectories={D:\openHistorian\Archive
|  |  | 1e42cbca-f3a1-465f-b7ee-30f109494815 | 1 | PPA | ArchiveDirectories={D:\openHistorian\Archive
|  |  | 978a140c-db91-4c60-a75f-72227573880c | 1 | PPA | ArchiveDirectories={D:\openHistorian\Archive
|  |  | ca2c3132-7441-474e-bf50-2a23c55d71bc | 1 | PPA | ArchiveDirectories={D:\openHistorian\Archive
|  |  | c3a6c084-8cff-4790-bd70-980bb09fb0f2 | 1 | PPA | ArchiveDirectories={D:\openHistorian\Archive
|  |  | ccaf795b-92c1-4070-aa60-4cb05ded0429 | 1 | PPA | ArchiveDirectories={D:\openHistorian\Archive
|  |  | 96a14ab0-9af1-42f3-a5ce-64fbdbd83935 | 1 | PPA | ArchiveDirectories={D:\openHistorian\Archive
|  |  | b8c969a8-8f81-4b88-928b-6b9946955318 | 1 | PPA | ArchiveDirectories={D:\openHistorian\Archive
|  |  | a8403b2d-fd26-4d21-81cd-c93aad28d195 | 1 | PPA | ArchiveDirectories={D:\openHistorian\Archive
|  |  | 17175ab5-f8f8-44b6-98b7-65c333df9909 | 1 | PPA | ArchiveDirectories={D:\openHistorian\Archive
|  |  | f402d8ca-0877-4c17-a8bb-314802d9f52e | 1 | PPA | ArchiveDirectories={D:\openHistorian\Archive
|  |  | b4f7e641-e4dd-423d-874f-2fae76ab7d54 | 1 | PPA | ArchiveDirectories={D:\openHistorian\Archive
|  |  | d61c7aa3-f4a1-4494-b9c0-fafc39018d08 | 1 | PPA | ArchiveDirectories={D:\openHistorian\Archive
|  |  | e266d8a5-2b0d-43e3-9503-652af9760e01 | 1 | PPA | ArchiveDirectories={D:\openHistorian\Archive
|  |  | 50d57e2f-1729-45bd-88ea-28d1ed0a1a00 | 1 | PPA | ArchiveDirectories={D:\openHistorian\Archive
|  |  | e8159c2c-a0b3-4534-9550-1c41d96c65b5 | 1 | PPA | ArchiveDirectories={D:\openHistorian\Archive
|  |  | 6bc5e34e-0cc8-4511-a65b-83776f8abe69 | 1 | PPA | ArchiveDirectories={D:\openHistorian\Archive
|  |  | 21f316b1-e178-4815-bc02-78c323d011d2 | 1 | PPA | ArchiveDirectories={D:\openHistorian\Archive
|  |  | 6aeec4c5-70c0-4d0d-b564-25e4f9107e4f | 1 | PPA | ArchiveDirectories={D:\openHistorian\Archive
|  |  | 820650b4-9568-4410-9800-9281290e9094 | 1 | PPA | ArchiveDirectories={D:\openHistorian\Archive
|  |  | 06785407-a79a-4cdb-8049-d174cdf60069 | 1 | PPA | ArchiveDirectories={D:\openHistorian\Archive
|  |  | 15fed86d-1fc9-4d6a-a14f-965257beec91 | 1 | PPA | ArchiveDirectories={D:\openHistorian\Archive
|  |  | d8fa75aa-460c-47ab-a46e-cd6dcb982d0d | 1 | PPA | ArchiveDirectories={D:\openHistorian\Archive
|  |  | 8c7df4fc-4ff0-4b0d-96e5-5b0a1587457a | 1 | PPA | ArchiveDirectories={D:\openHistorian\Archive
|  |  | 23864a0c-c26d-4e28-86ee-527779671cbf | 1 | PPA | ArchiveDirectories={D:\openHistorian\Archive
|  |  | 1eed5ce9-f31d-4c75-acf9-724c45a82abd | 1 | PPA | ArchiveDirectories={D:\openHistorian\Archive
|  |  | 425f74f6-8e9d-4e8a-a94a-509929395ff2 | 1 | PPA | ArchiveDirectories={D:\openHistorian\Archive
|  |  | d422490a-4bc3-416a-b270-fa161375a2bd | 1 | PPA | ArchiveDirectories={D:\openHistorian\Archive
|  |  | 9d1d40f3-6316-4e16-b4c4-92e07481e297 | 1 | PPA | ArchiveDirectories={D:\openHistorian\Archive
|  |  | cb1925c0-9549-4bbe-bc7a-e8c3e3da8714 | 1 | PPA | ArchiveDirectories={D:\openHistorian\Archive
|  |  | c69ccb80-edc3-44ba-9ff8-a5cb8540700b | 1 | PPA | ArchiveDirectories={D:\openHistorian\Archive
|  |  | 96fae7b3-ba0e-4c6f-a4bd-9a9a4304b4da | 1 | PPA | ArchiveDirectories={D:\openHistorian\Archive
|  |  | 08720779-b534-421d-a5c3-b6ef52a221f4 | 1 | PPA | ArchiveDirectories={D:\openHistorian\Archive
|  |  | 2ec0f687-33e2-4908-adc8-0fdd820089c2 | 1 | PPA | ArchiveDirectories={D:\openHistorian\Archive
|  |  | 28319f68-77d5-4434-ba4a-394c3e3fd210 | 1 | PPA | ArchiveDirectories={D:\openHistorian\Archive
|  |  | 8eb03bc4-3377-4eb5-8f60-f50b257724f7 | 1 | PPA | ArchiveDirectories={D:\openHistorian\Archive
|  |  | ce382dfb-ed6d-4e04-a464-d502fdb67333 | 1 | PPA | ArchiveDirectories={D:\openHistorian\Archive
|  |  | 1d7a45e8-76c3-4758-a4d6-7ac1d0fb4c6d | 1 | PPA | ArchiveDirectories={D:\openHistorian\Archive
|  |  | 4728956d-e970-4f87-93a8-2c3d4f2a7c60 | 1 | PPA | ArchiveDirectories={D:\openHistorian\Archive
|  |  | eb6327f8-7519-4c23-82b3-df12f69fbc5e | 1 | PPA | ArchiveDirectories={D:\openHistorian\Archive
|  |  | 9f41ce04-671d-4054-8b40-03aa9af481d2 | 1 | PPA | ArchiveDirectories={D:\openHistorian\Archive
|  |  | d4f296b5-5707-48e7-88fc-072efef2bc09 | 1 | PPA | ArchiveDirectories={D:\openHistorian\Archive
|  |  | 5fe57692-4184-4cc6-ba77-02c4e04e9207 | 1 | PPA | ArchiveDirectories={D:\openHistorian\Archive
|  |  | afa3a010-f9ea-482f-9b72-50f36cce353c | 1 | PPA | ArchiveDirectories={D:\openHistorian\Archive
|  |  | e0012116-ebb2-4839-975a-6e6e26538103 | 1 | PPA | ArchiveDirectories={D:\openHistorian\Archive
|  |  | f3d0a245-03ca-4c17-9df8-bd158fd856dc | 1 | PPA | ArchiveDirectories={D:\openHistorian\Archive
|  |  | 9959641e-135f-4d13-8c7c-23ba0dd5313d | 1 | PPA | ArchiveDirectories={D:\openHistorian\Archive
|  |  | 1ac4fc03-ab4c-4b91-9576-be87f919d0c3 | 1 | PPA | ArchiveDirectories={D:\openHistorian\Archive
|  |  | d9a55354-c295-4606-b051-8a11f9ac9840 | 1 | PPA | ArchiveDirectories={D:\openHistorian\Archive
|  |  | 62115cb9-44c8-49e9-b2c0-afcc72fe571e | 1 | PPA | ArchiveDirectories={D:\openHistorian\Archive
|  |  | 24a7b99c-28b5-496d-9cd4-8155f9e3ac0a | 1 | PPA | ArchiveDirectories={D:\openHistorian\Archive
|  |  | d02c63d1-2ae5-44bc-84b3-15dfa320f031 | 1 | PPA | ArchiveDirectories={D:\openHistorian\Archive
|  |  | 8c03a6c9-632a-4d4b-a083-2279e4228b01 | 1 | PPA | ArchiveDirectories={D:\openHistorian\Archive
|  |  | 8ecab1cd-1304-4410-97ac-2c56c72f1c74 | 1 | PPA | ArchiveDirectories={D:\openHistorian\Archive
|  |  | 7f95679d-63f3-40b4-86da-562e2833baec | 1 | PPA | ArchiveDirectories={D:\openHistorian\Archive
|  |  | a879fccc-ebfb-413f-956b-14b5e37d47f7 | 1 | PPA | ArchiveDirectories={D:\openHistorian\Archive
|  |  | 068b7e2a-fab4-48f1-b92e-714c3e53342f | 1 | PPA | ArchiveDirectories={D:\openHistorian\Archive
|  |  | 4927e6dc-d734-4eeb-91da-cdf6a2aacf9b | 1 | PPA | ArchiveDirectories={D:\openHistorian\Archive
|  |  | c31ace2c-dad2-4605-a0fe-5a3155cecc40 | 1 | PPA | ArchiveDirectories={D:\openHistorian\Archive
|  |  | 8d78dc21-3551-41d3-945a-88d5a7deccc9 | 1 | PPA | ArchiveDirectories={D:\openHistorian\Archive
|  |  | 9ea7e483-f98b-4a93-b6ec-13f071c4d40c | 1 | PPA | ArchiveDirectories={D:\openHistorian\Archive
|  |  | 5decd3c7-fba4-4b01-b22d-991d3772fb58 | 1 | PPA | ArchiveDirectories={D:\openHistorian\Archive
|  |  | 555769ba-dc9b-49df-b574-b031fec430aa | 1 | PPA | ArchiveDirectories={D:\openHistorian\Archive
|  |  | ed0b0945-1c9b-40f7-9dc0-ccab8647a0e0 | 1 | PPA | ArchiveDirectories={D:\openHistorian\Archive
|  |  | 261f2e16-1655-4b72-ae99-f2b188e13870 | 1 | PPA | ArchiveDirectories={D:\openHistorian\Archive
|  |  | 44ae0a39-57d3-410d-be3a-11b18c30dc46 | 1 | PPA | ArchiveDirectories={D:\openHistorian\Archive
|  |  | 11cb31b0-3fd0-4185-a641-c3d90ebe8114 | 1 | PPA | ArchiveDirectories={D:\openHistorian\Archive
|  |  | 90d4a8d5-9f4b-4191-b91d-4a623934b5cb | 1 | PPA | ArchiveDirectories={D:\openHistorian\Archive
|  |  | 0d57da54-68c0-4974-9b36-b495f90f8192 | 1 | PPA | ArchiveDirectories={D:\openHistorian\Archive
|  |  | 8ff6530c-51b5-4f9b-9dd5-0fa800bcca0c | 1 | PPA | ArchiveDirectories={D:\openHistorian\Archive
|  |  | 8868f1fa-4a43-41cb-98bc-a3559f78cf37 | 1 | PPA | ArchiveDirectories={D:\openHistorian\Archive
|  |  | 63b6e2a4-6b41-491e-b23c-0cfa0e29e935 | 1 | PPA | ArchiveDirectories={D:\openHistorian\Archive
|  |  | 300e51f0-8c8f-464a-8fb3-a7e0707218c1 | 1 | PPA | ArchiveDirectories={D:\openHistorian\Archive
|  |  | 85b06781-8149-4d2d-b823-01de547c3b36 | 1 | PPA | ArchiveDirectories={D:\openHistorian\Archive
|  |  | 7a021da7-05fa-4f30-9121-7f812aea9f3c | 1 | PPA | ArchiveDirectories={D:\openHistorian\Archive
|  |  | 5b8f22b0-e512-475b-a121-ab9227347eba | 1 | PPA | ArchiveDirectories={D:\openHistorian\Archive
|  |  | c9df04ce-7580-458e-9c20-51101d82cf37 | 1 | PPA | ArchiveDirectories={D:\openHistorian\Archive
|  |  | c1ff6893-6c36-4358-bf3a-a774e6634dbd | 1 | PPA | ArchiveDirectories={D:\openHistorian\Archive
|  |  | 9ccda7a9-e9ba-4d4e-b9fd-44d2f194574e | 1 | PPA | ArchiveDirectories={D:\openHistorian\Archive
|  |  | b508f187-9041-41cc-802d-4b0035ca7116 | 1 | PPA | ArchiveDirectories={D:\openHistorian\Archive
|  |  | 1b0c0048-aa06-4bc0-a746-d62abc73f636 | 1 | PPA | ArchiveDirectories={D:\openHistorian\Archive
|  |  | 8e7b480d-39c6-44e6-aad6-7b6318e5395a | 1 | PPA | ArchiveDirectories={D:\openHistorian\Archive
|  |  | aa9273e7-ba10-471f-bc1b-6a4cb780ba4d | 1 | PPA | ArchiveDirectories={D:\openHistorian\Archive
|  |  | 861c070f-01ba-4e4f-b3f7-e16527e41b85 | 1 | PPA | ArchiveDirectories={D:\openHistorian\Archive
|  |  | 1854ec01-2a46-4b9c-b785-dddaa39d06dc | 1 | PPA | ArchiveDirectories={D:\openHistorian\Archive
|  |  | cd960d77-e146-4f95-86bd-311fddc993d7 | 1 | PPA | ArchiveDirectories={D:\openHistorian\Archive
|  |  | a6fbe7a2-2308-41a7-9a60-659d9592a168 | 1 | PPA | ArchiveDirectories={D:\openHistorian\Archive
|  |  | 6ca69573-2297-4b47-a1ba-98ca8938a341 | 1 | PPA | ArchiveDirectories={D:\openHistorian\Archive
|  |  | d9b9c35f-c70c-43cc-a7f9-fc7cdbedb429 | 1 | PPA | ArchiveDirectories={D:\openHistorian\Archive
|  |  | cb4ecfb6-897e-4b57-97cc-55903b7d19b9 | 1 | PPA | ArchiveDirectories={D:\openHistorian\Archive
|  |  | c3bf01b9-e309-4287-ae27-b16a1d03b0d2 | 1 | PPA | ArchiveDirectories={D:\openHistorian\Archive
|  |  | 348c82cb-c904-4b6d-a280-d267b5382e75 | 1 | PPA | ArchiveDirectories={D:\openHistorian\Archive
|  |  | 928a3063-da32-472e-a236-520e2dc6e4ac | 1 | PPA | ArchiveDirectories={D:\openHistorian\Archive
|  |  | 29c1ef43-c771-4fdd-8a2f-6b2786fe5b26 | 1 | PPA | ArchiveDirectories={D:\openHistorian\Archive
|  |  | 5618249e-6cbc-45a6-8b53-8fc9c329ebbc | 1 | PPA | ArchiveDirectories={D:\openHistorian\Archive
|  |  | c4805804-0f42-4bf5-aa6a-e2eaf509eadf | 1 | PPA | ArchiveDirectories={D:\openHistorian\Archive
|  |  | 745ac97d-912b-420c-9de9-495746936438 | 1 | PPA | ArchiveDirectories={D:\openHistorian\Archive
|  |  | ec18d6fc-4fbf-46f4-9349-7382c5859e6a | 1 | PPA | ArchiveDirectories={D:\openHistorian\Archive
|  |  | 7bd32a23-a53c-40bb-be05-a8fd20863e69 | 1 | PPA | ArchiveDirectories={D:\openHistorian\Archive
|  |  | 67d3e1d5-54f6-499c-ae77-79a232daf664 | 1 | PPA | ArchiveDirectories={D:\openHistorian\Archive
|  |  | 410d7aae-f031-4980-947e-609523fae057 | 1 | PPA | ArchiveDirectories={D:\openHistorian\Archive
|  |  | 54fd2195-1d39-423e-9421-ed9bcd30746b | 1 | PPA | ArchiveDirectories={D:\openHistorian\Archive
|  |  | 3df64a48-4ebc-4ab0-8db8-73d66e5b0173 | 1 | PPA | ArchiveDirectories={D:\openHistorian\Archive
|  |  | d12328be-7aef-4fea-8670-c97fe710e7e6 | 1 | PPA | ArchiveDirectories={D:\openHistorian\Archive
|  |  | 11823f0d-73da-44a3-8ff6-8bfbfdba7d82 | 1 | PPA | ArchiveDirectories={D:\openHistorian\Archive
|  |  | e4fb9a89-b438-4db4-b0d2-8a62b5bb36b0 | 1 | PPA | ArchiveDirectories={D:\openHistorian\Archive
|  |  | 0594a510-5358-4adf-8008-53041e6e1b65 | 1 | PPA | ArchiveDirectories={D:\openHistorian\Archive
|  |  | 7f013853-7678-404e-9cda-7a3b5402f5be | 1 | PPA | ArchiveDirectories={D:\openHistorian\Archive
|  |  | a11f9940-8639-4647-9215-c472ba382a32 | 1 | PPA | ArchiveDirectories={D:\openHistorian\Archive
|  |  | a26c8233-9ed2-4941-9f9f-313a02a4d9a8 | 1 | PPA | ArchiveDirectories={D:\openHistorian\Archive
|  |  | 6eeaacab-e654-4ab1-b77d-cdbcfb78b488 | 1 | PPA | ArchiveDirectories={D:\openHistorian\Archive
|  |  | f467eaa3-46ee-42a1-960a-bc7c96fc5c98 | 1 | PPA | ArchiveDirectories={D:\openHistorian\Archive
|  |  | ccb499a0-b4a2-4d02-bb16-6e534d0400a1 | 1 | PPA | ArchiveDirectories={D:\openHistorian\Archive
|  |  | 4dde0970-b92d-4359-bd4e-941f631c4fe0 | 1 | PPA | ArchiveDirectories={D:\openHistorian\Archive
|  |  | 78dc159a-01ce-449d-acbb-73832b4db15c | 1 | PPA | ArchiveDirectories={D:\openHistorian\Archive
|  |  | abfe7451-ebe2-445c-8c8c-cc7b17d65edc | 1 | PPA | ArchiveDirectories={D:\openHistorian\Archive
|  |  | d2a86bd9-b4b7-4a74-a7cd-857329061a93 | 1 | PPA | ArchiveDirectories={D:\openHistorian\Archive
|  |  | 9b847a41-cba2-4e75-9e4c-9a0bd106ddd3 | 1 | PPA | ArchiveDirectories={D:\openHistorian\Archive
|  |  | 39633430-945d-4150-a265-0517ce464894 | 1 | PPA | ArchiveDirectories={D:\openHistorian\Archive
|  |  | 16f9c196-203b-4808-8f48-0b0809468fc4 | 1 | PPA | ArchiveDirectories={D:\openHistorian\Archive
|  |  | fb7fa675-3d34-4cb6-bf50-42e46a0af99e | 1 | PPA | ArchiveDirectories={D:\openHistorian\Archive
|  |  | dae5ed31-5bce-4c75-acb2-e065c6b3c70c | 1 | PPA | ArchiveDirectories={D:\openHistorian\Archive
|  |  | ae1057b0-bdac-4353-8995-73193ac3e455 | 1 | PPA | ArchiveDirectories={D:\openHistorian\Archive
|  |  | 8efdc986-9d80-479a-838f-5bb1d1f05618 | 1 | PPA | ArchiveDirectories={D:\openHistorian\Archive
|  |  | cf7ed821-95ff-4227-84a2-2deb186dbcc1 | 1 | PPA | ArchiveDirectories={D:\openHistorian\Archive
|  |  | 686e41ee-148d-4514-a8e9-aea1a758e768 | 1 | PPA | ArchiveDirectories={D:\openHistorian\Archive
|  |  | aed6284c-7280-4847-b3df-50720cf7a88d | 1 | PPA | ArchiveDirectories={D:\openHistorian\Archive
|  |  | a92ab9e8-cab5-4f39-9d68-7518cee4ac72 | 1 | PPA | ArchiveDirectories={D:\openHistorian\Archive
|  |  | 3ab6ff38-6226-43f9-b12d-ecde7a3b657a | 1 | PPA | ArchiveDirectories={D:\openHistorian\Archive
|  |  | 6fb2b993-d593-472a-91db-f5bae25ef311 | 1 | PPA | ArchiveDirectories={D:\openHistorian\Archive
|  |  | d56d34ec-0c5a-4e1f-8238-2ebea65fba70 | 1 | PPA | ArchiveDirectories={D:\openHistorian\Archive
|  |  | 16564ae2-e167-4f30-8de5-7add4649379e | 1 | PPA | ArchiveDirectories={D:\openHistorian\Archive
|  |  | 29bccced-e610-40b8-9e36-a27281e6f02c | 1 | PPA | ArchiveDirectories={D:\openHistorian\Archive
|  |  | 172b2566-7ac0-4b8b-bd5e-2b10b5116e0c | 1 | PPA | ArchiveDirectories={D:\openHistorian\Archive
|  |  | a18e2f3c-f7ee-468a-b217-c274bcc73587 | 1 | PPA | ArchiveDirectories={D:\openHistorian\Archive
|  |  | 21b5f4c3-7a1f-49a7-8191-eaf9a892099c | 1 | PPA | ArchiveDirectories={D:\openHistorian\Archive
|  |  | d937445d-4bb6-44f3-8370-173761d9a22a | 1 | PPA | ArchiveDirectories={D:\openHistorian\Archive
|  |  | fe7a7192-6b19-4f89-857f-946daf74a0bb | 1 | PPA | ArchiveDirectories={D:\openHistorian\Archive
|  |  | cb80dafe-ae75-4623-b47f-7726e189d47c | 1 | PPA | ArchiveDirectories={D:\openHistorian\Archive
|  |  | 289a5bc9-e3ac-4eff-8c53-077a8c5c38a3 | 1 | PPA | ArchiveDirectories={D:\openHistorian\Archive
|  |  | 6f58cf70-f869-401b-bf1f-4ec7c77d8571 | 1 | PPA | ArchiveDirectories={D:\openHistorian\Archive
|  |  | 6e76abd7-84fd-4e24-947a-f8eefbdad53f | 1 | PPA | ArchiveDirectories={D:\openHistorian\Archive
|  |  | 5803a974-17d6-40e9-9f59-c489dc911285 | 1 | PPA | ArchiveDirectories={D:\openHistorian\Archive
|  |  | d7e5f5e5-9b5d-43e4-9066-2795926ef95a | 1 | PPA | ArchiveDirectories={D:\openHistorian\Archive
|  |  | f3edd244-6445-4306-8da2-78bbb26cec3e | 1 | PPA | ArchiveDirectories={D:\openHistorian\Archive
|  |  | 6fb24c23-f0b8-4eaa-aab5-d9698bedd39d | 1 | PPA | ArchiveDirectories={D:\openHistorian\Archive
|  |  | 0b74b3cf-17d4-486e-a7b4-5fde75cacd83 | 1 | PPA | ArchiveDirectories={D:\openHistorian\Archive
|  |  | 30a5a3fa-fb35-429d-8c54-dd3532f9a390 | 1 | PPA | ArchiveDirectories={D:\openHistorian\Archive
|  |  | b440bd5c-21dc-49f6-81c8-948090c5c0f5 | 1 | PPA | ArchiveDirectories={D:\openHistorian\Archive
|  |  | 9e563131-c8af-4adf-a6e6-40f25b2fad3a | 1 | PPA | ArchiveDirectories={D:\openHistorian\Archive
|  |  | 060f0543-cbe8-45f5-8372-ce5a0063e3c7 | 1 | PPA | ArchiveDirectories={D:\openHistorian\Archive
|  |  | af183e59-8fd8-4d4f-87e0-89ec38d88db7 | 1 | PPA | ArchiveDirectories={D:\openHistorian\Archive
|  |  | e6c77568-c087-49a1-9d4e-e15cd7283c2a | 1 | PPA | ArchiveDirectories={D:\openHistorian\Archive
|  |  | 8a046b0b-b87c-48af-bf8d-ae066638c15c | 1 | PPA | ArchiveDirectories={D:\openHistorian\Archive
|  |  | 87a69364-5925-47b7-a8c5-aa0a85b1ef8f | 1 | PPA | ArchiveDirectories={D:\openHistorian\Archive
|  |  | b5571262-895b-4747-9037-61cdcbd30b52 | 1 | PPA | ArchiveDirectories={D:\openHistorian\Archive
|  |  | 19ebb4cd-61c6-42c3-924a-70407b5ac7d2 | 1 | PPA | ArchiveDirectories={D:\openHistorian\Archive
|  |  | 24510295-c9d8-45ee-bdad-f03f2eee9515 | 1 | PPA | ArchiveDirectories={D:\openHistorian\Archive
|  |  | bbfd1df5-cde5-443e-9484-19848de679cd | 1 | PPA | ArchiveDirectories={D:\openHistorian\Archive
|  |  | 9ac90e19-fc6a-4e22-9d32-6d3d68dd0643 | 1 | PPA | ArchiveDirectories={D:\openHistorian\Archive
|  |  | d82faafe-ff08-43e8-9ca2-08e5023b4a7d | 1 | PPA | ArchiveDirectories={D:\openHistorian\Archive
|  |  | 30529f8f-5c61-4b8f-91d1-669e499e242d | 1 | PPA | ArchiveDirectories={D:\openHistorian\Archive
|  |  | faca2354-82a8-4784-be8d-0b6efe03c7c8 | 1 | PPA | ArchiveDirectories={D:\openHistorian\Archive
|  |  | 0887a1d9-3223-48da-9fe7-51e56f97b4bd | 1 | PPA | ArchiveDirectories={D:\openHistorian\Archive
|  |  | e19100cc-8303-4901-ac5d-16b64574b166 | 1 | PPA | ArchiveDirectories={D:\openHistorian\Archive
|  |  | 7af978eb-56c6-4739-a825-154425018d73 | 1 | PPA | ArchiveDirectories={D:\openHistorian\Archive
|  |  | 8e9f54c3-7a93-4c54-9242-1ed133199617 | 1 | PPA | ArchiveDirectories={D:\openHistorian\Archive
|  |  | 427ed95f-491e-49b6-ac1f-33d2feb81d4b | 1 | PPA | ArchiveDirectories={D:\openHistorian\Archive
|  |  | 25a57373-92be-4e2a-9387-fc238d921fee | 1 | PPA | ArchiveDirectories={D:\openHistorian\Archive
|  |  | 285516c1-687d-4568-a128-e46ecdfd8d21 | 1 | PPA | ArchiveDirectories={D:\openHistorian\Archive
|  |  | f9fd2568-f377-43dd-9572-c65e41a82c98 | 1 | PPA | ArchiveDirectories={D:\openHistorian\Archive
|  |  | fb6c89bd-3d3e-4a5e-9a11-e48c58957abb | 1 | PPA | ArchiveDirectories={D:\openHistorian\Archive
|  |  | eb4251ea-0fdf-4191-bfec-cad8286bad62 | 1 | PPA | ArchiveDirectories={D:\openHistorian\Archive
|  |  | e22e0489-0000-438a-92a3-15ba871ece43 | 1 | PPA | ArchiveDirectories={D:\openHistorian\Archive
|  |  | f37ac441-7141-4ee4-8b51-472c2a4179cd | 1 | PPA | ArchiveDirectories={D:\openHistorian\Archive
|  |  | ab2c45dd-0258-4a66-b579-1572e6c9dc4b | 1 | PPA | ArchiveDirectories={D:\openHistorian\Archive
|  |  | eecad3da-65a8-4c2e-ba22-b07c4e210ad5 | 1 | PPA | ArchiveDirectories={D:\openHistorian\Archive
|  |  | 2666211a-dd2e-4301-bb70-13fd9d94feed | 1 | PPA | ArchiveDirectories={D:\openHistorian\Archive
|  |  | 961ca618-8409-4a89-8cbb-63f00a8713b4 | 1 | PPA | ArchiveDirectories={D:\openHistorian\Archive
|  |  | f07b9b72-7789-4b1c-bb6c-453259d7bc57 | 1 | PPA | ArchiveDirectories={D:\openHistorian\Archive
|  |  | ebaa7204-9782-4ab2-983e-538ebfca5018 | 1 | PPA | ArchiveDirectories={D:\openHistorian\Archive
|  |  | 75589378-8d01-4b96-abaa-5ae89849be1c | 1 | PPA | ArchiveDirectories={D:\openHistorian\Archive
|  |  | ce87d7f1-d79b-44aa-87d6-7d81240636e7 | 1 | PPA | ArchiveDirectories={D:\openHistorian\Archive
|  |  | a7434da2-d154-4dbc-8816-daed9f882511 | 1 | PPA | ArchiveDirectories={D:\openHistorian\Archive
|  |  | cf7a9a50-db35-4bad-80e7-f59e678e1f7b | 1 | PPA | ArchiveDirectories={D:\openHistorian\Archive
|  |  | 00df5a63-640e-4306-9547-ac0f03128486 | 1 | PPA | ArchiveDirectories={D:\openHistorian\Archive
|  |  | c4f95325-edb6-4384-9b1a-42c5fd2e7ad0 | 1 | PPA | ArchiveDirectories={D:\openHistorian\Archive
|  |  | 48c11aca-1f29-42b3-abc1-315154a28b43 | 1 | PPA | ArchiveDirectories={D:\openHistorian\Archive
|  |  | 43d59d5c-4f19-4955-be4a-c094685cbc58 | 1 | PPA | ArchiveDirectories={D:\openHistorian\Archive
|  |  | 8894d088-1b96-4611-924d-e9c2bc0c028d | 1 | PPA | ArchiveDirectories={D:\openHistorian\Archive
|  |  | 590aaee3-ec02-4201-8d42-aefd29631966 | 1 | PPA | ArchiveDirectories={D:\openHistorian\Archive
|  |  | 5251c40a-742a-4a76-8cb8-c4bf1c8e928b | 1 | PPA | ArchiveDirectories={D:\openHistorian\Archive
|  |  | 48ea99b5-eb82-4408-94c8-41bcb09680b6 | 1 | PPA | ArchiveDirectories={D:\openHistorian\Archive
|  |  | f5adb9b4-e5ff-4e2f-98c3-66ee3fbaa125 | 1 | PPA | ArchiveDirectories={D:\openHistorian\Archive
|  |  | 3c924e6b-2fee-40bc-83bd-0fd644a8b512 | 1 | PPA | ArchiveDirectories={D:\openHistorian\Archive
|  |  | ad985741-95de-468b-8cf6-db8e912d0ed4 | 1 | PPA | ArchiveDirectories={D:\openHistorian\Archive
|  |  | 450d387d-f7bd-4951-af06-8dd402d74c3c | 1 | PPA | ArchiveDirectories={D:\openHistorian\Archive
|  |  | 0806a8e2-eeec-457e-ba89-0298a89926d3 | 1 | PPA | ArchiveDirectories={D:\openHistorian\Archive
|  |  | 88b8df6d-81cc-4946-a93d-c5221ff6eb7d | 1 | PPA | ArchiveDirectories={D:\openHistorian\Archive
|  |  | 8773eab7-c07e-4ea0-8acc-6ac0dbdc65ed | 1 | PPA | ArchiveDirectories={D:\openHistorian\Archive
|  |  | 3f039715-45ea-4d34-91b0-867da0d1e4c4 | 1 | PPA | ArchiveDirectories={D:\openHistorian\Archive
|  |  | 662f538d-14c9-482c-8c7a-75ebc9b5a178 | 1 | PPA | ArchiveDirectories={D:\openHistorian\Archive
|  |  | 9259e4db-7263-487a-b4a5-cad86e67bf80 | 1 | PPA | ArchiveDirectories={D:\openHistorian\Archive
|  |  | b89db912-c48c-4879-8718-c5019ea63c47 | 1 | PPA | ArchiveDirectories={D:\openHistorian\Archive
|  |  | c7fa6ee3-c054-4f34-85fe-669822d9e418 | 1 | PPA | ArchiveDirectories={D:\openHistorian\Archive
|  |  | 5979f8fc-c9b8-48b1-98b3-e0616732e211 | 1 | PPA | ArchiveDirectories={D:\openHistorian\Archive
|  |  | ff45096e-27e7-4366-b713-38901c703f93 | 1 | PPA | ArchiveDirectories={D:\openHistorian\Archive
|  |  | fcf6291f-e9a9-435f-a810-62893b5e55bc | 1 | PPA | ArchiveDirectories={D:\openHistorian\Archive
|  |  | f5966253-c47f-47a2-a17a-eb3d28feac19 | 1 | PPA | ArchiveDirectories={D:\openHistorian\Archive
|  |  | aaf9b297-3ad5-4d83-b3e0-403d28d910bd | 1 | PPA | ArchiveDirectories={D:\openHistorian\Archive
|  |  | 3c5b1798-b448-4e03-a880-9acdb442c5b8 | 1 | PPA | ArchiveDirectories={D:\openHistorian\Archive
|  |  | a7d1a3f2-2730-40d8-8c94-57d5f769c97c | 1 | PPA | ArchiveDirectories={D:\openHistorian\Archive
|  |  | 4c409b37-6bf4-4927-a908-038880dabf62 | 1 | PPA | ArchiveDirectories={D:\openHistorian\Archive
|  |  | 1d494ca5-4d36-418b-8ebd-5f49febee964 | 1 | PPA | ArchiveDirectories={D:\openHistorian\Archive
|  |  | e465859d-45c8-428c-841e-7055b116da34 | 1 | PPA | ArchiveDirectories={D:\openHistorian\Archive
|  |  | d031a497-846e-43d4-8522-9ec0eff70a22 | 1 | PPA | ArchiveDirectories={D:\openHistorian\Archive
|  |  | 1b32cc80-25ca-47cb-980b-44458e7dbff2 | 1 | PPA | ArchiveDirectories={D:\openHistorian\Archive
|  |  | 423441ce-b5e4-4b94-b327-2dd4b04f1be8 | 1 | PPA | ArchiveDirectories={D:\openHistorian\Archive
|  |  | 8f52917d-36e0-4f5c-8946-efa809d95130 | 1 | PPA | ArchiveDirectories={D:\openHistorian\Archive
|  |  | 465cc49e-e0d7-46eb-8892-a553125bc995 | 1 | PPA | ArchiveDirectories={D:\openHistorian\Archive
|  |  | 3c71dc43-6992-4e0d-a370-8ea7b41653bc | 1 | PPA | ArchiveDirectories={D:\openHistorian\Archive
|  |  | 7d60dba1-4540-41e0-a1e6-813108342b26 | 1 | PPA | ArchiveDirectories={D:\openHistorian\Archive
|  |  | 0cb8fd32-e6af-41b3-bc25-b2ac1d721d9e | 1 | PPA | ArchiveDirectories={D:\openHistorian\Archive
|  |  | 3484a84a-2f08-4372-8b2e-56a844138f03 | 1 | PPA | ArchiveDirectories={D:\openHistorian\Archive
|  |  | 30eefd96-5065-4238-a7c2-c0e8d693aff4 | 1 | PPA | ArchiveDirectories={D:\openHistorian\Archive
|  |  | a4bdf25e-f8ca-46de-8c86-e162fffb74d9 | 1 | PPA | ArchiveDirectories={D:\openHistorian\Archive
|  |  | a2dcc9ca-936e-4d17-ba44-180277f88ab8 | 1 | PPA | ArchiveDirectories={D:\openHistorian\Archive
|  |  | a25a54d5-8c91-4e7c-b1a0-39bee63985eb | 1 | PPA | ArchiveDirectories={D:\openHistorian\Archive
|  |  | a7c999a6-b2ac-4897-ae97-56e7eea13b2b | 1 | PPA | ArchiveDirectories={D:\openHistorian\Archive
|  |  | f513ccbf-8381-4f20-9445-cbabb2061451 | 1 | PPA | ArchiveDirectories={D:\openHistorian\Archive
|  |  | 1a984d75-c2ef-42e4-9bc7-e1ec4ee3cbd9 | 1 | PPA | ArchiveDirectories={D:\openHistorian\Archive
|  |  | c0f382f5-9564-4038-a282-5aef523f0c77 | 1 | PPA | ArchiveDirectories={D:\openHistorian\Archive
|  |  | 6c646552-4dd6-4556-8acd-cbba78bc326a | 1 | PPA | ArchiveDirectories={D:\openHistorian\Archive
|  |  | ab1ce5df-b0b1-4053-a025-1e95bc20293e | 1 | PPA | ArchiveDirectories={D:\openHistorian\Archive
|  |  | be7bedf4-3ee1-4068-b608-fda56c50b221 | 1 | PPA | ArchiveDirectories={D:\openHistorian\Archive
|  |  | cf6a7a0b-8bb7-47fa-a99d-bc9bf8983f5a | 1 | PPA | ArchiveDirectories={D:\openHistorian\Archive
|  |  | 05c80bdc-eb90-4e6f-b50a-9ce7e5e64ccb | 1 | PPA | ArchiveDirectories={D:\openHistorian\Archive
|  |  | 3c54f334-7738-4083-ad20-08afac65ca02 | 1 | PPA | ArchiveDirectories={D:\openHistorian\Archive
|  |  | bc82b7e9-29d1-478a-9c0f-43e2ed06cd7c | 1 | PPA | ArchiveDirectories={D:\openHistorian\Archive
|  |  | ae458c2a-f01e-4667-af36-415ace9acc77 | 1 | PPA | ArchiveDirectories={D:\openHistorian\Archive
|  |  | 022cd213-1c6b-4f40-90f3-443214281704 | 1 | PPA | ArchiveDirectories={D:\openHistorian\Archive
|  |  | de710dad-c998-49db-b494-3d006746aa19 | 1 | PPA | ArchiveDirectories={D:\openHistorian\Archive
|  |  | f703a8f3-e37f-4804-b23e-26d25b73178c | 1 | PPA | ArchiveDirectories={D:\openHistorian\Archive
|  |  | 531edded-9755-4d9b-8381-9894c60acb0c | 1 | PPA | ArchiveDirectories={D:\openHistorian\Archive
|  |  | 28585caf-b6a3-4d6c-8522-66aff4682431 | 1 | PPA | ArchiveDirectories={D:\openHistorian\Archive
|  |  | aafea911-6bb6-493c-8df5-7c2150697752 | 1 | PPA | ArchiveDirectories={D:\openHistorian\Archive
|  |  | 26049ad9-2517-4e22-a42a-c8048ea4e238 | 1 | PPA | ArchiveDirectories={D:\openHistorian\Archive
|  |  | 1cce8e4f-3d37-4d1e-8c32-db4751786d78 | 1 | PPA | ArchiveDirectories={D:\openHistorian\Archive
|  |  | a633433e-8007-41d1-b499-a7b49dd97d00 | 1 | PPA | ArchiveDirectories={D:\openHistorian\Archive
|  |  | 7143ea5d-69c7-4f33-9541-24ed177533fe | 1 | PPA | ArchiveDirectories={D:\openHistorian\Archive
|  |  | dd091197-b2f3-40d4-9b11-2eac1c0256cc | 1 | PPA | ArchiveDirectories={D:\openHistorian\Archive
|  |  | 9ef1e64f-6e55-44b1-81cd-ccf54505cae1 | 1 | PPA | ArchiveDirectories={D:\openHistorian\Archive
|  |  | 75cac6c1-98c4-42f8-b973-2d064dd35194 | 1 | PPA | ArchiveDirectories={D:\openHistorian\Archive
|  |  | 19026cbb-fd5e-4d79-9560-15c744f9c1d7 | 1 | PPA | ArchiveDirectories={D:\openHistorian\Archive
|  |  | dc0a7a28-ec6f-40ce-abdc-beb352e1e930 | 1 | PPA | ArchiveDirectories={D:\openHistorian\Archive
|  |  | 1f2b8d4d-1f6e-4527-8c61-a233b322effa | 1 | PPA | ArchiveDirectories={D:\openHistorian\Archive
|  |  | 225be42b-7b03-4434-b107-3040afc6a243 | 1 | PPA | ArchiveDirectories={D:\openHistorian\Archive
|  |  | 3e041f24-732a-46ce-868c-ff363e50536f | 1 | PPA | ArchiveDirectories={D:\openHistorian\Archive
|  |  | 20592f3a-422c-4d5e-942c-ac807c28f5af | 1 | PPA | ArchiveDirectories={D:\openHistorian\Archive
|  |  | 14a8fb17-fe1b-4bd7-99ec-8f828f64a11d | 1 | PPA | ArchiveDirectories={D:\openHistorian\Archive
|  |  | 92bcb729-6fcd-4899-a785-ea4ea39f71ea | 1 | PPA | ArchiveDirectories={D:\openHistorian\Archive
|  |  | f4d5f1c9-f0eb-429b-a66f-fe4c02c33e80 | 1 | PPA | ArchiveDirectories={D:\openHistorian\Archive
|  |  | fbf06742-8fcb-4801-b673-049c4aad9b0f | 1 | PPA | ArchiveDirectories={D:\openHistorian\Archive
|  |  | e2483cef-e6b2-4977-98b4-ac826b78c1e2 | 1 | PPA | ArchiveDirectories={D:\openHistorian\Archive
|  |  | eced2be8-f7cf-44f7-848c-880fd304e5f3 | 1 | PPA | ArchiveDirectories={D:\openHistorian\Archive
|  |  | 61d20461-248e-47c9-8bbd-df10655ebaab | 1 | PPA | ArchiveDirectories={D:\openHistorian\Archive
|  |  | 61837fff-b234-4785-b204-6bdac0560507 | 1 | PPA | ArchiveDirectories={D:\openHistorian\Archive
|  |  | a6e53721-1e06-4305-87e8-987056301d26 | 1 | PPA | ArchiveDirectories={D:\openHistorian\Archive
|  |  | c42815de-0671-4171-8be3-99b306eb1dd4 | 1 | PPA | ArchiveDirectories={D:\openHistorian\Archive
|  |  | c1b8a7a6-c387-4efd-9d4d-31cb33c398c7 | 1 | PPA | ArchiveDirectories={D:\openHistorian\Archive
|  |  | 4d30b8e8-ecb9-4b7b-b256-ccea12f29ec3 | 1 | PPA | ArchiveDirectories={D:\openHistorian\Archive
|  |  | 67ae10a0-aa45-4452-802f-db8ea0d976af | 1 | PPA | ArchiveDirectories={D:\openHistorian\Archive
|  |  | 73a6025b-c84e-4337-91df-2e090dcfd5a8 | 1 | PPA | ArchiveDirectories={D:\openHistorian\Archive
|  |  | 87139b33-4ce5-4872-9475-e226c376ae13 | 1 | PPA | ArchiveDirectories={D:\openHistorian\Archive
|  |  | 2bad57c0-4f06-4d33-aa69-e4a32f7fb1bb | 1 | PPA | ArchiveDirectories={D:\openHistorian\Archive
|  |  | 607b84f8-fb58-4e6a-b886-70d07da6125c | 1 | PPA | ArchiveDirectories={D:\openHistorian\Archive
|  |  | c2f2e9b1-83c1-45e2-985c-a859b7f5eed4 | 1 | PPA | ArchiveDirectories={D:\openHistorian\Archive
|  |  | ece1fd2a-8df3-4cdd-bbb2-ee8190730c5c | 1 | PPA | ArchiveDirectories={D:\openHistorian\Archive
|  |  | 7f56470c-38ee-4239-84e4-5045a28882c8 | 1 | PPA | ArchiveDirectories={D:\openHistorian\Archive
|  |  | 988b6e87-4b92-45a7-b980-23e8aafe879b | 1 | PPA | ArchiveDirectories={D:\openHistorian\Archive
|  |  | 725217fb-db06-4f78-905f-6d2151f26b53 | 1 | PPA | ArchiveDirectories={D:\openHistorian\Archive
|  |  | 6810c648-c50d-4042-bd36-c0c1fcc00ef4 | 1 | PPA | ArchiveDirectories={D:\openHistorian\Archive
|  |  | 807b2376-c03c-4bf9-a8c4-106bf85248f2 | 1 | PPA | ArchiveDirectories={D:\openHistorian\Archive
|  |  | 541136a7-35dc-4ee4-b66b-e6dbe4b051c5 | 1 | PPA | ArchiveDirectories={D:\openHistorian\Archive
|  |  | 95c7aa99-2c63-4136-9787-b1746441c569 | 1 | PPA | ArchiveDirectories={D:\openHistorian\Archive
|  |  | e2c9d8f8-0876-4607-a5e6-a61bf44ba842 | 1 | PPA | ArchiveDirectories={D:\openHistorian\Archive
|  |  | 6445b9b0-8446-437d-9117-5734864d2799 | 1 | PPA | ArchiveDirectories={D:\openHistorian\Archive
|  |  | d0941374-22c1-4edb-b2d5-748beefd0971 | 1 | PPA | ArchiveDirectories={D:\openHistorian\Archive
|  |  | 3285b6e1-53e8-44dd-b5f1-6a3cdf04e622 | 1 | PPA | ArchiveDirectories={D:\openHistorian\Archive
|  |  | 05d2c28b-bea0-4357-922e-9cc062a27645 | 1 | PPA | ArchiveDirectories={D:\openHistorian\Archive
|  |  | fe650034-abdc-4f12-a777-38f531b1d7f2 | 1 | PPA | ArchiveDirectories={D:\openHistorian\Archive
|  |  | db70e99d-a66e-496d-918d-9f7d171c32f3 | 1 | PPA | ArchiveDirectories={D:\openHistorian\Archive
|  |  | 27300bff-902c-4532-ba7c-cb4c81c5a335 | 1 | PPA | ArchiveDirectories={D:\openHistorian\Archive
|  |  | d59b574e-ac4d-4b19-a527-08d75df88e43 | 1 | PPA | ArchiveDirectories={D:\openHistorian\Archive
|  |  | ea3824e6-a8fe-447b-962b-0e0a52a06d93 | 1 | PPA | ArchiveDirectories={D:\openHistorian\Archive
|  |  | 6d54f066-1f20-4d25-aa93-3f32f94872a8 | 1 | PPA | ArchiveDirectories={D:\openHistorian\Archive
|  |  | 46806caa-c5e7-4cee-a454-210eecd06dc6 | 1 | PPA | ArchiveDirectories={D:\openHistorian\Archive
|  |  | 5bfe772e-288c-4da4-b29f-5b5d82c975f2 | 1 | PPA | ArchiveDirectories={D:\openHistorian\Archive
|  |  | 764a9ad9-b2fc-440a-aeaf-25b2ba967338 | 1 | PPA | ArchiveDirectories={D:\openHistorian\Archive
|  |  | 7f9e1c14-effa-46bb-8547-be037bb370f6 | 1 | PPA | ArchiveDirectories={D:\openHistorian\Archive
|  |  | edf84bcb-91db-4579-85fa-60a59b073e70 | 1 | PPA | ArchiveDirectories={D:\openHistorian\Archive
|  |  | 3f31d56c-639d-4d5e-9afb-e73ace5d7279 | 1 | PPA | ArchiveDirectories={D:\openHistorian\Archive
|  |  | 413d6ea2-09f7-4fac-8cfc-ea8a8e2303e3 | 1 | PPA | ArchiveDirectories={D:\openHistorian\Archive
|  |  | 2ef4b95e-c8c0-45b0-ae90-ee4540a68400 | 1 | PPA | ArchiveDirectories={D:\openHistorian\Archive
|  |  | 7df27b26-aadf-47a8-a32e-ac2c83b0ded2 | 1 | PPA | ArchiveDirectories={D:\openHistorian\Archive
|  |  | 06bd9915-f7dc-4a4c-aa12-151e8c37c3f3 | 1 | PPA | ArchiveDirectories={D:\openHistorian\Archive
|  |  | ffce183f-35af-490c-b483-e7cdb337ac4b | 1 | PPA | ArchiveDirectories={D:\openHistorian\Archive
|  |  | 5d07cf3a-184e-4cdc-805a-fe2b7f062abb | 1 | PPA | ArchiveDirectories={D:\openHistorian\Archive
|  |  | 7d4b68e1-2a7e-41cd-b424-2911b0d20e97 | 1 | PPA | ArchiveDirectories={D:\openHistorian\Archive
|  |  | 331c3e38-8642-4f09-a0a5-7e697df02b65 | 1 | PPA | ArchiveDirectories={D:\openHistorian\Archive
|  |  | 877b245f-bd39-4633-967b-96c835eaf08c | 1 | PPA | ArchiveDirectories={D:\openHistorian\Archive
|  |  | fa2f8c0a-baa0-48e5-8175-b49e4aca6970 | 1 | PPA | ArchiveDirectories={D:\openHistorian\Archive
|  |  | 27c1bb16-3f77-4fc0-9b74-950a06523b7b | 1 | PPA | ArchiveDirectories={D:\openHistorian\Archive
|  |  | 2d1ff5b0-3280-45b9-a805-f4c6b8cac71f | 1 | PPA | ArchiveDirectories={D:\openHistorian\Archive
|  |  | 6eb0f80f-eccf-49c0-8ff4-73b876cdfc51 | 1 | PPA | ArchiveDirectories={D:\openHistorian\Archive
|  |  | 1328d830-ba01-43ef-8708-b2b2b94cea8f | 1 | PPA | ArchiveDirectories={D:\openHistorian\Archive
|  |  | 91345937-793d-49cf-9246-74ea1e60b735 | 1 | PPA | ArchiveDirectories={D:\openHistorian\Archive
|  |  | 8215cec5-1787-42cc-9f6c-3d9a63865488 | 1 | PPA | ArchiveDirectories={D:\openHistorian\Archive
|  |  | e8e48e69-d185-47a0-b3bf-27d3572a2509 | 1 | PPA | ArchiveDirectories={D:\openHistorian\Archive
|  |  | d84edef3-029b-4abb-9b6b-83a5fd63e7b8 | 1 | PPA | ArchiveDirectories={D:\openHistorian\Archive
|  |  | 3ae8d8e7-8a7a-4348-886c-c54f865f91d8 | 1 | PPA | ArchiveDirectories={D:\openHistorian\Archive
|  |  | 427b5e7b-43bb-4a85-b2dd-472bad502a18 | 1 | PPA | ArchiveDirectories={D:\openHistorian\Archive
|  |  | ace88912-1c09-4b85-b1f5-12c94d84e67b | 1 | PPA | ArchiveDirectories={D:\openHistorian\Archive
|  |  | e1a21b78-a784-47a9-9ed8-217dd889c786 | 1 | PPA | ArchiveDirectories={D:\openHistorian\Archive
|  |  | 3dc4f769-e424-418c-97e9-babfefff9668 | 1 | PPA | ArchiveDirectories={D:\openHistorian\Archive
|  |  | db98a036-919b-4fdd-a507-2ae69883bdb0 | 1 | PPA | ArchiveDirectories={D:\openHistorian\Archive
|  |  | a993cbb9-178c-4483-a560-4d4e594d8682 | 1 | PPA | ArchiveDirectories={D:\openHistorian\Archive
|  |  | 9a60d04c-285a-4134-a091-669e8e6bedee | 1 | PPA | ArchiveDirectories={D:\openHistorian\Archive
|  |  | 6b025fba-5693-4651-b310-610594510643 | 1 | PPA | ArchiveDirectories={D:\openHistorian\Archive
|  |  | 70aeebf9-3656-49ba-96c5-b17d19c8b941 | 1 | PPA | ArchiveDirectories={D:\openHistorian\Archive
|  |  | f51dd47c-8b05-452a-8002-9beb73890813 | 1 | PPA | ArchiveDirectories={D:\openHistorian\Archive
|  |  | eb15de45-ca05-47f9-963a-2221c259c1ba | 1 | PPA | ArchiveDirectories={D:\openHistorian\Archive
|  |  | 5c2b8269-2e7b-4248-96a8-79e982c7f426 | 1 | PPA | ArchiveDirectories={D:\openHistorian\Archive
|  |  | 6271b161-fea2-4716-bffa-85e00f453362 | 1 | PPA | ArchiveDirectories={D:\openHistorian\Archive
|  |  | d494bb2e-998f-42a5-a90b-eac196755b94 | 1 | PPA | ArchiveDirectories={D:\openHistorian\Archive
|  |  | 020871a6-475b-45e1-bd96-9f7ba1047502 | 1 | PPA | ArchiveDirectories={D:\openHistorian\Archive
|  |  | 271522c6-5c1b-4f56-8231-aaea46e70490 | 1 | PPA | ArchiveDirectories={D:\openHistorian\Archive
|  |  | d7d55e47-9d19-46f2-8900-19f2afe501e4 | 1 | PPA | ArchiveDirectories={D:\openHistorian\Archive
|  |  | 0a177872-70be-41c2-9b64-a0c7a54dff01 | 1 | PPA | ArchiveDirectories={D:\openHistorian\Archive
|  |  | 5caaba06-1ef7-40e9-b279-040fda95e9f4 | 1 | PPA | ArchiveDirectories={D:\openHistorian\Archive
|  |  | 16a1d095-b472-4210-9acf-424b12d6a550 | 1 | PPA | ArchiveDirectories={D:\openHistorian\Archive
|  |  | 19fa6146-14cb-4687-a1cc-9c9b23c92793 | 1 | PPA | ArchiveDirectories={D:\openHistorian\Archive
|  |  | af2d1ebb-c4db-4f36-bf29-676a9c68efeb | 1 | PPA | ArchiveDirectories={D:\openHistorian\Archive
|  |  | f2f97174-ae8e-4e9c-969f-98f058a1da8e | 1 | PPA | ArchiveDirectories={D:\openHistorian\Archive
|  |  | 691d9da0-65cf-4e19-aab1-aed30417ea60 | 1 | PPA | ArchiveDirectories={D:\openHistorian\Archive
|  |  | e39f4160-09da-4090-9349-0a729a4e2eec | 1 | PPA | ArchiveDirectories={D:\openHistorian\Archive
|  |  | 106deac9-d457-48f5-a888-e863a6e64a8f | 1 | PPA | ArchiveDirectories={D:\openHistorian\Archive
|  |  | f46b4cb6-8cd8-424c-b8ff-4abbbe166fd9 | 1 | PPA | ArchiveDirectories={D:\openHistorian\Archive
|  |  | 6603d231-63b3-412d-b918-f20e1331b0af | 1 | PPA | ArchiveDirectories={D:\openHistorian\Archive
|  |  | f868889c-abfc-433a-ad40-473d5782aad3 | 1 | PPA | ArchiveDirectories={D:\openHistorian\Archive
|  |  | c53065ef-4a1c-4e3e-b1a2-2e65d49cfbd6 | 1 | PPA | ArchiveDirectories={D:\openHistorian\Archive
|  |  | b0c1a55a-359a-4035-9270-75d2d56d0dc8 | 1 | PPA | ArchiveDirectories={D:\openHistorian\Archive
|  |  | 2b30eb0c-90f7-426e-a226-5bd3885722d3 | 1 | PPA | ArchiveDirectories={D:\openHistorian\Archive
|  |  | 47e22711-ffe0-4817-b959-2702b627718f | 1 | PPA | ArchiveDirectories={D:\openHistorian\Archive
|  |  | cd17b95c-ea0a-4a3f-8b65-8c76e34964a1 | 1 | PPA | ArchiveDirectories={D:\openHistorian\Archive
|  |  | 39d7836e-b798-4661-89f3-bf3d41be5e5a | 1 | PPA | ArchiveDirectories={D:\openHistorian\Archive
|  |  | 9d4a8c22-2608-4357-9783-b2e0b3153db1 | 1 | PPA | ArchiveDirectories={D:\openHistorian\Archive
|  |  | 9459acd6-8bad-4647-8f14-fa1894e809c1 | 1 | PPA | ArchiveDirectories={D:\openHistorian\Archive
|  |  | b9be6c11-341f-4541-8d8e-9437e7fd2307 | 1 | PPA | ArchiveDirectories={D:\openHistorian\Archive
|  |  | 8a1e45d3-34cd-4fb7-8cf1-d2e7da8a0702 | 1 | PPA | ArchiveDirectories={D:\openHistorian\Archive
|  |  | ad197f02-713f-4bcc-87f3-adf6b5e926e9 | 1 | PPA | ArchiveDirectories={D:\openHistorian\Archive
|  |  | cbbc1318-5ebe-4ccd-838e-38f470491822 | 1 | PPA | ArchiveDirectories={D:\openHistorian\Archive
|  |  | 3615f43b-957a-43ba-8410-7e30af75fbef | 1 | PPA | ArchiveDirectories={D:\openHistorian\Archive
|  |  | 55268f00-490f-4b91-972e-5d7fd5c75559 | 1 | PPA | ArchiveDirectories={D:\openHistorian\Archive
|  |  | 09458f11-6ac9-4f65-a02d-b73bb9d71b5d | 1 | PPA | ArchiveDirectories={D:\openHistorian\Archive
|  |  | 37fddbfd-415a-482f-81b4-9617e86dc2e4 | 1 | PPA | ArchiveDirectories={D:\openHistorian\Archive
|  |  | c3897ef8-05c7-4d9a-83c4-b41648ceea63 | 1 | PPA | ArchiveDirectories={D:\openHistorian\Archive
|  |  | 4f19f081-f96f-41d5-bc24-66d2665f1a2b | 1 | PPA | ArchiveDirectories={D:\openHistorian\Archive
|  |  | 112b89ed-6e37-47dc-ac1e-f01f8f7c385b | 1 | PPA | ArchiveDirectories={D:\openHistorian\Archive
|  |  | 07a4a56f-5276-4d0f-82eb-91a487ed28a5 | 1 | PPA | ArchiveDirectories={D:\openHistorian\Archive
|  |  | db5add48-03f2-4cc2-9c45-77b75315d883 | 1 | PPA | ArchiveDirectories={D:\openHistorian\Archive
|  |  | 343f0c66-fd12-453a-821a-83958506d2e7 | 1 | PPA | ArchiveDirectories={D:\openHistorian\Archive
|  |  | f4d40c2d-cf1f-4ab8-942b-3eabf6411e8a | 1 | PPA | ArchiveDirectories={D:\openHistorian\Archive
|  |  | 7b0817e5-c5bb-49fb-9cdf-da6ef4b7ea14 | 1 | PPA | ArchiveDirectories={D:\openHistorian\Archive
|  |  | b96f8a6f-f526-4cee-abe3-6c3b8558c133 | 1 | PPA | ArchiveDirectories={D:\openHistorian\Archive
|  |  | cb957d85-3dcc-4b0f-994b-ec36dcd195b7 | 1 | PPA | ArchiveDirectories={D:\openHistorian\Archive
|  |  | fc5e2c0d-9dd4-4519-baa6-54e106f13b29 | 1 | PPA | ArchiveDirectories={D:\openHistorian\Archive
|  |  | db5b2f19-cfd2-4755-aac5-66278015f2e6 | 1 | PPA | ArchiveDirectories={D:\openHistorian\Archive
|  |  | bd8f5cb0-e78e-4463-a66c-804663d3db2b | 1 | PPA | ArchiveDirectories={D:\openHistorian\Archive
|  |  | 390ba036-a1d5-4c00-aa36-38a8ecd7e1d9 | 1 | PPA | ArchiveDirectories={D:\openHistorian\Archive
|  |  | 92f565a0-9c1e-478e-a6bd-9387e6111c5f | 1 | PPA | ArchiveDirectories={D:\openHistorian\Archive
|  |  | 5ae13e76-1a01-4d8a-a046-e679b00446c9 | 1 | PPA | ArchiveDirectories={D:\openHistorian\Archive
|  |  | c189cec7-7ca3-497c-baf0-f8d423c554af | 1 | PPA | ArchiveDirectories={D:\openHistorian\Archive
|  |  | 069a049b-f013-4038-9d48-a4ed97d8089f | 1 | PPA | ArchiveDirectories={D:\openHistorian\Archive
|  |  | bc1910e2-b14f-4bea-9e5d-45b752d09954 | 1 | PPA | ArchiveDirectories={D:\openHistorian\Archive
|  |  | c21decd0-97a8-4a88-848b-1f62f5be3b23 | 1 | PPA | ArchiveDirectories={D:\openHistorian\Archive
|  |  | f860eaaa-19f4-48ff-9a64-a321f655cd84 | 1 | PPA | ArchiveDirectories={D:\openHistorian\Archive
|  |  | 1523e5a5-39e9-4597-9677-341c1eac1895 | 1 | PPA | ArchiveDirectories={D:\openHistorian\Archive
|  |  | a74bce69-599b-411b-ae74-3bfcbbee5820 | 1 | PPA | ArchiveDirectories={D:\openHistorian\Archive
|  |  | 28b7476f-50ea-4706-a423-8d3ba20e74f3 | 1 | PPA | ArchiveDirectories={D:\openHistorian\Archive
|  |  | 3153e00e-0371-438a-835c-293f7ce8d708 | 1 | PPA | ArchiveDirectories={D:\openHistorian\Archive
|  |  | 97e82745-c71b-4477-b1e6-78580cd9c81c | 1 | PPA | ArchiveDirectories={D:\openHistorian\Archive
|  |  | e606cec1-3292-4ee6-b862-7503a0e585ff | 1 | PPA | ArchiveDirectories={D:\openHistorian\Archive
|  |  | 818edbef-2ec6-4965-b6ce-43dc7c9f8460 | 1 | PPA | ArchiveDirectories={D:\openHistorian\Archive
|  |  | 9a139041-1683-4910-b6c0-d7168e90e8df | 1 | PPA | ArchiveDirectories={D:\openHistorian\Archive
|  |  | 8288d9cb-a107-4618-8ac8-914c257f6536 | 1 | PPA | ArchiveDirectories={D:\openHistorian\Archive
|  |  | 33151517-162d-4124-93b9-f984709a93e8 | 1 | PPA | ArchiveDirectories={D:\openHistorian\Archive
|  |  | e541d3d3-89e9-488d-87bb-707e27d8ea7b | 1 | PPA | ArchiveDirectories={D:\openHistorian\Archive
|  |  | 4be6741e-5285-4511-a99f-606dff473a68 | 1 | PPA | ArchiveDirectories={D:\openHistorian\Archive
|  |  | 1fac1c9c-4e28-4b8d-97ea-947851add58d | 1 | PPA | ArchiveDirectories={D:\openHistorian\Archive
|  |  | 62f644d1-0e71-41ec-b8fb-cde5c42e1cd1 | 1 | PPA | ArchiveDirectories={D:\openHistorian\Archive
|  |  | 95d8059a-8f69-48d4-863c-69ef7cef03c1 | 1 | PPA | ArchiveDirectories={D:\openHistorian\Archive
|  |  | ee1f11fe-51b0-4423-a7ce-e9df88e26b6b | 1 | PPA | ArchiveDirectories={D:\openHistorian\Archive
|  |  | 8dedf73f-5545-4aa2-a416-942b81a4305b | 1 | PPA | ArchiveDirectories={D:\openHistorian\Archive
|  |  | 537fd0c3-0b6b-449e-8dba-1a13cae451a6 | 1 | PPA | ArchiveDirectories={D:\openHistorian\Archive
|  |  | 5f5d14c2-b9cb-4b85-af60-6897fb1f9108 | 1 | PPA | ArchiveDirectories={D:\openHistorian\Archive
|  |  | 06ec285e-f88b-4179-afbf-84b35d417bda | 1 | PPA | ArchiveDirectories={D:\openHistorian\Archive
|  |  | cc9ed28b-66cb-43c0-8c61-318d97a528a6 | 1 | PPA | ArchiveDirectories={D:\openHistorian\Archive
|  |  | a2c2cf69-3505-46f9-842a-0dccb6378d70 | 1 | PPA | ArchiveDirectories={D:\openHistorian\Archive
|  |  | f1652c6c-dd57-40ee-81eb-43354c70001d | 1 | PPA | ArchiveDirectories={D:\openHistorian\Archive
|  |  | 867703b1-a0a6-47a3-be2c-5846ed4278fb | 1 | PPA | ArchiveDirectories={D:\openHistorian\Archive
|  |  | 78454987-bd82-4969-8549-8b21e3b1359d | 1 | PPA | ArchiveDirectories={D:\openHistorian\Archive
|  |  | 6562953c-5eb9-4df9-8c7a-f3f4c0cbd833 | 1 | PPA | ArchiveDirectories={D:\openHistorian\Archive
|  |  | 9ae78566-88fb-4287-b828-1a62fcf541ed | 1 | PPA | ArchiveDirectories={D:\openHistorian\Archive
|  |  | 62db84d5-aef8-4b9d-92bb-19ff66e512f1 | 1 | PPA | ArchiveDirectories={D:\openHistorian\Archive
|  |  | 8a46953c-b510-42b2-ad89-e25e4bf2fe05 | 1 | PPA | ArchiveDirectories={D:\openHistorian\Archive
|  |  | 60bbdd08-ca1b-4b5e-adf5-fd5a1f4795bb | 1 | PPA | ArchiveDirectories={D:\openHistorian\Archive
|  |  | 721517d2-dba7-4d26-bd35-7fa97f51f5fe | 1 | PPA | ArchiveDirectories={D:\openHistorian\Archive
|  |  | 220f8e05-b90b-4132-8a0f-e1a774692a16 | 1 | PPA | ArchiveDirectories={D:\openHistorian\Archive
|  |  | c11cca85-9cc6-403d-892a-177b4293476a | 1 | PPA | ArchiveDirectories={D:\openHistorian\Archive
|  |  | e1e0b79e-c378-49da-9a6d-f714bf3afe32 | 1 | PPA | ArchiveDirectories={D:\openHistorian\Archive
|  |  | e0d9582b-b8ba-482f-afbb-e7c8947cde3f | 1 | PPA | ArchiveDirectories={D:\openHistorian\Archive
|  |  | aaaf986d-810a-4c00-a91d-40f5054da224 | 1 | PPA | ArchiveDirectories={D:\openHistorian\Archive
|  |  | 05130694-c938-4f4a-baf5-e095bcdc23fb | 1 | PPA | ArchiveDirectories={D:\openHistorian\Archive
|  |  | 0b36ac5a-e78d-4f3c-9ae1-1945b4e68460 | 1 | PPA | ArchiveDirectories={D:\openHistorian\Archive
|  |  | 79d6ad34-eee7-41e4-8db7-fee5d1ba943f | 1 | PPA | ArchiveDirectories={D:\openHistorian\Archive
|  |  | 500d76a4-6b67-46f8-a95a-b4753b4a2be0 | 1 | PPA | ArchiveDirectories={D:\openHistorian\Archive
|  |  | a67e6800-c524-46c5-a65e-9f412d0662f5 | 1 | PPA | ArchiveDirectories={D:\openHistorian\Archive
|  |  | 0d40a774-5b6c-4834-b241-f93f778ba203 | 1 | PPA | ArchiveDirectories={D:\openHistorian\Archive
|  |  | 6ff8a29f-62dc-46f3-83db-f2869b236025 | 1 | PPA | ArchiveDirectories={D:\openHistorian\Archive
|  |  | 6de3bec1-60b1-437a-9193-555820d6d120 | 1 | PPA | ArchiveDirectories={D:\openHistorian\Archive
|  |  | 67757cee-7d6f-42f0-b543-0e6def61811c | 1 | PPA | ArchiveDirectories={D:\openHistorian\Archive
|  |  | 8bc1a6b0-7de3-4f61-8465-85d665cfd884 | 1 | PPA | ArchiveDirectories={D:\openHistorian\Archive
|  |  | d0b543de-c91a-4b3c-891b-d5009e5d8273 | 1 | PPA | ArchiveDirectories={D:\openHistorian\Archive
|  |  | fbc4a0ed-8eb5-4b45-870d-245939ae09cf | 1 | PPA | ArchiveDirectories={D:\openHistorian\Archive
|  |  | 9d3d5330-3594-4be9-abb3-2d4917dbb85a | 1 | PPA | ArchiveDirectories={D:\openHistorian\Archive
|  |  | 48e69139-daa1-4ac2-b3ec-4e7078b9e72f | 1 | PPA | ArchiveDirectories={D:\openHistorian\Archive
|  |  | 9fe5c01c-9c01-443e-a289-b501418968d7 | 1 | PPA | ArchiveDirectories={D:\openHistorian\Archive
|  |  | 88b1d608-77bb-4809-bb55-6b4e11b510e6 | 1 | PPA | ArchiveDirectories={D:\openHistorian\Archive
|  |  | 78a0471a-44db-4ac6-9180-555bd66c20af | 1 | PPA | ArchiveDirectories={D:\openHistorian\Archive
|  |  | f383364f-6853-4a5f-a89e-a2812c47218f | 1 | PPA | ArchiveDirectories={D:\openHistorian\Archive
|  |  | 970c76d7-ea43-45d5-9c0d-f3e4a8e2209e | 1 | PPA | ArchiveDirectories={D:\openHistorian\Archive
|  |  | 57e24892-f286-461b-9f6c-2f0054881db2 | 1 | PPA | ArchiveDirectories={D:\openHistorian\Archive
|  |  | 8b4aa62c-0ad5-4f4e-b14a-156f54047c0c | 1 | PPA | ArchiveDirectories={D:\openHistorian\Archive
|  |  | a43491b1-dce2-4680-887e-c53cb7e4c664 | 1 | PPA | ArchiveDirectories={D:\openHistorian\Archive
|  |  | 2943379d-aea1-437f-8edb-0359f5da8291 | 1 | PPA | ArchiveDirectories={D:\openHistorian\Archive
|  |  | 541e95be-247f-45a4-b992-c6c36b9452a0 | 1 | PPA | ArchiveDirectories={D:\openHistorian\Archive
|  |  | b886bfe8-3ead-45ab-856a-658e8d5cebde | 1 | PPA | ArchiveDirectories={D:\openHistorian\Archive
|  |  | 5ae4e2b5-4bfe-4954-9091-dd82a154c7d9 | 1 | PPA | ArchiveDirectories={D:\openHistorian\Archive
|  |  | dc415388-bec5-4644-9c83-7ea55063ad5b | 1 | PPA | ArchiveDirectories={D:\openHistorian\Archive
|  |  | 1585d3ae-fb75-47a1-9a32-47b1ff334269 | 1 | PPA | ArchiveDirectories={D:\openHistorian\Archive
|  |  | 498ea814-c474-4a16-a17e-0c40d94ebc76 | 1 | PPA | ArchiveDirectories={D:\openHistorian\Archive
|  |  | 03e967c6-319c-4a43-b0b4-80a995d3c9aa | 1 | PPA | ArchiveDirectories={D:\openHistorian\Archive
|  |  | 286ca70f-4a6a-4a9f-9270-078f1fcc2174 | 1 | PPA | ArchiveDirectories={D:\openHistorian\Archive
|  |  | 1bf962e4-eb32-42c6-b29a-36585ad3a4be | 1 | PPA | ArchiveDirectories={D:\openHistorian\Archive
|  |  | 669914f2-18b4-42d1-9c73-75f705d32ab1 | 1 | PPA | ArchiveDirectories={D:\openHistorian\Archive
|  |  | fae1c8f2-09b9-496a-903f-ffc4b7f51c4f | 1 | PPA | ArchiveDirectories={D:\openHistorian\Archive
|  |  | 731ed3ec-a30a-400a-8b22-8edd872947b1 | 1 | PPA | ArchiveDirectories={D:\openHistorian\Archive
|  |  | 30c974ad-3d58-42f7-a7cf-0701ef0e898b | 1 | PPA | ArchiveDirectories={D:\openHistorian\Archive
|  |  | acc8d22c-8b41-492a-b997-a2be59d3f58d | 1 | PPA | ArchiveDirectories={D:\openHistorian\Archive
|  |  | f6ee3e7f-dc40-4b50-96fc-5bc8b4d55571 | 1 | PPA | ArchiveDirectories={D:\openHistorian\Archive
|  |  | adbfd5ec-3790-4a37-9878-57d0101bff91 | 1 | PPA | ArchiveDirectories={D:\openHistorian\Archive
|  |  | 2011560e-f1a2-4698-bdae-1f6fa895b594 | 1 | PPA | ArchiveDirectories={D:\openHistorian\Archive
|  |  | 140a37c7-901f-4e59-a2c8-e493c39aa841 | 1 | PPA | ArchiveDirectories={D:\openHistorian\Archive
|  |  | fc96537b-5937-4b46-9620-164fb9e3971f | 1 | PPA | ArchiveDirectories={D:\openHistorian\Archive
|  |  | c3cd79c9-f02b-4f2d-860f-50375171d746 | 1 | PPA | ArchiveDirectories={D:\openHistorian\Archive
|  |  | 9ea706d8-e336-4436-a8f8-b8557fb927a6 | 1 | PPA | ArchiveDirectories={D:\openHistorian\Archive
|  |  | 0e8e2182-ee16-4c88-9f42-aa06d0eb19d0 | 1 | PPA | ArchiveDirectories={D:\openHistorian\Archive
|  |  | c4d6c132-5c81-433f-a8ec-98fc83f52f39 | 1 | PPA | ArchiveDirectories={D:\openHistorian\Archive
|  |  | 50e94e58-601b-4120-85ff-affa83d1efc4 | 1 | PPA | ArchiveDirectories={D:\openHistorian\Archive
|  |  | 2dc03de9-ed15-4620-bb7c-1d76ec669836 | 1 | PPA | ArchiveDirectories={D:\openHistorian\Archive
|  |  | c69cf986-c02a-4b40-b3c2-e1d1cad37926 | 1 | PPA | ArchiveDirectories={D:\openHistorian\Archive
|  |  | b616fb60-3b94-44e6-91ca-1c681cd7680b | 1 | PPA | ArchiveDirectories={D:\openHistorian\Archive
|  |  | 26c05431-1579-4a86-b10e-b50745826a88 | 1 | PPA | ArchiveDirectories={D:\openHistorian\Archive
|  |  | e8ffb229-6d96-47ab-97eb-6347201659f5 | 1 | PPA | ArchiveDirectories={D:\openHistorian\Archive
|  |  | f5a70e74-c02a-436b-b479-1ce68956a234 | 1 | PPA | ArchiveDirectories={D:\openHistorian\Archive
|  |  | 6fe5249e-f84f-4f6d-85b7-aca18ff94acd | 1 | PPA | ArchiveDirectories={D:\openHistorian\Archive
|  |  | 51e10c53-a9e8-4d7f-b04c-7698cd86deb2 | 1 | PPA | ArchiveDirectories={D:\openHistorian\Archive
|  |  | 20c83c20-e058-482c-8a50-88e27793523b | 1 | PPA | ArchiveDirectories={D:\openHistorian\Archive
|  |  | 3c678f18-8470-41ed-9a21-a6cb817b546f | 1 | PPA | ArchiveDirectories={D:\openHistorian\Archive
|  |  | 8e285802-9336-4b84-86bc-423e8516f1b7 | 1 | PPA | ArchiveDirectories={D:\openHistorian\Archive
|  |  | 340d5927-3850-44a6-9766-95e279eb598a | 1 | PPA | ArchiveDirectories={D:\openHistorian\Archive
|  |  | c2cbdcb4-7d1c-4823-b0a2-4e1192b558c8 | 1 | PPA | ArchiveDirectories={D:\openHistorian\Archive
|  |  | 02af6700-d72b-4f74-9313-3200dc99e897 | 1 | PPA | ArchiveDirectories={D:\openHistorian\Archive
|  |  | d9c35fdf-cb4d-41ba-b639-26c4cf941f7d | 1 | PPA | ArchiveDirectories={D:\openHistorian\Archive
|  |  | ec4b57b9-e79d-4061-b53e-304fb6ffa344 | 1 | PPA | ArchiveDirectories={D:\openHistorian\Archive
|  |  | 23a3f50e-ee9c-4340-9fba-0a8af623652b | 1 | PPA | ArchiveDirectories={D:\openHistorian\Archive
|  |  | b90ccdd2-47c2-4b15-92e3-8a146a8543c3 | 1 | PPA | ArchiveDirectories={D:\openHistorian\Archive
|  |  | 192f71d2-21bf-489e-850d-f2c434babe95 | 1 | PPA | ArchiveDirectories={D:\openHistorian\Archive
|  |  | ae15ddb1-d497-40e3-9e38-91f23d572679 | 1 | PPA | ArchiveDirectories={D:\openHistorian\Archive
|  |  | 8f9f16d7-3030-43d6-8a2f-bce72e265e43 | 2 | STAT |  | 10453 | ONS_LOCAL$SPAGV_440_PM_01!PMU:ST1 |  |  | 8736f6c7-ad41-4b43-b4f6-e684e0d4ad20 |  |  | 30 | [8 empty] | 11 | [5 empty] | LOCAL$SPAGV_440_PM_01!PMU-ST1 | 0.0 | 1.0 | Device statistic for Number of data quality errors reported by device during last reporting interval. | 0 | 1 | 1 |  | Any | STAT | Statistic | ST |  |  | STAT:10453 | 2021-08-24 16:29
|  |  | a4cfbb6b-058d-4500-b794-4930ef2aa40f | 2 | STAT |  | 10454 | ONS_LOCAL$SPAGV_440_PM_01!PMU:ST2 |  |  | 8736f6c7-ad41-4b43-b4f6-e684e0d4ad20 |  |  | 30 | [8 empty] | 11 | [5 empty] | LOCAL$SPAGV_440_PM_01!PMU-ST2 | 0.0 | 1.0 | Device statistic for Number of time quality errors reported by device during last reporting interval. | 0 | 1 | 1 |  | Any | STAT | Statistic | ST |  |  | STAT:10454 | 2021-08-24 16:29
|  |  | b48d2676-79da-429f-ae94-6af152690192 | 2 | STAT |  | 10455 | ONS_LOCAL$SPAGV_440_PM_01!PMU:ST3 |  |  | 8736f6c7-ad41-4b43-b4f6-e684e0d4ad20 |  |  | 30 | [8 empty] | 11 | [5 empty] | LOCAL$SPAGV_440_PM_01!PMU-ST3 | 0.0 | 1.0 | Device statistic for Number of device errors reported by device during last reporting interval. | 0 | 1 | 1 |  | Any | STAT | Statistic | ST |  |  | STAT:10455 | 2021-08-24 16:29
|  |  | aad8e2bd-5115-4510-87a0-110ec9c546fe | 2 | STAT |  | 10456 | ONS_LOCAL$SPAGV_440_PM_01!PMU:ST4 |  |  | 8736f6c7-ad41-4b43-b4f6-e684e0d4ad20 |  |  | 30 | [8 empty] | 11 | [5 empty] | LOCAL$SPAGV_440_PM_01!PMU-ST4 | 0.0 | 1.0 | Device statistic for Number of measurements received from device during last reporting interval. | 0 | 1 | 1 |  | Any | STAT | Statistic | ST |  |  | STAT:10456 | 2021-08-24 16:29
|  |  | b6ab9511-c375-4d20-bed2-f996b05c5399 | 2 | STAT |  | 10457 | ONS_LOCAL$SPAGV_440_PM_01!PMU:ST5 |  |  | 8736f6c7-ad41-4b43-b4f6-e684e0d4ad20 |  |  | 30 | [8 empty] | 11 | [5 empty] | LOCAL$SPAGV_440_PM_01!PMU-ST5 | 0.0 | 1.0 | Device statistic for Expected number of measurements received from device during last reporting interval. | 0 | 1 | 1 |  | Any | STAT | Statistic | ST |  |  | STAT:10457 | 2021-08-24 16:29
|  |  | 0924dfed-3de6-4b51-90ec-c778c4c209b4 | 2 | STAT |  | 10458 | ONS_LOCAL$SPAGV_440_PM_01!PMU:ST6 |  |  | 8736f6c7-ad41-4b43-b4f6-e684e0d4ad20 |  |  | 30 | [8 empty] | 11 | [5 empty] | LOCAL$SPAGV_440_PM_01!PMU-ST6 | 0.0 | 1.0 | Device statistic for Number of measurements received while device was reporting errors during last reporting interval. | 0 | 1 | 1 |  | Any | STAT | Statistic | ST |  |  | STAT:10458 | 2021-08-24 16:29
|  |  | 590504a6-a0be-48dc-9370-a2ef52f39245 | 2 | STAT |  | 10459 | ONS_LOCAL$SPAGV_440_PM_01!PMU:ST7 |  |  | 8736f6c7-ad41-4b43-b4f6-e684e0d4ad20 |  |  | 30 | [8 empty] | 11 | [5 empty] | LOCAL$SPAGV_440_PM_01!PMU-ST7 | 0.0 | 1.0 | Device statistic for Number of defined measurements (per frame) from device during last reporting interval. | 0 | 1 | 1 |  | Any | STAT | Statistic | ST |  |  | STAT:10459 | 2021-08-24 16:29
|  |  | f94281de-0f50-40be-a729-8dc91abdb2ea | 2 | STAT |  | 10460 | ONS_LOCAL$SPAGV_440_PM_02!PMU:ST1 |  |  | 8736f6c7-ad41-4b43-b4f6-e684e0d4ad20 |  |  | 30 | [8 empty] | 11 | [5 empty] | LOCAL$SPAGV_440_PM_02!PMU-ST1 | 0.0 | 1.0 | Device statistic for Number of data quality errors reported by device during last reporting interval. | 0 | 1 | 1 |  | Any | STAT | Statistic | ST |  |  | STAT:10460 | 2021-08-24 16:29
|  |  | 71345262-4f21-4af0-a625-738c7367c3bc | 2 | STAT |  | 10461 | ONS_LOCAL$SPAGV_440_PM_02!PMU:ST2 |  |  | 8736f6c7-ad41-4b43-b4f6-e684e0d4ad20 |  |  | 30 | [8 empty] | 11 | [5 empty] | LOCAL$SPAGV_440_PM_02!PMU-ST2 | 0.0 | 1.0 | Device statistic for Number of time quality errors reported by device during last reporting interval. | 0 | 1 | 1 |  | Any | STAT | Statistic | ST |  |  | STAT:10461 | 2021-08-24 16:29
|  |  | 0c7fe2ec-ccd1-41ef-bb5e-242727891dc4 | 2 | STAT |  | 10462 | ONS_LOCAL$SPAGV_440_PM_02!PMU:ST3 |  |  | 8736f6c7-ad41-4b43-b4f6-e684e0d4ad20 |  |  | 30 | [8 empty] | 11 | [5 empty] | LOCAL$SPAGV_440_PM_02!PMU-ST3 | 0.0 | 1.0 | Device statistic for Number of device errors reported by device during last reporting interval. | 0 | 1 | 1 |  | Any | STAT | Statistic | ST |  |  | STAT:10462 | 2021-08-24 16:29
|  |  | 483f7587-5af8-4aad-822b-a92aebac2a76 | 2 | STAT |  | 10463 | ONS_LOCAL$SPAGV_440_PM_02!PMU:ST4 |  |  | 8736f6c7-ad41-4b43-b4f6-e684e0d4ad20 |  |  | 30 | [8 empty] | 11 | [5 empty] | LOCAL$SPAGV_440_PM_02!PMU-ST4 | 0.0 | 1.0 | Device statistic for Number of measurements received from device during last reporting interval. | 0 | 1 | 1 |  | Any | STAT | Statistic | ST |  |  | STAT:10463 | 2021-08-24 16:29
|  |  | 09ef455b-fa28-4a03-adaf-764743d54984 | 2 | STAT |  | 10464 | ONS_LOCAL$SPAGV_440_PM_02!PMU:ST5 |  |  | 8736f6c7-ad41-4b43-b4f6-e684e0d4ad20 |  |  | 30 | [8 empty] | 11 | [5 empty] | LOCAL$SPAGV_440_PM_02!PMU-ST5 | 0.0 | 1.0 | Device statistic for Expected number of measurements received from device during last reporting interval. | 0 | 1 | 1 |  | Any | STAT | Statistic | ST |  |  | STAT:10464 | 2021-08-24 16:29
|  |  | 40a4227c-7781-4d46-b9ac-4b4c09d18916 | 2 | STAT |  | 10465 | ONS_LOCAL$SPAGV_440_PM_02!PMU:ST6 |  |  | 8736f6c7-ad41-4b43-b4f6-e684e0d4ad20 |  |  | 30 | [8 empty] | 11 | [5 empty] | LOCAL$SPAGV_440_PM_02!PMU-ST6 | 0.0 | 1.0 | Device statistic for Number of measurements received while device was reporting errors during last reporting interval. | 0 | 1 | 1 |  | Any | STAT | Statistic | ST |  |  | STAT:10465 | 2021-08-24 16:29
|  |  | 6d229748-81dc-4e7d-8d1f-d0f601e5b6ad | 2 | STAT |  | 10466 | ONS_LOCAL$SPAGV_440_PM_02!PMU:ST7 |  |  | 8736f6c7-ad41-4b43-b4f6-e684e0d4ad20 |  |  | 30 | [8 empty] | 11 | [5 empty] | LOCAL$SPAGV_440_PM_02!PMU-ST7 | 0.0 | 1.0 | Device statistic for Number of defined measurements (per frame) from device during last reporting interval. | 0 | 1 | 1 |  | Any | STAT | Statistic | ST |  |  | STAT:10466 | 2021-08-24 16:29
|  |  | f4cf40be-8341-4ca8-ba54-1338e41708b4 | 2 | STAT |  | 10467 | ONS_LOCAL$SPAGV_440_PM_03!PMU:ST1 |  |  | 8736f6c7-ad41-4b43-b4f6-e684e0d4ad20 |  |  | 30 | [8 empty] | 11 | [5 empty] | LOCAL$SPAGV_440_PM_03!PMU-ST1 | 0.0 | 1.0 | Device statistic for Number of data quality errors reported by device during last reporting interval. | 0 | 1 | 1 |  | Any | STAT | Statistic | ST |  |  | STAT:10467 | 2021-08-24 16:29
|  |  | 6e4c5581-b439-4549-9ca1-ca4e2209256f | 2 | STAT |  | 10468 | ONS_LOCAL$SPAGV_440_PM_03!PMU:ST2 |  |  | 8736f6c7-ad41-4b43-b4f6-e684e0d4ad20 |  |  | 30 | [8 empty] | 11 | [5 empty] | LOCAL$SPAGV_440_PM_03!PMU-ST2 | 0.0 | 1.0 | Device statistic for Number of time quality errors reported by device during last reporting interval. | 0 | 1 | 1 |  | Any | STAT | Statistic | ST |  |  | STAT:10468 | 2021-08-24 16:29
|  |  | ab02a9e6-5292-454c-bcc9-272d84d8cdf6 | 2 | STAT |  | 10469 | ONS_LOCAL$SPAGV_440_PM_03!PMU:ST3 |  |  | 8736f6c7-ad41-4b43-b4f6-e684e0d4ad20 |  |  | 30 | [8 empty] | 11 | [5 empty] | LOCAL$SPAGV_440_PM_03!PMU-ST3 | 0.0 | 1.0 | Device statistic for Number of device errors reported by device during last reporting interval. | 0 | 1 | 1 |  | Any | STAT | Statistic | ST |  |  | STAT:10469 | 2021-08-24 16:29
|  |  | f3199fcd-6a0e-4454-bc8f-9755e3a6cc5c | 2 | STAT |  | 10470 | ONS_LOCAL$SPAGV_440_PM_03!PMU:ST4 |  |  | 8736f6c7-ad41-4b43-b4f6-e684e0d4ad20 |  |  | 30 | [8 empty] | 11 | [5 empty] | LOCAL$SPAGV_440_PM_03!PMU-ST4 | 0.0 | 1.0 | Device statistic for Number of measurements received from device during last reporting interval. | 0 | 1 | 1 |  | Any | STAT | Statistic | ST |  |  | STAT:10470 | 2021-08-24 16:29
|  |  | d1a787a1-bd9c-48d2-8eca-115e013352fa | 2 | STAT |  | 10471 | ONS_LOCAL$SPAGV_440_PM_03!PMU:ST5 |  |  | 8736f6c7-ad41-4b43-b4f6-e684e0d4ad20 |  |  | 30 | [8 empty] | 11 | [5 empty] | LOCAL$SPAGV_440_PM_03!PMU-ST5 | 0.0 | 1.0 | Device statistic for Expected number of measurements received from device during last reporting interval. | 0 | 1 | 1 |  | Any | STAT | Statistic | ST |  |  | STAT:10471 | 2021-08-24 16:29
|  |  | 70df527f-3e67-4de6-bd1d-37d81fa2e740 | 2 | STAT |  | 10472 | ONS_LOCAL$SPAGV_440_PM_03!PMU:ST6 |  |  | 8736f6c7-ad41-4b43-b4f6-e684e0d4ad20 |  |  | 30 | [8 empty] | 11 | [5 empty] | LOCAL$SPAGV_440_PM_03!PMU-ST6 | 0.0 | 1.0 | Device statistic for Number of measurements received while device was reporting errors during last reporting interval. | 0 | 1 | 1 |  | Any | STAT | Statistic | ST |  |  | STAT:10472 | 2021-08-24 16:29
|  |  | eab5ed1d-2023-4548-8dd5-34bea3cab122 | 2 | STAT |  | 10473 | ONS_LOCAL$SPAGV_440_PM_03!PMU:ST7 |  |  | 8736f6c7-ad41-4b43-b4f6-e684e0d4ad20 |  |  | 30 | [8 empty] | 11 | [5 empty] | LOCAL$SPAGV_440_PM_03!PMU-ST7 | 0.0 | 1.0 | Device statistic for Number of defined measurements (per frame) from device during last reporting interval. | 0 | 1 | 1 |  | Any | STAT | Statistic | ST |  |  | STAT:10473 | 2021-08-24 16:29
|  |  | f8f28ad6-07b0-467b-a0f3-32bf4c065c60 | 2 | STAT |  | 10474 | ONS_LOCAL$SPALP_440_PM_01!PMU:ST1 |  |  | 8736f6c7-ad41-4b43-b4f6-e684e0d4ad20 |  |  | 30 | [8 empty] | 11 | [5 empty] | LOCAL$SPALP_440_PM_01!PMU-ST1 | 0.0 | 1.0 | Device statistic for Number of data quality errors reported by device during last reporting interval. | 0 | 1 | 1 |  | Any | STAT | Statistic | ST |  |  | STAT:10474 | 2021-08-24 16:29
|  |  | b7cb47bc-ba37-46e2-9658-babfa3209039 | 2 | STAT |  | 10475 | ONS_LOCAL$SPALP_440_PM_01!PMU:ST2 |  |  | 8736f6c7-ad41-4b43-b4f6-e684e0d4ad20 |  |  | 30 | [8 empty] | 11 | [5 empty] | LOCAL$SPALP_440_PM_01!PMU-ST2 | 0.0 | 1.0 | Device statistic for Number of time quality errors reported by device during last reporting interval. | 0 | 1 | 1 |  | Any | STAT | Statistic | ST |  |  | STAT:10475 | 2021-08-24 16:29
|  |  | bb5f00cd-e9e4-4fdc-a3fb-1982b132f07f | 2 | STAT |  | 10476 | ONS_LOCAL$SPALP_440_PM_01!PMU:ST3 |  |  | 8736f6c7-ad41-4b43-b4f6-e684e0d4ad20 |  |  | 30 | [8 empty] | 11 | [5 empty] | LOCAL$SPALP_440_PM_01!PMU-ST3 | 0.0 | 1.0 | Device statistic for Number of device errors reported by device during last reporting interval. | 0 | 1 | 1 |  | Any | STAT | Statistic | ST |  |  | STAT:10476 | 2021-08-24 16:29
|  |  | 1289e411-418c-4554-8164-91762e60b779 | 2 | STAT |  | 10477 | ONS_LOCAL$SPALP_440_PM_01!PMU:ST4 |  |  | 8736f6c7-ad41-4b43-b4f6-e684e0d4ad20 |  |  | 30 | [8 empty] | 11 | [5 empty] | LOCAL$SPALP_440_PM_01!PMU-ST4 | 0.0 | 1.0 | Device statistic for Number of measurements received from device during last reporting interval. | 0 | 1 | 1 |  | Any | STAT | Statistic | ST |  |  | STAT:10477 | 2021-08-24 16:29
|  |  | b9bfbcf7-7444-44e7-a936-593b301c450a | 2 | STAT |  | 10478 | ONS_LOCAL$SPALP_440_PM_01!PMU:ST5 |  |  | 8736f6c7-ad41-4b43-b4f6-e684e0d4ad20 |  |  | 30 | [8 empty] | 11 | [5 empty] | LOCAL$SPALP_440_PM_01!PMU-ST5 | 0.0 | 1.0 | Device statistic for Expected number of measurements received from device during last reporting interval. | 0 | 1 | 1 |  | Any | STAT | Statistic | ST |  |  | STAT:10478 | 2021-08-24 16:29
|  |  | d815063b-0dab-4b5e-9555-0c533c99f73c | 2 | STAT |  | 10479 | ONS_LOCAL$SPALP_440_PM_01!PMU:ST6 |  |  | 8736f6c7-ad41-4b43-b4f6-e684e0d4ad20 |  |  | 30 | [8 empty] | 11 | [5 empty] | LOCAL$SPALP_440_PM_01!PMU-ST6 | 0.0 | 1.0 | Device statistic for Number of measurements received while device was reporting errors during last reporting interval. | 0 | 1 | 1 |  | Any | STAT | Statistic | ST |  |  | STAT:10479 | 2021-08-24 16:29
|  |  | 06345c7e-f61b-44ff-89d1-463e32e7dcf0 | 2 | STAT |  | 10480 | ONS_LOCAL$SPALP_440_PM_01!PMU:ST7 |  |  | 8736f6c7-ad41-4b43-b4f6-e684e0d4ad20 |  |  | 30 | [8 empty] | 11 | [5 empty] | LOCAL$SPALP_440_PM_01!PMU-ST7 | 0.0 | 1.0 | Device statistic for Number of defined measurements (per frame) from device during last reporting interval. | 0 | 1 | 1 |  | Any | STAT | Statistic | ST |  |  | STAT:10480 | 2021-08-24 16:29
|  |  | 685f8223-8d17-4449-acd4-1039ff57015d | 2 | STAT |  | 10481 | ONS_LOCAL$SPALP_440_PM_02!PMU:ST1 |  |  | 8736f6c7-ad41-4b43-b4f6-e684e0d4ad20 |  |  | 30 | [8 empty] | 11 | [5 empty] | LOCAL$SPALP_440_PM_02!PMU-ST1 | 0.0 | 1.0 | Device statistic for Number of data quality errors reported by device during last reporting interval. | 0 | 1 | 1 |  | Any | STAT | Statistic | ST |  |  | STAT:10481 | 2021-08-24 16:29
|  |  | 27f8d3f6-b303-48fd-bac4-e34fadd9c835 | 2 | STAT |  | 10482 | ONS_LOCAL$SPALP_440_PM_02!PMU:ST2 |  |  | 8736f6c7-ad41-4b43-b4f6-e684e0d4ad20 |  |  | 30 | [8 empty] | 11 | [5 empty] | LOCAL$SPALP_440_PM_02!PMU-ST2 | 0.0 | 1.0 | Device statistic for Number of time quality errors reported by device during last reporting interval. | 0 | 1 | 1 |  | Any | STAT | Statistic | ST |  |  | STAT:10482 | 2021-08-24 16:29
|  |  | f5b3a8ce-5ed5-4ae5-a133-7c4e6f37a67e | 2 | STAT |  | 10483 | ONS_LOCAL$SPALP_440_PM_02!PMU:ST3 |  |  | 8736f6c7-ad41-4b43-b4f6-e684e0d4ad20 |  |  | 30 | [8 empty] | 11 | [5 empty] | LOCAL$SPALP_440_PM_02!PMU-ST3 | 0.0 | 1.0 | Device statistic for Number of device errors reported by device during last reporting interval. | 0 | 1 | 1 |  | Any | STAT | Statistic | ST |  |  | STAT:10483 | 2021-08-24 16:29
|  |  | 10939151-76a5-4a15-abd5-aaaab5901faf | 2 | STAT |  | 10484 | ONS_LOCAL$SPALP_440_PM_02!PMU:ST4 |  |  | 8736f6c7-ad41-4b43-b4f6-e684e0d4ad20 |  |  | 30 | [8 empty] | 11 | [5 empty] | LOCAL$SPALP_440_PM_02!PMU-ST4 | 0.0 | 1.0 | Device statistic for Number of measurements received from device during last reporting interval. | 0 | 1 | 1 |  | Any | STAT | Statistic | ST |  |  | STAT:10484 | 2021-08-24 16:29
|  |  | 65c32d11-c840-4bfc-8527-3445d0dbfb32 | 2 | STAT |  | 10485 | ONS_LOCAL$SPALP_440_PM_02!PMU:ST5 |  |  | 8736f6c7-ad41-4b43-b4f6-e684e0d4ad20 |  |  | 30 | [8 empty] | 11 | [5 empty] | LOCAL$SPALP_440_PM_02!PMU-ST5 | 0.0 | 1.0 | Device statistic for Expected number of measurements received from device during last reporting interval. | 0 | 1 | 1 |  | Any | STAT | Statistic | ST |  |  | STAT:10485 | 2021-08-24 16:29
|  |  | 5ad71970-ba47-4117-b3ed-468d9a066089 | 2 | STAT |  | 10486 | ONS_LOCAL$SPALP_440_PM_02!PMU:ST6 |  |  | 8736f6c7-ad41-4b43-b4f6-e684e0d4ad20 |  |  | 30 | [8 empty] | 11 | [5 empty] | LOCAL$SPALP_440_PM_02!PMU-ST6 | 0.0 | 1.0 | Device statistic for Number of measurements received while device was reporting errors during last reporting interval. | 0 | 1 | 1 |  | Any | STAT | Statistic | ST |  |  | STAT:10486 | 2021-08-24 16:29
|  |  | 2977d71d-63b2-4317-bf28-2a4629e0c1b3 | 2 | STAT |  | 10487 | ONS_LOCAL$SPALP_440_PM_02!PMU:ST7 |  |  | 8736f6c7-ad41-4b43-b4f6-e684e0d4ad20 |  |  | 30 | [8 empty] | 11 | [5 empty] | LOCAL$SPALP_440_PM_02!PMU-ST7 | 0.0 | 1.0 | Device statistic for Number of defined measurements (per frame) from device during last reporting interval. | 0 | 1 | 1 |  | Any | STAT | Statistic | ST |  |  | STAT:10487 | 2021-08-24 16:29
|  |  | e5f000b5-c113-4a99-a18e-1ea2ecd9024d | 2 | STAT |  | 10488 | ONS_LOCAL$SPALP_440_PM_03!PMU:ST1 |  |  | 8736f6c7-ad41-4b43-b4f6-e684e0d4ad20 |  |  | 30 | [8 empty] | 11 | [5 empty] | LOCAL$SPALP_440_PM_03!PMU-ST1 | 0.0 | 1.0 | Device statistic for Number of data quality errors reported by device during last reporting interval. | 0 | 1 | 1 |  | Any | STAT | Statistic | ST |  |  | STAT:10488 | 2021-08-24 16:29
|  |  | b4209032-0208-46bc-b69d-1be2ed414f0e | 2 | STAT |  | 10489 | ONS_LOCAL$SPALP_440_PM_03!PMU:ST2 |  |  | 8736f6c7-ad41-4b43-b4f6-e684e0d4ad20 |  |  | 30 | [8 empty] | 11 | [5 empty] | LOCAL$SPALP_440_PM_03!PMU-ST2 | 0.0 | 1.0 | Device statistic for Number of time quality errors reported by device during last reporting interval. | 0 | 1 | 1 |  | Any | STAT | Statistic | ST |  |  | STAT:10489 | 2021-08-24 16:29
|  |  | ffd2f4d2-e303-4b16-abbb-552ddef536d3 | 2 | STAT |  | 10490 | ONS_LOCAL$SPALP_440_PM_03!PMU:ST3 |  |  | 8736f6c7-ad41-4b43-b4f6-e684e0d4ad20 |  |  | 30 | [8 empty] | 11 | [5 empty] | LOCAL$SPALP_440_PM_03!PMU-ST3 | 0.0 | 1.0 | Device statistic for Number of device errors reported by device during last reporting interval. | 0 | 1 | 1 |  | Any | STAT | Statistic | ST |  |  | STAT:10490 | 2021-08-24 16:29
|  |  | 347d524b-3f7d-4eb7-881b-3fe9c968a240 | 2 | STAT |  | 10491 | ONS_LOCAL$SPALP_440_PM_03!PMU:ST4 |  |  | 8736f6c7-ad41-4b43-b4f6-e684e0d4ad20 |  |  | 30 | [8 empty] | 11 | [5 empty] | LOCAL$SPALP_440_PM_03!PMU-ST4 | 0.0 | 1.0 | Device statistic for Number of measurements received from device during last reporting interval. | 0 | 1 | 1 |  | Any | STAT | Statistic | ST |  |  | STAT:10491 | 2021-08-24 16:29
|  |  | 4d0700c5-bb02-479a-b8e5-74c409a838aa | 2 | STAT |  | 10492 | ONS_LOCAL$SPALP_440_PM_03!PMU:ST5 |  |  | 8736f6c7-ad41-4b43-b4f6-e684e0d4ad20 |  |  | 30 | [8 empty] | 11 | [5 empty] | LOCAL$SPALP_440_PM_03!PMU-ST5 | 0.0 | 1.0 | Device statistic for Expected number of measurements received from device during last reporting interval. | 0 | 1 | 1 |  | Any | STAT | Statistic | ST |  |  | STAT:10492 | 2021-08-24 16:29
|  |  | 64bb6200-1885-4766-b703-68300eb7ec43 | 2 | STAT |  | 10493 | ONS_LOCAL$SPALP_440_PM_03!PMU:ST6 |  |  | 8736f6c7-ad41-4b43-b4f6-e684e0d4ad20 |  |  | 30 | [8 empty] | 11 | [5 empty] | LOCAL$SPALP_440_PM_03!PMU-ST6 | 0.0 | 1.0 | Device statistic for Number of measurements received while device was reporting errors during last reporting interval. | 0 | 1 | 1 |  | Any | STAT | Statistic | ST |  |  | STAT:10493 | 2021-08-24 16:29
|  |  | 8db77520-c0dc-4061-89e1-5734bd397f43 | 2 | STAT |  | 10494 | ONS_LOCAL$SPALP_440_PM_03!PMU:ST7 |  |  | 8736f6c7-ad41-4b43-b4f6-e684e0d4ad20 |  |  | 30 | [8 empty] | 11 | [5 empty] | LOCAL$SPALP_440_PM_03!PMU-ST7 | 0.0 | 1.0 | Device statistic for Number of defined measurements (per frame) from device during last reporting interval. | 0 | 1 | 1 |  | Any | STAT | Statistic | ST |  |  | STAT:10494 | 2021-08-24 16:29
|  |  | f8b0c9c1-0dbe-4435-8022-eb1a11d92c1e | 2 | STAT |  | 10495 | ONS_LOCAL$SPALP_440_PM_04!PMU:ST1 |  |  | 8736f6c7-ad41-4b43-b4f6-e684e0d4ad20 |  |  | 30 | [8 empty] | 11 | [5 empty] | LOCAL$SPALP_440_PM_04!PMU-ST1 | 0.0 | 1.0 | Device statistic for Number of data quality errors reported by device during last reporting interval. | 0 | 1 | 1 |  | Any | STAT | Statistic | ST |  |  | STAT:10495 | 2021-08-24 16:29
|  |  | 63f88fb9-c6f7-44dd-9567-3f7562fce524 | 2 | STAT |  | 10496 | ONS_LOCAL$SPALP_440_PM_04!PMU:ST2 |  |  | 8736f6c7-ad41-4b43-b4f6-e684e0d4ad20 |  |  | 30 | [8 empty] | 11 | [5 empty] | LOCAL$SPALP_440_PM_04!PMU-ST2 | 0.0 | 1.0 | Device statistic for Number of time quality errors reported by device during last reporting interval. | 0 | 1 | 1 |  | Any | STAT | Statistic | ST |  |  | STAT:10496 | 2021-08-24 16:29
|  |  | 0488ba0c-c121-4f54-b7ef-91b79167937f | 2 | STAT |  | 10497 | ONS_LOCAL$SPALP_440_PM_04!PMU:ST3 |  |  | 8736f6c7-ad41-4b43-b4f6-e684e0d4ad20 |  |  | 30 | [8 empty] | 11 | [5 empty] | LOCAL$SPALP_440_PM_04!PMU-ST3 | 0.0 | 1.0 | Device statistic for Number of device errors reported by device during last reporting interval. | 0 | 1 | 1 |  | Any | STAT | Statistic | ST |  |  | STAT:10497 | 2021-08-24 16:29
|  |  | 40cddc0f-c337-45db-b7ef-93925b2bc020 | 2 | STAT |  | 10498 | ONS_LOCAL$SPALP_440_PM_04!PMU:ST4 |  |  | 8736f6c7-ad41-4b43-b4f6-e684e0d4ad20 |  |  | 30 | [8 empty] | 11 | [5 empty] | LOCAL$SPALP_440_PM_04!PMU-ST4 | 0.0 | 1.0 | Device statistic for Number of measurements received from device during last reporting interval. | 0 | 1 | 1 |  | Any | STAT | Statistic | ST |  |  | STAT:10498 | 2021-08-24 16:29
|  |  | ed383962-1298-4857-82f3-eb391aee312a | 2 | STAT |  | 10499 | ONS_LOCAL$SPALP_440_PM_04!PMU:ST5 |  |  | 8736f6c7-ad41-4b43-b4f6-e684e0d4ad20 |  |  | 30 | [8 empty] | 11 | [5 empty] | LOCAL$SPALP_440_PM_04!PMU-ST5 | 0.0 | 1.0 | Device statistic for Expected number of measurements received from device during last reporting interval. | 0 | 1 | 1 |  | Any | STAT | Statistic | ST |  |  | STAT:10499 | 2021-08-24 16:29
|  |  | 0b40b362-7fdf-4651-82c9-724c5ebdaf40 | 2 | STAT |  | 10500 | ONS_LOCAL$SPALP_440_PM_04!PMU:ST6 |  |  | 8736f6c7-ad41-4b43-b4f6-e684e0d4ad20 |  |  | 30 | [8 empty] | 11 | [5 empty] | LOCAL$SPALP_440_PM_04!PMU-ST6 | 0.0 | 1.0 | Device statistic for Number of measurements received while device was reporting errors during last reporting interval. | 0 | 1 | 1 |  | Any | STAT | Statistic | ST |  |  | STAT:10500 | 2021-08-24 16:29
|  |  | 0d85391f-3445-4bfc-8ee3-13b2a569c432 | 2 | STAT |  | 10501 | ONS_LOCAL$SPALP_440_PM_04!PMU:ST7 |  |  | 8736f6c7-ad41-4b43-b4f6-e684e0d4ad20 |  |  | 30 | [8 empty] | 11 | [5 empty] | LOCAL$SPALP_440_PM_04!PMU-ST7 | 0.0 | 1.0 | Device statistic for Number of defined measurements (per frame) from device during last reporting interval. | 0 | 1 | 1 |  | Any | STAT | Statistic | ST |  |  | STAT:10501 | 2021-08-24 16:29
|  |  | 216dfff1-4bde-41e0-bed5-bb9fdb2d36b5 | 2 | STAT |  | 10502 | ONS_LOCAL$SPAZL_440_PM_98!PMU:ST1 |  |  | 8736f6c7-ad41-4b43-b4f6-e684e0d4ad20 |  |  | 30 | [8 empty] | 11 | [5 empty] | LOCAL$SPAZL_440_PM_98!PMU-ST1 | 0.0 | 1.0 | Device statistic for Number of data quality errors reported by device during last reporting interval. | 0 | 1 | 1 |  | Any | STAT | Statistic | ST |  |  | STAT:10502 | 2021-08-24 16:29
|  |  | 4bf33292-bd3a-45d8-a8a5-16f520c79d8e | 2 | STAT |  | 10503 | ONS_LOCAL$SPAZL_440_PM_98!PMU:ST2 |  |  | 8736f6c7-ad41-4b43-b4f6-e684e0d4ad20 |  |  | 30 | [8 empty] | 11 | [5 empty] | LOCAL$SPAZL_440_PM_98!PMU-ST2 | 0.0 | 1.0 | Device statistic for Number of time quality errors reported by device during last reporting interval. | 0 | 1 | 1 |  | Any | STAT | Statistic | ST |  |  | STAT:10503 | 2021-08-24 16:29
|  |  | f954c87f-12a1-4728-805e-c6c6a9be4c1b | 2 | STAT |  | 10504 | ONS_LOCAL$SPAZL_440_PM_98!PMU:ST3 |  |  | 8736f6c7-ad41-4b43-b4f6-e684e0d4ad20 |  |  | 30 | [8 empty] | 11 | [5 empty] | LOCAL$SPAZL_440_PM_98!PMU-ST3 | 0.0 | 1.0 | Device statistic for Number of device errors reported by device during last reporting interval. | 0 | 1 | 1 |  | Any | STAT | Statistic | ST |  |  | STAT:10504 | 2021-08-24 16:29
|  |  | 47ac0af3-f9eb-472c-a23b-4020c68f0555 | 2 | STAT |  | 10505 | ONS_LOCAL$SPAZL_440_PM_98!PMU:ST4 |  |  | 8736f6c7-ad41-4b43-b4f6-e684e0d4ad20 |  |  | 30 | [8 empty] | 11 | [5 empty] | LOCAL$SPAZL_440_PM_98!PMU-ST4 | 0.0 | 1.0 | Device statistic for Number of measurements received from device during last reporting interval. | 0 | 1 | 1 |  | Any | STAT | Statistic | ST |  |  | STAT:10505 | 2021-08-24 16:29
|  |  | c0da1fa2-ca9c-4d7e-8f88-fa1817fbf210 | 2 | STAT |  | 10506 | ONS_LOCAL$SPAZL_440_PM_98!PMU:ST5 |  |  | 8736f6c7-ad41-4b43-b4f6-e684e0d4ad20 |  |  | 30 | [8 empty] | 11 | [5 empty] | LOCAL$SPAZL_440_PM_98!PMU-ST5 | 0.0 | 1.0 | Device statistic for Expected number of measurements received from device during last reporting interval. | 0 | 1 | 1 |  | Any | STAT | Statistic | ST |  |  | STAT:10506 | 2021-08-24 16:29
|  |  | 732c30f1-ccb6-4805-bc1a-d929e86f368f | 2 | STAT |  | 10507 | ONS_LOCAL$SPAZL_440_PM_98!PMU:ST6 |  |  | 8736f6c7-ad41-4b43-b4f6-e684e0d4ad20 |  |  | 30 | [8 empty] | 11 | [5 empty] | LOCAL$SPAZL_440_PM_98!PMU-ST6 | 0.0 | 1.0 | Device statistic for Number of measurements received while device was reporting errors during last reporting interval. | 0 | 1 | 1 |  | Any | STAT | Statistic | ST |  |  | STAT:10507 | 2021-08-24 16:29
|  |  | 6fd4ccdc-1c5d-48b5-8de9-4dfcab5b6895 | 2 | STAT |  | 10508 | ONS_LOCAL$SPAZL_440_PM_98!PMU:ST7 |  |  | 8736f6c7-ad41-4b43-b4f6-e684e0d4ad20 |  |  | 30 | [8 empty] | 11 | [5 empty] | LOCAL$SPAZL_440_PM_98!PMU-ST7 | 0.0 | 1.0 | Device statistic for Number of defined measurements (per frame) from device during last reporting interval. | 0 | 1 | 1 |  | Any | STAT | Statistic | ST |  |  | STAT:10508 | 2021-08-24 16:29
|  |  | 65d309f0-5401-49dd-b69b-3ad9f553e0ab | 2 | STAT |  | 10509 | ONS_LOCAL$SPAZL_440_PM_99!PMU:ST1 |  |  | 8736f6c7-ad41-4b43-b4f6-e684e0d4ad20 |  |  | 30 | [8 empty] | 11 | [5 empty] | LOCAL$SPAZL_440_PM_99!PMU-ST1 | 0.0 | 1.0 | Device statistic for Number of data quality errors reported by device during last reporting interval. | 0 | 1 | 1 |  | Any | STAT | Statistic | ST |  |  | STAT:10509 | 2021-08-24 16:29
|  |  | 93db9a85-8afa-45c1-aa37-7c3700b05879 | 2 | STAT |  | 10510 | ONS_LOCAL$SPAZL_440_PM_99!PMU:ST2 |  |  | 8736f6c7-ad41-4b43-b4f6-e684e0d4ad20 |  |  | 30 | [8 empty] | 11 | [5 empty] | LOCAL$SPAZL_440_PM_99!PMU-ST2 | 0.0 | 1.0 | Device statistic for Number of time quality errors reported by device during last reporting interval. | 0 | 1 | 1 |  | Any | STAT | Statistic | ST |  |  | STAT:10510 | 2021-08-24 16:29
|  |  | 864d5ed8-9f4a-4274-b381-df9782e21cd3 | 2 | STAT |  | 10511 | ONS_LOCAL$SPAZL_440_PM_99!PMU:ST3 |  |  | 8736f6c7-ad41-4b43-b4f6-e684e0d4ad20 |  |  | 30 | [8 empty] | 11 | [5 empty] | LOCAL$SPAZL_440_PM_99!PMU-ST3 | 0.0 | 1.0 | Device statistic for Number of device errors reported by device during last reporting interval. | 0 | 1 | 1 |  | Any | STAT | Statistic | ST |  |  | STAT:10511 | 2021-08-24 16:29
|  |  | e0c3e91d-c5a0-4080-84a3-9808b25d31a8 | 2 | STAT |  | 10512 | ONS_LOCAL$SPAZL_440_PM_99!PMU:ST4 |  |  | 8736f6c7-ad41-4b43-b4f6-e684e0d4ad20 |  |  | 30 | [8 empty] | 11 | [5 empty] | LOCAL$SPAZL_440_PM_99!PMU-ST4 | 0.0 | 1.0 | Device statistic for Number of measurements received from device during last reporting interval. | 0 | 1 | 1 |  | Any | STAT | Statistic | ST |  |  | STAT:10512 | 2021-08-24 16:29
|  |  | 148aa210-144b-4086-a83d-13fb57a1519a | 2 | STAT |  | 10513 | ONS_LOCAL$SPAZL_440_PM_99!PMU:ST5 |  |  | 8736f6c7-ad41-4b43-b4f6-e684e0d4ad20 |  |  | 30 | [8 empty] | 11 | [5 empty] | LOCAL$SPAZL_440_PM_99!PMU-ST5 | 0.0 | 1.0 | Device statistic for Expected number of measurements received from device during last reporting interval. | 0 | 1 | 1 |  | Any | STAT | Statistic | ST |  |  | STAT:10513 | 2021-08-24 16:29
|  |  | 1de2ec79-3b77-4d51-a24e-a2312cef74de | 2 | STAT |  | 10514 | ONS_LOCAL$SPAZL_440_PM_99!PMU:ST6 |  |  | 8736f6c7-ad41-4b43-b4f6-e684e0d4ad20 |  |  | 30 | [8 empty] | 11 | [5 empty] | LOCAL$SPAZL_440_PM_99!PMU-ST6 | 0.0 | 1.0 | Device statistic for Number of measurements received while device was reporting errors during last reporting interval. | 0 | 1 | 1 |  | Any | STAT | Statistic | ST |  |  | STAT:10514 | 2021-08-24 16:29
|  |  | b4365247-c785-4066-b5fe-7cd2c89beab1 | 2 | STAT |  | 10515 | ONS_LOCAL$SPAZL_440_PM_99!PMU:ST7 |  |  | 8736f6c7-ad41-4b43-b4f6-e684e0d4ad20 |  |  | 30 | [8 empty] | 11 | [5 empty] | LOCAL$SPAZL_440_PM_99!PMU-ST7 | 0.0 | 1.0 | Device statistic for Number of defined measurements (per frame) from device during last reporting interval. | 0 | 1 | 1 |  | Any | STAT | Statistic | ST |  |  | STAT:10515 | 2021-08-24 16:29
|  |  | afea9d1a-2ce5-442e-8758-a6a4db5639e6 | 2 | STAT |  | 10516 | ONS_LOCAL$SPBAG_440_PM_01!PMU:ST1 |  |  | 8736f6c7-ad41-4b43-b4f6-e684e0d4ad20 |  |  | 30 | [8 empty] | 11 | [5 empty] | LOCAL$SPBAG_440_PM_01!PMU-ST1 | 0.0 | 1.0 | Device statistic for Number of data quality errors reported by device during last reporting interval. | 0 | 1 | 1 |  | Any | STAT | Statistic | ST |  |  | STAT:10516 | 2021-08-24 16:29
|  |  | bcd114b2-7ece-45ee-8e50-0a002d151c77 | 2 | STAT |  | 10517 | ONS_LOCAL$SPBAG_440_PM_01!PMU:ST2 |  |  | 8736f6c7-ad41-4b43-b4f6-e684e0d4ad20 |  |  | 30 | [8 empty] | 11 | [5 empty] | LOCAL$SPBAG_440_PM_01!PMU-ST2 | 0.0 | 1.0 | Device statistic for Number of time quality errors reported by device during last reporting interval. | 0 | 1 | 1 |  | Any | STAT | Statistic | ST |  |  | STAT:10517 | 2021-08-24 16:29
|  |  | 765fd9a8-5b03-4040-be35-6acb87ff9427 | 2 | STAT |  | 10518 | ONS_LOCAL$SPBAG_440_PM_01!PMU:ST3 |  |  | 8736f6c7-ad41-4b43-b4f6-e684e0d4ad20 |  |  | 30 | [8 empty] | 11 | [5 empty] | LOCAL$SPBAG_440_PM_01!PMU-ST3 | 0.0 | 1.0 | Device statistic for Number of device errors reported by device during last reporting interval. | 0 | 1 | 1 |  | Any | STAT | Statistic | ST |  |  | STAT:10518 | 2021-08-24 16:29
|  |  | 455e4223-35db-4fcb-96a7-4aa44c678a35 | 2 | STAT |  | 10519 | ONS_LOCAL$SPBAG_440_PM_01!PMU:ST4 |  |  | 8736f6c7-ad41-4b43-b4f6-e684e0d4ad20 |  |  | 30 | [8 empty] | 11 | [5 empty] | LOCAL$SPBAG_440_PM_01!PMU-ST4 | 0.0 | 1.0 | Device statistic for Number of measurements received from device during last reporting interval. | 0 | 1 | 1 |  | Any | STAT | Statistic | ST |  |  | STAT:10519 | 2021-08-24 16:29
|  |  | c537ebf5-1f0c-4fed-8e63-4384d68331a2 | 2 | STAT |  | 10520 | ONS_LOCAL$SPBAG_440_PM_01!PMU:ST5 |  |  | 8736f6c7-ad41-4b43-b4f6-e684e0d4ad20 |  |  | 30 | [8 empty] | 11 | [5 empty] | LOCAL$SPBAG_440_PM_01!PMU-ST5 | 0.0 | 1.0 | Device statistic for Expected number of measurements received from device during last reporting interval. | 0 | 1 | 1 |  | Any | STAT | Statistic | ST |  |  | STAT:10520 | 2021-08-24 16:29
|  |  | df32df87-7c82-49cd-8f9d-48763ba999b9 | 2 | STAT |  | 10521 | ONS_LOCAL$SPBAG_440_PM_01!PMU:ST6 |  |  | 8736f6c7-ad41-4b43-b4f6-e684e0d4ad20 |  |  | 30 | [8 empty] | 11 | [5 empty] | LOCAL$SPBAG_440_PM_01!PMU-ST6 | 0.0 | 1.0 | Device statistic for Number of measurements received while device was reporting errors during last reporting interval. | 0 | 1 | 1 |  | Any | STAT | Statistic | ST |  |  | STAT:10521 | 2021-08-24 16:29
|  |  | 23b227c5-9481-43bc-9204-c3c8f119fe75 | 2 | STAT |  | 10522 | ONS_LOCAL$SPBAG_440_PM_01!PMU:ST7 |  |  | 8736f6c7-ad41-4b43-b4f6-e684e0d4ad20 |  |  | 30 | [8 empty] | 11 | [5 empty] | LOCAL$SPBAG_440_PM_01!PMU-ST7 | 0.0 | 1.0 | Device statistic for Number of defined measurements (per frame) from device during last reporting interval. | 0 | 1 | 1 |  | Any | STAT | Statistic | ST |  |  | STAT:10522 | 2021-08-24 16:29
|  |  | 8799d123-b9ef-46b7-82b3-d2715acaccba | 2 | STAT |  | 10523 | ONS_LOCAL$SPBAG_440_PM_02!PMU:ST1 |  |  | 8736f6c7-ad41-4b43-b4f6-e684e0d4ad20 |  |  | 30 | [8 empty] | 11 | [5 empty] | LOCAL$SPBAG_440_PM_02!PMU-ST1 | 0.0 | 1.0 | Device statistic for Number of data quality errors reported by device during last reporting interval. | 0 | 1 | 1 |  | Any | STAT | Statistic | ST |  |  | STAT:10523 | 2021-08-24 16:29
|  |  | e362d40f-1a57-4f47-b3a7-46d2a64d6b55 | 2 | STAT |  | 10524 | ONS_LOCAL$SPBAG_440_PM_02!PMU:ST2 |  |  | 8736f6c7-ad41-4b43-b4f6-e684e0d4ad20 |  |  | 30 | [8 empty] | 11 | [5 empty] | LOCAL$SPBAG_440_PM_02!PMU-ST2 | 0.0 | 1.0 | Device statistic for Number of time quality errors reported by device during last reporting interval. | 0 | 1 | 1 |  | Any | STAT | Statistic | ST |  |  | STAT:10524 | 2021-08-24 16:29
|  |  | fe3faaf4-d41d-447c-b75c-55a35404d5bd | 2 | STAT |  | 10525 | ONS_LOCAL$SPBAG_440_PM_02!PMU:ST3 |  |  | 8736f6c7-ad41-4b43-b4f6-e684e0d4ad20 |  |  | 30 | [8 empty] | 11 | [5 empty] | LOCAL$SPBAG_440_PM_02!PMU-ST3 | 0.0 | 1.0 | Device statistic for Number of device errors reported by device during last reporting interval. | 0 | 1 | 1 |  | Any | STAT | Statistic | ST |  |  | STAT:10525 | 2021-08-24 16:29
|  |  | 0274d9e5-4d90-4b9b-a195-be02eee96d03 | 2 | STAT |  | 10526 | ONS_LOCAL$SPBAG_440_PM_02!PMU:ST4 |  |  | 8736f6c7-ad41-4b43-b4f6-e684e0d4ad20 |  |  | 30 | [8 empty] | 11 | [5 empty] | LOCAL$SPBAG_440_PM_02!PMU-ST4 | 0.0 | 1.0 | Device statistic for Number of measurements received from device during last reporting interval. | 0 | 1 | 1 |  | Any | STAT | Statistic | ST |  |  | STAT:10526 | 2021-08-24 16:29
|  |  | cac8ccea-2b67-4486-9947-4da85d8d577b | 2 | STAT |  | 10527 | ONS_LOCAL$SPBAG_440_PM_02!PMU:ST5 |  |  | 8736f6c7-ad41-4b43-b4f6-e684e0d4ad20 |  |  | 30 | [8 empty] | 11 | [5 empty] | LOCAL$SPBAG_440_PM_02!PMU-ST5 | 0.0 | 1.0 | Device statistic for Expected number of measurements received from device during last reporting interval. | 0 | 1 | 1 |  | Any | STAT | Statistic | ST |  |  | STAT:10527 | 2021-08-24 16:29
|  |  | 59563098-2d1c-413b-b547-2f030cb7e094 | 2 | STAT |  | 10528 | ONS_LOCAL$SPBAG_440_PM_02!PMU:ST6 |  |  | 8736f6c7-ad41-4b43-b4f6-e684e0d4ad20 |  |  | 30 | [8 empty] | 11 | [5 empty] | LOCAL$SPBAG_440_PM_02!PMU-ST6 | 0.0 | 1.0 | Device statistic for Number of measurements received while device was reporting errors during last reporting interval. | 0 | 1 | 1 |  | Any | STAT | Statistic | ST |  |  | STAT:10528 | 2021-08-24 16:29
|  |  | 24807152-7def-407f-bddf-1b1c5d6b0822 | 2 | STAT |  | 10529 | ONS_LOCAL$SPBAG_440_PM_02!PMU:ST7 |  |  | 8736f6c7-ad41-4b43-b4f6-e684e0d4ad20 |  |  | 30 | [8 empty] | 11 | [5 empty] | LOCAL$SPBAG_440_PM_02!PMU-ST7 | 0.0 | 1.0 | Device statistic for Number of defined measurements (per frame) from device during last reporting interval. | 0 | 1 | 1 |  | Any | STAT | Statistic | ST |  |  | STAT:10529 | 2021-08-24 16:29
|  |  | 3d1a13c3-fb3c-41c0-91dd-d2fd068526da | 2 | STAT |  | 10530 | ONS_LOCAL$SPBAG_440_PM_03!PMU:ST1 |  |  | 8736f6c7-ad41-4b43-b4f6-e684e0d4ad20 |  |  | 30 | [8 empty] | 11 | [5 empty] | LOCAL$SPBAG_440_PM_03!PMU-ST1 | 0.0 | 1.0 | Device statistic for Number of data quality errors reported by device during last reporting interval. | 0 | 1 | 1 |  | Any | STAT | Statistic | ST |  |  | STAT:10530 | 2021-08-24 16:29
|  |  | 938aa33d-90be-44ca-8c82-104edcf7f72b | 2 | STAT |  | 10531 | ONS_LOCAL$SPBAG_440_PM_03!PMU:ST2 |  |  | 8736f6c7-ad41-4b43-b4f6-e684e0d4ad20 |  |  | 30 | [8 empty] | 11 | [5 empty] | LOCAL$SPBAG_440_PM_03!PMU-ST2 | 0.0 | 1.0 | Device statistic for Number of time quality errors reported by device during last reporting interval. | 0 | 1 | 1 |  | Any | STAT | Statistic | ST |  |  | STAT:10531 | 2021-08-24 16:29
|  |  | 02768dac-8491-488e-9c88-4206bb4f54ee | 2 | STAT |  | 10532 | ONS_LOCAL$SPBAG_440_PM_03!PMU:ST3 |  |  | 8736f6c7-ad41-4b43-b4f6-e684e0d4ad20 |  |  | 30 | [8 empty] | 11 | [5 empty] | LOCAL$SPBAG_440_PM_03!PMU-ST3 | 0.0 | 1.0 | Device statistic for Number of device errors reported by device during last reporting interval. | 0 | 1 | 1 |  | Any | STAT | Statistic | ST |  |  | STAT:10532 | 2021-08-24 16:29
|  |  | 66ff1daf-0c87-46b1-a7e3-dbde8a28e259 | 2 | STAT |  | 10533 | ONS_LOCAL$SPBAG_440_PM_03!PMU:ST4 |  |  | 8736f6c7-ad41-4b43-b4f6-e684e0d4ad20 |  |  | 30 | [8 empty] | 11 | [5 empty] | LOCAL$SPBAG_440_PM_03!PMU-ST4 | 0.0 | 1.0 | Device statistic for Number of measurements received from device during last reporting interval. | 0 | 1 | 1 |  | Any | STAT | Statistic | ST |  |  | STAT:10533 | 2021-08-24 16:29
|  |  | 50d79595-e40f-4660-ad41-f5175f62ff7a | 2 | STAT |  | 10534 | ONS_LOCAL$SPBAG_440_PM_03!PMU:ST5 |  |  | 8736f6c7-ad41-4b43-b4f6-e684e0d4ad20 |  |  | 30 | [8 empty] | 11 | [5 empty] | LOCAL$SPBAG_440_PM_03!PMU-ST5 | 0.0 | 1.0 | Device statistic for Expected number of measurements received from device during last reporting interval. | 0 | 1 | 1 |  | Any | STAT | Statistic | ST |  |  | STAT:10534 | 2021-08-24 16:29
|  |  | 486f969e-2eed-4a93-a6a7-c726bac6d169 | 2 | STAT |  | 10535 | ONS_LOCAL$SPBAG_440_PM_03!PMU:ST6 |  |  | 8736f6c7-ad41-4b43-b4f6-e684e0d4ad20 |  |  | 30 | [8 empty] | 11 | [5 empty] | LOCAL$SPBAG_440_PM_03!PMU-ST6 | 0.0 | 1.0 | Device statistic for Number of measurements received while device was reporting errors during last reporting interval. | 0 | 1 | 1 |  | Any | STAT | Statistic | ST |  |  | STAT:10535 | 2021-08-24 16:29
|  |  | fd75d678-9be9-4db9-a736-41786872fc74 | 2 | STAT |  | 10536 | ONS_LOCAL$SPBAG_440_PM_03!PMU:ST7 |  |  | 8736f6c7-ad41-4b43-b4f6-e684e0d4ad20 |  |  | 30 | [8 empty] | 11 | [5 empty] | LOCAL$SPBAG_440_PM_03!PMU-ST7 | 0.0 | 1.0 | Device statistic for Number of defined measurements (per frame) from device during last reporting interval. | 0 | 1 | 1 |  | Any | STAT | Statistic | ST |  |  | STAT:10536 | 2021-08-24 16:29
|  |  | 839e0c74-9957-4329-af9b-22225f5975e8 | 2 | STAT |  | 10537 | ONS_LOCAL$SPBAG_440_PM_04!PMU:ST1 |  |  | 8736f6c7-ad41-4b43-b4f6-e684e0d4ad20 |  |  | 30 | [8 empty] | 11 | [5 empty] | LOCAL$SPBAG_440_PM_04!PMU-ST1 | 0.0 | 1.0 | Device statistic for Number of data quality errors reported by device during last reporting interval. | 0 | 1 | 1 |  | Any | STAT | Statistic | ST |  |  | STAT:10537 | 2021-08-24 16:29
|  |  | 17f0797d-07fc-4e26-b6b3-020341bcc2fe | 2 | STAT |  | 10538 | ONS_LOCAL$SPBAG_440_PM_04!PMU:ST2 |  |  | 8736f6c7-ad41-4b43-b4f6-e684e0d4ad20 |  |  | 30 | [8 empty] | 11 | [5 empty] | LOCAL$SPBAG_440_PM_04!PMU-ST2 | 0.0 | 1.0 | Device statistic for Number of time quality errors reported by device during last reporting interval. | 0 | 1 | 1 |  | Any | STAT | Statistic | ST |  |  | STAT:10538 | 2021-08-24 16:29
|  |  | bb865cbb-8fa8-4454-9e42-8a66c37abac0 | 2 | STAT |  | 10539 | ONS_LOCAL$SPBAG_440_PM_04!PMU:ST3 |  |  | 8736f6c7-ad41-4b43-b4f6-e684e0d4ad20 |  |  | 30 | [8 empty] | 11 | [5 empty] | LOCAL$SPBAG_440_PM_04!PMU-ST3 | 0.0 | 1.0 | Device statistic for Number of device errors reported by device during last reporting interval. | 0 | 1 | 1 |  | Any | STAT | Statistic | ST |  |  | STAT:10539 | 2021-08-24 16:29
|  |  | 0134883a-dc4d-4448-887b-00a694e3b925 | 2 | STAT |  | 10540 | ONS_LOCAL$SPBAG_440_PM_04!PMU:ST4 |  |  | 8736f6c7-ad41-4b43-b4f6-e684e0d4ad20 |  |  | 30 | [8 empty] | 11 | [5 empty] | LOCAL$SPBAG_440_PM_04!PMU-ST4 | 0.0 | 1.0 | Device statistic for Number of measurements received from device during last reporting interval. | 0 | 1 | 1 |  | Any | STAT | Statistic | ST |  |  | STAT:10540 | 2021-08-24 16:29
|  |  | f47a2581-e4b7-4cca-809d-4247f746ff9f | 2 | STAT |  | 10541 | ONS_LOCAL$SPBAG_440_PM_04!PMU:ST5 |  |  | 8736f6c7-ad41-4b43-b4f6-e684e0d4ad20 |  |  | 30 | [8 empty] | 11 | [5 empty] | LOCAL$SPBAG_440_PM_04!PMU-ST5 | 0.0 | 1.0 | Device statistic for Expected number of measurements received from device during last reporting interval. | 0 | 1 | 1 |  | Any | STAT | Statistic | ST |  |  | STAT:10541 | 2021-08-24 16:29
|  |  | 8d1ef2c9-78bd-4db7-9f7a-e83ec2efd7e7 | 2 | STAT |  | 10542 | ONS_LOCAL$SPBAG_440_PM_04!PMU:ST6 |  |  | 8736f6c7-ad41-4b43-b4f6-e684e0d4ad20 |  |  | 30 | [8 empty] | 11 | [5 empty] | LOCAL$SPBAG_440_PM_04!PMU-ST6 | 0.0 | 1.0 | Device statistic for Number of measurements received while device was reporting errors during last reporting interval. | 0 | 1 | 1 |  | Any | STAT | Statistic | ST |  |  | STAT:10542 | 2021-08-24 16:29
|  |  | 06b18032-292c-47cb-8dc3-f5d952d4d9b1 | 2 | STAT |  | 10543 | ONS_LOCAL$SPBAG_440_PM_04!PMU:ST7 |  |  | 8736f6c7-ad41-4b43-b4f6-e684e0d4ad20 |  |  | 30 | [8 empty] | 11 | [5 empty] | LOCAL$SPBAG_440_PM_04!PMU-ST7 | 0.0 | 1.0 | Device statistic for Number of defined measurements (per frame) from device during last reporting interval. | 0 | 1 | 1 |  | Any | STAT | Statistic | ST |  |  | STAT:10543 | 2021-08-24 16:29
|  |  | e0f9c4e4-5796-4334-9670-e776ee27d1fd | 2 | STAT |  | 10544 | ONS_LOCAL$SPBAG_440_PM_05!PMU:ST1 |  |  | 8736f6c7-ad41-4b43-b4f6-e684e0d4ad20 |  |  | 30 | [8 empty] | 11 | [5 empty] | LOCAL$SPBAG_440_PM_05!PMU-ST1 | 0.0 | 1.0 | Device statistic for Number of data quality errors reported by device during last reporting interval. | 0 | 1 | 1 |  | Any | STAT | Statistic | ST |  |  | STAT:10544 | 2021-08-24 16:29
|  |  | 8bae5587-7264-46ee-b1cd-874b105d7c54 | 2 | STAT |  | 10545 | ONS_LOCAL$SPBAG_440_PM_05!PMU:ST2 |  |  | 8736f6c7-ad41-4b43-b4f6-e684e0d4ad20 |  |  | 30 | [8 empty] | 11 | [5 empty] | LOCAL$SPBAG_440_PM_05!PMU-ST2 | 0.0 | 1.0 | Device statistic for Number of time quality errors reported by device during last reporting interval. | 0 | 1 | 1 |  | Any | STAT | Statistic | ST |  |  | STAT:10545 | 2021-08-24 16:29
|  |  | 193c9fbb-1ed8-4f6f-9051-e469ecfce06f | 2 | STAT |  | 10546 | ONS_LOCAL$SPBAG_440_PM_05!PMU:ST3 |  |  | 8736f6c7-ad41-4b43-b4f6-e684e0d4ad20 |  |  | 30 | [8 empty] | 11 | [5 empty] | LOCAL$SPBAG_440_PM_05!PMU-ST3 | 0.0 | 1.0 | Device statistic for Number of device errors reported by device during last reporting interval. | 0 | 1 | 1 |  | Any | STAT | Statistic | ST |  |  | STAT:10546 | 2021-08-24 16:29
|  |  | a6990d23-60d2-4019-9d21-c0c2ce6669ff | 2 | STAT |  | 10547 | ONS_LOCAL$SPBAG_440_PM_05!PMU:ST4 |  |  | 8736f6c7-ad41-4b43-b4f6-e684e0d4ad20 |  |  | 30 | [8 empty] | 11 | [5 empty] | LOCAL$SPBAG_440_PM_05!PMU-ST4 | 0.0 | 1.0 | Device statistic for Number of measurements received from device during last reporting interval. | 0 | 1 | 1 |  | Any | STAT | Statistic | ST |  |  | STAT:10547 | 2021-08-24 16:29
|  |  | 781daa5e-20ca-44b4-afad-def8d0fe128a | 2 | STAT |  | 10548 | ONS_LOCAL$SPBAG_440_PM_05!PMU:ST5 |  |  | 8736f6c7-ad41-4b43-b4f6-e684e0d4ad20 |  |  | 30 | [8 empty] | 11 | [5 empty] | LOCAL$SPBAG_440_PM_05!PMU-ST5 | 0.0 | 1.0 | Device statistic for Expected number of measurements received from device during last reporting interval. | 0 | 1 | 1 |  | Any | STAT | Statistic | ST |  |  | STAT:10548 | 2021-08-24 16:29
|  |  | 282f7917-08d9-4508-b0e3-5e6127761441 | 2 | STAT |  | 10549 | ONS_LOCAL$SPBAG_440_PM_05!PMU:ST6 |  |  | 8736f6c7-ad41-4b43-b4f6-e684e0d4ad20 |  |  | 30 | [8 empty] | 11 | [5 empty] | LOCAL$SPBAG_440_PM_05!PMU-ST6 | 0.0 | 1.0 | Device statistic for Number of measurements received while device was reporting errors during last reporting interval. | 0 | 1 | 1 |  | Any | STAT | Statistic | ST |  |  | STAT:10549 | 2021-08-24 16:29
|  |  | 5de52fe7-3c02-43c4-8d15-c277b0b65bc0 | 2 | STAT |  | 10550 | ONS_LOCAL$SPBAG_440_PM_05!PMU:ST7 |  |  | 8736f6c7-ad41-4b43-b4f6-e684e0d4ad20 |  |  | 30 | [8 empty] | 11 | [5 empty] | LOCAL$SPBAG_440_PM_05!PMU-ST7 | 0.0 | 1.0 | Device statistic for Number of defined measurements (per frame) from device during last reporting interval. | 0 | 1 | 1 |  | Any | STAT | Statistic | ST |  |  | STAT:10550 | 2021-08-24 16:29
|  |  | eaeadeb8-7121-40f6-9215-bc6e53156fd9 | 2 | STAT |  | 10551 | ONS_LOCAL$SPBAG_440_PM_06!PMU:ST1 |  |  | 8736f6c7-ad41-4b43-b4f6-e684e0d4ad20 |  |  | 30 | [8 empty] | 11 | [5 empty] | LOCAL$SPBAG_440_PM_06!PMU-ST1 | 0.0 | 1.0 | Device statistic for Number of data quality errors reported by device during last reporting interval. | 0 | 1 | 1 |  | Any | STAT | Statistic | ST |  |  | STAT:10551 | 2021-08-24 16:29
|  |  | 5bd8acc0-5a9c-4dc4-8aad-2cc40f101b5c | 2 | STAT |  | 10552 | ONS_LOCAL$SPBAG_440_PM_06!PMU:ST2 |  |  | 8736f6c7-ad41-4b43-b4f6-e684e0d4ad20 |  |  | 30 | [8 empty] | 11 | [5 empty] | LOCAL$SPBAG_440_PM_06!PMU-ST2 | 0.0 | 1.0 | Device statistic for Number of time quality errors reported by device during last reporting interval. | 0 | 1 | 1 |  | Any | STAT | Statistic | ST |  |  | STAT:10552 | 2021-08-24 16:29
|  |  | 8fd685c2-5be6-4bfe-956d-dfcde15ed6a0 | 2 | STAT |  | 10553 | ONS_LOCAL$SPBAG_440_PM_06!PMU:ST3 |  |  | 8736f6c7-ad41-4b43-b4f6-e684e0d4ad20 |  |  | 30 | [8 empty] | 11 | [5 empty] | LOCAL$SPBAG_440_PM_06!PMU-ST3 | 0.0 | 1.0 | Device statistic for Number of device errors reported by device during last reporting interval. | 0 | 1 | 1 |  | Any | STAT | Statistic | ST |  |  | STAT:10553 | 2021-08-24 16:29
|  |  | 9a399801-bcdb-49b0-818b-e1f5061d0a31 | 2 | STAT |  | 10554 | ONS_LOCAL$SPBAG_440_PM_06!PMU:ST4 |  |  | 8736f6c7-ad41-4b43-b4f6-e684e0d4ad20 |  |  | 30 | [8 empty] | 11 | [5 empty] | LOCAL$SPBAG_440_PM_06!PMU-ST4 | 0.0 | 1.0 | Device statistic for Number of measurements received from device during last reporting interval. | 0 | 1 | 1 |  | Any | STAT | Statistic | ST |  |  | STAT:10554 | 2021-08-24 16:29
|  |  | 8a257b32-7669-4dec-a57b-26a0c12ed8ef | 2 | STAT |  | 10555 | ONS_LOCAL$SPBAG_440_PM_06!PMU:ST5 |  |  | 8736f6c7-ad41-4b43-b4f6-e684e0d4ad20 |  |  | 30 | [8 empty] | 11 | [5 empty] | LOCAL$SPBAG_440_PM_06!PMU-ST5 | 0.0 | 1.0 | Device statistic for Expected number of measurements received from device during last reporting interval. | 0 | 1 | 1 |  | Any | STAT | Statistic | ST |  |  | STAT:10555 | 2021-08-24 16:29
|  |  | 02710458-21d2-459f-87d9-b414059fe6bf | 2 | STAT |  | 10556 | ONS_LOCAL$SPBAG_440_PM_06!PMU:ST6 |  |  | 8736f6c7-ad41-4b43-b4f6-e684e0d4ad20 |  |  | 30 | [8 empty] | 11 | [5 empty] | LOCAL$SPBAG_440_PM_06!PMU-ST6 | 0.0 | 1.0 | Device statistic for Number of measurements received while device was reporting errors during last reporting interval. | 0 | 1 | 1 |  | Any | STAT | Statistic | ST |  |  | STAT:10556 | 2021-08-24 16:29
|  |  | 6b6dd93d-7d25-4a01-ba27-a8c9fd9a0d63 | 2 | STAT |  | 10557 | ONS_LOCAL$SPBAG_440_PM_06!PMU:ST7 |  |  | 8736f6c7-ad41-4b43-b4f6-e684e0d4ad20 |  |  | 30 | [8 empty] | 11 | [5 empty] | LOCAL$SPBAG_440_PM_06!PMU-ST7 | 0.0 | 1.0 | Device statistic for Number of defined measurements (per frame) from device during last reporting interval. | 0 | 1 | 1 |  | Any | STAT | Statistic | ST |  |  | STAT:10557 | 2021-08-24 16:29
|  |  | 7f37d2b2-5556-4897-97c6-76953d5839f0 | 2 | STAT |  | 10558 | ONS_LOCAL$SPBRC_440_PM_01!PMU:ST1 |  |  | 8736f6c7-ad41-4b43-b4f6-e684e0d4ad20 |  |  | 30 | [8 empty] | 11 | [5 empty] | LOCAL$SPBRC_440_PM_01!PMU-ST1 | 0.0 | 1.0 | Device statistic for Number of data quality errors reported by device during last reporting interval. | 0 | 1 | 1 |  | Any | STAT | Statistic | ST |  |  | STAT:10558 | 2021-08-24 16:29
|  |  | 472145ea-ff57-4420-8d00-04d883bdbdc3 | 2 | STAT |  | 10559 | ONS_LOCAL$SPBRC_440_PM_01!PMU:ST2 |  |  | 8736f6c7-ad41-4b43-b4f6-e684e0d4ad20 |  |  | 30 | [8 empty] | 11 | [5 empty] | LOCAL$SPBRC_440_PM_01!PMU-ST2 | 0.0 | 1.0 | Device statistic for Number of time quality errors reported by device during last reporting interval. | 0 | 1 | 1 |  | Any | STAT | Statistic | ST |  |  | STAT:10559 | 2021-08-24 16:29
|  |  | 6fe8e70d-c636-4989-830c-a67c3b3c19f1 | 2 | STAT |  | 10560 | ONS_LOCAL$SPBRC_440_PM_01!PMU:ST3 |  |  | 8736f6c7-ad41-4b43-b4f6-e684e0d4ad20 |  |  | 30 | [8 empty] | 11 | [5 empty] | LOCAL$SPBRC_440_PM_01!PMU-ST3 | 0.0 | 1.0 | Device statistic for Number of device errors reported by device during last reporting interval. | 0 | 1 | 1 |  | Any | STAT | Statistic | ST |  |  | STAT:10560 | 2021-08-24 16:29
|  |  | dbe7cfd5-7165-45d3-bce9-3a0d93afe854 | 2 | STAT |  | 10561 | ONS_LOCAL$SPBRC_440_PM_01!PMU:ST4 |  |  | 8736f6c7-ad41-4b43-b4f6-e684e0d4ad20 |  |  | 30 | [8 empty] | 11 | [5 empty] | LOCAL$SPBRC_440_PM_01!PMU-ST4 | 0.0 | 1.0 | Device statistic for Number of measurements received from device during last reporting interval. | 0 | 1 | 1 |  | Any | STAT | Statistic | ST |  |  | STAT:10561 | 2021-08-24 16:29
|  |  | cc90644b-ae97-4cc7-a2cc-c025ddf56fcf | 2 | STAT |  | 10562 | ONS_LOCAL$SPBRC_440_PM_01!PMU:ST5 |  |  | 8736f6c7-ad41-4b43-b4f6-e684e0d4ad20 |  |  | 30 | [8 empty] | 11 | [5 empty] | LOCAL$SPBRC_440_PM_01!PMU-ST5 | 0.0 | 1.0 | Device statistic for Expected number of measurements received from device during last reporting interval. | 0 | 1 | 1 |  | Any | STAT | Statistic | ST |  |  | STAT:10562 | 2021-08-24 16:29
|  |  | eaf695ad-cc32-42f0-8cc6-016347980df9 | 2 | STAT |  | 10563 | ONS_LOCAL$SPBRC_440_PM_01!PMU:ST6 |  |  | 8736f6c7-ad41-4b43-b4f6-e684e0d4ad20 |  |  | 30 | [8 empty] | 11 | [5 empty] | LOCAL$SPBRC_440_PM_01!PMU-ST6 | 0.0 | 1.0 | Device statistic for Number of measurements received while device was reporting errors during last reporting interval. | 0 | 1 | 1 |  | Any | STAT | Statistic | ST |  |  | STAT:10563 | 2021-08-24 16:29
|  |  | efc1f358-d24c-4490-b72b-304b725c709b | 2 | STAT |  | 10564 | ONS_LOCAL$SPBRC_440_PM_01!PMU:ST7 |  |  | 8736f6c7-ad41-4b43-b4f6-e684e0d4ad20 |  |  | 30 | [8 empty] | 11 | [5 empty] | LOCAL$SPBRC_440_PM_01!PMU-ST7 | 0.0 | 1.0 | Device statistic for Number of defined measurements (per frame) from device during last reporting interval. | 0 | 1 | 1 |  | Any | STAT | Statistic | ST |  |  | STAT:10564 | 2021-08-24 16:29
|  |  | 7773116a-04e5-45f2-8d6f-bda11c36ac87 | 2 | STAT |  | 10565 | ONS_LOCAL$SPBRC_440_PM_02!PMU:ST1 |  |  | 8736f6c7-ad41-4b43-b4f6-e684e0d4ad20 |  |  | 30 | [8 empty] | 11 | [5 empty] | LOCAL$SPBRC_440_PM_02!PMU-ST1 | 0.0 | 1.0 | Device statistic for Number of data quality errors reported by device during last reporting interval. | 0 | 1 | 1 |  | Any | STAT | Statistic | ST |  |  | STAT:10565 | 2021-08-24 16:29
|  |  | 374538d4-0140-4a78-8c68-f4ff6470ea64 | 2 | STAT |  | 10566 | ONS_LOCAL$SPBRC_440_PM_02!PMU:ST2 |  |  | 8736f6c7-ad41-4b43-b4f6-e684e0d4ad20 |  |  | 30 | [8 empty] | 11 | [5 empty] | LOCAL$SPBRC_440_PM_02!PMU-ST2 | 0.0 | 1.0 | Device statistic for Number of time quality errors reported by device during last reporting interval. | 0 | 1 | 1 |  | Any | STAT | Statistic | ST |  |  | STAT:10566 | 2021-08-24 16:29
|  |  | 75e5d361-dbae-4131-9582-c2a86d1e7d1c | 2 | STAT |  | 10567 | ONS_LOCAL$SPBRC_440_PM_02!PMU:ST3 |  |  | 8736f6c7-ad41-4b43-b4f6-e684e0d4ad20 |  |  | 30 | [8 empty] | 11 | [5 empty] | LOCAL$SPBRC_440_PM_02!PMU-ST3 | 0.0 | 1.0 | Device statistic for Number of device errors reported by device during last reporting interval. | 0 | 1 | 1 |  | Any | STAT | Statistic | ST |  |  | STAT:10567 | 2021-08-24 16:29
|  |  | d2476fce-ccad-42cf-963f-9af97e0e665b | 2 | STAT |  | 10568 | ONS_LOCAL$SPBRC_440_PM_02!PMU:ST4 |  |  | 8736f6c7-ad41-4b43-b4f6-e684e0d4ad20 |  |  | 30 | [8 empty] | 11 | [5 empty] | LOCAL$SPBRC_440_PM_02!PMU-ST4 | 0.0 | 1.0 | Device statistic for Number of measurements received from device during last reporting interval. | 0 | 1 | 1 |  | Any | STAT | Statistic | ST |  |  | STAT:10568 | 2021-08-24 16:29
|  |  | 6adaafe7-03cf-4f11-bc58-8344ae3d81d3 | 2 | STAT |  | 10569 | ONS_LOCAL$SPBRC_440_PM_02!PMU:ST5 |  |  | 8736f6c7-ad41-4b43-b4f6-e684e0d4ad20 |  |  | 30 | [8 empty] | 11 | [5 empty] | LOCAL$SPBRC_440_PM_02!PMU-ST5 | 0.0 | 1.0 | Device statistic for Expected number of measurements received from device during last reporting interval. | 0 | 1 | 1 |  | Any | STAT | Statistic | ST |  |  | STAT:10569 | 2021-08-24 16:29
|  |  | a5bfdb5c-f812-4df0-97d2-323d9bbe0c27 | 2 | STAT |  | 10570 | ONS_LOCAL$SPBRC_440_PM_02!PMU:ST6 |  |  | 8736f6c7-ad41-4b43-b4f6-e684e0d4ad20 |  |  | 30 | [8 empty] | 11 | [5 empty] | LOCAL$SPBRC_440_PM_02!PMU-ST6 | 0.0 | 1.0 | Device statistic for Number of measurements received while device was reporting errors during last reporting interval. | 0 | 1 | 1 |  | Any | STAT | Statistic | ST |  |  | STAT:10570 | 2021-08-24 16:29
|  |  | 46156e2e-810c-4ce1-9bfd-77c0d91e5e2d | 2 | STAT |  | 10571 | ONS_LOCAL$SPBRC_440_PM_02!PMU:ST7 |  |  | 8736f6c7-ad41-4b43-b4f6-e684e0d4ad20 |  |  | 30 | [8 empty] | 11 | [5 empty] | LOCAL$SPBRC_440_PM_02!PMU-ST7 | 0.0 | 1.0 | Device statistic for Number of defined measurements (per frame) from device during last reporting interval. | 0 | 1 | 1 |  | Any | STAT | Statistic | ST |  |  | STAT:10571 | 2021-08-24 16:29
|  |  | 6df42db1-c3a2-414b-ade3-f8ce7a9132ca | 2 | STAT |  | 10572 | ONS_LOCAL$SPBRC_440_PM_03!PMU:ST1 |  |  | 8736f6c7-ad41-4b43-b4f6-e684e0d4ad20 |  |  | 30 | [8 empty] | 11 | [5 empty] | LOCAL$SPBRC_440_PM_03!PMU-ST1 | 0.0 | 1.0 | Device statistic for Number of data quality errors reported by device during last reporting interval. | 0 | 1 | 1 |  | Any | STAT | Statistic | ST |  |  | STAT:10572 | 2021-08-24 16:29
|  |  | 048554e6-a43c-425b-8ddc-a661c9ab6dbf | 2 | STAT |  | 10573 | ONS_LOCAL$SPBRC_440_PM_03!PMU:ST2 |  |  | 8736f6c7-ad41-4b43-b4f6-e684e0d4ad20 |  |  | 30 | [8 empty] | 11 | [5 empty] | LOCAL$SPBRC_440_PM_03!PMU-ST2 | 0.0 | 1.0 | Device statistic for Number of time quality errors reported by device during last reporting interval. | 0 | 1 | 1 |  | Any | STAT | Statistic | ST |  |  | STAT:10573 | 2021-08-24 16:29
|  |  | 005a799d-57ef-44f5-9e64-4ea1965d4859 | 2 | STAT |  | 10574 | ONS_LOCAL$SPBRC_440_PM_03!PMU:ST3 |  |  | 8736f6c7-ad41-4b43-b4f6-e684e0d4ad20 |  |  | 30 | [8 empty] | 11 | [5 empty] | LOCAL$SPBRC_440_PM_03!PMU-ST3 | 0.0 | 1.0 | Device statistic for Number of device errors reported by device during last reporting interval. | 0 | 1 | 1 |  | Any | STAT | Statistic | ST |  |  | STAT:10574 | 2021-08-24 16:29
|  |  | f515e45d-5097-4261-99d9-ee838eb77157 | 2 | STAT |  | 10575 | ONS_LOCAL$SPBRC_440_PM_03!PMU:ST4 |  |  | 8736f6c7-ad41-4b43-b4f6-e684e0d4ad20 |  |  | 30 | [8 empty] | 11 | [5 empty] | LOCAL$SPBRC_440_PM_03!PMU-ST4 | 0.0 | 1.0 | Device statistic for Number of measurements received from device during last reporting interval. | 0 | 1 | 1 |  | Any | STAT | Statistic | ST |  |  | STAT:10575 | 2021-08-24 16:29
|  |  | 5742ce88-7b44-47e7-a17d-6ede596f269f | 2 | STAT |  | 10576 | ONS_LOCAL$SPBRC_440_PM_03!PMU:ST5 |  |  | 8736f6c7-ad41-4b43-b4f6-e684e0d4ad20 |  |  | 30 | [8 empty] | 11 | [5 empty] | LOCAL$SPBRC_440_PM_03!PMU-ST5 | 0.0 | 1.0 | Device statistic for Expected number of measurements received from device during last reporting interval. | 0 | 1 | 1 |  | Any | STAT | Statistic | ST |  |  | STAT:10576 | 2021-08-24 16:29
|  |  | d312a250-bfed-4d4b-ae12-7bdf00471077 | 2 | STAT |  | 10577 | ONS_LOCAL$SPBRC_440_PM_03!PMU:ST6 |  |  | 8736f6c7-ad41-4b43-b4f6-e684e0d4ad20 |  |  | 30 | [8 empty] | 11 | [5 empty] | LOCAL$SPBRC_440_PM_03!PMU-ST6 | 0.0 | 1.0 | Device statistic for Number of measurements received while device was reporting errors during last reporting interval. | 0 | 1 | 1 |  | Any | STAT | Statistic | ST |  |  | STAT:10577 | 2021-08-24 16:29
|  |  | 18213eaa-cd8c-4714-a452-225a1cd1f98a | 2 | STAT |  | 10578 | ONS_LOCAL$SPBRC_440_PM_03!PMU:ST7 |  |  | 8736f6c7-ad41-4b43-b4f6-e684e0d4ad20 |  |  | 30 | [8 empty] | 11 | [5 empty] | LOCAL$SPBRC_440_PM_03!PMU-ST7 | 0.0 | 1.0 | Device statistic for Number of defined measurements (per frame) from device during last reporting interval. | 0 | 1 | 1 |  | Any | STAT | Statistic | ST |  |  | STAT:10578 | 2021-08-24 16:29
|  |  | 086bc82f-9cb1-4277-bdc7-b380fbe2486d | 2 | STAT |  | 10579 | ONS_LOCAL$SPBRC_440_PM_04!PMU:ST1 |  |  | 8736f6c7-ad41-4b43-b4f6-e684e0d4ad20 |  |  | 30 | [8 empty] | 11 | [5 empty] | LOCAL$SPBRC_440_PM_04!PMU-ST1 | 0.0 | 1.0 | Device statistic for Number of data quality errors reported by device during last reporting interval. | 0 | 1 | 1 |  | Any | STAT | Statistic | ST |  |  | STAT:10579 | 2021-08-24 16:29
|  |  | e54616af-004d-4893-9e31-f7cb8a0bcec2 | 2 | STAT |  | 10580 | ONS_LOCAL$SPBRC_440_PM_04!PMU:ST2 |  |  | 8736f6c7-ad41-4b43-b4f6-e684e0d4ad20 |  |  | 30 | [8 empty] | 11 | [5 empty] | LOCAL$SPBRC_440_PM_04!PMU-ST2 | 0.0 | 1.0 | Device statistic for Number of time quality errors reported by device during last reporting interval. | 0 | 1 | 1 |  | Any | STAT | Statistic | ST |  |  | STAT:10580 | 2021-08-24 16:29
|  |  | 0dd57dcb-3707-4c30-b291-c87c67032354 | 2 | STAT |  | 10581 | ONS_LOCAL$SPBRC_440_PM_04!PMU:ST3 |  |  | 8736f6c7-ad41-4b43-b4f6-e684e0d4ad20 |  |  | 30 | [8 empty] | 11 | [5 empty] | LOCAL$SPBRC_440_PM_04!PMU-ST3 | 0.0 | 1.0 | Device statistic for Number of device errors reported by device during last reporting interval. | 0 | 1 | 1 |  | Any | STAT | Statistic | ST |  |  | STAT:10581 | 2021-08-24 16:29
|  |  | f820dd53-e47a-4aaa-8a71-98fd01190fb7 | 2 | STAT |  | 10582 | ONS_LOCAL$SPBRC_440_PM_04!PMU:ST4 |  |  | 8736f6c7-ad41-4b43-b4f6-e684e0d4ad20 |  |  | 30 | [8 empty] | 11 | [5 empty] | LOCAL$SPBRC_440_PM_04!PMU-ST4 | 0.0 | 1.0 | Device statistic for Number of measurements received from device during last reporting interval. | 0 | 1 | 1 |  | Any | STAT | Statistic | ST |  |  | STAT:10582 | 2021-08-24 16:29
|  |  | a02b0091-ac54-48eb-931f-581fe3f76f9a | 2 | STAT |  | 10583 | ONS_LOCAL$SPBRC_440_PM_04!PMU:ST5 |  |  | 8736f6c7-ad41-4b43-b4f6-e684e0d4ad20 |  |  | 30 | [8 empty] | 11 | [5 empty] | LOCAL$SPBRC_440_PM_04!PMU-ST5 | 0.0 | 1.0 | Device statistic for Expected number of measurements received from device during last reporting interval. | 0 | 1 | 1 |  | Any | STAT | Statistic | ST |  |  | STAT:10583 | 2021-08-24 16:29
|  |  | c492673e-1a65-489e-8997-35a98d75029a | 2 | STAT |  | 10584 | ONS_LOCAL$SPBRC_440_PM_04!PMU:ST6 |  |  | 8736f6c7-ad41-4b43-b4f6-e684e0d4ad20 |  |  | 30 | [8 empty] | 11 | [5 empty] | LOCAL$SPBRC_440_PM_04!PMU-ST6 | 0.0 | 1.0 | Device statistic for Number of measurements received while device was reporting errors during last reporting interval. | 0 | 1 | 1 |  | Any | STAT | Statistic | ST |  |  | STAT:10584 | 2021-08-24 16:29
|  |  | 7d8dadb8-b80c-4947-b2f3-bc147b093edd | 2 | STAT |  | 10585 | ONS_LOCAL$SPBRC_440_PM_04!PMU:ST7 |  |  | 8736f6c7-ad41-4b43-b4f6-e684e0d4ad20 |  |  | 30 | [8 empty] | 11 | [5 empty] | LOCAL$SPBRC_440_PM_04!PMU-ST7 | 0.0 | 1.0 | Device statistic for Number of defined measurements (per frame) from device during last reporting interval. | 0 | 1 | 1 |  | Any | STAT | Statistic | ST |  |  | STAT:10585 | 2021-08-24 16:29
|  |  | 8b5d4588-e51d-476a-903e-718d7b1ea462 | 2 | STAT |  | 10586 | ONS_LOCAL$SPCAV_440_PM_01!PMU:ST1 |  |  | 8736f6c7-ad41-4b43-b4f6-e684e0d4ad20 |  |  | 30 | [8 empty] | 11 | [5 empty] | LOCAL$SPCAV_440_PM_01!PMU-ST1 | 0.0 | 1.0 | Device statistic for Number of data quality errors reported by device during last reporting interval. | 0 | 1 | 1 |  | Any | STAT | Statistic | ST |  |  | STAT:10586 | 2021-08-24 16:29
|  |  | a6d225bb-8155-47a4-bc28-68a885ace885 | 2 | STAT |  | 10587 | ONS_LOCAL$SPCAV_440_PM_01!PMU:ST2 |  |  | 8736f6c7-ad41-4b43-b4f6-e684e0d4ad20 |  |  | 30 | [8 empty] | 11 | [5 empty] | LOCAL$SPCAV_440_PM_01!PMU-ST2 | 0.0 | 1.0 | Device statistic for Number of time quality errors reported by device during last reporting interval. | 0 | 1 | 1 |  | Any | STAT | Statistic | ST |  |  | STAT:10587 | 2021-08-24 16:29
|  |  | 50f209b1-01c6-415d-9766-592f9d38d686 | 2 | STAT |  | 10588 | ONS_LOCAL$SPCAV_440_PM_01!PMU:ST3 |  |  | 8736f6c7-ad41-4b43-b4f6-e684e0d4ad20 |  |  | 30 | [8 empty] | 11 | [5 empty] | LOCAL$SPCAV_440_PM_01!PMU-ST3 | 0.0 | 1.0 | Device statistic for Number of device errors reported by device during last reporting interval. | 0 | 1 | 1 |  | Any | STAT | Statistic | ST |  |  | STAT:10588 | 2021-08-24 16:29
|  |  | 5b8459aa-61db-44c5-b1e4-7b474ccdf41b | 2 | STAT |  | 10589 | ONS_LOCAL$SPCAV_440_PM_01!PMU:ST4 |  |  | 8736f6c7-ad41-4b43-b4f6-e684e0d4ad20 |  |  | 30 | [8 empty] | 11 | [5 empty] | LOCAL$SPCAV_440_PM_01!PMU-ST4 | 0.0 | 1.0 | Device statistic for Number of measurements received from device during last reporting interval. | 0 | 1 | 1 |  | Any | STAT | Statistic | ST |  |  | STAT:10589 | 2021-08-24 16:29
|  |  | 374740b4-aaac-41d3-98fe-bbc8a11e66ff | 2 | STAT |  | 10590 | ONS_LOCAL$SPCAV_440_PM_01!PMU:ST5 |  |  | 8736f6c7-ad41-4b43-b4f6-e684e0d4ad20 |  |  | 30 | [8 empty] | 11 | [5 empty] | LOCAL$SPCAV_440_PM_01!PMU-ST5 | 0.0 | 1.0 | Device statistic for Expected number of measurements received from device during last reporting interval. | 0 | 1 | 1 |  | Any | STAT | Statistic | ST |  |  | STAT:10590 | 2021-08-24 16:29
|  |  | 11c2d9e6-dd76-4f4a-9ab9-5049172a70be | 2 | STAT |  | 10591 | ONS_LOCAL$SPCAV_440_PM_01!PMU:ST6 |  |  | 8736f6c7-ad41-4b43-b4f6-e684e0d4ad20 |  |  | 30 | [8 empty] | 11 | [5 empty] | LOCAL$SPCAV_440_PM_01!PMU-ST6 | 0.0 | 1.0 | Device statistic for Number of measurements received while device was reporting errors during last reporting interval. | 0 | 1 | 1 |  | Any | STAT | Statistic | ST |  |  | STAT:10591 | 2021-08-24 16:29
|  |  | f1393c07-7653-4f3a-82ff-b259d68e6fea | 2 | STAT |  | 10592 | ONS_LOCAL$SPCAV_440_PM_01!PMU:ST7 |  |  | 8736f6c7-ad41-4b43-b4f6-e684e0d4ad20 |  |  | 30 | [8 empty] | 11 | [5 empty] | LOCAL$SPCAV_440_PM_01!PMU-ST7 | 0.0 | 1.0 | Device statistic for Number of defined measurements (per frame) from device during last reporting interval. | 0 | 1 | 1 |  | Any | STAT | Statistic | ST |  |  | STAT:10592 | 2021-08-24 16:29
|  |  | 4a361fb9-a197-4c5a-8660-8039a7a4a175 | 2 | STAT |  | 10593 | ONS_LOCAL$SPCAV_440_PM_02!PMU:ST1 |  |  | 8736f6c7-ad41-4b43-b4f6-e684e0d4ad20 |  |  | 30 | [8 empty] | 11 | [5 empty] | LOCAL$SPCAV_440_PM_02!PMU-ST1 | 0.0 | 1.0 | Device statistic for Number of data quality errors reported by device during last reporting interval. | 0 | 1 | 1 |  | Any | STAT | Statistic | ST |  |  | STAT:10593 | 2021-08-24 16:29
|  |  | 5496da5d-7a92-40a1-a4e1-a6bb3d0323e2 | 2 | STAT |  | 10594 | ONS_LOCAL$SPCAV_440_PM_02!PMU:ST2 |  |  | 8736f6c7-ad41-4b43-b4f6-e684e0d4ad20 |  |  | 30 | [8 empty] | 11 | [5 empty] | LOCAL$SPCAV_440_PM_02!PMU-ST2 | 0.0 | 1.0 | Device statistic for Number of time quality errors reported by device during last reporting interval. | 0 | 1 | 1 |  | Any | STAT | Statistic | ST |  |  | STAT:10594 | 2021-08-24 16:29
|  |  | dd228c70-6965-4556-b0f0-e1a5362d6991 | 2 | STAT |  | 10595 | ONS_LOCAL$SPCAV_440_PM_02!PMU:ST3 |  |  | 8736f6c7-ad41-4b43-b4f6-e684e0d4ad20 |  |  | 30 | [8 empty] | 11 | [5 empty] | LOCAL$SPCAV_440_PM_02!PMU-ST3 | 0.0 | 1.0 | Device statistic for Number of device errors reported by device during last reporting interval. | 0 | 1 | 1 |  | Any | STAT | Statistic | ST |  |  | STAT:10595 | 2021-08-24 16:29
|  |  | b6079489-7e31-4383-a337-40eb47ec540d | 2 | STAT |  | 10596 | ONS_LOCAL$SPCAV_440_PM_02!PMU:ST4 |  |  | 8736f6c7-ad41-4b43-b4f6-e684e0d4ad20 |  |  | 30 | [8 empty] | 11 | [5 empty] | LOCAL$SPCAV_440_PM_02!PMU-ST4 | 0.0 | 1.0 | Device statistic for Number of measurements received from device during last reporting interval. | 0 | 1 | 1 |  | Any | STAT | Statistic | ST |  |  | STAT:10596 | 2021-08-24 16:29
|  |  | b57d040c-499c-4d82-b196-74fd39274803 | 2 | STAT |  | 10597 | ONS_LOCAL$SPCAV_440_PM_02!PMU:ST5 |  |  | 8736f6c7-ad41-4b43-b4f6-e684e0d4ad20 |  |  | 30 | [8 empty] | 11 | [5 empty] | LOCAL$SPCAV_440_PM_02!PMU-ST5 | 0.0 | 1.0 | Device statistic for Expected number of measurements received from device during last reporting interval. | 0 | 1 | 1 |  | Any | STAT | Statistic | ST |  |  | STAT:10597 | 2021-08-24 16:29
|  |  | f0c30577-c348-4131-a0c1-964459d839a1 | 2 | STAT |  | 10598 | ONS_LOCAL$SPCAV_440_PM_02!PMU:ST6 |  |  | 8736f6c7-ad41-4b43-b4f6-e684e0d4ad20 |  |  | 30 | [8 empty] | 11 | [5 empty] | LOCAL$SPCAV_440_PM_02!PMU-ST6 | 0.0 | 1.0 | Device statistic for Number of measurements received while device was reporting errors during last reporting interval. | 0 | 1 | 1 |  | Any | STAT | Statistic | ST |  |  | STAT:10598 | 2021-08-24 16:29
|  |  | 43f48f77-c4d9-4c6e-93a9-6e154e45b39e | 2 | STAT |  | 10599 | ONS_LOCAL$SPCAV_440_PM_02!PMU:ST7 |  |  | 8736f6c7-ad41-4b43-b4f6-e684e0d4ad20 |  |  | 30 | [8 empty] | 11 | [5 empty] | LOCAL$SPCAV_440_PM_02!PMU-ST7 | 0.0 | 1.0 | Device statistic for Number of defined measurements (per frame) from device during last reporting interval. | 0 | 1 | 1 |  | Any | STAT | Statistic | ST |  |  | STAT:10599 | 2021-08-24 16:29
|  |  | 8191678c-48a0-4cb2-9ec4-298a4b251f86 | 2 | STAT |  | 10600 | ONS_LOCAL$SPCAV_440_PM_03!PMU:ST1 |  |  | 8736f6c7-ad41-4b43-b4f6-e684e0d4ad20 |  |  | 30 | [8 empty] | 11 | [5 empty] | LOCAL$SPCAV_440_PM_03!PMU-ST1 | 0.0 | 1.0 | Device statistic for Number of data quality errors reported by device during last reporting interval. | 0 | 1 | 1 |  | Any | STAT | Statistic | ST |  |  | STAT:10600 | 2021-08-24 16:29
|  |  | b6c44751-2582-4951-bb8d-021acb11d404 | 2 | STAT |  | 10601 | ONS_LOCAL$SPCAV_440_PM_03!PMU:ST2 |  |  | 8736f6c7-ad41-4b43-b4f6-e684e0d4ad20 |  |  | 30 | [8 empty] | 11 | [5 empty] | LOCAL$SPCAV_440_PM_03!PMU-ST2 | 0.0 | 1.0 | Device statistic for Number of time quality errors reported by device during last reporting interval. | 0 | 1 | 1 |  | Any | STAT | Statistic | ST |  |  | STAT:10601 | 2021-08-24 16:29
|  |  | 68a93b5d-666b-4618-8e33-328d09ab13a8 | 2 | STAT |  | 10602 | ONS_LOCAL$SPCAV_440_PM_03!PMU:ST3 |  |  | 8736f6c7-ad41-4b43-b4f6-e684e0d4ad20 |  |  | 30 | [8 empty] | 11 | [5 empty] | LOCAL$SPCAV_440_PM_03!PMU-ST3 | 0.0 | 1.0 | Device statistic for Number of device errors reported by device during last reporting interval. | 0 | 1 | 1 |  | Any | STAT | Statistic | ST |  |  | STAT:10602 | 2021-08-24 16:29
|  |  | a9b2226f-5a20-4b5c-8f78-38cf95a1d29a | 2 | STAT |  | 10603 | ONS_LOCAL$SPCAV_440_PM_03!PMU:ST4 |  |  | 8736f6c7-ad41-4b43-b4f6-e684e0d4ad20 |  |  | 30 | [8 empty] | 11 | [5 empty] | LOCAL$SPCAV_440_PM_03!PMU-ST4 | 0.0 | 1.0 | Device statistic for Number of measurements received from device during last reporting interval. | 0 | 1 | 1 |  | Any | STAT | Statistic | ST |  |  | STAT:10603 | 2021-08-24 16:29
|  |  | 58d79775-0a4d-42f8-b644-cf66e2fde423 | 2 | STAT |  | 10604 | ONS_LOCAL$SPCAV_440_PM_03!PMU:ST5 |  |  | 8736f6c7-ad41-4b43-b4f6-e684e0d4ad20 |  |  | 30 | [8 empty] | 11 | [5 empty] | LOCAL$SPCAV_440_PM_03!PMU-ST5 | 0.0 | 1.0 | Device statistic for Expected number of measurements received from device during last reporting interval. | 0 | 1 | 1 |  | Any | STAT | Statistic | ST |  |  | STAT:10604 | 2021-08-24 16:29
|  |  | f7834786-dcde-4073-a779-d9a80e738ac7 | 2 | STAT |  | 10605 | ONS_LOCAL$SPCAV_440_PM_03!PMU:ST6 |  |  | 8736f6c7-ad41-4b43-b4f6-e684e0d4ad20 |  |  | 30 | [8 empty] | 11 | [5 empty] | LOCAL$SPCAV_440_PM_03!PMU-ST6 | 0.0 | 1.0 | Device statistic for Number of measurements received while device was reporting errors during last reporting interval. | 0 | 1 | 1 |  | Any | STAT | Statistic | ST |  |  | STAT:10605 | 2021-08-24 16:29
|  |  | 6c7df1c8-2783-4f7e-8576-598f0f0ff01b | 2 | STAT |  | 10606 | ONS_LOCAL$SPCAV_440_PM_03!PMU:ST7 |  |  | 8736f6c7-ad41-4b43-b4f6-e684e0d4ad20 |  |  | 30 | [8 empty] | 11 | [5 empty] | LOCAL$SPCAV_440_PM_03!PMU-ST7 | 0.0 | 1.0 | Device statistic for Number of defined measurements (per frame) from device during last reporting interval. | 0 | 1 | 1 |  | Any | STAT | Statistic | ST |  |  | STAT:10606 | 2021-08-24 16:29
|  |  | e00551bd-fa9c-416b-ae70-81805cda3cff | 2 | STAT |  | 10607 | ONS_LOCAL$SPCAV_440_PM_04!PMU:ST1 |  |  | 8736f6c7-ad41-4b43-b4f6-e684e0d4ad20 |  |  | 30 | [8 empty] | 11 | [5 empty] | LOCAL$SPCAV_440_PM_04!PMU-ST1 | 0.0 | 1.0 | Device statistic for Number of data quality errors reported by device during last reporting interval. | 0 | 1 | 1 |  | Any | STAT | Statistic | ST |  |  | STAT:10607 | 2021-08-24 16:29
|  |  | 40205daa-bef1-4b6a-8f9f-4f763b0e9c5a | 2 | STAT |  | 10608 | ONS_LOCAL$SPCAV_440_PM_04!PMU:ST2 |  |  | 8736f6c7-ad41-4b43-b4f6-e684e0d4ad20 |  |  | 30 | [8 empty] | 11 | [5 empty] | LOCAL$SPCAV_440_PM_04!PMU-ST2 | 0.0 | 1.0 | Device statistic for Number of time quality errors reported by device during last reporting interval. | 0 | 1 | 1 |  | Any | STAT | Statistic | ST |  |  | STAT:10608 | 2021-08-24 16:29
|  |  | 8303404e-b974-4104-966f-336adf4a961a | 2 | STAT |  | 10609 | ONS_LOCAL$SPCAV_440_PM_04!PMU:ST3 |  |  | 8736f6c7-ad41-4b43-b4f6-e684e0d4ad20 |  |  | 30 | [8 empty] | 11 | [5 empty] | LOCAL$SPCAV_440_PM_04!PMU-ST3 | 0.0 | 1.0 | Device statistic for Number of device errors reported by device during last reporting interval. | 0 | 1 | 1 |  | Any | STAT | Statistic | ST |  |  | STAT:10609 | 2021-08-24 16:29
|  |  | 882061e0-e065-4429-b3fd-89f2096e54e8 | 2 | STAT |  | 10610 | ONS_LOCAL$SPCAV_440_PM_04!PMU:ST4 |  |  | 8736f6c7-ad41-4b43-b4f6-e684e0d4ad20 |  |  | 30 | [8 empty] | 11 | [5 empty] | LOCAL$SPCAV_440_PM_04!PMU-ST4 | 0.0 | 1.0 | Device statistic for Number of measurements received from device during last reporting interval. | 0 | 1 | 1 |  | Any | STAT | Statistic | ST |  |  | STAT:10610 | 2021-08-24 16:29
|  |  | d7264426-ab78-479e-bb2c-e608cf70fd67 | 2 | STAT |  | 10611 | ONS_LOCAL$SPCAV_440_PM_04!PMU:ST5 |  |  | 8736f6c7-ad41-4b43-b4f6-e684e0d4ad20 |  |  | 30 | [8 empty] | 11 | [5 empty] | LOCAL$SPCAV_440_PM_04!PMU-ST5 | 0.0 | 1.0 | Device statistic for Expected number of measurements received from device during last reporting interval. | 0 | 1 | 1 |  | Any | STAT | Statistic | ST |  |  | STAT:10611 | 2021-08-24 16:29
|  |  | ca815e6b-deb6-4b62-934f-1543f693f452 | 2 | STAT |  | 10612 | ONS_LOCAL$SPCAV_440_PM_04!PMU:ST6 |  |  | 8736f6c7-ad41-4b43-b4f6-e684e0d4ad20 |  |  | 30 | [8 empty] | 11 | [5 empty] | LOCAL$SPCAV_440_PM_04!PMU-ST6 | 0.0 | 1.0 | Device statistic for Number of measurements received while device was reporting errors during last reporting interval. | 0 | 1 | 1 |  | Any | STAT | Statistic | ST |  |  | STAT:10612 | 2021-08-24 16:29
|  |  | 515bd409-e0b4-48a8-a73f-75e84c925d72 | 2 | STAT |  | 10613 | ONS_LOCAL$SPCAV_440_PM_04!PMU:ST7 |  |  | 8736f6c7-ad41-4b43-b4f6-e684e0d4ad20 |  |  | 30 | [8 empty] | 11 | [5 empty] | LOCAL$SPCAV_440_PM_04!PMU-ST7 | 0.0 | 1.0 | Device statistic for Number of defined measurements (per frame) from device during last reporting interval. | 0 | 1 | 1 |  | Any | STAT | Statistic | ST |  |  | STAT:10613 | 2021-08-24 16:29
|  |  | 35ddaa98-49af-4fc3-a30c-1441cb68e738 | 2 | STAT |  | 10614 | ONS_LOCAL$SPROS_230_PM_01!PMU:ST1 |  |  | 8736f6c7-ad41-4b43-b4f6-e684e0d4ad20 |  |  | 30 | [8 empty] | 11 | [5 empty] | LOCAL$SPROS_230_PM_01!PMU-ST1 | 0.0 | 1.0 | Device statistic for Number of data quality errors reported by device during last reporting interval. | 0 | 1 | 1 |  | Any | STAT | Statistic | ST |  |  | STAT:10614 | 2021-08-24 16:29
|  |  | d1d27e39-d5c4-4188-86fe-a7df87ae0382 | 2 | STAT |  | 10615 | ONS_LOCAL$SPROS_230_PM_01!PMU:ST2 |  |  | 8736f6c7-ad41-4b43-b4f6-e684e0d4ad20 |  |  | 30 | [8 empty] | 11 | [5 empty] | LOCAL$SPROS_230_PM_01!PMU-ST2 | 0.0 | 1.0 | Device statistic for Number of time quality errors reported by device during last reporting interval. | 0 | 1 | 1 |  | Any | STAT | Statistic | ST |  |  | STAT:10615 | 2021-08-24 16:29
|  |  | e8bfcab8-3701-4b20-be87-52077c36d37b | 2 | STAT |  | 10616 | ONS_LOCAL$SPROS_230_PM_01!PMU:ST3 |  |  | 8736f6c7-ad41-4b43-b4f6-e684e0d4ad20 |  |  | 30 | [8 empty] | 11 | [5 empty] | LOCAL$SPROS_230_PM_01!PMU-ST3 | 0.0 | 1.0 | Device statistic for Number of device errors reported by device during last reporting interval. | 0 | 1 | 1 |  | Any | STAT | Statistic | ST |  |  | STAT:10616 | 2021-08-24 16:29
|  |  | efd0497a-ea33-4883-89db-ce2d28d1e327 | 2 | STAT |  | 10617 | ONS_LOCAL$SPROS_230_PM_01!PMU:ST4 |  |  | 8736f6c7-ad41-4b43-b4f6-e684e0d4ad20 |  |  | 30 | [8 empty] | 11 | [5 empty] | LOCAL$SPROS_230_PM_01!PMU-ST4 | 0.0 | 1.0 | Device statistic for Number of measurements received from device during last reporting interval. | 0 | 1 | 1 |  | Any | STAT | Statistic | ST |  |  | STAT:10617 | 2021-08-24 16:29
|  |  | 1c7bf658-bd3a-42ac-8448-9341504b45d1 | 2 | STAT |  | 10618 | ONS_LOCAL$SPROS_230_PM_01!PMU:ST5 |  |  | 8736f6c7-ad41-4b43-b4f6-e684e0d4ad20 |  |  | 30 | [8 empty] | 11 | [5 empty] | LOCAL$SPROS_230_PM_01!PMU-ST5 | 0.0 | 1.0 | Device statistic for Expected number of measurements received from device during last reporting interval. | 0 | 1 | 1 |  | Any | STAT | Statistic | ST |  |  | STAT:10618 | 2021-08-24 16:29
|  |  | 77a909bf-57e5-406f-870d-6c6c850a9f5f | 2 | STAT |  | 10619 | ONS_LOCAL$SPROS_230_PM_01!PMU:ST6 |  |  | 8736f6c7-ad41-4b43-b4f6-e684e0d4ad20 |  |  | 30 | [8 empty] | 11 | [5 empty] | LOCAL$SPROS_230_PM_01!PMU-ST6 | 0.0 | 1.0 | Device statistic for Number of measurements received while device was reporting errors during last reporting interval. | 0 | 1 | 1 |  | Any | STAT | Statistic | ST |  |  | STAT:10619 | 2021-08-24 16:29
|  |  | d5903be4-e59d-4e90-a4ca-e1c70c69bfef | 2 | STAT |  | 10620 | ONS_LOCAL$SPROS_230_PM_01!PMU:ST7 |  |  | 8736f6c7-ad41-4b43-b4f6-e684e0d4ad20 |  |  | 30 | [8 empty] | 11 | [5 empty] | LOCAL$SPROS_230_PM_01!PMU-ST7 | 0.0 | 1.0 | Device statistic for Number of defined measurements (per frame) from device during last reporting interval. | 0 | 1 | 1 |  | Any | STAT | Statistic | ST |  |  | STAT:10620 | 2021-08-24 16:29
|  |  | fdc4aa35-21ae-4b79-bdf6-b1d0823f1f86 | 2 | STAT |  | 10621 | ONS_LOCAL$SPROS_230_PM_02!PMU:ST1 |  |  | 8736f6c7-ad41-4b43-b4f6-e684e0d4ad20 |  |  | 30 | [8 empty] | 11 | [5 empty] | LOCAL$SPROS_230_PM_02!PMU-ST1 | 0.0 | 1.0 | Device statistic for Number of data quality errors reported by device during last reporting interval. | 0 | 1 | 1 |  | Any | STAT | Statistic | ST |  |  | STAT:10621 | 2021-08-24 16:29
|  |  | 46c88738-12b3-4b8a-ad18-a0395ab1665f | 2 | STAT |  | 10622 | ONS_LOCAL$SPROS_230_PM_02!PMU:ST2 |  |  | 8736f6c7-ad41-4b43-b4f6-e684e0d4ad20 |  |  | 30 | [8 empty] | 11 | [5 empty] | LOCAL$SPROS_230_PM_02!PMU-ST2 | 0.0 | 1.0 | Device statistic for Number of time quality errors reported by device during last reporting interval. | 0 | 1 | 1 |  | Any | STAT | Statistic | ST |  |  | STAT:10622 | 2021-08-24 16:29
|  |  | 31fbd011-0f92-4f26-bec1-0e722dcb3722 | 2 | STAT |  | 10623 | ONS_LOCAL$SPROS_230_PM_02!PMU:ST3 |  |  | 8736f6c7-ad41-4b43-b4f6-e684e0d4ad20 |  |  | 30 | [8 empty] | 11 | [5 empty] | LOCAL$SPROS_230_PM_02!PMU-ST3 | 0.0 | 1.0 | Device statistic for Number of device errors reported by device during last reporting interval. | 0 | 1 | 1 |  | Any | STAT | Statistic | ST |  |  | STAT:10623 | 2021-08-24 16:29
|  |  | 390119a7-9ba1-4d1a-903f-3e7dfb1f8913 | 2 | STAT |  | 10624 | ONS_LOCAL$SPROS_230_PM_02!PMU:ST4 |  |  | 8736f6c7-ad41-4b43-b4f6-e684e0d4ad20 |  |  | 30 | [8 empty] | 11 | [5 empty] | LOCAL$SPROS_230_PM_02!PMU-ST4 | 0.0 | 1.0 | Device statistic for Number of measurements received from device during last reporting interval. | 0 | 1 | 1 |  | Any | STAT | Statistic | ST |  |  | STAT:10624 | 2021-08-24 16:29
|  |  | 720df288-ecd5-4fc1-b2e2-194cc08cfd15 | 2 | STAT |  | 10625 | ONS_LOCAL$SPROS_230_PM_02!PMU:ST5 |  |  | 8736f6c7-ad41-4b43-b4f6-e684e0d4ad20 |  |  | 30 | [8 empty] | 11 | [5 empty] | LOCAL$SPROS_230_PM_02!PMU-ST5 | 0.0 | 1.0 | Device statistic for Expected number of measurements received from device during last reporting interval. | 0 | 1 | 1 |  | Any | STAT | Statistic | ST |  |  | STAT:10625 | 2021-08-24 16:29
|  |  | 3d856881-103b-4bd1-86dd-6a6957bf728d | 2 | STAT |  | 10626 | ONS_LOCAL$SPROS_230_PM_02!PMU:ST6 |  |  | 8736f6c7-ad41-4b43-b4f6-e684e0d4ad20 |  |  | 30 | [8 empty] | 11 | [5 empty] | LOCAL$SPROS_230_PM_02!PMU-ST6 | 0.0 | 1.0 | Device statistic for Number of measurements received while device was reporting errors during last reporting interval. | 0 | 1 | 1 |  | Any | STAT | Statistic | ST |  |  | STAT:10626 | 2021-08-24 16:29
|  |  | 64c2a5f0-8075-447c-8c59-80cce463b1ea | 2 | STAT |  | 10627 | ONS_LOCAL$SPROS_230_PM_02!PMU:ST7 |  |  | 8736f6c7-ad41-4b43-b4f6-e684e0d4ad20 |  |  | 30 | [8 empty] | 11 | [5 empty] | LOCAL$SPROS_230_PM_02!PMU-ST7 | 0.0 | 1.0 | Device statistic for Number of defined measurements (per frame) from device during last reporting interval. | 0 | 1 | 1 |  | Any | STAT | Statistic | ST |  |  | STAT:10627 | 2021-08-24 16:29
|  |  | fbd631a6-6a04-4146-a19b-5753323c9214 | 2 | STAT |  | 10628 | ONS_LOCAL$SPROS_230_PM_03!PMU:ST1 |  |  | 8736f6c7-ad41-4b43-b4f6-e684e0d4ad20 |  |  | 30 | [8 empty] | 11 | [5 empty] | LOCAL$SPROS_230_PM_03!PMU-ST1 | 0.0 | 1.0 | Device statistic for Number of data quality errors reported by device during last reporting interval. | 0 | 1 | 1 |  | Any | STAT | Statistic | ST |  |  | STAT:10628 | 2021-08-24 16:29
|  |  | e88e3103-0511-4d9f-86e5-ec09165aab82 | 2 | STAT |  | 10629 | ONS_LOCAL$SPROS_230_PM_03!PMU:ST2 |  |  | 8736f6c7-ad41-4b43-b4f6-e684e0d4ad20 |  |  | 30 | [8 empty] | 11 | [5 empty] | LOCAL$SPROS_230_PM_03!PMU-ST2 | 0.0 | 1.0 | Device statistic for Number of time quality errors reported by device during last reporting interval. | 0 | 1 | 1 |  | Any | STAT | Statistic | ST |  |  | STAT:10629 | 2021-08-24 16:29
|  |  | 8c328149-a5be-48e4-baaa-6ff58b79fed9 | 2 | STAT |  | 10630 | ONS_LOCAL$SPROS_230_PM_03!PMU:ST3 |  |  | 8736f6c7-ad41-4b43-b4f6-e684e0d4ad20 |  |  | 30 | [8 empty] | 11 | [5 empty] | LOCAL$SPROS_230_PM_03!PMU-ST3 | 0.0 | 1.0 | Device statistic for Number of device errors reported by device during last reporting interval. | 0 | 1 | 1 |  | Any | STAT | Statistic | ST |  |  | STAT:10630 | 2021-08-24 16:29
|  |  | eac5a188-4394-4b6d-a8ac-56317fc2967d | 2 | STAT |  | 10631 | ONS_LOCAL$SPROS_230_PM_03!PMU:ST4 |  |  | 8736f6c7-ad41-4b43-b4f6-e684e0d4ad20 |  |  | 30 | [8 empty] | 11 | [5 empty] | LOCAL$SPROS_230_PM_03!PMU-ST4 | 0.0 | 1.0 | Device statistic for Number of measurements received from device during last reporting interval. | 0 | 1 | 1 |  | Any | STAT | Statistic | ST |  |  | STAT:10631 | 2021-08-24 16:29
|  |  | 62be04fd-863e-44d6-90ec-f6278d305c10 | 2 | STAT |  | 10632 | ONS_LOCAL$SPROS_230_PM_03!PMU:ST5 |  |  | 8736f6c7-ad41-4b43-b4f6-e684e0d4ad20 |  |  | 30 | [8 empty] | 11 | [5 empty] | LOCAL$SPROS_230_PM_03!PMU-ST5 | 0.0 | 1.0 | Device statistic for Expected number of measurements received from device during last reporting interval. | 0 | 1 | 1 |  | Any | STAT | Statistic | ST |  |  | STAT:10632 | 2021-08-24 16:29
|  |  | fc14f3a7-986b-4f73-8816-3e26cc3ed9c9 | 2 | STAT |  | 10633 | ONS_LOCAL$SPROS_230_PM_03!PMU:ST6 |  |  | 8736f6c7-ad41-4b43-b4f6-e684e0d4ad20 |  |  | 30 | [8 empty] | 11 | [5 empty] | LOCAL$SPROS_230_PM_03!PMU-ST6 | 0.0 | 1.0 | Device statistic for Number of measurements received while device was reporting errors during last reporting interval. | 0 | 1 | 1 |  | Any | STAT | Statistic | ST |  |  | STAT:10633 | 2021-08-24 16:29
|  |  | c6ddce07-75b4-4ef1-9ebc-d949d052f7da | 2 | STAT |  | 10634 | ONS_LOCAL$SPROS_230_PM_03!PMU:ST7 |  |  | 8736f6c7-ad41-4b43-b4f6-e684e0d4ad20 |  |  | 30 | [8 empty] | 11 | [5 empty] | LOCAL$SPROS_230_PM_03!PMU-ST7 | 0.0 | 1.0 | Device statistic for Number of defined measurements (per frame) from device during last reporting interval. | 0 | 1 | 1 |  | Any | STAT | Statistic | ST |  |  | STAT:10634 | 2021-08-24 16:29
|  |  | 0c40fc33-23c2-4f17-8e05-06b36d0e639e | 2 | STAT |  | 10635 | ONS_LOCAL$SPROS_230_PM_04!PMU:ST1 |  |  | 8736f6c7-ad41-4b43-b4f6-e684e0d4ad20 |  |  | 30 | [8 empty] | 11 | [5 empty] | LOCAL$SPROS_230_PM_04!PMU-ST1 | 0.0 | 1.0 | Device statistic for Number of data quality errors reported by device during last reporting interval. | 0 | 1 | 1 |  | Any | STAT | Statistic | ST |  |  | STAT:10635 | 2021-08-24 16:29
|  |  | f96531aa-5f17-49de-8963-5786e815916f | 2 | STAT |  | 10636 | ONS_LOCAL$SPROS_230_PM_04!PMU:ST2 |  |  | 8736f6c7-ad41-4b43-b4f6-e684e0d4ad20 |  |  | 30 | [8 empty] | 11 | [5 empty] | LOCAL$SPROS_230_PM_04!PMU-ST2 | 0.0 | 1.0 | Device statistic for Number of time quality errors reported by device during last reporting interval. | 0 | 1 | 1 |  | Any | STAT | Statistic | ST |  |  | STAT:10636 | 2021-08-24 16:29
|  |  | a71cda50-7abd-4a4e-9a7e-a0d6af0565e2 | 2 | STAT |  | 10637 | ONS_LOCAL$SPROS_230_PM_04!PMU:ST3 |  |  | 8736f6c7-ad41-4b43-b4f6-e684e0d4ad20 |  |  | 30 | [8 empty] | 11 | [5 empty] | LOCAL$SPROS_230_PM_04!PMU-ST3 | 0.0 | 1.0 | Device statistic for Number of device errors reported by device during last reporting interval. | 0 | 1 | 1 |  | Any | STAT | Statistic | ST |  |  | STAT:10637 | 2021-08-24 16:29
|  |  | 19a5786a-d465-47aa-8aa2-9e85ad2f1515 | 2 | STAT |  | 10638 | ONS_LOCAL$SPROS_230_PM_04!PMU:ST4 |  |  | 8736f6c7-ad41-4b43-b4f6-e684e0d4ad20 |  |  | 30 | [8 empty] | 11 | [5 empty] | LOCAL$SPROS_230_PM_04!PMU-ST4 | 0.0 | 1.0 | Device statistic for Number of measurements received from device during last reporting interval. | 0 | 1 | 1 |  | Any | STAT | Statistic | ST |  |  | STAT:10638 | 2021-08-24 16:29
|  |  | 7e46c226-36c1-4b1d-be51-745382ad77e4 | 2 | STAT |  | 10639 | ONS_LOCAL$SPROS_230_PM_04!PMU:ST5 |  |  | 8736f6c7-ad41-4b43-b4f6-e684e0d4ad20 |  |  | 30 | [8 empty] | 11 | [5 empty] | LOCAL$SPROS_230_PM_04!PMU-ST5 | 0.0 | 1.0 | Device statistic for Expected number of measurements received from device during last reporting interval. | 0 | 1 | 1 |  | Any | STAT | Statistic | ST |  |  | STAT:10639 | 2021-08-24 16:29
|  |  | 5ea9b6ae-eb9e-4985-bc82-c2a840c0587e | 2 | STAT |  | 10640 | ONS_LOCAL$SPROS_230_PM_04!PMU:ST6 |  |  | 8736f6c7-ad41-4b43-b4f6-e684e0d4ad20 |  |  | 30 | [8 empty] | 11 | [5 empty] | LOCAL$SPROS_230_PM_04!PMU-ST6 | 0.0 | 1.0 | Device statistic for Number of measurements received while device was reporting errors during last reporting interval. | 0 | 1 | 1 |  | Any | STAT | Statistic | ST |  |  | STAT:10640 | 2021-08-24 16:29
|  |  | 7ab3325c-bf36-49a3-b5d9-d04ea2ae1004 | 2 | STAT |  | 10641 | ONS_LOCAL$SPROS_230_PM_04!PMU:ST7 |  |  | 8736f6c7-ad41-4b43-b4f6-e684e0d4ad20 |  |  | 30 | [8 empty] | 11 | [5 empty] | LOCAL$SPROS_230_PM_04!PMU-ST7 | 0.0 | 1.0 | Device statistic for Number of defined measurements (per frame) from device during last reporting interval. | 0 | 1 | 1 |  | Any | STAT | Statistic | ST |  |  | STAT:10641 | 2021-08-24 16:29
|  |  | 52a3eac0-abd4-426c-8534-7e3219185171 | 1 | PPA | ArchiveDirectories={D:\openHistorian\Archive
|  |  | 96b355f1-c81a-4778-b83b-fd9ccd556b04 | 1 | PPA | ArchiveDirectories={D:\openHistorian\Archive
|  |  | 4d38c06d-3984-4500-a297-c027e2ff48e1 | 1 | PPA | ArchiveDirectories={D:\openHistorian\Archive
|  |  | 3f995194-c94b-48ff-8073-b4225dd90a4c | 1 | PPA | ArchiveDirectories={D:\openHistorian\Archive
|  |  | 092d2ea6-c9a5-4690-9731-4b8268059379 | 1 | PPA | ArchiveDirectories={D:\openHistorian\Archive
|  |  | b148ce68-d4fa-4f8e-abd3-9a13586da4ff | 1 | PPA | ArchiveDirectories={D:\openHistorian\Archive
|  |  | 7da2a5c7-32c3-4ce2-81a3-8328eeb1c698 | 1 | PPA | ArchiveDirectories={D:\openHistorian\Archive
|  |  | 8c3fba7a-07ae-4c6e-9e36-880c7e285cbf | 1 | PPA | ArchiveDirectories={D:\openHistorian\Archive
|  |  | 195a7310-9f7a-4738-8620-1f924d1f24e1 | 1 | PPA | ArchiveDirectories={D:\openHistorian\Archive
|  |  | 0322ca72-f0c6-4697-8d3f-1dd9d538ecfe | 1 | PPA | ArchiveDirectories={D:\openHistorian\Archive
|  |  | 62ea52b1-6b4c-4c85-8463-c84cc3dbd557 | 1 | PPA | ArchiveDirectories={D:\openHistorian\Archive
|  |  | 2c5a7f70-3de8-4956-9b57-b8f4d52ca589 | 1 | PPA | ArchiveDirectories={D:\openHistorian\Archive
|  |  | 376a93fb-8388-49f9-b663-2f83c0acb825 | 1 | PPA | ArchiveDirectories={D:\openHistorian\Archive
|  |  | eca9dff3-e701-46c2-87ea-452198ae801d | 1 | PPA | ArchiveDirectories={D:\openHistorian\Archive
|  |  | 3fda49d9-b310-49c4-8b10-f02efb949f31 | 1 | PPA | ArchiveDirectories={D:\openHistorian\Archive
|  |  | d73ca93c-b310-44ed-af00-d3599295964a | 1 | PPA | ArchiveDirectories={D:\openHistorian\Archive
|  |  | 54391dcc-feac-45b9-a985-9ca008fe8ff5 | 1 | PPA | ArchiveDirectories={D:\openHistorian\Archive
|  |  | ebd5789d-1f22-4806-baef-54532a943be9 | 1 | PPA | ArchiveDirectories={D:\openHistorian\Archive
|  |  | 3f7e023e-7920-4e0e-98dd-170389c47994 | 1 | PPA | ArchiveDirectories={D:\openHistorian\Archive
|  |  | 8eca51bd-7caa-4d76-95ec-3ffe1d28f54a | 2 | STAT |  | 10661 | ONS_LOCAL$BAPOT_500_PM_08!PMU:ST1 |  |  | 8736f6c7-ad41-4b43-b4f6-e684e0d4ad20 |  |  | 30 | [8 empty] | 11 | [5 empty] | LOCAL$BAPOT_500_PM_08!PMU-ST1 | 0.0 | 1.0 | Device statistic for Number of data quality errors reported by device during last reporting interval. | 0 | 1 | 1 |  | Any | STAT | Statistic | ST |  |  | STAT:10661 | 2021-08-24 16:37
|  |  | 25d11945-4ed8-45a2-a4fc-17f40c8735d5 | 2 | STAT |  | 10662 | ONS_LOCAL$BAPOT_500_PM_08!PMU:ST2 |  |  | 8736f6c7-ad41-4b43-b4f6-e684e0d4ad20 |  |  | 30 | [8 empty] | 11 | [5 empty] | LOCAL$BAPOT_500_PM_08!PMU-ST2 | 0.0 | 1.0 | Device statistic for Number of time quality errors reported by device during last reporting interval. | 0 | 1 | 1 |  | Any | STAT | Statistic | ST |  |  | STAT:10662 | 2021-08-24 16:37
|  |  | 83949caf-8dbe-4ba6-8426-4831602fb1a6 | 2 | STAT |  | 10663 | ONS_LOCAL$BAPOT_500_PM_08!PMU:ST3 |  |  | 8736f6c7-ad41-4b43-b4f6-e684e0d4ad20 |  |  | 30 | [8 empty] | 11 | [5 empty] | LOCAL$BAPOT_500_PM_08!PMU-ST3 | 0.0 | 1.0 | Device statistic for Number of device errors reported by device during last reporting interval. | 0 | 1 | 1 |  | Any | STAT | Statistic | ST |  |  | STAT:10663 | 2021-08-24 16:37
|  |  | 73f2d999-3259-41b4-8348-6d1d3746910e | 2 | STAT |  | 10664 | ONS_LOCAL$BAPOT_500_PM_08!PMU:ST4 |  |  | 8736f6c7-ad41-4b43-b4f6-e684e0d4ad20 |  |  | 30 | [8 empty] | 11 | [5 empty] | LOCAL$BAPOT_500_PM_08!PMU-ST4 | 0.0 | 1.0 | Device statistic for Number of measurements received from device during last reporting interval. | 0 | 1 | 1 |  | Any | STAT | Statistic | ST |  |  | STAT:10664 | 2021-08-24 16:37
|  |  | 850e50da-e18e-49c0-99ea-d95b50505362 | 2 | STAT |  | 10665 | ONS_LOCAL$BAPOT_500_PM_08!PMU:ST5 |  |  | 8736f6c7-ad41-4b43-b4f6-e684e0d4ad20 |  |  | 30 | [8 empty] | 11 | [5 empty] | LOCAL$BAPOT_500_PM_08!PMU-ST5 | 0.0 | 1.0 | Device statistic for Expected number of measurements received from device during last reporting interval. | 0 | 1 | 1 |  | Any | STAT | Statistic | ST |  |  | STAT:10665 | 2021-08-24 16:37
|  |  | 2de009a1-36b6-485a-b0c0-7f9d858c7572 | 2 | STAT |  | 10666 | ONS_LOCAL$BAPOT_500_PM_08!PMU:ST6 |  |  | 8736f6c7-ad41-4b43-b4f6-e684e0d4ad20 |  |  | 30 | [8 empty] | 11 | [5 empty] | LOCAL$BAPOT_500_PM_08!PMU-ST6 | 0.0 | 1.0 | Device statistic for Number of measurements received while device was reporting errors during last reporting interval. | 0 | 1 | 1 |  | Any | STAT | Statistic | ST |  |  | STAT:10666 | 2021-08-24 16:37
|  |  | 5d860299-e24a-4ec2-ac68-45b76e30f4ea | 2 | STAT |  | 10667 | ONS_LOCAL$BAPOT_500_PM_08!PMU:ST7 |  |  | 8736f6c7-ad41-4b43-b4f6-e684e0d4ad20 |  |  | 30 | [8 empty] | 11 | [5 empty] | LOCAL$BAPOT_500_PM_08!PMU-ST7 | 0.0 | 1.0 | Device statistic for Number of defined measurements (per frame) from device during last reporting interval. | 0 | 1 | 1 |  | Any | STAT | Statistic | ST |  |  | STAT:10667 | 2021-08-24 16:37
|  |  | 029f982d-95d5-4644-99b6-6ee9ed458810 | 1 | PPA | ArchiveDirectories={D:\openHistorian\Archive
|  |  | 952897a9-8376-464e-88e1-45c007e2a4f1 | 1 | PPA | ArchiveDirectories={D:\openHistorian\Archive
|  |  | 27daedf9-2080-4baf-a196-56b95763e033 | 1 | PPA | ArchiveDirectories={D:\openHistorian\Archive
|  |  | 83734520-c23c-434a-80e4-82e427062d4a | 1 | PPA | ArchiveDirectories={D:\openHistorian\Archive
|  |  | 58f473d2-3125-4756-9da4-6d39b2e13fb2 | 1 | PPA | ArchiveDirectories={D:\openHistorian\Archive
|  |  | 3c8e979a-a9d5-4d8a-b8dd-68b27582899a | 1 | PPA | ArchiveDirectories={D:\openHistorian\Archive
|  |  | 777887fd-5e33-4460-84db-0c65e92bea7f | 1 | PPA | ArchiveDirectories={D:\openHistorian\Archive
|  |  | 44eda5ee-0968-4e56-86ba-5e9ba3797a7b | 1 | PPA | ArchiveDirectories={D:\openHistorian\Archive
|  |  | 336c8d26-99b0-46d2-9d17-22334a8b12bb | 1 | PPA | ArchiveDirectories={D:\openHistorian\Archive
|  |  | 7e8163b3-3d0b-4b2e-83f8-2bcfa8ad7248 | 1 | PPA | ArchiveDirectories={D:\openHistorian\Archive
|  |  | aea15d2c-81eb-4683-ae12-3957ba5fc43b | 1 | PPA | ArchiveDirectories={D:\openHistorian\Archive
|  |  | 9a9a47e3-54fb-427a-ad90-503e915da7d3 | 1 | PPA | ArchiveDirectories={D:\openHistorian\Archive
|  |  | c53d9d9c-3689-4491-8886-19505afbd280 | 1 | PPA | ArchiveDirectories={D:\openHistorian\Archive
|  |  | 916f3697-9435-4694-8d7d-5c21d3d57af3 | 1 | PPA | ArchiveDirectories={D:\openHistorian\Archive
|  |  | 1785205a-aa02-45e2-91f7-a649c44ca6a6 | 1 | PPA | ArchiveDirectories={D:\openHistorian\Archive
|  |  | 124fda46-6f3d-40e2-8282-9ed652c9d59a | 1 | PPA | ArchiveDirectories={D:\openHistorian\Archive
|  |  | 8499350c-702a-463d-a2c7-5741203052de | 1 | PPA | ArchiveDirectories={D:\openHistorian\Archive
|  |  | 976716cf-e4f7-4281-8e64-9d13cc9da0b6 | 1 | PPA | ArchiveDirectories={D:\openHistorian\Archive
|  |  | 0c1f1fd9-13bc-4429-b005-a7a47bbaeaef | 1 | PPA | ArchiveDirectories={D:\openHistorian\Archive
|  |  | 7dcf7244-2697-4492-a5b7-59b773c74499 | 1 | PPA | ArchiveDirectories={D:\openHistorian\Archive
|  |  | 3f77d869-13fc-42bf-a631-adac7b9fbdac | 1 | PPA | ArchiveDirectories={D:\openHistorian\Archive
|  |  | 46f7b241-d5c7-45ba-a530-513101a2b140 | 1 | PPA | ArchiveDirectories={D:\openHistorian\Archive
|  |  | fecc791d-e7e9-43b9-a0d4-ca6128488819 | 1 | PPA | ArchiveDirectories={D:\openHistorian\Archive
|  |  | 2f8e9508-45e1-469d-bfcb-d59f3d0d3e23 | 1 | PPA | ArchiveDirectories={D:\openHistorian\Archive
|  |  | 46097495-33af-4819-b4f7-9e856334d575 | 1 | PPA | ArchiveDirectories={D:\openHistorian\Archive
|  |  | 0f002f37-8e16-4cca-8a55-fd15f8b10e00 | 1 | PPA | ArchiveDirectories={D:\openHistorian\Archive
|  |  | a23c522a-009c-4cbd-96bf-d568a06c60f4 | 1 | PPA | ArchiveDirectories={D:\openHistorian\Archive
|  |  | bab2caa4-0d4a-42cd-8a4b-248e30f56daa | 1 | PPA | ArchiveDirectories={D:\openHistorian\Archive
|  |  | 64bf2b94-ee22-42df-a59b-33b72e7b2333 | 1 | PPA | ArchiveDirectories={D:\openHistorian\Archive
|  |  | 48ff7986-474a-40c5-8a47-d41f1595f279 | 1 | PPA | ArchiveDirectories={D:\openHistorian\Archive
|  |  | 7b0a233c-dbb8-4af2-a928-6a09d1486dc4 | 1 | PPA | ArchiveDirectories={D:\openHistorian\Archive
|  |  | 409d022c-8abb-4bf3-8673-890192fdd03d | 1 | PPA | ArchiveDirectories={D:\openHistorian\Archive
|  |  | 03531c4a-f899-4733-9768-84bd58bd520c | 1 | PPA | ArchiveDirectories={D:\openHistorian\Archive
|  |  | 6892c988-5896-4c06-815a-34ca25c46fa5 | 1 | PPA | ArchiveDirectories={D:\openHistorian\Archive
|  |  | 784af41a-7860-4cac-96dc-d15dbfe11ad2 | 1 | PPA | ArchiveDirectories={D:\openHistorian\Archive
|  |  | 846189fd-0557-45b5-bede-984d9e2d1789 | 1 | PPA | ArchiveDirectories={D:\openHistorian\Archive
|  |  | 53a1760d-bc23-4a86-8b2c-3d885424331f | 1 | PPA | ArchiveDirectories={D:\openHistorian\Archive
|  |  | 5b3fcf5b-fd3f-4bc3-88bd-3f5e9d7be5fd | 1 | PPA | ArchiveDirectories={D:\openHistorian\Archive
|  |  | b51feb77-43e1-4fc1-a0a1-2004a597ab6a | 1 | PPA | ArchiveDirectories={D:\openHistorian\Archive
|  |  | 1de45a95-7b88-46d5-8b37-65de10756e6e | 1 | PPA | ArchiveDirectories={D:\openHistorian\Archive
|  |  | dcd16dea-375e-4fed-9529-8fd60422ea79 | 1 | PPA | ArchiveDirectories={D:\openHistorian\Archive
|  |  | ebefba7d-4998-4be3-a05a-08969a14a6f7 | 1 | PPA | ArchiveDirectories={D:\openHistorian\Archive
|  |  | 4aaa8f23-cf3e-4fa6-beeb-ad9b1aca134f | 1 | PPA | ArchiveDirectories={D:\openHistorian\Archive
|  |  | ad0b0d4e-d3d8-48f3-b6b2-df6ee3963d75 | 1 | PPA | ArchiveDirectories={D:\openHistorian\Archive
|  |  | 8154aa8c-eb59-427a-8a76-87defa86e3a8 | 1 | PPA | ArchiveDirectories={D:\openHistorian\Archive
|  |  | c831a757-b07b-4e8d-9bd4-4d80d711c11d | 1 | PPA | ArchiveDirectories={D:\openHistorian\Archive
|  |  | 08b9f6fa-0193-4816-a82d-7f36868766af | 1 | PPA | ArchiveDirectories={D:\openHistorian\Archive
|  |  | d21e7139-02a6-4492-a914-df90ffb0ad65 | 1 | PPA | ArchiveDirectories={D:\openHistorian\Archive
|  |  | 088e38e9-3e60-46a7-a7f1-2f21eb157927 | 1 | PPA | ArchiveDirectories={D:\openHistorian\Archive
|  |  | 1a9d84fb-0a85-4041-b897-d1956ba5d30f | 1 | PPA | ArchiveDirectories={D:\openHistorian\Archive
|  |  | b9cabcf0-f950-4d38-a48a-a44bab8c2360 | 1 | PPA | ArchiveDirectories={D:\openHistorian\Archive
|  |  | ae87ff12-4cb3-4bd4-a343-20ba6fba5879 | 1 | PPA | ArchiveDirectories={D:\openHistorian\Archive
|  |  | 610adced-7ca4-408d-acb8-6f8b7144b8ba | 1 | PPA | ArchiveDirectories={D:\openHistorian\Archive
|  |  | 6cff8018-f081-49f6-a3a3-538df8e36f37 | 1 | PPA | ArchiveDirectories={D:\openHistorian\Archive
|  |  | 1dc2e1c3-dd14-4914-b511-210fb30c1259 | 1 | PPA | ArchiveDirectories={D:\openHistorian\Archive
|  |  | 191b9e92-da28-431e-af9b-c994c90d53bc | 1 | PPA | ArchiveDirectories={D:\openHistorian\Archive
|  |  | 034d0ffe-fadd-4aab-b531-063801625197 | 1 | PPA | ArchiveDirectories={D:\openHistorian\Archive
|  |  | 4ef7778b-41dc-4a7e-b67c-09acc9136885 | 1 | PPA | ArchiveDirectories={D:\openHistorian\Archive
|  |  | dde29a11-dff4-488c-8b4e-b37a45a7ad66 | 1 | PPA | ArchiveDirectories={D:\openHistorian\Archive
|  |  | 9197f387-e056-4bff-8cfe-e77e1d62e358 | 1 | PPA | ArchiveDirectories={D:\openHistorian\Archive
|  |  | 7727bfac-2fe4-4ffb-9ee6-6d4f1ca6e867 | 1 | PPA | ArchiveDirectories={D:\openHistorian\Archive
|  |  | 80257d04-eb42-4cb4-956c-946578be3cef | 1 | PPA | ArchiveDirectories={D:\openHistorian\Archive
|  |  | ac133ed6-7402-4da9-851d-73dbba2b91d6 | 1 | PPA | ArchiveDirectories={D:\openHistorian\Archive
|  |  | 771250c4-ced9-4565-be2e-5c4f13ed5dda | 1 | PPA | ArchiveDirectories={D:\openHistorian\Archive
|  |  | 11f60faa-fdc1-45fc-b605-15d16b12115a | 1 | PPA | ArchiveDirectories={D:\openHistorian\Archive
|  |  | 53395a80-8b5b-4f60-b28a-ccf4821d301d | 1 | PPA | ArchiveDirectories={D:\openHistorian\Archive
|  |  | 480af349-9a5a-45f1-838e-a68964d519d9 | 1 | PPA | ArchiveDirectories={D:\openHistorian\Archive
|  |  | 33b7fda1-89cf-4a96-87ae-7e53e582352d | 2 | STAT |  | 10735 | ONS_LOCAL$BABJD_500_PM_05!PMU:ST1 |  |  | 8736f6c7-ad41-4b43-b4f6-e684e0d4ad20 |  |  | 30 | [8 empty] | 11 | [5 empty] | LOCAL$BABJD_500_PM_05!PMU-ST1 | 0.0 | 1.0 | Device statistic for Number of data quality errors reported by device during last reporting interval. | 0 | 1 | 1 |  | Any | STAT | Statistic | ST |  |  | STAT:10735 | 2021-08-24 16:39
|  |  | f3c662d7-acbe-4a93-a608-f848b8512acd | 2 | STAT |  | 10736 | ONS_LOCAL$BABJD_500_PM_05!PMU:ST2 |  |  | 8736f6c7-ad41-4b43-b4f6-e684e0d4ad20 |  |  | 30 | [8 empty] | 11 | [5 empty] | LOCAL$BABJD_500_PM_05!PMU-ST2 | 0.0 | 1.0 | Device statistic for Number of time quality errors reported by device during last reporting interval. | 0 | 1 | 1 |  | Any | STAT | Statistic | ST |  |  | STAT:10736 | 2021-08-24 16:39
|  |  | 99770d3c-0cf9-45da-83fd-ebed2ce66f4a | 2 | STAT |  | 10737 | ONS_LOCAL$BABJD_500_PM_05!PMU:ST3 |  |  | 8736f6c7-ad41-4b43-b4f6-e684e0d4ad20 |  |  | 30 | [8 empty] | 11 | [5 empty] | LOCAL$BABJD_500_PM_05!PMU-ST3 | 0.0 | 1.0 | Device statistic for Number of device errors reported by device during last reporting interval. | 0 | 1 | 1 |  | Any | STAT | Statistic | ST |  |  | STAT:10737 | 2021-08-24 16:39
|  |  | 99292875-1670-4a0e-914a-5eaed8d72675 | 2 | STAT |  | 10738 | ONS_LOCAL$BABJD_500_PM_05!PMU:ST4 |  |  | 8736f6c7-ad41-4b43-b4f6-e684e0d4ad20 |  |  | 30 | [8 empty] | 11 | [5 empty] | LOCAL$BABJD_500_PM_05!PMU-ST4 | 0.0 | 1.0 | Device statistic for Number of measurements received from device during last reporting interval. | 0 | 1 | 1 |  | Any | STAT | Statistic | ST |  |  | STAT:10738 | 2021-08-24 16:39
|  |  | d519f00c-f7a5-4dd3-bcf1-50c177356d61 | 2 | STAT |  | 10739 | ONS_LOCAL$BABJD_500_PM_05!PMU:ST5 |  |  | 8736f6c7-ad41-4b43-b4f6-e684e0d4ad20 |  |  | 30 | [8 empty] | 11 | [5 empty] | LOCAL$BABJD_500_PM_05!PMU-ST5 | 0.0 | 1.0 | Device statistic for Expected number of measurements received from device during last reporting interval. | 0 | 1 | 1 |  | Any | STAT | Statistic | ST |  |  | STAT:10739 | 2021-08-24 16:39
|  |  | 38dc38ca-eca4-494b-8c23-e46e61fa9946 | 2 | STAT |  | 10740 | ONS_LOCAL$BABJD_500_PM_05!PMU:ST6 |  |  | 8736f6c7-ad41-4b43-b4f6-e684e0d4ad20 |  |  | 30 | [8 empty] | 11 | [5 empty] | LOCAL$BABJD_500_PM_05!PMU-ST6 | 0.0 | 1.0 | Device statistic for Number of measurements received while device was reporting errors during last reporting interval. | 0 | 1 | 1 |  | Any | STAT | Statistic | ST |  |  | STAT:10740 | 2021-08-24 16:39
|  |  | 6e14b1b6-1f34-4e69-bbe4-4dabc74ee31e | 2 | STAT |  | 10741 | ONS_LOCAL$BABJD_500_PM_05!PMU:ST7 |  |  | 8736f6c7-ad41-4b43-b4f6-e684e0d4ad20 |  |  | 30 | [8 empty] | 11 | [5 empty] | LOCAL$BABJD_500_PM_05!PMU-ST7 | 0.0 | 1.0 | Device statistic for Number of defined measurements (per frame) from device during last reporting interval. | 0 | 1 | 1 |  | Any | STAT | Statistic | ST |  |  | STAT:10741 | 2021-08-24 16:39
|  |  | 4f0aef0d-f16e-4efa-a64a-88bd62ecc682 | 2 | STAT |  | 10742 | ONS_LOCAL$MGJBA3_500_PM_07!PMU:ST1 |  |  | 8736f6c7-ad41-4b43-b4f6-e684e0d4ad20 |  |  | 30 | [8 empty] | 11 | [5 empty] | LOCAL$MGJBA3_500_PM_07!PMU-ST1 | 0.0 | 1.0 | Device statistic for Number of data quality errors reported by device during last reporting interval. | 0 | 1 | 1 |  | Any | STAT | Statistic | ST |  |  | STAT:10742 | 2021-08-24 16:39
|  |  | 7ca2b10c-cb43-4454-b687-1004f4971395 | 2 | STAT |  | 10743 | ONS_LOCAL$MGJBA3_500_PM_07!PMU:ST2 |  |  | 8736f6c7-ad41-4b43-b4f6-e684e0d4ad20 |  |  | 30 | [8 empty] | 11 | [5 empty] | LOCAL$MGJBA3_500_PM_07!PMU-ST2 | 0.0 | 1.0 | Device statistic for Number of time quality errors reported by device during last reporting interval. | 0 | 1 | 1 |  | Any | STAT | Statistic | ST |  |  | STAT:10743 | 2021-08-24 16:39
|  |  | 69833cbc-c9ec-43c7-a86f-6a6c52913627 | 2 | STAT |  | 10744 | ONS_LOCAL$MGJBA3_500_PM_07!PMU:ST3 |  |  | 8736f6c7-ad41-4b43-b4f6-e684e0d4ad20 |  |  | 30 | [8 empty] | 11 | [5 empty] | LOCAL$MGJBA3_500_PM_07!PMU-ST3 | 0.0 | 1.0 | Device statistic for Number of device errors reported by device during last reporting interval. | 0 | 1 | 1 |  | Any | STAT | Statistic | ST |  |  | STAT:10744 | 2021-08-24 16:39
|  |  | bfb2a613-da8a-445e-b7da-bae5b937f7ea | 2 | STAT |  | 10745 | ONS_LOCAL$MGJBA3_500_PM_07!PMU:ST4 |  |  | 8736f6c7-ad41-4b43-b4f6-e684e0d4ad20 |  |  | 30 | [8 empty] | 11 | [5 empty] | LOCAL$MGJBA3_500_PM_07!PMU-ST4 | 0.0 | 1.0 | Device statistic for Number of measurements received from device during last reporting interval. | 0 | 1 | 1 |  | Any | STAT | Statistic | ST |  |  | STAT:10745 | 2021-08-24 16:39
|  |  | 19e01181-b9f1-4e8d-8b97-f8e3de143d43 | 2 | STAT |  | 10746 | ONS_LOCAL$MGJBA3_500_PM_07!PMU:ST5 |  |  | 8736f6c7-ad41-4b43-b4f6-e684e0d4ad20 |  |  | 30 | [8 empty] | 11 | [5 empty] | LOCAL$MGJBA3_500_PM_07!PMU-ST5 | 0.0 | 1.0 | Device statistic for Expected number of measurements received from device during last reporting interval. | 0 | 1 | 1 |  | Any | STAT | Statistic | ST |  |  | STAT:10746 | 2021-08-24 16:39
|  |  | c3e14b09-aa7a-4e5b-a1ac-bba349ef81ca | 2 | STAT |  | 10747 | ONS_LOCAL$MGJBA3_500_PM_07!PMU:ST6 |  |  | 8736f6c7-ad41-4b43-b4f6-e684e0d4ad20 |  |  | 30 | [8 empty] | 11 | [5 empty] | LOCAL$MGJBA3_500_PM_07!PMU-ST6 | 0.0 | 1.0 | Device statistic for Number of measurements received while device was reporting errors during last reporting interval. | 0 | 1 | 1 |  | Any | STAT | Statistic | ST |  |  | STAT:10747 | 2021-08-24 16:39
|  |  | 20e7369a-99b7-48df-ad49-653fe71fe167 | 2 | STAT |  | 10748 | ONS_LOCAL$MGJBA3_500_PM_07!PMU:ST7 |  |  | 8736f6c7-ad41-4b43-b4f6-e684e0d4ad20 |  |  | 30 | [8 empty] | 11 | [5 empty] | LOCAL$MGJBA3_500_PM_07!PMU-ST7 | 0.0 | 1.0 | Device statistic for Number of defined measurements (per frame) from device during last reporting interval. | 0 | 1 | 1 |  | Any | STAT | Statistic | ST |  |  | STAT:10748 | 2021-08-24 16:39
|  |  | a7589de8-159e-44ce-aa67-93a865858b47 | 2 | STAT |  | 10749 | ONS_LOCAL$MGJBA3_500_PM_08!PMU:ST1 |  |  | 8736f6c7-ad41-4b43-b4f6-e684e0d4ad20 |  |  | 30 | [8 empty] | 11 | [5 empty] | LOCAL$MGJBA3_500_PM_08!PMU-ST1 | 0.0 | 1.0 | Device statistic for Number of data quality errors reported by device during last reporting interval. | 0 | 1 | 1 |  | Any | STAT | Statistic | ST |  |  | STAT:10749 | 2021-08-24 16:39
|  |  | 3791cd8a-7723-4c86-b163-7b03cfaaebd9 | 2 | STAT |  | 10750 | ONS_LOCAL$MGJBA3_500_PM_08!PMU:ST2 |  |  | 8736f6c7-ad41-4b43-b4f6-e684e0d4ad20 |  |  | 30 | [8 empty] | 11 | [5 empty] | LOCAL$MGJBA3_500_PM_08!PMU-ST2 | 0.0 | 1.0 | Device statistic for Number of time quality errors reported by device during last reporting interval. | 0 | 1 | 1 |  | Any | STAT | Statistic | ST |  |  | STAT:10750 | 2021-08-24 16:39
|  |  | 6db0b4e5-7a4b-4f28-9cb5-62a876741431 | 2 | STAT |  | 10751 | ONS_LOCAL$MGJBA3_500_PM_08!PMU:ST3 |  |  | 8736f6c7-ad41-4b43-b4f6-e684e0d4ad20 |  |  | 30 | [8 empty] | 11 | [5 empty] | LOCAL$MGJBA3_500_PM_08!PMU-ST3 | 0.0 | 1.0 | Device statistic for Number of device errors reported by device during last reporting interval. | 0 | 1 | 1 |  | Any | STAT | Statistic | ST |  |  | STAT:10751 | 2021-08-24 16:39
|  |  | 065a78b1-8b09-48bd-b5b6-b06f2a209257 | 2 | STAT |  | 10752 | ONS_LOCAL$MGJBA3_500_PM_08!PMU:ST4 |  |  | 8736f6c7-ad41-4b43-b4f6-e684e0d4ad20 |  |  | 30 | [8 empty] | 11 | [5 empty] | LOCAL$MGJBA3_500_PM_08!PMU-ST4 | 0.0 | 1.0 | Device statistic for Number of measurements received from device during last reporting interval. | 0 | 1 | 1 |  | Any | STAT | Statistic | ST |  |  | STAT:10752 | 2021-08-24 16:39
|  |  | 80e7c5a8-143b-407d-8a92-7f4b0cbbdd9d | 2 | STAT |  | 10753 | ONS_LOCAL$MGJBA3_500_PM_08!PMU:ST5 |  |  | 8736f6c7-ad41-4b43-b4f6-e684e0d4ad20 |  |  | 30 | [8 empty] | 11 | [5 empty] | LOCAL$MGJBA3_500_PM_08!PMU-ST5 | 0.0 | 1.0 | Device statistic for Expected number of measurements received from device during last reporting interval. | 0 | 1 | 1 |  | Any | STAT | Statistic | ST |  |  | STAT:10753 | 2021-08-24 16:39
|  |  | 52efc8b1-9e61-461d-8204-c6b4530025d4 | 2 | STAT |  | 10754 | ONS_LOCAL$MGJBA3_500_PM_08!PMU:ST6 |  |  | 8736f6c7-ad41-4b43-b4f6-e684e0d4ad20 |  |  | 30 | [8 empty] | 11 | [5 empty] | LOCAL$MGJBA3_500_PM_08!PMU-ST6 | 0.0 | 1.0 | Device statistic for Number of measurements received while device was reporting errors during last reporting interval. | 0 | 1 | 1 |  | Any | STAT | Statistic | ST |  |  | STAT:10754 | 2021-08-24 16:39
|  |  | c249d3a8-f535-4352-8653-315d31600107 | 2 | STAT |  | 10755 | ONS_LOCAL$MGJBA3_500_PM_08!PMU:ST7 |  |  | 8736f6c7-ad41-4b43-b4f6-e684e0d4ad20 |  |  | 30 | [8 empty] | 11 | [5 empty] | LOCAL$MGJBA3_500_PM_08!PMU-ST7 | 0.0 | 1.0 | Device statistic for Number of defined measurements (per frame) from device during last reporting interval. | 0 | 1 | 1 |  | Any | STAT | Statistic | ST |  |  | STAT:10755 | 2021-08-24 16:39
|  |  | c0fb9068-6c01-4e96-8b3f-4af39661c018 | 2 | STAT |  | 10756 | ONS_LOCAL$MGPI2_500_PM_04!PMU:ST1 |  |  | 8736f6c7-ad41-4b43-b4f6-e684e0d4ad20 |  |  | 30 | [8 empty] | 11 | [5 empty] | LOCAL$MGPI2_500_PM_04!PMU-ST1 | 0.0 | 1.0 | Device statistic for Number of data quality errors reported by device during last reporting interval. | 0 | 1 | 1 |  | Any | STAT | Statistic | ST |  |  | STAT:10756 | 2021-08-24 16:39
|  |  | db65c021-b2f6-4cdb-be55-a24030f1ce9f | 2 | STAT |  | 10757 | ONS_LOCAL$MGPI2_500_PM_04!PMU:ST2 |  |  | 8736f6c7-ad41-4b43-b4f6-e684e0d4ad20 |  |  | 30 | [8 empty] | 11 | [5 empty] | LOCAL$MGPI2_500_PM_04!PMU-ST2 | 0.0 | 1.0 | Device statistic for Number of time quality errors reported by device during last reporting interval. | 0 | 1 | 1 |  | Any | STAT | Statistic | ST |  |  | STAT:10757 | 2021-08-24 16:39
|  |  | 4c1df293-602d-4e27-82b7-3edd11549779 | 2 | STAT |  | 10758 | ONS_LOCAL$MGPI2_500_PM_04!PMU:ST3 |  |  | 8736f6c7-ad41-4b43-b4f6-e684e0d4ad20 |  |  | 30 | [8 empty] | 11 | [5 empty] | LOCAL$MGPI2_500_PM_04!PMU-ST3 | 0.0 | 1.0 | Device statistic for Number of device errors reported by device during last reporting interval. | 0 | 1 | 1 |  | Any | STAT | Statistic | ST |  |  | STAT:10758 | 2021-08-24 16:39
|  |  | 24a42a21-e301-47ce-9e15-41b3a0c4c3dc | 2 | STAT |  | 10759 | ONS_LOCAL$MGPI2_500_PM_04!PMU:ST4 |  |  | 8736f6c7-ad41-4b43-b4f6-e684e0d4ad20 |  |  | 30 | [8 empty] | 11 | [5 empty] | LOCAL$MGPI2_500_PM_04!PMU-ST4 | 0.0 | 1.0 | Device statistic for Number of measurements received from device during last reporting interval. | 0 | 1 | 1 |  | Any | STAT | Statistic | ST |  |  | STAT:10759 | 2021-08-24 16:39
|  |  | 9974ded1-f5c2-4332-9b94-6c3afde2fc68 | 2 | STAT |  | 10760 | ONS_LOCAL$MGPI2_500_PM_04!PMU:ST5 |  |  | 8736f6c7-ad41-4b43-b4f6-e684e0d4ad20 |  |  | 30 | [8 empty] | 11 | [5 empty] | LOCAL$MGPI2_500_PM_04!PMU-ST5 | 0.0 | 1.0 | Device statistic for Expected number of measurements received from device during last reporting interval. | 0 | 1 | 1 |  | Any | STAT | Statistic | ST |  |  | STAT:10760 | 2021-08-24 16:39
|  |  | 6ef18f82-6251-4d12-8463-39e9ed6df1a5 | 2 | STAT |  | 10761 | ONS_LOCAL$MGPI2_500_PM_04!PMU:ST6 |  |  | 8736f6c7-ad41-4b43-b4f6-e684e0d4ad20 |  |  | 30 | [8 empty] | 11 | [5 empty] | LOCAL$MGPI2_500_PM_04!PMU-ST6 | 0.0 | 1.0 | Device statistic for Number of measurements received while device was reporting errors during last reporting interval. | 0 | 1 | 1 |  | Any | STAT | Statistic | ST |  |  | STAT:10761 | 2021-08-24 16:39
|  |  | bb563675-2976-4fad-a500-bcf27442290e | 2 | STAT |  | 10762 | ONS_LOCAL$MGPI2_500_PM_04!PMU:ST7 |  |  | 8736f6c7-ad41-4b43-b4f6-e684e0d4ad20 |  |  | 30 | [8 empty] | 11 | [5 empty] | LOCAL$MGPI2_500_PM_04!PMU-ST7 | 0.0 | 1.0 | Device statistic for Number of defined measurements (per frame) from device during last reporting interval. | 0 | 1 | 1 |  | Any | STAT | Statistic | ST |  |  | STAT:10762 | 2021-08-24 16:39
|  |  | bded80b1-7f5e-4492-ba29-be44a4bab859 | 1 | PPA | ArchiveDirectories={D:\openHistorian\Archive
|  |  | 9b3ec667-5a2e-4db9-8b0d-c6c98c11e920 | 1 | PPA | ArchiveDirectories={D:\openHistorian\Archive
|  |  | c3caa8c4-6116-4bbb-9b38-725dc9e1f6e6 | 1 | PPA | ArchiveDirectories={D:\openHistorian\Archive
|  |  | a4485af6-26f6-4dbf-a7d0-e0f2bafc8f85 | 1 | PPA | ArchiveDirectories={D:\openHistorian\Archive
|  |  | a2b864c2-f986-4395-9052-baa6dc473051 | 1 | PPA | ArchiveDirectories={D:\openHistorian\Archive
|  |  | 73991695-2321-484b-959d-55a4d8b251db | 1 | PPA | ArchiveDirectories={D:\openHistorian\Archive
|  |  | 43fb97a4-a5d1-4779-8ec3-f240240777da | 1 | PPA | ArchiveDirectories={D:\openHistorian\Archive
|  |  | 9374b09f-3696-4c6c-8acc-23f7c9f7c15f | 1 | PPA | ArchiveDirectories={D:\openHistorian\Archive
|  |  | 51651b13-71f2-4109-8cfe-6ff3311aa6d4 | 1 | PPA | ArchiveDirectories={D:\openHistorian\Archive
|  |  | ab574661-2617-47da-91aa-fc8aef99a484 | 1 | PPA | ArchiveDirectories={D:\openHistorian\Archive
|  |  | 7e10edbc-16b7-4cff-84bf-857b7bb5ac71 | 1 | PPA | ArchiveDirectories={D:\openHistorian\Archive
|  |  | 6dabff8a-7995-4e4a-b945-9c873a4750dc | 1 | PPA | ArchiveDirectories={D:\openHistorian\Archive
|  |  | 65f1ff20-64e1-4efd-b59a-0ecc78b87edf | 1 | PPA | ArchiveDirectories={D:\openHistorian\Archive
|  |  | 7818c099-d5dc-4a52-b691-bd4a51a74f2a | 1 | PPA | ArchiveDirectories={D:\openHistorian\Archive
|  |  | 7cd1eb87-5b8a-4793-939b-479f6912c6f1 | 1 | PPA | ArchiveDirectories={D:\openHistorian\Archive
|  |  | 471e56a9-f394-4c4e-bafe-c220391476f0 | 1 | PPA | ArchiveDirectories={D:\openHistorian\Archive
|  |  | 2d94ad76-2a13-464a-bb05-381e857d71b7 | 1 | PPA | ArchiveDirectories={D:\openHistorian\Archive
|  |  | d1c68a58-67e6-4183-ae3c-8a3f935df2dd | 1 | PPA | ArchiveDirectories={D:\openHistorian\Archive
|  |  | 0323c3af-5733-4e63-b439-474fa78c730e | 1 | PPA | ArchiveDirectories={D:\openHistorian\Archive
|  |  | 3ccc1bae-93b2-4b20-a207-70d3055db9c9 | 1 | PPA | ArchiveDirectories={D:\openHistorian\Archive
|  |  | c9d547fb-9a23-4606-9ad1-36aae0a4edd5 | 1 | PPA | ArchiveDirectories={D:\openHistorian\Archive
|  |  | 598a1130-b7ff-494f-81a9-f3086d0761e0 | 1 | PPA | ArchiveDirectories={D:\openHistorian\Archive
|  |  | 7846042e-2b81-4ee8-b5ca-fc8000441837 | 1 | PPA | ArchiveDirectories={D:\openHistorian\Archive
|  |  | fc5405ad-b1f0-4c26-8ffb-f65f985c2e1b | 1 | PPA | ArchiveDirectories={D:\openHistorian\Archive
|  |  | 151fa386-e207-4312-b533-a7e82e828352 | 1 | PPA | ArchiveDirectories={D:\openHistorian\Archive
|  |  | df1b7ede-138f-4936-b2b0-37c427b6abb7 | 1 | PPA | ArchiveDirectories={D:\openHistorian\Archive
|  |  | ecdee8ba-0819-47ac-a27d-e05416788db2 | 1 | PPA | ArchiveDirectories={D:\openHistorian\Archive
|  |  | 080eac7a-8858-479e-8c23-3501eaf9ab3b | 1 | PPA | ArchiveDirectories={D:\openHistorian\Archive
|  |  | 764cef70-5573-4555-93b5-8ffbaeed9a41 | 1 | PPA | ArchiveDirectories={D:\openHistorian\Archive
|  |  | b667c62c-a1df-46fd-9ffe-24165c072770 | 1 | PPA | ArchiveDirectories={D:\openHistorian\Archive
|  |  | 8d8e1707-3d69-4036-830c-2ef327fc4267 | 1 | PPA | ArchiveDirectories={D:\openHistorian\Archive
|  |  | 65634bee-67de-4596-9773-8e0605c64ae6 | 1 | PPA | ArchiveDirectories={D:\openHistorian\Archive
|  |  | 400a1537-bfa3-48a7-9f50-06e9e0933a7e | 1 | PPA | ArchiveDirectories={D:\openHistorian\Archive
|  |  | 41093ab8-e552-4836-87a5-153cc8ef17f3 | 1 | PPA | ArchiveDirectories={D:\openHistorian\Archive
|  |  | 417befe6-ece7-42d2-8585-d9593220802c | 1 | PPA | ArchiveDirectories={D:\openHistorian\Archive
|  |  | c3e57fe0-1bbd-4520-9b39-762597967636 | 1 | PPA | ArchiveDirectories={D:\openHistorian\Archive
|  |  | a6de51d0-d6fc-49a9-9538-fee74ad2ae7c | 1 | PPA | ArchiveDirectories={D:\openHistorian\Archive
|  |  | d78be88b-9955-4cb7-993b-532c4e833547 | 1 | PPA | ArchiveDirectories={D:\openHistorian\Archive
|  |  | 28e17689-7839-4c84-82f6-e45acfe49ca6 | 1 | PPA | ArchiveDirectories={D:\openHistorian\Archive
|  |  | c36fce09-2b6a-49a0-bfd6-ad516c5019d6 | 1 | PPA | ArchiveDirectories={D:\openHistorian\Archive
|  |  | fd83c0d4-963c-4b2b-8427-add4ed3b4993 | 1 | PPA | ArchiveDirectories={D:\openHistorian\Archive
|  |  | 2bf6d028-65c3-4c80-91c2-5b65528eb018 | 1 | PPA | ArchiveDirectories={D:\openHistorian\Archive
|  |  | c1c4c46d-5de6-42e5-9ea6-8a669e99af45 | 1 | PPA | ArchiveDirectories={D:\openHistorian\Archive
|  |  | 8c2e6bb1-1b41-43b9-858f-04619ae18443 | 1 | PPA | ArchiveDirectories={D:\openHistorian\Archive
|  |  | 84e811aa-9441-42ca-9428-8496da207738 | 1 | PPA | ArchiveDirectories={D:\openHistorian\Archive
|  |  | 652942af-7460-4151-8973-31948d6c218b | 1 | PPA | ArchiveDirectories={D:\openHistorian\Archive
|  |  | e902eda3-7b51-4952-8984-75a21b1b41ad | 1 | PPA | ArchiveDirectories={D:\openHistorian\Archive
|  |  | af695394-ab47-4fd8-b1a1-ee41c7f07be1 | 1 | PPA | ArchiveDirectories={D:\openHistorian\Archive
|  |  | fbab5331-9dbd-4253-af02-97494e9d269d | 1 | PPA | ArchiveDirectories={D:\openHistorian\Archive
|  |  | e8e42a3a-d12d-4191-b85f-2b614af25835 | 1 | PPA | ArchiveDirectories={D:\openHistorian\Archive
|  |  | 828b17ec-33c7-482c-ac5e-b19c56565554 | 1 | PPA | ArchiveDirectories={D:\openHistorian\Archive
|  |  | 7df68117-5e56-40a3-9541-3bba5e1a1e3e | 1 | PPA | ArchiveDirectories={D:\openHistorian\Archive
|  |  | 8233d438-e603-42a1-a339-52359816d7cc | 1 | PPA | ArchiveDirectories={D:\openHistorian\Archive
|  |  | eb9d99a4-8a1b-4df4-8e2d-4644cfa53da0 | 1 | PPA | ArchiveDirectories={D:\openHistorian\Archive
|  |  | da63cbd9-3e03-49da-b010-64d6e431fbe7 | 1 | PPA | ArchiveDirectories={D:\openHistorian\Archive
|  |  | 4c829f82-7cd3-4ef2-a77c-73e7ab97be4f | 1 | PPA | ArchiveDirectories={D:\openHistorian\Archive
|  |  | 31551f38-c9af-4209-9be3-beb9c78714c8 | 1 | PPA | ArchiveDirectories={D:\openHistorian\Archive
|  |  | b83ce8f3-7dba-4263-a57e-a6174ed665bf | 1 | PPA | ArchiveDirectories={D:\openHistorian\Archive
|  |  | 80cbe69d-b037-4426-a579-6c6dfb0bc501 | 1 | PPA | ArchiveDirectories={D:\openHistorian\Archive
|  |  | 2e862df0-cf71-420e-a92e-930125a55148 | 1 | PPA | ArchiveDirectories={D:\openHistorian\Archive
|  |  | 43d67ced-0f64-4308-9a23-92434d8c5a4d | 1 | PPA | ArchiveDirectories={D:\openHistorian\Archive
|  |  | 9c3ffe0b-b703-4929-91a4-28f59272d518 | 1 | PPA | ArchiveDirectories={D:\openHistorian\Archive
|  |  | 5c8307ae-a899-47b3-87b4-30ec75bb5a1d | 1 | PPA | ArchiveDirectories={D:\openHistorian\Archive
|  |  | 7a9095ff-81f7-41e2-afe2-4f3f6fdecb93 | 1 | PPA | ArchiveDirectories={D:\openHistorian\Archive
|  |  | 8c15029c-fac1-4592-8e68-4daf26895f56 | 1 | PPA | ArchiveDirectories={D:\openHistorian\Archive
|  |  | 2e63e1bc-48e6-47ac-bf57-d2d4e2979298 | 1 | PPA | ArchiveDirectories={D:\openHistorian\Archive
|  |  | 505ba778-dfd2-423e-a91e-5dcedc2bcd21 | 1 | PPA | ArchiveDirectories={D:\openHistorian\Archive
|  |  | 34289746-7199-4b90-8400-4967945342b0 | 1 | PPA | ArchiveDirectories={D:\openHistorian\Archive
|  |  | b3800046-9210-4f50-a319-3defbe0bf14d | 1 | PPA | ArchiveDirectories={D:\openHistorian\Archive
|  |  | 0251f11e-d35c-4684-acce-65c124d2ba1e | 1 | PPA | ArchiveDirectories={D:\openHistorian\Archive
|  |  | 9c2faa3f-b6b7-4c08-9393-a8c233d01536 | 1 | PPA | ArchiveDirectories={D:\openHistorian\Archive
|  |  | bdb04e44-a4cc-4aab-9069-a1e56843fffa | 1 | PPA | ArchiveDirectories={D:\openHistorian\Archive
|  |  | e811204b-d456-424b-bc92-1a160fa17f2b | 1 | PPA | ArchiveDirectories={D:\openHistorian\Archive
|  |  | 5a2ad7d0-174d-4ab3-8bfa-69f489289d65 | 1 | PPA | ArchiveDirectories={D:\openHistorian\Archive
|  |  | 3f4820a0-f9b3-4e09-8756-1d073afb536f | 1 | PPA | ArchiveDirectories={D:\openHistorian\Archive
|  |  | 205da234-9f90-48d3-965b-c85e5df3aae8 | 1 | PPA | ArchiveDirectories={D:\openHistorian\Archive
|  |  | 175e6809-f346-4a27-a05d-267ce58fdc05 | 1 | PPA | ArchiveDirectories={D:\openHistorian\Archive
|  |  | 877f884b-f2cf-4319-bbd5-b1a1fdc20436 | 1 | PPA | ArchiveDirectories={D:\openHistorian\Archive
|  |  | 2dd0edaa-89a1-4266-b9cf-375af5e87c2e | 1 | PPA | ArchiveDirectories={D:\openHistorian\Archive
|  |  | 63c86634-254f-4a3d-9c0a-14a90e86f40d | 1 | PPA | ArchiveDirectories={D:\openHistorian\Archive
|  |  | d003b24a-5117-45b3-8e7d-820d2bd3aea0 | 1 | PPA | ArchiveDirectories={D:\openHistorian\Archive
|  |  | c02a752e-c838-426c-ae07-93fc0de8b3eb | 1 | PPA | ArchiveDirectories={D:\openHistorian\Archive
|  |  | 3c1d571a-9c0c-4647-af12-591c9d51f633 | 1 | PPA | ArchiveDirectories={D:\openHistorian\Archive
|  |  | a6098aa6-3b90-46fb-9318-f576ebbf1acb | 1 | PPA | ArchiveDirectories={D:\openHistorian\Archive
|  |  | 8b70f9dd-5330-4efa-92fa-680cff8de605 | 1 | PPA | ArchiveDirectories={D:\openHistorian\Archive
|  |  | d03b2fb7-3503-4f8b-8012-fa1d26064664 | 1 | PPA | ArchiveDirectories={D:\openHistorian\Archive
|  |  | d2d390c5-049c-4316-b5a1-997c07e55b16 | 1 | PPA | ArchiveDirectories={D:\openHistorian\Archive
|  |  | 0d4fe590-fe32-4b55-8eb8-6150e7fb75b1 | 1 | PPA | ArchiveDirectories={D:\openHistorian\Archive
|  |  | bda8a81b-4289-484d-825f-df7f4ce1dc52 | 1 | PPA | ArchiveDirectories={D:\openHistorian\Archive
|  |  | d5d857ba-1690-4be2-999b-8ddf6d5f8434 | 1 | PPA | ArchiveDirectories={D:\openHistorian\Archive
|  |  | 0d881b87-86f4-4dc8-8282-fc94644849cc | 1 | PPA | ArchiveDirectories={D:\openHistorian\Archive
|  |  | 6a3a68ca-9b54-48d4-861f-293ac6cc6152 | 1 | PPA | ArchiveDirectories={D:\openHistorian\Archive
|  |  | 1678ee7e-1c1c-41d7-bf93-6df34df61bf8 | 1 | PPA | ArchiveDirectories={D:\openHistorian\Archive
|  |  | a2c9381e-9e5f-4ec7-8b7a-ca152c0cdfab | 1 | PPA | ArchiveDirectories={D:\openHistorian\Archive
|  |  | c705c6e4-9913-4f81-b49a-f405c4ac3d8e | 1 | PPA | ArchiveDirectories={D:\openHistorian\Archive
|  |  | f62bc254-db97-4176-b954-64d2b33007e4 | 1 | PPA | ArchiveDirectories={D:\openHistorian\Archive
|  |  | f771f28d-1468-4ba1-8ed9-c4af3b0f9271 | 1 | PPA | ArchiveDirectories={D:\openHistorian\Archive
|  |  | 41502f8b-9201-42cc-9939-6823971b8e75 | 1 | PPA | ArchiveDirectories={D:\openHistorian\Archive
|  |  | e97ffb97-8be6-4e82-8a2d-f6dc5cac69c0 | 1 | PPA | ArchiveDirectories={D:\openHistorian\Archive
|  |  | 13408198-dba9-49d9-936b-9f4a25771fe4 | 1 | PPA | ArchiveDirectories={D:\openHistorian\Archive
|  |  | c804fefc-478d-417e-bb2e-142266e9ce6c | 1 | PPA | ArchiveDirectories={D:\openHistorian\Archive
|  |  | 702cdaf5-1b23-4240-8842-b364ad4469f6 | 1 | PPA | ArchiveDirectories={D:\openHistorian\Archive
|  |  | 933e9ae1-3d47-456e-8c70-d7c756ae99df | 1 | PPA | ArchiveDirectories={D:\openHistorian\Archive
|  |  | f5c5bc7b-bb71-48a8-b008-07d3cbd721da | 1 | PPA | ArchiveDirectories={D:\openHistorian\Archive
|  |  | 9c4d8dec-7510-4fc1-bd92-5bcf9abf9c02 | 2 | STAT |  | 10867 | ONS_LOCAL$ALUXG_500_PM_01!PMU:ST1 |  |  | 8736f6c7-ad41-4b43-b4f6-e684e0d4ad20 |  |  | 30 | [8 empty] | 11 | [5 empty] | LOCAL$ALUXG_500_PM_01!PMU-ST1 | 0.0 | 1.0 | Device statistic for Number of data quality errors reported by device during last reporting interval. | 0 | 1 | 1 |  | Any | STAT | Statistic | ST |  |  | STAT:10867 | 2021-08-24 16:41
|  |  | 472e1435-26cd-4c1e-8eb4-1bca76c739b8 | 2 | STAT |  | 10868 | ONS_LOCAL$ALUXG_500_PM_01!PMU:ST2 |  |  | 8736f6c7-ad41-4b43-b4f6-e684e0d4ad20 |  |  | 30 | [8 empty] | 11 | [5 empty] | LOCAL$ALUXG_500_PM_01!PMU-ST2 | 0.0 | 1.0 | Device statistic for Number of time quality errors reported by device during last reporting interval. | 0 | 1 | 1 |  | Any | STAT | Statistic | ST |  |  | STAT:10868 | 2021-08-24 16:41
|  |  | 86a8af4c-13da-41c2-9902-92959c71d70c | 2 | STAT |  | 10869 | ONS_LOCAL$ALUXG_500_PM_01!PMU:ST3 |  |  | 8736f6c7-ad41-4b43-b4f6-e684e0d4ad20 |  |  | 30 | [8 empty] | 11 | [5 empty] | LOCAL$ALUXG_500_PM_01!PMU-ST3 | 0.0 | 1.0 | Device statistic for Number of device errors reported by device during last reporting interval. | 0 | 1 | 1 |  | Any | STAT | Statistic | ST |  |  | STAT:10869 | 2021-08-24 16:41
|  |  | e53dd433-47a1-4d60-8e3e-05ad4f442f5a | 2 | STAT |  | 10870 | ONS_LOCAL$ALUXG_500_PM_01!PMU:ST4 |  |  | 8736f6c7-ad41-4b43-b4f6-e684e0d4ad20 |  |  | 30 | [8 empty] | 11 | [5 empty] | LOCAL$ALUXG_500_PM_01!PMU-ST4 | 0.0 | 1.0 | Device statistic for Number of measurements received from device during last reporting interval. | 0 | 1 | 1 |  | Any | STAT | Statistic | ST |  |  | STAT:10870 | 2021-08-24 16:41
|  |  | 85a372db-415a-4b25-a1fe-556794cc00c1 | 2 | STAT |  | 10871 | ONS_LOCAL$ALUXG_500_PM_01!PMU:ST5 |  |  | 8736f6c7-ad41-4b43-b4f6-e684e0d4ad20 |  |  | 30 | [8 empty] | 11 | [5 empty] | LOCAL$ALUXG_500_PM_01!PMU-ST5 | 0.0 | 1.0 | Device statistic for Expected number of measurements received from device during last reporting interval. | 0 | 1 | 1 |  | Any | STAT | Statistic | ST |  |  | STAT:10871 | 2021-08-24 16:41
|  |  | eabb4a76-1145-4d0a-90e2-f90bef23c23c | 2 | STAT |  | 10872 | ONS_LOCAL$ALUXG_500_PM_01!PMU:ST6 |  |  | 8736f6c7-ad41-4b43-b4f6-e684e0d4ad20 |  |  | 30 | [8 empty] | 11 | [5 empty] | LOCAL$ALUXG_500_PM_01!PMU-ST6 | 0.0 | 1.0 | Device statistic for Number of measurements received while device was reporting errors during last reporting interval. | 0 | 1 | 1 |  | Any | STAT | Statistic | ST |  |  | STAT:10872 | 2021-08-24 16:41
|  |  | 83a191be-b490-49ad-b879-1c2a6ca61fe1 | 2 | STAT |  | 10873 | ONS_LOCAL$ALUXG_500_PM_01!PMU:ST7 |  |  | 8736f6c7-ad41-4b43-b4f6-e684e0d4ad20 |  |  | 30 | [8 empty] | 11 | [5 empty] | LOCAL$ALUXG_500_PM_01!PMU-ST7 | 0.0 | 1.0 | Device statistic for Number of defined measurements (per frame) from device during last reporting interval. | 0 | 1 | 1 |  | Any | STAT | Statistic | ST |  |  | STAT:10873 | 2021-08-24 16:41
|  |  | 77d0d417-2ea0-4a25-a08f-8b512b12dc4f | 2 | STAT |  | 10874 | ONS_LOCAL$BAPAQ_500_PM_01!PMU:ST1 |  |  | 8736f6c7-ad41-4b43-b4f6-e684e0d4ad20 |  |  | 30 | [8 empty] | 11 | [5 empty] | LOCAL$BAPAQ_500_PM_01!PMU-ST1 | 0.0 | 1.0 | Device statistic for Number of data quality errors reported by device during last reporting interval. | 0 | 1 | 1 |  | Any | STAT | Statistic | ST |  |  | STAT:10874 | 2021-08-24 16:41
|  |  | a1c349b6-8ffc-4a65-8fc0-fe1bf373ed89 | 2 | STAT |  | 10875 | ONS_LOCAL$BAPAQ_500_PM_01!PMU:ST2 |  |  | 8736f6c7-ad41-4b43-b4f6-e684e0d4ad20 |  |  | 30 | [8 empty] | 11 | [5 empty] | LOCAL$BAPAQ_500_PM_01!PMU-ST2 | 0.0 | 1.0 | Device statistic for Number of time quality errors reported by device during last reporting interval. | 0 | 1 | 1 |  | Any | STAT | Statistic | ST |  |  | STAT:10875 | 2021-08-24 16:41
|  |  | 6deedf9f-e055-4219-9d6e-fa8207501658 | 2 | STAT |  | 10876 | ONS_LOCAL$BAPAQ_500_PM_01!PMU:ST3 |  |  | 8736f6c7-ad41-4b43-b4f6-e684e0d4ad20 |  |  | 30 | [8 empty] | 11 | [5 empty] | LOCAL$BAPAQ_500_PM_01!PMU-ST3 | 0.0 | 1.0 | Device statistic for Number of device errors reported by device during last reporting interval. | 0 | 1 | 1 |  | Any | STAT | Statistic | ST |  |  | STAT:10876 | 2021-08-24 16:41
|  |  | d57cc29f-10ab-4691-8b0c-3bd70e74d493 | 2 | STAT |  | 10877 | ONS_LOCAL$BAPAQ_500_PM_01!PMU:ST4 |  |  | 8736f6c7-ad41-4b43-b4f6-e684e0d4ad20 |  |  | 30 | [8 empty] | 11 | [5 empty] | LOCAL$BAPAQ_500_PM_01!PMU-ST4 | 0.0 | 1.0 | Device statistic for Number of measurements received from device during last reporting interval. | 0 | 1 | 1 |  | Any | STAT | Statistic | ST |  |  | STAT:10877 | 2021-08-24 16:41
|  |  | 8560c506-b406-44dd-a1b9-05213382bedb | 2 | STAT |  | 10878 | ONS_LOCAL$BAPAQ_500_PM_01!PMU:ST5 |  |  | 8736f6c7-ad41-4b43-b4f6-e684e0d4ad20 |  |  | 30 | [8 empty] | 11 | [5 empty] | LOCAL$BAPAQ_500_PM_01!PMU-ST5 | 0.0 | 1.0 | Device statistic for Expected number of measurements received from device during last reporting interval. | 0 | 1 | 1 |  | Any | STAT | Statistic | ST |  |  | STAT:10878 | 2021-08-24 16:41
|  |  | e9d97ed8-0dbd-4120-8fc9-3a41700512b6 | 2 | STAT |  | 10879 | ONS_LOCAL$BAPAQ_500_PM_01!PMU:ST6 |  |  | 8736f6c7-ad41-4b43-b4f6-e684e0d4ad20 |  |  | 30 | [8 empty] | 11 | [5 empty] | LOCAL$BAPAQ_500_PM_01!PMU-ST6 | 0.0 | 1.0 | Device statistic for Number of measurements received while device was reporting errors during last reporting interval. | 0 | 1 | 1 |  | Any | STAT | Statistic | ST |  |  | STAT:10879 | 2021-08-24 16:41
|  |  | d372b6c5-e550-44d1-9ccd-1da26595dec4 | 2 | STAT |  | 10880 | ONS_LOCAL$BAPAQ_500_PM_01!PMU:ST7 |  |  | 8736f6c7-ad41-4b43-b4f6-e684e0d4ad20 |  |  | 30 | [8 empty] | 11 | [5 empty] | LOCAL$BAPAQ_500_PM_01!PMU-ST7 | 0.0 | 1.0 | Device statistic for Number of defined measurements (per frame) from device during last reporting interval. | 0 | 1 | 1 |  | Any | STAT | Statistic | ST |  |  | STAT:10880 | 2021-08-24 16:41
|  |  | 1e98e2e3-d3d4-4d99-9b74-28e5b34b2d7b | 2 | STAT |  | 10881 | ONS_LOCAL$PEULG_500_PM_02!PMU:ST1 |  |  | 8736f6c7-ad41-4b43-b4f6-e684e0d4ad20 |  |  | 30 | [8 empty] | 11 | [5 empty] | LOCAL$PEULG_500_PM_02!PMU-ST1 | 0.0 | 1.0 | Device statistic for Number of data quality errors reported by device during last reporting interval. | 0 | 1 | 1 |  | Any | STAT | Statistic | ST |  |  | STAT:10881 | 2021-08-24 16:41
|  |  | 84c344bf-c5cd-475f-9432-b08901123782 | 2 | STAT |  | 10882 | ONS_LOCAL$PEULG_500_PM_02!PMU:ST2 |  |  | 8736f6c7-ad41-4b43-b4f6-e684e0d4ad20 |  |  | 30 | [8 empty] | 11 | [5 empty] | LOCAL$PEULG_500_PM_02!PMU-ST2 | 0.0 | 1.0 | Device statistic for Number of time quality errors reported by device during last reporting interval. | 0 | 1 | 1 |  | Any | STAT | Statistic | ST |  |  | STAT:10882 | 2021-08-24 16:41
|  |  | e5621e3f-f99d-44a9-98af-12436229ae89 | 2 | STAT |  | 10883 | ONS_LOCAL$PEULG_500_PM_02!PMU:ST3 |  |  | 8736f6c7-ad41-4b43-b4f6-e684e0d4ad20 |  |  | 30 | [8 empty] | 11 | [5 empty] | LOCAL$PEULG_500_PM_02!PMU-ST3 | 0.0 | 1.0 | Device statistic for Number of device errors reported by device during last reporting interval. | 0 | 1 | 1 |  | Any | STAT | Statistic | ST |  |  | STAT:10883 | 2021-08-24 16:41
|  |  | f9026b6b-322b-42ba-8b38-b648d524ca1f | 2 | STAT |  | 10884 | ONS_LOCAL$PEULG_500_PM_02!PMU:ST4 |  |  | 8736f6c7-ad41-4b43-b4f6-e684e0d4ad20 |  |  | 30 | [8 empty] | 11 | [5 empty] | LOCAL$PEULG_500_PM_02!PMU-ST4 | 0.0 | 1.0 | Device statistic for Number of measurements received from device during last reporting interval. | 0 | 1 | 1 |  | Any | STAT | Statistic | ST |  |  | STAT:10884 | 2021-08-24 16:41
|  |  | 560866dd-f2bd-484b-8f51-10103fa6c349 | 2 | STAT |  | 10885 | ONS_LOCAL$PEULG_500_PM_02!PMU:ST5 |  |  | 8736f6c7-ad41-4b43-b4f6-e684e0d4ad20 |  |  | 30 | [8 empty] | 11 | [5 empty] | LOCAL$PEULG_500_PM_02!PMU-ST5 | 0.0 | 1.0 | Device statistic for Expected number of measurements received from device during last reporting interval. | 0 | 1 | 1 |  | Any | STAT | Statistic | ST |  |  | STAT:10885 | 2021-08-24 16:41
|  |  | b2ce07f6-692e-498b-bcbf-62fe9511e642 | 2 | STAT |  | 10886 | ONS_LOCAL$PEULG_500_PM_02!PMU:ST6 |  |  | 8736f6c7-ad41-4b43-b4f6-e684e0d4ad20 |  |  | 30 | [8 empty] | 11 | [5 empty] | LOCAL$PEULG_500_PM_02!PMU-ST6 | 0.0 | 1.0 | Device statistic for Number of measurements received while device was reporting errors during last reporting interval. | 0 | 1 | 1 |  | Any | STAT | Statistic | ST |  |  | STAT:10886 | 2021-08-24 16:41
|  |  | a9a6a57a-5a07-414c-97a4-13c9982bf608 | 2 | STAT |  | 10887 | ONS_LOCAL$PEULG_500_PM_02!PMU:ST7 |  |  | 8736f6c7-ad41-4b43-b4f6-e684e0d4ad20 |  |  | 30 | [8 empty] | 11 | [5 empty] | LOCAL$PEULG_500_PM_02!PMU-ST7 | 0.0 | 1.0 | Device statistic for Number of defined measurements (per frame) from device during last reporting interval. | 0 | 1 | 1 |  | Any | STAT | Statistic | ST |  |  | STAT:10887 | 2021-08-24 16:41
|  |  | 4ed69477-0a92-4241-9853-7efaf6a89b40 | 2 | STAT |  | 10888 | ONS_LOCAL$SEJDM_500_PM_01!PMU:ST1 |  |  | 8736f6c7-ad41-4b43-b4f6-e684e0d4ad20 |  |  | 30 | [8 empty] | 11 | [5 empty] | LOCAL$SEJDM_500_PM_01!PMU-ST1 | 0.0 | 1.0 | Device statistic for Number of data quality errors reported by device during last reporting interval. | 0 | 1 | 1 |  | Any | STAT | Statistic | ST |  |  | STAT:10888 | 2021-08-24 16:41
|  |  | 4f270075-e5b9-46f7-88ab-66994fd6c28f | 2 | STAT |  | 10889 | ONS_LOCAL$SEJDM_500_PM_01!PMU:ST2 |  |  | 8736f6c7-ad41-4b43-b4f6-e684e0d4ad20 |  |  | 30 | [8 empty] | 11 | [5 empty] | LOCAL$SEJDM_500_PM_01!PMU-ST2 | 0.0 | 1.0 | Device statistic for Number of time quality errors reported by device during last reporting interval. | 0 | 1 | 1 |  | Any | STAT | Statistic | ST |  |  | STAT:10889 | 2021-08-24 16:41
|  |  | a1392d1e-dc81-4d1e-b0b2-4bdf5a54dd06 | 2 | STAT |  | 10890 | ONS_LOCAL$SEJDM_500_PM_01!PMU:ST3 |  |  | 8736f6c7-ad41-4b43-b4f6-e684e0d4ad20 |  |  | 30 | [8 empty] | 11 | [5 empty] | LOCAL$SEJDM_500_PM_01!PMU-ST3 | 0.0 | 1.0 | Device statistic for Number of device errors reported by device during last reporting interval. | 0 | 1 | 1 |  | Any | STAT | Statistic | ST |  |  | STAT:10890 | 2021-08-24 16:41
|  |  | ea9a23c8-47be-464e-a247-1d692c4afed6 | 2 | STAT |  | 10891 | ONS_LOCAL$SEJDM_500_PM_01!PMU:ST4 |  |  | 8736f6c7-ad41-4b43-b4f6-e684e0d4ad20 |  |  | 30 | [8 empty] | 11 | [5 empty] | LOCAL$SEJDM_500_PM_01!PMU-ST4 | 0.0 | 1.0 | Device statistic for Number of measurements received from device during last reporting interval. | 0 | 1 | 1 |  | Any | STAT | Statistic | ST |  |  | STAT:10891 | 2021-08-24 16:41
|  |  | 563b2e0e-9f17-49f6-966f-69b034693a05 | 2 | STAT |  | 10892 | ONS_LOCAL$SEJDM_500_PM_01!PMU:ST5 |  |  | 8736f6c7-ad41-4b43-b4f6-e684e0d4ad20 |  |  | 30 | [8 empty] | 11 | [5 empty] | LOCAL$SEJDM_500_PM_01!PMU-ST5 | 0.0 | 1.0 | Device statistic for Expected number of measurements received from device during last reporting interval. | 0 | 1 | 1 |  | Any | STAT | Statistic | ST |  |  | STAT:10892 | 2021-08-24 16:41
|  |  | 44c62e79-3262-403a-8403-66a1c3cc8b53 | 2 | STAT |  | 10893 | ONS_LOCAL$SEJDM_500_PM_01!PMU:ST6 |  |  | 8736f6c7-ad41-4b43-b4f6-e684e0d4ad20 |  |  | 30 | [8 empty] | 11 | [5 empty] | LOCAL$SEJDM_500_PM_01!PMU-ST6 | 0.0 | 1.0 | Device statistic for Number of measurements received while device was reporting errors during last reporting interval. | 0 | 1 | 1 |  | Any | STAT | Statistic | ST |  |  | STAT:10893 | 2021-08-24 16:41
|  |  | f6fdafb6-3dc0-43fb-9e33-8fafceb91255 | 2 | STAT |  | 10894 | ONS_LOCAL$SEJDM_500_PM_01!PMU:ST7 |  |  | 8736f6c7-ad41-4b43-b4f6-e684e0d4ad20 |  |  | 30 | [8 empty] | 11 | [5 empty] | LOCAL$SEJDM_500_PM_01!PMU-ST7 | 0.0 | 1.0 | Device statistic for Number of defined measurements (per frame) from device during last reporting interval. | 0 | 1 | 1 |  | Any | STAT | Statistic | ST |  |  | STAT:10894 | 2021-08-24 16:41
|  |  | a8aa6837-9fac-4566-8d82-bab2e35e1629 | 1 | PPA | ArchiveDirectories={D:\openHistorian\Archive
|  |  | f4367867-5c8a-4aa9-8271-0c01b0f9478d | 1 | PPA | ArchiveDirectories={D:\openHistorian\Archive
|  |  | b6a2dbdb-38a2-4d24-ae42-30d34ec6b278 | 1 | PPA | ArchiveDirectories={D:\openHistorian\Archive
|  |  | c4eb3049-c683-45db-9c9d-8a41cab8b3a5 | 1 | PPA | ArchiveDirectories={D:\openHistorian\Archive
|  |  | 8cbc17d6-78a6-4056-a675-a9bb6440674f | 1 | PPA | ArchiveDirectories={D:\openHistorian\Archive
|  |  | 6362cb8d-f110-4872-802e-3bf4c5f54ba2 | 1 | PPA | ArchiveDirectories={D:\openHistorian\Archive
|  |  | d174e29b-cf27-4a96-a2e1-50b51646941f | 1 | PPA | ArchiveDirectories={D:\openHistorian\Archive
|  |  | 150a9773-f3f1-40bc-8134-124d12438f08 | 1 | PPA | ArchiveDirectories={D:\openHistorian\Archive
|  |  | 74f72592-3091-41d0-8590-5a839af38026 | 1 | PPA | ArchiveDirectories={D:\openHistorian\Archive
|  |  | 297ac1f9-9c1c-4fa5-9359-b53fb35583c8 | 1 | PPA | ArchiveDirectories={D:\openHistorian\Archive
|  |  | 9b1d3cdf-5364-44fe-987a-85e33687ab08 | 1 | PPA | ArchiveDirectories={D:\openHistorian\Archive
|  |  | 1ddd3add-e385-48e2-b8bb-7e3e18d597e3 | 1 | PPA | ArchiveDirectories={D:\openHistorian\Archive
|  |  | 714b1a50-3bb4-44d4-a29a-1a76ba9ed584 | 1 | PPA | ArchiveDirectories={D:\openHistorian\Archive
|  |  | 6523ee2c-3c42-491d-9568-6c5ab72b1fa0 | 1 | PPA | ArchiveDirectories={D:\openHistorian\Archive
|  |  | 4c36ec25-3e5a-44af-9bb5-283c83407b99 | 1 | PPA | ArchiveDirectories={D:\openHistorian\Archive
|  |  | 9ad30ab4-f79a-4c69-9cf5-6b6ec79da7b5 | 1 | PPA | ArchiveDirectories={D:\openHistorian\Archive
|  |  | 97345ebb-7812-425a-ad5e-77cc4d6c47b9 | 1 | PPA | ArchiveDirectories={D:\openHistorian\Archive
|  |  | 6975b616-44d1-4931-b435-7fa4862c4b57 | 1 | PPA | ArchiveDirectories={D:\openHistorian\Archive
|  |  | f419c490-4f70-4748-95c9-a28ce0f1069c | 1 | PPA | ArchiveDirectories={D:\openHistorian\Archive
|  |  | d789e50e-46f7-424c-b0fe-5e8b69fa638c | 1 | PPA | ArchiveDirectories={D:\openHistorian\Archive
|  |  | 33a4a3a2-cfff-42ec-8834-0b35e16b9a00 | 1 | PPA | ArchiveDirectories={D:\openHistorian\Archive
|  |  | 6e60a46b-09a5-43e4-991f-8a251395124e | 1 | PPA | ArchiveDirectories={D:\openHistorian\Archive
|  |  | 40dc04de-5063-4c36-87de-bbe9ae240644 | 1 | PPA | ArchiveDirectories={D:\openHistorian\Archive
|  |  | dcf90eb9-ae56-4953-8a5e-8fe820c0dab3 | 1 | PPA | ArchiveDirectories={D:\openHistorian\Archive
|  |  | 670021bf-5d62-403e-b082-7faa8b9eee6f | 1 | PPA | ArchiveDirectories={D:\openHistorian\Archive
|  |  | c04320e6-e829-468f-ac62-b3655959ae43 | 1 | PPA | ArchiveDirectories={D:\openHistorian\Archive
|  |  | 45552fa3-21f1-4781-a630-1ffb6c922a4c | 1 | PPA | ArchiveDirectories={D:\openHistorian\Archive
|  |  | 36a200ff-4cdb-49e8-8c74-de231bf96962 | 1 | PPA | ArchiveDirectories={D:\openHistorian\Archive
|  |  | 6cee5fdc-e82f-499d-be09-7a3d073d9884 | 1 | PPA | ArchiveDirectories={D:\openHistorian\Archive
|  |  | 5a71debe-0c2f-4e33-8326-af7e7c766422 | 1 | PPA | ArchiveDirectories={D:\openHistorian\Archive
|  |  | 4b134936-586b-4231-b5b0-ddada9f28d8a | 1 | PPA | ArchiveDirectories={D:\openHistorian\Archive
|  |  | 2d45ce36-3280-4eee-a4b3-e20ca07d6d69 | 1 | PPA | ArchiveDirectories={D:\openHistorian\Archive
|  |  | f7eb6cbd-9b40-4dc6-b768-49c3ca6e3f6c | 1 | PPA | ArchiveDirectories={D:\openHistorian\Archive
|  |  | 24fe7134-9da3-4d48-ba3b-095247e8692e | 1 | PPA | ArchiveDirectories={D:\openHistorian\Archive
|  |  | 39536f8b-fc36-4ccc-a0a4-3e1f6367ddab | 1 | PPA | ArchiveDirectories={D:\openHistorian\Archive
|  |  | b0f55793-efc0-40ca-a5c6-3e29c0ac09bd | 1 | PPA | ArchiveDirectories={D:\openHistorian\Archive
|  |  | 589e3d71-af37-4662-9c2e-f607233e653e | 1 | PPA | ArchiveDirectories={D:\openHistorian\Archive
|  |  | 019c6336-61a2-4b70-a281-0743de81a869 | 2 | STAT |  | 10932 | ONS_LOCAL$ESSRNS_345_PM_06!PMU:ST1 |  |  | 8736f6c7-ad41-4b43-b4f6-e684e0d4ad20 |  |  | 30 | [8 empty] | 11 | [5 empty] | LOCAL$ESSRNS_345_PM_06!PMU-ST1 | 0.0 | 1.0 | Device statistic for Number of data quality errors reported by device during last reporting interval. | 0 | 1 | 1 |  | Any | STAT | Statistic | ST |  |  | STAT:10932 | 2021-08-24 16:43
|  |  | f46d4315-4432-42b5-9bfd-52ce66b2349f | 2 | STAT |  | 10933 | ONS_LOCAL$ESSRNS_345_PM_06!PMU:ST2 |  |  | 8736f6c7-ad41-4b43-b4f6-e684e0d4ad20 |  |  | 30 | [8 empty] | 11 | [5 empty] | LOCAL$ESSRNS_345_PM_06!PMU-ST2 | 0.0 | 1.0 | Device statistic for Number of time quality errors reported by device during last reporting interval. | 0 | 1 | 1 |  | Any | STAT | Statistic | ST |  |  | STAT:10933 | 2021-08-24 16:43
|  |  | 062645ff-e856-456b-b91f-008b324ca0a4 | 2 | STAT |  | 10934 | ONS_LOCAL$ESSRNS_345_PM_06!PMU:ST3 |  |  | 8736f6c7-ad41-4b43-b4f6-e684e0d4ad20 |  |  | 30 | [8 empty] | 11 | [5 empty] | LOCAL$ESSRNS_345_PM_06!PMU-ST3 | 0.0 | 1.0 | Device statistic for Number of device errors reported by device during last reporting interval. | 0 | 1 | 1 |  | Any | STAT | Statistic | ST |  |  | STAT:10934 | 2021-08-24 16:43
|  |  | ea9da82b-a21e-4149-bc09-92110171fe36 | 2 | STAT |  | 10935 | ONS_LOCAL$ESSRNS_345_PM_06!PMU:ST4 |  |  | 8736f6c7-ad41-4b43-b4f6-e684e0d4ad20 |  |  | 30 | [8 empty] | 11 | [5 empty] | LOCAL$ESSRNS_345_PM_06!PMU-ST4 | 0.0 | 1.0 | Device statistic for Number of measurements received from device during last reporting interval. | 0 | 1 | 1 |  | Any | STAT | Statistic | ST |  |  | STAT:10935 | 2021-08-24 16:43
|  |  | 43bfada5-8f17-4bc6-af19-5eb347115d3f | 2 | STAT |  | 10936 | ONS_LOCAL$ESSRNS_345_PM_06!PMU:ST5 |  |  | 8736f6c7-ad41-4b43-b4f6-e684e0d4ad20 |  |  | 30 | [8 empty] | 11 | [5 empty] | LOCAL$ESSRNS_345_PM_06!PMU-ST5 | 0.0 | 1.0 | Device statistic for Expected number of measurements received from device during last reporting interval. | 0 | 1 | 1 |  | Any | STAT | Statistic | ST |  |  | STAT:10936 | 2021-08-24 16:43
|  |  | 50abefc6-a60a-4d7b-8044-aa273fd31946 | 2 | STAT |  | 10937 | ONS_LOCAL$ESSRNS_345_PM_06!PMU:ST6 |  |  | 8736f6c7-ad41-4b43-b4f6-e684e0d4ad20 |  |  | 30 | [8 empty] | 11 | [5 empty] | LOCAL$ESSRNS_345_PM_06!PMU-ST6 | 0.0 | 1.0 | Device statistic for Number of measurements received while device was reporting errors during last reporting interval. | 0 | 1 | 1 |  | Any | STAT | Statistic | ST |  |  | STAT:10937 | 2021-08-24 16:43
|  |  | 3d8e8b97-bdc0-4139-8413-d2e883857af7 | 2 | STAT |  | 10938 | ONS_LOCAL$ESSRNS_345_PM_06!PMU:ST7 |  |  | 8736f6c7-ad41-4b43-b4f6-e684e0d4ad20 |  |  | 30 | [8 empty] | 11 | [5 empty] | LOCAL$ESSRNS_345_PM_06!PMU-ST7 | 0.0 | 1.0 | Device statistic for Number of defined measurements (per frame) from device during last reporting interval. | 0 | 1 | 1 |  | Any | STAT | Statistic | ST |  |  | STAT:10938 | 2021-08-24 16:43
|  |  | e5e6d48f-9c12-45ee-bf4b-088662423bdb | 1 | PPA | ArchiveDirectories={D:\openHistorian\Archive
|  |  | 1df56525-0a3d-4f58-afb3-a4b2ded3833d | 1 | PPA | ArchiveDirectories={D:\openHistorian\Archive
|  |  | 61224f9f-4900-4dcb-9137-44e4e1df5535 | 1 | PPA | ArchiveDirectories={D:\openHistorian\Archive
|  |  | a60f28bb-ef1a-4a56-b9d3-8df210bdda93 | 1 | PPA | ArchiveDirectories={D:\openHistorian\Archive
|  |  | e27171e2-5428-4f2f-a707-a52def073b87 | 1 | PPA | ArchiveDirectories={D:\openHistorian\Archive
|  |  | bad042d2-85e2-47c7-94b2-d2326555f532 | 1 | PPA | ArchiveDirectories={D:\openHistorian\Archive
|  |  | a7f1cab5-a21c-42c5-90d0-b788f3299011 | 1 | PPA | ArchiveDirectories={D:\openHistorian\Archive
|  |  | 5bcbf38c-f04e-49dd-b262-f1d0c5338a7a | 1 | PPA | ArchiveDirectories={D:\openHistorian\Archive
|  |  | d9f21a1a-3b34-43ba-b53e-f6e2bec21dae | 1 | PPA | ArchiveDirectories={D:\openHistorian\Archive
|  |  | d7ac1c51-3347-4ad0-af44-ebe234ab5d1a | 1 | PPA | ArchiveDirectories={D:\openHistorian\Archive
|  |  | 89f3d7d0-254e-4321-9bf6-e23768462799 | 1 | PPA | ArchiveDirectories={D:\openHistorian\Archive
|  |  | 665f1bf7-cd8e-4eb7-990b-219eeff65696 | 1 | PPA | ArchiveDirectories={D:\openHistorian\Archive
|  |  | 55fd7584-6387-403a-b6c4-f449de80ca0d | 1 | PPA | ArchiveDirectories={D:\openHistorian\Archive
|  |  | c668ca82-e7dc-4a34-b213-96e848fdb218 | 1 | PPA | ArchiveDirectories={D:\openHistorian\Archive
|  |  | bd35011b-bb69-494f-92c9-ee44ddede334 | 1 | PPA | ArchiveDirectories={D:\openHistorian\Archive
|  |  | 5a0b5d90-daff-4485-913b-ab6de0b0b61a | 1 | PPA | ArchiveDirectories={D:\openHistorian\Archive
|  |  | e6e8f7be-94ac-41ad-bc32-d6ab96a9bd91 | 1 | PPA | ArchiveDirectories={D:\openHistorian\Archive
|  |  | a46a7feb-6e21-4259-8829-da177e4d4476 | 1 | PPA | ArchiveDirectories={D:\openHistorian\Archive
|  |  | 82d840f2-5da1-4753-853c-cc579c09e85c | 1 | PPA | ArchiveDirectories={D:\openHistorian\Archive
|  |  | 9388a030-b052-4c6a-a99a-680bfe153269 | 1 | PPA | ArchiveDirectories={D:\openHistorian\Archive
|  |  | d0a14559-a9bf-4496-8ca6-b6855cb1d91f | 1 | PPA | ArchiveDirectories={D:\openHistorian\Archive
|  |  | a448a4d2-f104-4ec5-be45-33ce30523ef1 | 1 | PPA | ArchiveDirectories={D:\openHistorian\Archive
|  |  | 55f2fc27-dd3a-446b-bf19-5fc2c8dce38d | 1 | PPA | ArchiveDirectories={D:\openHistorian\Archive
|  |  | ead9782b-dad4-4220-aee3-3ef17bc5a9ed | 1 | PPA | ArchiveDirectories={D:\openHistorian\Archive
|  |  | 8c2e4e48-a3d3-4ee8-9acf-af9b64235f63 | 1 | PPA | ArchiveDirectories={D:\openHistorian\Archive
|  |  | c8f0664a-6c8d-4b2d-a232-2ef765ccc239 | 1 | PPA | ArchiveDirectories={D:\openHistorian\Archive
|  |  | f76c7492-58c9-4a67-9eac-60d06c661c73 | 1 | PPA | ArchiveDirectories={D:\openHistorian\Archive
|  |  | c9a5ed7c-df99-4dbe-95cb-c997ce85a2be | 1 | PPA | ArchiveDirectories={D:\openHistorian\Archive
|  |  | 0a6af62c-ac44-4630-83ff-d6e702929aa0 | 1 | PPA | ArchiveDirectories={D:\openHistorian\Archive
|  |  | 970e5680-c75b-4232-b646-b0d05d6cce61 | 1 | PPA | ArchiveDirectories={D:\openHistorian\Archive
|  |  | 6b6c7611-a543-4277-a0b7-bce40d997ca5 | 1 | PPA | ArchiveDirectories={D:\openHistorian\Archive
|  |  | 05c66594-800f-431d-8a15-5e96e38452d7 | 1 | PPA | ArchiveDirectories={D:\openHistorian\Archive
|  |  | c1fe2885-8b98-4840-91e6-b11c429aef99 | 1 | PPA | ArchiveDirectories={D:\openHistorian\Archive
|  |  | e6ded264-2d39-4d91-a99f-ed9f41f4599c | 1 | PPA | ArchiveDirectories={D:\openHistorian\Archive
|  |  | b554ee50-223c-4443-903c-8bb4d5675123 | 1 | PPA | ArchiveDirectories={D:\openHistorian\Archive
|  |  | 5f24f7a9-84fc-4993-b901-ab3168b8d6c8 | 1 | PPA | ArchiveDirectories={D:\openHistorian\Archive
|  |  | 19928b9b-456b-490f-b3e7-bf6e5ac95d3e | 1 | PPA | ArchiveDirectories={D:\openHistorian\Archive
|  |  | 035d3746-17b6-412f-a099-3abf319cf79e | 1 | PPA | ArchiveDirectories={D:\openHistorian\Archive
|  |  | 1a0898c4-578c-43bc-983b-534919330248 | 1 | PPA | ArchiveDirectories={D:\openHistorian\Archive
|  |  | cb6752b9-2c3b-41ad-92b0-7ab41731892a | 1 | PPA | ArchiveDirectories={D:\openHistorian\Archive
|  |  | 31ef4b73-7162-4f71-b986-0a83337e6e48 | 1 | PPA | ArchiveDirectories={D:\openHistorian\Archive
|  |  | 5ec2ae40-9df0-444d-8994-a06304d74233 | 1 | PPA | ArchiveDirectories={D:\openHistorian\Archive
|  |  | 09388b81-81f9-4798-8670-6b16359cca28 | 1 | PPA | ArchiveDirectories={D:\openHistorian\Archive
|  |  | c1dad4dd-9743-4344-9b87-817cbc80ded5 | 1 | PPA | ArchiveDirectories={D:\openHistorian\Archive
|  |  | 5e79b8a8-fa66-4c85-b44b-64de32d7242c | 1 | PPA | ArchiveDirectories={D:\openHistorian\Archive
|  |  | 8f81fe4c-173c-412c-ab87-027c736284ae | 1 | PPA | ArchiveDirectories={D:\openHistorian\Archive
|  |  | 12e85ad6-6347-45dc-9337-3650f91231d6 | 1 | PPA | ArchiveDirectories={D:\openHistorian\Archive
|  |  | a0094d27-2571-4e27-b7e6-a71f1f47def8 | 1 | PPA | ArchiveDirectories={D:\openHistorian\Archive
|  |  | c622603b-4d9f-4659-b573-64bf854dea59 | 1 | PPA | ArchiveDirectories={D:\openHistorian\Archive
|  |  | 06347bd9-bf1f-4413-ab2c-d7493686eb53 | 1 | PPA | ArchiveDirectories={D:\openHistorian\Archive
|  |  | dea9fd0d-49a4-45f7-ae82-2eea604824b0 | 1 | PPA | ArchiveDirectories={D:\openHistorian\Archive
|  |  | 57d6de01-891a-4c9b-8b69-cef966f7ba6d | 1 | PPA | ArchiveDirectories={D:\openHistorian\Archive
|  |  | 40b69665-48f7-4252-8783-037539aadc0f | 1 | PPA | ArchiveDirectories={D:\openHistorian\Archive
|  |  | 2ae5ad70-cf18-49c1-a5af-4d81871effa3 | 1 | PPA | ArchiveDirectories={D:\openHistorian\Archive
|  |  | 712c45d6-d4f6-4730-9ccc-d93a524a340a | 1 | PPA | ArchiveDirectories={D:\openHistorian\Archive
|  |  | a5d85b1b-e979-4be8-a3fe-61e9b10fa045 | 1 | PPA | ArchiveDirectories={D:\openHistorian\Archive
|  |  | eeb26691-e597-47b4-82f2-d4ecfdcce2d3 | 1 | PPA | ArchiveDirectories={D:\openHistorian\Archive
|  |  | 78610a94-edd0-4513-b873-dd607670152a | 1 | PPA | ArchiveDirectories={D:\openHistorian\Archive
|  |  | 65f12b46-f2e2-4919-8568-1e625896a2a3 | 1 | PPA | ArchiveDirectories={D:\openHistorian\Archive
|  |  | 7a6f4411-f4d3-47d5-a623-ac8c952bc173 | 1 | PPA | ArchiveDirectories={D:\openHistorian\Archive
|  |  | e7217ae7-b8d4-4661-b11d-a952945276a4 | 1 | PPA | ArchiveDirectories={D:\openHistorian\Archive
|  |  | 76b251b6-d18f-4821-82b7-07a247609f5f | 1 | PPA | ArchiveDirectories={D:\openHistorian\Archive
|  |  | 1df08ced-2047-4cfd-abe8-615cfab0134f | 1 | PPA | ArchiveDirectories={D:\openHistorian\Archive
|  |  | 6802815f-862a-4787-bc4c-31cf967bf0c3 | 1 | PPA | ArchiveDirectories={D:\openHistorian\Archive
|  |  | 1b31eb2a-0d64-43bc-8a76-a8363fda855f | 1 | PPA | ArchiveDirectories={D:\openHistorian\Archive
|  |  | 67fe52ec-447a-4cec-9aca-08ceb208e324 | 1 | PPA | ArchiveDirectories={D:\openHistorian\Archive
|  |  | 01956103-f4c4-4fd9-88aa-0093af35ec7a | 1 | PPA | ArchiveDirectories={D:\openHistorian\Archive
|  |  | ca7c505c-35ca-4bf7-8e38-069db717dcb5 | 1 | PPA | ArchiveDirectories={D:\openHistorian\Archive
|  |  | 1e1a0000-6dae-43fd-b488-5c88e8a7c295 | 1 | PPA | ArchiveDirectories={D:\openHistorian\Archive
|  |  | 4154b576-aeac-4e10-8076-163af7c1acaf | 1 | PPA | ArchiveDirectories={D:\openHistorian\Archive
|  |  | eb0bf2f8-8c16-4b5c-99db-84cdbc85667e | 1 | PPA | ArchiveDirectories={D:\openHistorian\Archive
|  |  | cd74eccc-042a-4fa6-90a7-4d4901f00d51 | 1 | PPA | ArchiveDirectories={D:\openHistorian\Archive
|  |  | b16cca2a-af7c-4566-a71b-13866fd7ba0c | 1 | PPA | ArchiveDirectories={D:\openHistorian\Archive
|  |  | 6a9f129d-9782-414a-8bc5-70a4792fdfef | 1 | PPA | ArchiveDirectories={D:\openHistorian\Archive
|  |  | eab28940-968e-455e-bac3-3fd275630678 | 1 | PPA | ArchiveDirectories={D:\openHistorian\Archive
|  |  | eaa01658-87f4-4231-bc17-2fa07ba02da0 | 1 | PPA | ArchiveDirectories={D:\openHistorian\Archive
|  |  | 4c9cf7fd-059e-421e-8534-22a38043e977 | 1 | PPA | ArchiveDirectories={D:\openHistorian\Archive
|  |  | 9b2bded4-39d7-48da-9e1d-efc4ad2867b2 | 1 | PPA | ArchiveDirectories={D:\openHistorian\Archive
|  |  | 9bab1abc-feed-491a-949c-011a8b8c1289 | 1 | PPA | ArchiveDirectories={D:\openHistorian\Archive
|  |  | d1edd871-61f1-4922-a025-1f7393acb0a3 | 1 | PPA | ArchiveDirectories={D:\openHistorian\Archive
|  |  | 6c277cd3-95d7-4e34-8476-d4446c5b1550 | 1 | PPA | ArchiveDirectories={D:\openHistorian\Archive
|  |  | 1d6d843f-81bb-4a43-9b4d-2ab6e023f814 | 1 | PPA | ArchiveDirectories={D:\openHistorian\Archive
|  |  | 9a258870-4d8f-4e50-8660-b64c39a53a0d | 1 | PPA | ArchiveDirectories={D:\openHistorian\Archive
|  |  | d5a534d0-a656-44d8-843e-ede2c5288852 | 1 | PPA | ArchiveDirectories={D:\openHistorian\Archive
|  |  | 5d8a32f3-1b94-46d1-947b-841f71473e45 | 1 | PPA | ArchiveDirectories={D:\openHistorian\Archive
|  |  | 7a0e5f51-6173-4d74-91aa-ad228a89ee4e | 1 | PPA | ArchiveDirectories={D:\openHistorian\Archive
|  |  | 70f8e34c-2d5a-4afb-b8c4-780645ef5991 | 1 | PPA | ArchiveDirectories={D:\openHistorian\Archive
|  |  | d15ae395-c235-4e01-8a4c-dc3c8ccca057 | 1 | PPA | ArchiveDirectories={D:\openHistorian\Archive
|  |  | a3cbe0ab-70f8-45a3-af8b-c10785e5db02 | 1 | PPA | ArchiveDirectories={D:\openHistorian\Archive
|  |  | f4b1d3d0-f972-4853-ad9b-989a91f3edb6 | 1 | PPA | ArchiveDirectories={D:\openHistorian\Archive
|  |  | f11aec31-8713-4ceb-a211-e3c957783c15 | 1 | PPA | ArchiveDirectories={D:\openHistorian\Archive
|  |  | b4b4cff5-7198-491f-bcda-3700f9863eaf | 1 | PPA | ArchiveDirectories={D:\openHistorian\Archive
|  |  | 1b2ecb16-3010-40df-af2e-deb82672681f | 1 | PPA | ArchiveDirectories={D:\openHistorian\Archive
|  |  | 0c640196-2644-4976-9be0-644a0b20d8ad | 1 | PPA | ArchiveDirectories={D:\openHistorian\Archive
|  |  | 8e0b045f-e4c0-45f9-b3ae-fd5dc75b1ee4 | 1 | PPA | ArchiveDirectories={D:\openHistorian\Archive
|  |  | 872f7a01-9a21-4b83-855e-e510ad193531 | 1 | PPA | ArchiveDirectories={D:\openHistorian\Archive
|  |  | 262cff9d-31a6-40b4-9098-04803a7af6ec | 1 | PPA | ArchiveDirectories={D:\openHistorian\Archive
|  |  | 7e1145ad-6037-4bef-b563-4a3163b14add | 1 | PPA | ArchiveDirectories={D:\openHistorian\Archive
|  |  | fa9ace6a-742d-47a5-810f-cb32ad3df1c6 | 1 | PPA | ArchiveDirectories={D:\openHistorian\Archive
|  |  | 4b8c30fd-0c5e-4ec2-a1b4-7986ccd00602 | 1 | PPA | ArchiveDirectories={D:\openHistorian\Archive
|  |  | 7388b474-9130-4c44-8459-ee2e90eb0ee1 | 1 | PPA | ArchiveDirectories={D:\openHistorian\Archive
|  |  | d2f7bdbe-1955-475b-80a2-de4ce65ac583 | 1 | PPA | ArchiveDirectories={D:\openHistorian\Archive
|  |  | 63b1ecfb-5b51-4fb8-8073-0ca1b7ea04ab | 1 | PPA | ArchiveDirectories={D:\openHistorian\Archive
|  |  | c07d2c8e-4de2-474b-9ac4-52e2cff57e5b | 1 | PPA | ArchiveDirectories={D:\openHistorian\Archive
|  |  | a0f5509e-7684-49e3-8b86-6347fe96935d | 1 | PPA | ArchiveDirectories={D:\openHistorian\Archive
|  |  | ebd3171b-20a0-4d16-a802-4057efaa9112 | 1 | PPA | ArchiveDirectories={D:\openHistorian\Archive
|  |  | db7ee346-f6e8-4196-8632-c36fe7002a36 | 1 | PPA | ArchiveDirectories={D:\openHistorian\Archive
|  |  | a20a8971-e86f-4e30-85b4-2707740a03a4 | 1 | PPA | ArchiveDirectories={D:\openHistorian\Archive
|  |  | 68d54ecb-e3d5-4875-b881-9ebb0bd7072a | 1 | PPA | ArchiveDirectories={D:\openHistorian\Archive
|  |  | 4939e810-6188-4abe-bbcf-61b3e8856f3f | 1 | PPA | ArchiveDirectories={D:\openHistorian\Archive
|  |  | d8de74dd-ab61-4c25-986b-616c28a45272 | 1 | PPA | ArchiveDirectories={D:\openHistorian\Archive
|  |  | 97b9e423-f6b0-41fa-b319-3332b53a0237 | 1 | PPA | ArchiveDirectories={D:\openHistorian\Archive
|  |  | 97b11a2d-c1b0-4b52-aea1-4b9ee536fecd | 1 | PPA | ArchiveDirectories={D:\openHistorian\Archive
|  |  | 7726d6ce-c4e5-405e-97c8-93cdfb501913 | 1 | PPA | ArchiveDirectories={D:\openHistorian\Archive
|  |  | 7b9975a2-7642-4c2b-9ec6-28cb1a79ad66 | 1 | PPA | ArchiveDirectories={D:\openHistorian\Archive
|  |  | 862b7e2a-baba-4944-b15b-9408c1c895f3 | 1 | PPA | ArchiveDirectories={D:\openHistorian\Archive
|  |  | 6725fbe6-0451-4755-a37a-a4ca917eca1b | 1 | PPA | ArchiveDirectories={D:\openHistorian\Archive
|  |  | 89447986-072b-4812-bc2e-dca2dd407006 | 1 | PPA | ArchiveDirectories={D:\openHistorian\Archive
|  |  | a8a2c1a5-92f9-442b-9e8d-be4b7a6ee496 | 1 | PPA | ArchiveDirectories={D:\openHistorian\Archive
|  |  | 74c2eb1f-0b29-4511-9892-30627de386fd | 1 | PPA | ArchiveDirectories={D:\openHistorian\Archive
|  |  | c029b0fb-f00b-4870-9300-1dd31257e5a1 | 1 | PPA | ArchiveDirectories={D:\openHistorian\Archive
|  |  | 8e663622-c0fb-406b-ae7e-8d4db4ac7a3e | 1 | PPA | ArchiveDirectories={D:\openHistorian\Archive
|  |  | e83dd680-2a25-44aa-a198-0e02d063b357 | 1 | PPA | ArchiveDirectories={D:\openHistorian\Archive
|  |  | 083acd12-91ec-41ad-9871-ec3cb811d255 | 1 | PPA | ArchiveDirectories={D:\openHistorian\Archive
|  |  | e0ba6fbc-3cb6-44c6-aac5-4e83de1109d7 | 1 | PPA | ArchiveDirectories={D:\openHistorian\Archive
|  |  | 4c4bb017-fbec-4bda-848e-2fb837ba26bf | 2 | STAT |  | 11064 | ONS_LOCAL$BABJD_500_PM_04!PMU:ST1 |  |  | 8736f6c7-ad41-4b43-b4f6-e684e0d4ad20 |  |  | 30 | [8 empty] | 11 | [5 empty] | LOCAL$BABJD_500_PM_04!PMU-ST1 | 0.0 | 1.0 | Device statistic for Number of data quality errors reported by device during last reporting interval. | 0 | 1 | 1 |  | Any | STAT | Statistic | ST |  |  | STAT:11064 | 2021-08-24 16:45
|  |  | 1de05feb-b7ef-4f3e-9d50-3929206f6b01 | 2 | STAT |  | 11065 | ONS_LOCAL$BABJD_500_PM_04!PMU:ST2 |  |  | 8736f6c7-ad41-4b43-b4f6-e684e0d4ad20 |  |  | 30 | [8 empty] | 11 | [5 empty] | LOCAL$BABJD_500_PM_04!PMU-ST2 | 0.0 | 1.0 | Device statistic for Number of time quality errors reported by device during last reporting interval. | 0 | 1 | 1 |  | Any | STAT | Statistic | ST |  |  | STAT:11065 | 2021-08-24 16:45
|  |  | f883fa69-b5f2-4729-a8c4-11aeb7815c17 | 2 | STAT |  | 11066 | ONS_LOCAL$BABJD_500_PM_04!PMU:ST3 |  |  | 8736f6c7-ad41-4b43-b4f6-e684e0d4ad20 |  |  | 30 | [8 empty] | 11 | [5 empty] | LOCAL$BABJD_500_PM_04!PMU-ST3 | 0.0 | 1.0 | Device statistic for Number of device errors reported by device during last reporting interval. | 0 | 1 | 1 |  | Any | STAT | Statistic | ST |  |  | STAT:11066 | 2021-08-24 16:45
|  |  | cafdca8c-a301-4b25-a0d8-8f602c2c6492 | 2 | STAT |  | 11067 | ONS_LOCAL$BABJD_500_PM_04!PMU:ST4 |  |  | 8736f6c7-ad41-4b43-b4f6-e684e0d4ad20 |  |  | 30 | [8 empty] | 11 | [5 empty] | LOCAL$BABJD_500_PM_04!PMU-ST4 | 0.0 | 1.0 | Device statistic for Number of measurements received from device during last reporting interval. | 0 | 1 | 1 |  | Any | STAT | Statistic | ST |  |  | STAT:11067 | 2021-08-24 16:45
|  |  | 36321aa2-52f0-4370-b4e5-3d731cfb7ef6 | 2 | STAT |  | 11068 | ONS_LOCAL$BABJD_500_PM_04!PMU:ST5 |  |  | 8736f6c7-ad41-4b43-b4f6-e684e0d4ad20 |  |  | 30 | [8 empty] | 11 | [5 empty] | LOCAL$BABJD_500_PM_04!PMU-ST5 | 0.0 | 1.0 | Device statistic for Expected number of measurements received from device during last reporting interval. | 0 | 1 | 1 |  | Any | STAT | Statistic | ST |  |  | STAT:11068 | 2021-08-24 16:45
|  |  | 6a5fbddb-e0ac-4b66-b817-a8741cdf9ba1 | 2 | STAT |  | 11069 | ONS_LOCAL$BABJD_500_PM_04!PMU:ST6 |  |  | 8736f6c7-ad41-4b43-b4f6-e684e0d4ad20 |  |  | 30 | [8 empty] | 11 | [5 empty] | LOCAL$BABJD_500_PM_04!PMU-ST6 | 0.0 | 1.0 | Device statistic for Number of measurements received while device was reporting errors during last reporting interval. | 0 | 1 | 1 |  | Any | STAT | Statistic | ST |  |  | STAT:11069 | 2021-08-24 16:45
|  |  | 45f1eaf2-1a51-4570-96ad-0734c19bd8b3 | 2 | STAT |  | 11070 | ONS_LOCAL$BABJD_500_PM_04!PMU:ST7 |  |  | 8736f6c7-ad41-4b43-b4f6-e684e0d4ad20 |  |  | 30 | [8 empty] | 11 | [5 empty] | LOCAL$BABJD_500_PM_04!PMU-ST7 | 0.0 | 1.0 | Device statistic for Number of defined measurements (per frame) from device during last reporting interval. | 0 | 1 | 1 |  | Any | STAT | Statistic | ST |  |  | STAT:11070 | 2021-08-24 16:45
|  |  | eda0e4ba-ed18-4a33-8df2-b5f19fc2269c | 2 | STAT |  | 11071 | ONS_LOCAL$BAGOR_500_PM_03!PMU:ST1 |  |  | 8736f6c7-ad41-4b43-b4f6-e684e0d4ad20 |  |  | 30 | [8 empty] | 11 | [5 empty] | LOCAL$BAGOR_500_PM_03!PMU-ST1 | 0.0 | 1.0 | Device statistic for Number of data quality errors reported by device during last reporting interval. | 0 | 1 | 1 |  | Any | STAT | Statistic | ST |  |  | STAT:11071 | 2021-08-24 16:45
|  |  | ac363c24-d461-49f9-b05c-56c4d96ce1a3 | 2 | STAT |  | 11072 | ONS_LOCAL$BAGOR_500_PM_03!PMU:ST2 |  |  | 8736f6c7-ad41-4b43-b4f6-e684e0d4ad20 |  |  | 30 | [8 empty] | 11 | [5 empty] | LOCAL$BAGOR_500_PM_03!PMU-ST2 | 0.0 | 1.0 | Device statistic for Number of time quality errors reported by device during last reporting interval. | 0 | 1 | 1 |  | Any | STAT | Statistic | ST |  |  | STAT:11072 | 2021-08-24 16:45
|  |  | 8b19434d-f7c5-48ac-afad-52dc09febd2f | 2 | STAT |  | 11073 | ONS_LOCAL$BAGOR_500_PM_03!PMU:ST3 |  |  | 8736f6c7-ad41-4b43-b4f6-e684e0d4ad20 |  |  | 30 | [8 empty] | 11 | [5 empty] | LOCAL$BAGOR_500_PM_03!PMU-ST3 | 0.0 | 1.0 | Device statistic for Number of device errors reported by device during last reporting interval. | 0 | 1 | 1 |  | Any | STAT | Statistic | ST |  |  | STAT:11073 | 2021-08-24 16:45
|  |  | 3c1295c0-c0e6-47e5-8efc-46808a6dd635 | 2 | STAT |  | 11074 | ONS_LOCAL$BAGOR_500_PM_03!PMU:ST4 |  |  | 8736f6c7-ad41-4b43-b4f6-e684e0d4ad20 |  |  | 30 | [8 empty] | 11 | [5 empty] | LOCAL$BAGOR_500_PM_03!PMU-ST4 | 0.0 | 1.0 | Device statistic for Number of measurements received from device during last reporting interval. | 0 | 1 | 1 |  | Any | STAT | Statistic | ST |  |  | STAT:11074 | 2021-08-24 16:45
|  |  | 3c09cdb7-725b-4c11-a557-600f0b5b341d | 2 | STAT |  | 11075 | ONS_LOCAL$BAGOR_500_PM_03!PMU:ST5 |  |  | 8736f6c7-ad41-4b43-b4f6-e684e0d4ad20 |  |  | 30 | [8 empty] | 11 | [5 empty] | LOCAL$BAGOR_500_PM_03!PMU-ST5 | 0.0 | 1.0 | Device statistic for Expected number of measurements received from device during last reporting interval. | 0 | 1 | 1 |  | Any | STAT | Statistic | ST |  |  | STAT:11075 | 2021-08-24 16:45
|  |  | d577a8ee-9e27-4fca-9b5d-b5d25f049674 | 2 | STAT |  | 11076 | ONS_LOCAL$BAGOR_500_PM_03!PMU:ST6 |  |  | 8736f6c7-ad41-4b43-b4f6-e684e0d4ad20 |  |  | 30 | [8 empty] | 11 | [5 empty] | LOCAL$BAGOR_500_PM_03!PMU-ST6 | 0.0 | 1.0 | Device statistic for Number of measurements received while device was reporting errors during last reporting interval. | 0 | 1 | 1 |  | Any | STAT | Statistic | ST |  |  | STAT:11076 | 2021-08-24 16:45
|  |  | 8390551d-7aee-4124-a392-7b9357e26c50 | 2 | STAT |  | 11077 | ONS_LOCAL$BAGOR_500_PM_03!PMU:ST7 |  |  | 8736f6c7-ad41-4b43-b4f6-e684e0d4ad20 |  |  | 30 | [8 empty] | 11 | [5 empty] | LOCAL$BAGOR_500_PM_03!PMU-ST7 | 0.0 | 1.0 | Device statistic for Number of defined measurements (per frame) from device during last reporting interval. | 0 | 1 | 1 |  | Any | STAT | Statistic | ST |  |  | STAT:11077 | 2021-08-24 16:45
|  |  | 3c2d48a0-8091-4941-8fe3-786ba3da674d | 2 | STAT |  | 11078 | ONS_LOCAL$BAJZT_500_PM_01!PMU:ST1 |  |  | 8736f6c7-ad41-4b43-b4f6-e684e0d4ad20 |  |  | 30 | [8 empty] | 11 | [5 empty] | LOCAL$BAJZT_500_PM_01!PMU-ST1 | 0.0 | 1.0 | Device statistic for Number of data quality errors reported by device during last reporting interval. | 0 | 1 | 1 |  | Any | STAT | Statistic | ST |  |  | STAT:11078 | 2021-08-24 16:45
|  |  | 4b2f53a3-f0f4-4205-8b7b-e02afcea481f | 2 | STAT |  | 11079 | ONS_LOCAL$BAJZT_500_PM_01!PMU:ST2 |  |  | 8736f6c7-ad41-4b43-b4f6-e684e0d4ad20 |  |  | 30 | [8 empty] | 11 | [5 empty] | LOCAL$BAJZT_500_PM_01!PMU-ST2 | 0.0 | 1.0 | Device statistic for Number of time quality errors reported by device during last reporting interval. | 0 | 1 | 1 |  | Any | STAT | Statistic | ST |  |  | STAT:11079 | 2021-08-24 16:45
|  |  | 0f712424-c9a6-4275-af7c-72ee90a2f089 | 2 | STAT |  | 11080 | ONS_LOCAL$BAJZT_500_PM_01!PMU:ST3 |  |  | 8736f6c7-ad41-4b43-b4f6-e684e0d4ad20 |  |  | 30 | [8 empty] | 11 | [5 empty] | LOCAL$BAJZT_500_PM_01!PMU-ST3 | 0.0 | 1.0 | Device statistic for Number of device errors reported by device during last reporting interval. | 0 | 1 | 1 |  | Any | STAT | Statistic | ST |  |  | STAT:11080 | 2021-08-24 16:45
|  |  | 4db25537-d2c8-4489-a96c-ecd50687e98a | 2 | STAT |  | 11081 | ONS_LOCAL$BAJZT_500_PM_01!PMU:ST4 |  |  | 8736f6c7-ad41-4b43-b4f6-e684e0d4ad20 |  |  | 30 | [8 empty] | 11 | [5 empty] | LOCAL$BAJZT_500_PM_01!PMU-ST4 | 0.0 | 1.0 | Device statistic for Number of measurements received from device during last reporting interval. | 0 | 1 | 1 |  | Any | STAT | Statistic | ST |  |  | STAT:11081 | 2021-08-24 16:45
|  |  | 3fae872e-0e92-45ab-9aee-73f96810bd6b | 2 | STAT |  | 11082 | ONS_LOCAL$BAJZT_500_PM_01!PMU:ST5 |  |  | 8736f6c7-ad41-4b43-b4f6-e684e0d4ad20 |  |  | 30 | [8 empty] | 11 | [5 empty] | LOCAL$BAJZT_500_PM_01!PMU-ST5 | 0.0 | 1.0 | Device statistic for Expected number of measurements received from device during last reporting interval. | 0 | 1 | 1 |  | Any | STAT | Statistic | ST |  |  | STAT:11082 | 2021-08-24 16:45
|  |  | f906b656-f69c-41f6-bda8-d4cfb36544e0 | 2 | STAT |  | 11083 | ONS_LOCAL$BAJZT_500_PM_01!PMU:ST6 |  |  | 8736f6c7-ad41-4b43-b4f6-e684e0d4ad20 |  |  | 30 | [8 empty] | 11 | [5 empty] | LOCAL$BAJZT_500_PM_01!PMU-ST6 | 0.0 | 1.0 | Device statistic for Number of measurements received while device was reporting errors during last reporting interval. | 0 | 1 | 1 |  | Any | STAT | Statistic | ST |  |  | STAT:11083 | 2021-08-24 16:45
|  |  | fdaa2e50-01a3-41f1-8229-915320bddc54 | 2 | STAT |  | 11084 | ONS_LOCAL$BAJZT_500_PM_01!PMU:ST7 |  |  | 8736f6c7-ad41-4b43-b4f6-e684e0d4ad20 |  |  | 30 | [8 empty] | 11 | [5 empty] | LOCAL$BAJZT_500_PM_01!PMU-ST7 | 0.0 | 1.0 | Device statistic for Number of defined measurements (per frame) from device during last reporting interval. | 0 | 1 | 1 |  | Any | STAT | Statistic | ST |  |  | STAT:11084 | 2021-08-24 16:45
|  |  | 53c8a484-4d3c-499d-96f5-268d1ae5975a | 2 | STAT |  | 11085 | ONS_LOCAL$BAOUR_500_PM_02!PMU:ST1 |  |  | 8736f6c7-ad41-4b43-b4f6-e684e0d4ad20 |  |  | 30 | [8 empty] | 11 | [5 empty] | LOCAL$BAOUR_500_PM_02!PMU-ST1 | 0.0 | 1.0 | Device statistic for Number of data quality errors reported by device during last reporting interval. | 0 | 1 | 1 |  | Any | STAT | Statistic | ST |  |  | STAT:11085 | 2021-08-24 16:45
|  |  | 947e53cd-5904-4028-99df-5865e1d7fa40 | 2 | STAT |  | 11086 | ONS_LOCAL$BAOUR_500_PM_02!PMU:ST2 |  |  | 8736f6c7-ad41-4b43-b4f6-e684e0d4ad20 |  |  | 30 | [8 empty] | 11 | [5 empty] | LOCAL$BAOUR_500_PM_02!PMU-ST2 | 0.0 | 1.0 | Device statistic for Number of time quality errors reported by device during last reporting interval. | 0 | 1 | 1 |  | Any | STAT | Statistic | ST |  |  | STAT:11086 | 2021-08-24 16:45
|  |  | 8e325a3c-b9dc-4eee-ad3c-2296769d4d0d | 2 | STAT |  | 11087 | ONS_LOCAL$BAOUR_500_PM_02!PMU:ST3 |  |  | 8736f6c7-ad41-4b43-b4f6-e684e0d4ad20 |  |  | 30 | [8 empty] | 11 | [5 empty] | LOCAL$BAOUR_500_PM_02!PMU-ST3 | 0.0 | 1.0 | Device statistic for Number of device errors reported by device during last reporting interval. | 0 | 1 | 1 |  | Any | STAT | Statistic | ST |  |  | STAT:11087 | 2021-08-24 16:45
|  |  | d328bdfa-116b-44c6-bc7c-9f843c578b3e | 2 | STAT |  | 11088 | ONS_LOCAL$BAOUR_500_PM_02!PMU:ST4 |  |  | 8736f6c7-ad41-4b43-b4f6-e684e0d4ad20 |  |  | 30 | [8 empty] | 11 | [5 empty] | LOCAL$BAOUR_500_PM_02!PMU-ST4 | 0.0 | 1.0 | Device statistic for Number of measurements received from device during last reporting interval. | 0 | 1 | 1 |  | Any | STAT | Statistic | ST |  |  | STAT:11088 | 2021-08-24 16:45
|  |  | 742714c4-dad0-4eb1-9a41-076424c8839a | 2 | STAT |  | 11089 | ONS_LOCAL$BAOUR_500_PM_02!PMU:ST5 |  |  | 8736f6c7-ad41-4b43-b4f6-e684e0d4ad20 |  |  | 30 | [8 empty] | 11 | [5 empty] | LOCAL$BAOUR_500_PM_02!PMU-ST5 | 0.0 | 1.0 | Device statistic for Expected number of measurements received from device during last reporting interval. | 0 | 1 | 1 |  | Any | STAT | Statistic | ST |  |  | STAT:11089 | 2021-08-24 16:45
|  |  | ad80071c-e9b4-4a05-a954-b34f3bb4fe4b | 2 | STAT |  | 11090 | ONS_LOCAL$BAOUR_500_PM_02!PMU:ST6 |  |  | 8736f6c7-ad41-4b43-b4f6-e684e0d4ad20 |  |  | 30 | [8 empty] | 11 | [5 empty] | LOCAL$BAOUR_500_PM_02!PMU-ST6 | 0.0 | 1.0 | Device statistic for Number of measurements received while device was reporting errors during last reporting interval. | 0 | 1 | 1 |  | Any | STAT | Statistic | ST |  |  | STAT:11090 | 2021-08-24 16:45
|  |  | 3d473cfc-1b03-4093-8607-058ddddcb3ec | 2 | STAT |  | 11091 | ONS_LOCAL$BAOUR_500_PM_02!PMU:ST7 |  |  | 8736f6c7-ad41-4b43-b4f6-e684e0d4ad20 |  |  | 30 | [8 empty] | 11 | [5 empty] | LOCAL$BAOUR_500_PM_02!PMU-ST7 | 0.0 | 1.0 | Device statistic for Number of defined measurements (per frame) from device during last reporting interval. | 0 | 1 | 1 |  | Any | STAT | Statistic | ST |  |  | STAT:11091 | 2021-08-24 16:45
|  |  | 4e89f5d8-3ae6-4c0b-a4a4-046e8034fd17 | 2 | STAT |  | 11092 | ONS_LOCAL$BASDS_500_PM_01!PMU:ST1 |  |  | 8736f6c7-ad41-4b43-b4f6-e684e0d4ad20 |  |  | 30 | [8 empty] | 11 | [5 empty] | LOCAL$BASDS_500_PM_01!PMU-ST1 | 0.0 | 1.0 | Device statistic for Number of data quality errors reported by device during last reporting interval. | 0 | 1 | 1 |  | Any | STAT | Statistic | ST |  |  | STAT:11092 | 2021-08-24 16:45
|  |  | 5c90cd68-2004-4281-a7b8-09e5d504127f | 2 | STAT |  | 11093 | ONS_LOCAL$BASDS_500_PM_01!PMU:ST2 |  |  | 8736f6c7-ad41-4b43-b4f6-e684e0d4ad20 |  |  | 30 | [8 empty] | 11 | [5 empty] | LOCAL$BASDS_500_PM_01!PMU-ST2 | 0.0 | 1.0 | Device statistic for Number of time quality errors reported by device during last reporting interval. | 0 | 1 | 1 |  | Any | STAT | Statistic | ST |  |  | STAT:11093 | 2021-08-24 16:45
|  |  | 2763f815-8034-4d67-a63b-ca07c9b73b37 | 2 | STAT |  | 11094 | ONS_LOCAL$BASDS_500_PM_01!PMU:ST3 |  |  | 8736f6c7-ad41-4b43-b4f6-e684e0d4ad20 |  |  | 30 | [8 empty] | 11 | [5 empty] | LOCAL$BASDS_500_PM_01!PMU-ST3 | 0.0 | 1.0 | Device statistic for Number of device errors reported by device during last reporting interval. | 0 | 1 | 1 |  | Any | STAT | Statistic | ST |  |  | STAT:11094 | 2021-08-24 16:45
|  |  | 2fa97cb7-0e8e-4481-bcf7-9c428ef65659 | 2 | STAT |  | 11095 | ONS_LOCAL$BASDS_500_PM_01!PMU:ST4 |  |  | 8736f6c7-ad41-4b43-b4f6-e684e0d4ad20 |  |  | 30 | [8 empty] | 11 | [5 empty] | LOCAL$BASDS_500_PM_01!PMU-ST4 | 0.0 | 1.0 | Device statistic for Number of measurements received from device during last reporting interval. | 0 | 1 | 1 |  | Any | STAT | Statistic | ST |  |  | STAT:11095 | 2021-08-24 16:45
|  |  | 0c94a91e-2912-44e8-8f02-abebf2783e68 | 2 | STAT |  | 11096 | ONS_LOCAL$BASDS_500_PM_01!PMU:ST5 |  |  | 8736f6c7-ad41-4b43-b4f6-e684e0d4ad20 |  |  | 30 | [8 empty] | 11 | [5 empty] | LOCAL$BASDS_500_PM_01!PMU-ST5 | 0.0 | 1.0 | Device statistic for Expected number of measurements received from device during last reporting interval. | 0 | 1 | 1 |  | Any | STAT | Statistic | ST |  |  | STAT:11096 | 2021-08-24 16:45
|  |  | 13255330-77f2-4ee8-8997-b6601ca28c6d | 2 | STAT |  | 11097 | ONS_LOCAL$BASDS_500_PM_01!PMU:ST6 |  |  | 8736f6c7-ad41-4b43-b4f6-e684e0d4ad20 |  |  | 30 | [8 empty] | 11 | [5 empty] | LOCAL$BASDS_500_PM_01!PMU-ST6 | 0.0 | 1.0 | Device statistic for Number of measurements received while device was reporting errors during last reporting interval. | 0 | 1 | 1 |  | Any | STAT | Statistic | ST |  |  | STAT:11097 | 2021-08-24 16:45
|  |  | 3e88c95b-e2e6-46a5-857b-357e774c94b4 | 2 | STAT |  | 11098 | ONS_LOCAL$BASDS_500_PM_01!PMU:ST7 |  |  | 8736f6c7-ad41-4b43-b4f6-e684e0d4ad20 |  |  | 30 | [8 empty] | 11 | [5 empty] | LOCAL$BASDS_500_PM_01!PMU-ST7 | 0.0 | 1.0 | Device statistic for Number of defined measurements (per frame) from device during last reporting interval. | 0 | 1 | 1 |  | Any | STAT | Statistic | ST |  |  | STAT:11098 | 2021-08-24 16:45
|  |  | e84ebfb8-8004-46f3-a66e-3d985efa4cab | 2 | STAT |  | 11099 | ONS_LOCAL$BASDS_500_PM_02!PMU:ST1 |  |  | 8736f6c7-ad41-4b43-b4f6-e684e0d4ad20 |  |  | 30 | [8 empty] | 11 | [5 empty] | LOCAL$BASDS_500_PM_02!PMU-ST1 | 0.0 | 1.0 | Device statistic for Number of data quality errors reported by device during last reporting interval. | 0 | 1 | 1 |  | Any | STAT | Statistic | ST |  |  | STAT:11099 | 2021-08-24 16:45
|  |  | 2ca1a481-ef6d-4381-97ce-acc89f40bc6f | 2 | STAT |  | 11100 | ONS_LOCAL$BASDS_500_PM_02!PMU:ST2 |  |  | 8736f6c7-ad41-4b43-b4f6-e684e0d4ad20 |  |  | 30 | [8 empty] | 11 | [5 empty] | LOCAL$BASDS_500_PM_02!PMU-ST2 | 0.0 | 1.0 | Device statistic for Number of time quality errors reported by device during last reporting interval. | 0 | 1 | 1 |  | Any | STAT | Statistic | ST |  |  | STAT:11100 | 2021-08-24 16:45
|  |  | 3d80c1d0-d9fd-4f5a-9192-2a0f7fb8fded | 2 | STAT |  | 11101 | ONS_LOCAL$BASDS_500_PM_02!PMU:ST3 |  |  | 8736f6c7-ad41-4b43-b4f6-e684e0d4ad20 |  |  | 30 | [8 empty] | 11 | [5 empty] | LOCAL$BASDS_500_PM_02!PMU-ST3 | 0.0 | 1.0 | Device statistic for Number of device errors reported by device during last reporting interval. | 0 | 1 | 1 |  | Any | STAT | Statistic | ST |  |  | STAT:11101 | 2021-08-24 16:45
|  |  | b513dd40-f840-4b1c-9811-37178aa3e26b | 2 | STAT |  | 11102 | ONS_LOCAL$BASDS_500_PM_02!PMU:ST4 |  |  | 8736f6c7-ad41-4b43-b4f6-e684e0d4ad20 |  |  | 30 | [8 empty] | 11 | [5 empty] | LOCAL$BASDS_500_PM_02!PMU-ST4 | 0.0 | 1.0 | Device statistic for Number of measurements received from device during last reporting interval. | 0 | 1 | 1 |  | Any | STAT | Statistic | ST |  |  | STAT:11102 | 2021-08-24 16:45
|  |  | 8d8bc11e-1898-4f0c-bd63-07d7240992bf | 2 | STAT |  | 11103 | ONS_LOCAL$BASDS_500_PM_02!PMU:ST5 |  |  | 8736f6c7-ad41-4b43-b4f6-e684e0d4ad20 |  |  | 30 | [8 empty] | 11 | [5 empty] | LOCAL$BASDS_500_PM_02!PMU-ST5 | 0.0 | 1.0 | Device statistic for Expected number of measurements received from device during last reporting interval. | 0 | 1 | 1 |  | Any | STAT | Statistic | ST |  |  | STAT:11103 | 2021-08-24 16:45
|  |  | dfd69e66-eb8e-450c-92f8-be29988379ce | 2 | STAT |  | 11104 | ONS_LOCAL$BASDS_500_PM_02!PMU:ST6 |  |  | 8736f6c7-ad41-4b43-b4f6-e684e0d4ad20 |  |  | 30 | [8 empty] | 11 | [5 empty] | LOCAL$BASDS_500_PM_02!PMU-ST6 | 0.0 | 1.0 | Device statistic for Number of measurements received while device was reporting errors during last reporting interval. | 0 | 1 | 1 |  | Any | STAT | Statistic | ST |  |  | STAT:11104 | 2021-08-24 16:45
|  |  | caafda85-7673-4d2a-9033-ea3d74bcf7ef | 2 | STAT |  | 11105 | ONS_LOCAL$BASDS_500_PM_02!PMU:ST7 |  |  | 8736f6c7-ad41-4b43-b4f6-e684e0d4ad20 |  |  | 30 | [8 empty] | 11 | [5 empty] | LOCAL$BASDS_500_PM_02!PMU-ST7 | 0.0 | 1.0 | Device statistic for Number of defined measurements (per frame) from device during last reporting interval. | 0 | 1 | 1 |  | Any | STAT | Statistic | ST |  |  | STAT:11105 | 2021-08-24 16:45
|  |  | 7c057d8e-2b1b-46df-b904-0b00b867aa78 | 2 | STAT |  | 11106 | ONS_LOCAL$BASDS_500_PM_03!PMU:ST1 |  |  | 8736f6c7-ad41-4b43-b4f6-e684e0d4ad20 |  |  | 30 | [8 empty] | 11 | [5 empty] | LOCAL$BASDS_500_PM_03!PMU-ST1 | 0.0 | 1.0 | Device statistic for Number of data quality errors reported by device during last reporting interval. | 0 | 1 | 1 |  | Any | STAT | Statistic | ST |  |  | STAT:11106 | 2021-08-24 16:45
|  |  | ae46fda2-2ec6-460a-ba52-993ca0a4bd32 | 2 | STAT |  | 11107 | ONS_LOCAL$BASDS_500_PM_03!PMU:ST2 |  |  | 8736f6c7-ad41-4b43-b4f6-e684e0d4ad20 |  |  | 30 | [8 empty] | 11 | [5 empty] | LOCAL$BASDS_500_PM_03!PMU-ST2 | 0.0 | 1.0 | Device statistic for Number of time quality errors reported by device during last reporting interval. | 0 | 1 | 1 |  | Any | STAT | Statistic | ST |  |  | STAT:11107 | 2021-08-24 16:45
|  |  | 50d5ada9-43fc-4ae5-b7c3-3ff05ba2d0b2 | 2 | STAT |  | 11108 | ONS_LOCAL$BASDS_500_PM_03!PMU:ST3 |  |  | 8736f6c7-ad41-4b43-b4f6-e684e0d4ad20 |  |  | 30 | [8 empty] | 11 | [5 empty] | LOCAL$BASDS_500_PM_03!PMU-ST3 | 0.0 | 1.0 | Device statistic for Number of device errors reported by device during last reporting interval. | 0 | 1 | 1 |  | Any | STAT | Statistic | ST |  |  | STAT:11108 | 2021-08-24 16:45
|  |  | 32a68c39-cc26-4086-b46b-ed5934541a2a | 2 | STAT |  | 11109 | ONS_LOCAL$BASDS_500_PM_03!PMU:ST4 |  |  | 8736f6c7-ad41-4b43-b4f6-e684e0d4ad20 |  |  | 30 | [8 empty] | 11 | [5 empty] | LOCAL$BASDS_500_PM_03!PMU-ST4 | 0.0 | 1.0 | Device statistic for Number of measurements received from device during last reporting interval. | 0 | 1 | 1 |  | Any | STAT | Statistic | ST |  |  | STAT:11109 | 2021-08-24 16:45
|  |  | 491032f7-19bb-4d9b-8064-20ee61cb14ad | 2 | STAT |  | 11110 | ONS_LOCAL$BASDS_500_PM_03!PMU:ST5 |  |  | 8736f6c7-ad41-4b43-b4f6-e684e0d4ad20 |  |  | 30 | [8 empty] | 11 | [5 empty] | LOCAL$BASDS_500_PM_03!PMU-ST5 | 0.0 | 1.0 | Device statistic for Expected number of measurements received from device during last reporting interval. | 0 | 1 | 1 |  | Any | STAT | Statistic | ST |  |  | STAT:11110 | 2021-08-24 16:45
|  |  | 9155412b-d6ed-439c-baf6-237132a2a294 | 2 | STAT |  | 11111 | ONS_LOCAL$BASDS_500_PM_03!PMU:ST6 |  |  | 8736f6c7-ad41-4b43-b4f6-e684e0d4ad20 |  |  | 30 | [8 empty] | 11 | [5 empty] | LOCAL$BASDS_500_PM_03!PMU-ST6 | 0.0 | 1.0 | Device statistic for Number of measurements received while device was reporting errors during last reporting interval. | 0 | 1 | 1 |  | Any | STAT | Statistic | ST |  |  | STAT:11111 | 2021-08-24 16:45
|  |  | 8061284c-5cf4-4849-a5d7-eb5157dcc85a | 2 | STAT |  | 11112 | ONS_LOCAL$BASDS_500_PM_03!PMU:ST7 |  |  | 8736f6c7-ad41-4b43-b4f6-e684e0d4ad20 |  |  | 30 | [8 empty] | 11 | [5 empty] | LOCAL$BASDS_500_PM_03!PMU-ST7 | 0.0 | 1.0 | Device statistic for Number of defined measurements (per frame) from device during last reporting interval. | 0 | 1 | 1 |  | Any | STAT | Statistic | ST |  |  | STAT:11112 | 2021-08-24 16:45
|  |  | d66254e8-43b9-4cfd-9170-5fc3471909ff | 2 | STAT |  | 11113 | ONS_LOCAL$BASDS_500_PM_04!PMU:ST1 |  |  | 8736f6c7-ad41-4b43-b4f6-e684e0d4ad20 |  |  | 30 | [8 empty] | 11 | [5 empty] | LOCAL$BASDS_500_PM_04!PMU-ST1 | 0.0 | 1.0 | Device statistic for Number of data quality errors reported by device during last reporting interval. | 0 | 1 | 1 |  | Any | STAT | Statistic | ST |  |  | STAT:11113 | 2021-08-24 16:45
|  |  | 7043afd6-e75a-477a-9205-0dc02d9a72a2 | 2 | STAT |  | 11114 | ONS_LOCAL$BASDS_500_PM_04!PMU:ST2 |  |  | 8736f6c7-ad41-4b43-b4f6-e684e0d4ad20 |  |  | 30 | [8 empty] | 11 | [5 empty] | LOCAL$BASDS_500_PM_04!PMU-ST2 | 0.0 | 1.0 | Device statistic for Number of time quality errors reported by device during last reporting interval. | 0 | 1 | 1 |  | Any | STAT | Statistic | ST |  |  | STAT:11114 | 2021-08-24 16:45
|  |  | 852fb280-bd28-4809-ad8d-bbd3da734c8e | 2 | STAT |  | 11115 | ONS_LOCAL$BASDS_500_PM_04!PMU:ST3 |  |  | 8736f6c7-ad41-4b43-b4f6-e684e0d4ad20 |  |  | 30 | [8 empty] | 11 | [5 empty] | LOCAL$BASDS_500_PM_04!PMU-ST3 | 0.0 | 1.0 | Device statistic for Number of device errors reported by device during last reporting interval. | 0 | 1 | 1 |  | Any | STAT | Statistic | ST |  |  | STAT:11115 | 2021-08-24 16:45
|  |  | 36008ed4-76ef-49d2-bce6-cf28c17262ef | 2 | STAT |  | 11116 | ONS_LOCAL$BASDS_500_PM_04!PMU:ST4 |  |  | 8736f6c7-ad41-4b43-b4f6-e684e0d4ad20 |  |  | 30 | [8 empty] | 11 | [5 empty] | LOCAL$BASDS_500_PM_04!PMU-ST4 | 0.0 | 1.0 | Device statistic for Number of measurements received from device during last reporting interval. | 0 | 1 | 1 |  | Any | STAT | Statistic | ST |  |  | STAT:11116 | 2021-08-24 16:45
|  |  | 5cc13f5c-f453-497e-a3a6-a5c0e9e1adc9 | 2 | STAT |  | 11117 | ONS_LOCAL$BASDS_500_PM_04!PMU:ST5 |  |  | 8736f6c7-ad41-4b43-b4f6-e684e0d4ad20 |  |  | 30 | [8 empty] | 11 | [5 empty] | LOCAL$BASDS_500_PM_04!PMU-ST5 | 0.0 | 1.0 | Device statistic for Expected number of measurements received from device during last reporting interval. | 0 | 1 | 1 |  | Any | STAT | Statistic | ST |  |  | STAT:11117 | 2021-08-24 16:45
|  |  | fa68b4b3-a9b6-4476-a039-ed219033d8b5 | 2 | STAT |  | 11118 | ONS_LOCAL$BASDS_500_PM_04!PMU:ST6 |  |  | 8736f6c7-ad41-4b43-b4f6-e684e0d4ad20 |  |  | 30 | [8 empty] | 11 | [5 empty] | LOCAL$BASDS_500_PM_04!PMU-ST6 | 0.0 | 1.0 | Device statistic for Number of measurements received while device was reporting errors during last reporting interval. | 0 | 1 | 1 |  | Any | STAT | Statistic | ST |  |  | STAT:11118 | 2021-08-24 16:45
|  |  | 52203e86-fd7d-4865-b223-758c3b87f18e | 2 | STAT |  | 11119 | ONS_LOCAL$BASDS_500_PM_04!PMU:ST7 |  |  | 8736f6c7-ad41-4b43-b4f6-e684e0d4ad20 |  |  | 30 | [8 empty] | 11 | [5 empty] | LOCAL$BASDS_500_PM_04!PMU-ST7 | 0.0 | 1.0 | Device statistic for Number of defined measurements (per frame) from device during last reporting interval. | 0 | 1 | 1 |  | Any | STAT | Statistic | ST |  |  | STAT:11119 | 2021-08-24 16:45
|  |  | de998836-fc5f-4736-a0ad-46ecfffb615c | 1 | PPA | ArchiveDirectories={D:\openHistorian\Archive
|  |  | 7fb2716f-1e5a-4fdd-ba1c-1761c5408f40 | 1 | PPA | ArchiveDirectories={D:\openHistorian\Archive
|  |  | cfab78b0-e3e2-4118-9949-dca885c4f3a8 | 1 | PPA | ArchiveDirectories={D:\openHistorian\Archive
|  |  | 16c718a9-5688-40ce-8914-d38192f0a40f | 1 | PPA | ArchiveDirectories={D:\openHistorian\Archive
|  |  | 6d70a265-72ab-410e-bb83-0641a98e587b | 1 | PPA | ArchiveDirectories={D:\openHistorian\Archive
|  |  | 2a1c8489-31ac-4de5-9e06-459d45717eca | 1 | PPA | ArchiveDirectories={D:\openHistorian\Archive
|  |  | cdd6eb2e-ce20-4c1d-bf8f-9c69748476d9 | 1 | PPA | ArchiveDirectories={D:\openHistorian\Archive
|  |  | 29ed5816-ff9e-4470-8898-acfda538808d | 1 | PPA | ArchiveDirectories={D:\openHistorian\Archive
|  |  | 0e462f05-ba9c-46e3-b792-2e515c2f38df | 1 | PPA | ArchiveDirectories={D:\openHistorian\Archive
|  |  | 0b4c18ec-65d6-43eb-8cbc-1aaf22b8f97e | 1 | PPA | ArchiveDirectories={D:\openHistorian\Archive
|  |  | 747ce964-e9a5-4df4-b533-21bc5e534c6a | 1 | PPA | ArchiveDirectories={D:\openHistorian\Archive
|  |  | b60aef92-8b66-4855-a9ae-0740723ae8e8 | 1 | PPA | ArchiveDirectories={D:\openHistorian\Archive
|  |  | fe363fdc-6526-42e0-823e-8ced366eed18 | 1 | PPA | ArchiveDirectories={D:\openHistorian\Archive
|  |  | 1812036d-0086-4c8b-80be-607bfed58c1f | 1 | PPA | ArchiveDirectories={D:\openHistorian\Archive
|  |  | 29278621-2d62-43a0-b8b5-4cd48c2473e3 | 1 | PPA | ArchiveDirectories={D:\openHistorian\Archive
|  |  | edf6925f-19ac-4a0c-b767-189b9327c62b | 1 | PPA | ArchiveDirectories={D:\openHistorian\Archive
|  |  | e6bada8b-a27c-4961-a89e-5d54dee62a3c | 1 | PPA | ArchiveDirectories={D:\openHistorian\Archive
|  |  | c8418c06-8834-49b9-bc8a-1e92819e1cad | 1 | PPA | ArchiveDirectories={D:\openHistorian\Archive
|  |  | 3472d56d-1dfa-4f09-804c-3a8e8e08be0a | 1 | PPA | ArchiveDirectories={D:\openHistorian\Archive
|  |  | a099e4d9-ca3e-4ecd-91cd-1b46bbc16fdb | 1 | PPA | ArchiveDirectories={D:\openHistorian\Archive
|  |  | 2c69bae6-216c-4b1f-807b-77f47a6c631e | 1 | PPA | ArchiveDirectories={D:\openHistorian\Archive
|  |  | bf742aad-ab25-4679-8655-364763c3b1ac | 1 | PPA | ArchiveDirectories={D:\openHistorian\Archive
|  |  | caae2550-bf98-43af-8ede-6d2ad9e5a9a1 | 1 | PPA | ArchiveDirectories={D:\openHistorian\Archive
|  |  | 2b69a111-c324-429d-8cd4-dcdb0efebe5c | 1 | PPA | ArchiveDirectories={D:\openHistorian\Archive
|  |  | a8c9042d-72ea-4f29-9540-8618e2b94f3b | 1 | PPA | ArchiveDirectories={D:\openHistorian\Archive
|  |  | 64f03796-70d8-42d6-aaf9-2b125bf201f4 | 1 | PPA | ArchiveDirectories={D:\openHistorian\Archive
|  |  | 37908a8f-7c9a-4fb5-a011-b31af2274988 | 1 | PPA | ArchiveDirectories={D:\openHistorian\Archive
|  |  | ef6f889f-1c42-4cad-a245-c76fe57d72d0 | 1 | PPA | ArchiveDirectories={D:\openHistorian\Archive
|  |  | 441156e3-9788-4c7b-81fd-4d2179fce0fe | 1 | PPA | ArchiveDirectories={D:\openHistorian\Archive
|  |  | 7c80e6b9-d1b1-418a-bf84-db16b52f4678 | 1 | PPA | ArchiveDirectories={D:\openHistorian\Archive
|  |  | 89e64c28-60df-4bcd-94ab-a19fb5e8a548 | 1 | PPA | ArchiveDirectories={D:\openHistorian\Archive
|  |  | 01ccc336-e776-48e2-88d3-3fa93e074124 | 1 | PPA | ArchiveDirectories={D:\openHistorian\Archive
|  |  | 6011ab07-b10c-4b98-9553-31a97a180b8d | 1 | PPA | ArchiveDirectories={D:\openHistorian\Archive
|  |  | 6743833d-a3bd-45d8-b98a-2af3c8691c4a | 1 | PPA | ArchiveDirectories={D:\openHistorian\Archive
|  |  | 73cff6e8-3ccd-4d6c-a5d8-488af20f325e | 1 | PPA | ArchiveDirectories={D:\openHistorian\Archive
|  |  | 697a88d7-5524-4cf0-b8db-3e2c56247c19 | 1 | PPA | ArchiveDirectories={D:\openHistorian\Archive
|  |  | 82be305c-249d-4c67-a7c6-1d3f09e4935b | 1 | PPA | ArchiveDirectories={D:\openHistorian\Archive
|  |  | a9cf58bf-3076-4663-becd-7ea438b85449 | 1 | PPA | ArchiveDirectories={D:\openHistorian\Archive
|  |  | 420e6dc4-a1c5-4d10-9b3a-44df295ad7b0 | 1 | PPA | ArchiveDirectories={D:\openHistorian\Archive
|  |  | 1064cb9f-1a66-4980-924a-bc670c517b72 | 1 | PPA | ArchiveDirectories={D:\openHistorian\Archive
|  |  | b66e3d81-6fe5-4934-b721-0ee8ac07ae87 | 1 | PPA | ArchiveDirectories={D:\openHistorian\Archive
|  |  | d66140b9-52b7-49a2-8492-d97df4993fbe | 1 | PPA | ArchiveDirectories={D:\openHistorian\Archive
|  |  | 1ae1ea3d-b75c-473c-ae9b-64fc44b47f63 | 1 | PPA | ArchiveDirectories={D:\openHistorian\Archive
|  |  | 06918918-a523-48fd-903e-da75aaebed7c | 1 | PPA | ArchiveDirectories={D:\openHistorian\Archive
|  |  | 9eef1b64-2546-469e-abbc-1c9f6fdee550 | 1 | PPA | ArchiveDirectories={D:\openHistorian\Archive
|  |  | ef2c2711-7664-4dc4-afc0-87c18ce712ad | 1 | PPA | ArchiveDirectories={D:\openHistorian\Archive
|  |  | bf9f340b-8ea3-45cb-bf90-a133dda8558c | 1 | PPA | ArchiveDirectories={D:\openHistorian\Archive
|  |  | 5348ea26-d66b-40c7-bd20-8bafc368f0ff | 1 | PPA | ArchiveDirectories={D:\openHistorian\Archive
|  |  | 2c52bffb-009a-46c8-b57f-0b9442540eff | 1 | PPA | ArchiveDirectories={D:\openHistorian\Archive
|  |  | bb28a257-7e2a-47c2-945c-b93c865b72e7 | 1 | PPA | ArchiveDirectories={D:\openHistorian\Archive
|  |  | e4fe345e-ad38-4c2e-9eea-5582a03f6833 | 1 | PPA | ArchiveDirectories={D:\openHistorian\Archive
|  |  | 8bc09b09-a0bb-4b07-a6f4-13317c4c897f | 1 | PPA | ArchiveDirectories={D:\openHistorian\Archive
|  |  | a1ef2299-bc36-4340-8c39-316d542af9fa | 1 | PPA | ArchiveDirectories={D:\openHistorian\Archive
|  |  | 01d538a0-ea2b-4ada-a8fa-d36077baa775 | 1 | PPA | ArchiveDirectories={D:\openHistorian\Archive
|  |  | b68a8a57-8a55-47dd-bf78-a531ef027e9a | 1 | PPA | ArchiveDirectories={D:\openHistorian\Archive
|  |  | 0df55dbd-bc78-4a60-97c8-bf336136768d | 1 | PPA | ArchiveDirectories={D:\openHistorian\Archive
|  |  | f4bfb92f-ba49-45b2-9d9e-17ece8b596a3 | 1 | PPA | ArchiveDirectories={D:\openHistorian\Archive
|  |  | d1104b83-46da-4daa-8db8-919a79f23e49 | 1 | PPA | ArchiveDirectories={D:\openHistorian\Archive
|  |  | 51d31fa5-917f-4e28-8f56-e32f3644135d | 1 | PPA | ArchiveDirectories={D:\openHistorian\Archive
|  |  | 4a427d01-ef33-422e-be38-47209b17778c | 1 | PPA | ArchiveDirectories={D:\openHistorian\Archive
|  |  | 99845637-d7f0-491a-a437-f05f3faee800 | 1 | PPA | ArchiveDirectories={D:\openHistorian\Archive
|  |  | 40ea065d-6923-48ee-9f7b-c8da9d100c1c | 1 | PPA | ArchiveDirectories={D:\openHistorian\Archive
|  |  | 49577837-bdfd-421b-b9ef-a654b29e852d | 1 | PPA | ArchiveDirectories={D:\openHistorian\Archive
|  |  | 43871840-45de-4db1-b2f8-40c543f7f2fe | 1 | PPA | ArchiveDirectories={D:\openHistorian\Archive
|  |  | 002959cd-eb6b-46d1-a4fd-b6eaad898e9c | 1 | PPA | ArchiveDirectories={D:\openHistorian\Archive
|  |  | a4b42ef8-cc24-4cc8-9699-d099a17706ae | 1 | PPA | ArchiveDirectories={D:\openHistorian\Archive
|  |  | de09414c-a1bc-4416-8744-ba8d9c28f7de | 1 | PPA | ArchiveDirectories={D:\openHistorian\Archive
|  |  | 2b15e71f-c868-495b-be2e-5d7c522495b1 | 1 | PPA | ArchiveDirectories={D:\openHistorian\Archive
|  |  | ce191887-a9ee-4b09-a4ec-81b69fdf404c | 1 | PPA | ArchiveDirectories={D:\openHistorian\Archive
|  |  | ff8e8898-51fa-4261-855c-161571a41f98 | 1 | PPA | ArchiveDirectories={D:\openHistorian\Archive
|  |  | 13cc666a-60ae-4878-9431-66e91976354f | 1 | PPA | ArchiveDirectories={D:\openHistorian\Archive
|  |  | f7ac3757-754e-4ffc-98f5-74152f43aec8 | 1 | PPA | ArchiveDirectories={D:\openHistorian\Archive
|  |  | bb0942ce-20a5-4ef8-8767-9cbf2a8e3a8c | 1 | PPA | ArchiveDirectories={D:\openHistorian\Archive
|  |  | c5426c18-bea9-4b27-9fe3-0c6c721ac29a | 1 | PPA | ArchiveDirectories={D:\openHistorian\Archive
|  |  | a9cfd8ef-b88a-4d4e-bcd3-99da07275a09 | 1 | PPA | ArchiveDirectories={D:\openHistorian\Archive
|  |  | 30ee5612-e83e-465a-a191-a3dd3b694192 | 1 | PPA | ArchiveDirectories={D:\openHistorian\Archive
|  |  | 26269900-1fc9-44f5-a719-414d2bf2062c | 1 | PPA | ArchiveDirectories={D:\openHistorian\Archive
|  |  | dce550ab-a084-4b1a-adc4-5355cd55b254 | 1 | PPA | ArchiveDirectories={D:\openHistorian\Archive
|  |  | f506d6a9-8beb-40e3-a78b-c35ab28bd291 | 1 | PPA | ArchiveDirectories={D:\openHistorian\Archive
|  |  | 292bf7bc-71f0-4103-996d-fd64f1ded279 | 1 | PPA | ArchiveDirectories={D:\openHistorian\Archive
|  |  | 84d49f4b-5e3c-4815-9aab-4d66c581b26c | 1 | PPA | ArchiveDirectories={D:\openHistorian\Archive
|  |  | edec9555-83fe-4b23-9d9f-8ca31fd4cfc4 | 1 | PPA | ArchiveDirectories={D:\openHistorian\Archive
|  |  | 1dbf60a2-4e22-49e9-9a69-18ff9e1aabc3 | 1 | PPA | ArchiveDirectories={D:\openHistorian\Archive
|  |  | 66a24aac-9677-44a5-80f5-4f22e65dcb7a | 1 | PPA | ArchiveDirectories={D:\openHistorian\Archive
|  |  | 1c850205-ae5a-43c6-83bf-99cae968818e | 1 | PPA | ArchiveDirectories={D:\openHistorian\Archive
|  |  | b1f6ca1c-4ef8-4c22-8031-4de3b39ba36f | 1 | PPA | ArchiveDirectories={D:\openHistorian\Archive
|  |  | a7c3a1f3-de0e-4919-b2e7-4c3ecd741895 | 1 | PPA | ArchiveDirectories={D:\openHistorian\Archive
|  |  | 17ccd5bf-c31b-472c-bc5d-013c2c587310 | 1 | PPA | ArchiveDirectories={D:\openHistorian\Archive
|  |  | f1ce370a-ace8-4807-8c89-dc82c4d8144d | 1 | PPA | ArchiveDirectories={D:\openHistorian\Archive
|  |  | 4919620b-f541-4e86-a2cd-fda542d5964e | 1 | PPA | ArchiveDirectories={D:\openHistorian\Archive
|  |  | b18b905a-2302-4c1b-a084-2e50dcadc686 | 1 | PPA | ArchiveDirectories={D:\openHistorian\Archive
|  |  | a4305dc5-bf51-42e0-a1f3-cd0e47ed5847 | 1 | PPA | ArchiveDirectories={D:\openHistorian\Archive
|  |  | 7c441ed5-799f-426e-9cb4-7562354e7893 | 1 | PPA | ArchiveDirectories={D:\openHistorian\Archive
|  |  | b7eec93e-3ce5-4ae3-bf10-8acb6ea592ca | 1 | PPA | ArchiveDirectories={D:\openHistorian\Archive
|  |  | 6feac612-20d3-4950-80bb-fa7703717df7 | 1 | PPA | ArchiveDirectories={D:\openHistorian\Archive
|  |  | e111cb37-bf06-4390-ac69-6c949c4eed9b | 1 | PPA | ArchiveDirectories={D:\openHistorian\Archive
|  |  | 7bf3e5c2-9a60-4526-b2bd-52a983096f5a | 1 | PPA | ArchiveDirectories={D:\openHistorian\Archive
|  |  | 998a2cc1-f0f3-4989-98cb-82f224c9ee89 | 1 | PPA | ArchiveDirectories={D:\openHistorian\Archive
|  |  | 9b30b70a-d9e6-45a8-9457-141de5e45f48 | 1 | PPA | ArchiveDirectories={D:\openHistorian\Archive
|  |  | 0fc682b2-b901-487f-9bc0-be8bff780b8f | 1 | PPA | ArchiveDirectories={D:\openHistorian\Archive
|  |  | 5c8fd0ed-da31-4d11-8d61-13cadb68f167 | 1 | PPA | ArchiveDirectories={D:\openHistorian\Archive
|  |  | d2a8722d-eef2-4ba6-a4ea-9971779ce9f6 | 1 | PPA | ArchiveDirectories={D:\openHistorian\Archive
|  |  | bee6766f-7c7d-48b8-ba28-0702151a5286 | 1 | PPA | ArchiveDirectories={D:\openHistorian\Archive
|  |  | b72bdfe8-372a-4bf0-b197-509ac272ef2a | 1 | PPA | ArchiveDirectories={D:\openHistorian\Archive
|  |  | ddd5e9a8-8881-4b87-9969-b824865c1f2b | 1 | PPA | ArchiveDirectories={D:\openHistorian\Archive
|  |  | 826e8bb7-89db-46a8-992b-c17d0ca4a5ca | 1 | PPA | ArchiveDirectories={D:\openHistorian\Archive
|  |  | 02798c2c-b888-4872-b940-8778d49a07dc | 1 | PPA | ArchiveDirectories={D:\openHistorian\Archive
|  |  | 40905a2e-9085-4d67-ac7a-562e6ba123c1 | 1 | PPA | ArchiveDirectories={D:\openHistorian\Archive
|  |  | 555e42a1-5156-4942-a5bb-62d7d0ce3565 | 1 | PPA | ArchiveDirectories={D:\openHistorian\Archive
|  |  | 3346cfa9-76b0-4769-862e-88d46fae1c1a | 1 | PPA | ArchiveDirectories={D:\openHistorian\Archive
|  |  | f21a8c69-5d27-410f-ae02-a12d2c386ebf | 1 | PPA | ArchiveDirectories={D:\openHistorian\Archive
|  |  | fe3e7264-189c-49d5-8a0d-18b7e0e46aec | 1 | PPA | ArchiveDirectories={D:\openHistorian\Archive
|  |  | 05f7fc75-cf62-442e-9d61-d8db0c724d63 | 1 | PPA | ArchiveDirectories={D:\openHistorian\Archive
|  |  | 20cea889-026c-4263-b608-96040d4af78b | 1 | PPA | ArchiveDirectories={D:\openHistorian\Archive
|  |  | e3cb9c69-3981-4ade-8eb7-7365224ab030 | 1 | PPA | ArchiveDirectories={D:\openHistorian\Archive
|  |  | 25854e9c-77c0-4e67-bcf0-992ec5aba432 | 1 | PPA | ArchiveDirectories={D:\openHistorian\Archive
|  |  | 0ed606cc-9131-44a2-ad38-900eeab14440 | 1 | PPA | ArchiveDirectories={D:\openHistorian\Archive
|  |  | 80fc7280-dc68-456c-a6d5-d2277d298d47 | 1 | PPA | ArchiveDirectories={D:\openHistorian\Archive
|  |  | 76afa52a-fa08-4832-8d39-22c41b7143b3 | 1 | PPA | ArchiveDirectories={D:\openHistorian\Archive
|  |  | 3d135f2c-1856-4a00-adc5-dccd1c165ac5 | 1 | PPA | ArchiveDirectories={D:\openHistorian\Archive
|  |  | 42556468-1e83-47c4-ad83-7b5a42a87a21 | 1 | PPA | ArchiveDirectories={D:\openHistorian\Archive
|  |  | 37aa2d7c-4b37-4902-bbbd-77d51605a82b | 1 | PPA | ArchiveDirectories={D:\openHistorian\Archive
|  |  | 84a1f3ad-6d77-4bb3-9752-d27e2a313c2a | 1 | PPA | ArchiveDirectories={D:\openHistorian\Archive
|  |  | 9e833e1c-809c-48a8-b9a8-1d2b17c8c22c | 1 | PPA | ArchiveDirectories={D:\openHistorian\Archive
|  |  | e40ee407-7d1d-4bfd-97cc-2768af308eb2 | 1 | PPA | ArchiveDirectories={D:\openHistorian\Archive
|  |  | 81f70171-2257-43ea-a277-32a51bad72c3 | 1 | PPA | ArchiveDirectories={D:\openHistorian\Archive
|  |  | aacd4d0d-22c2-4577-8112-00bdd51f666e | 1 | PPA | ArchiveDirectories={D:\openHistorian\Archive
|  |  | cebc9332-d9cf-446f-9d04-a5b8fa9caf00 | 1 | PPA | ArchiveDirectories={D:\openHistorian\Archive
|  |  | 0ba8d562-f815-42c7-a25a-d18f2447262c | 1 | PPA | ArchiveDirectories={D:\openHistorian\Archive
|  |  | 99673624-c47d-4401-901d-634ddd86ab89 | 1 | PPA | ArchiveDirectories={D:\openHistorian\Archive
|  |  | edc39fff-330c-46de-b66f-8f812cf7e1e7 | 1 | PPA | ArchiveDirectories={D:\openHistorian\Archive
|  |  | d856b233-f1df-4c26-a197-c0a0ca80aeea | 1 | PPA | ArchiveDirectories={D:\openHistorian\Archive
|  |  | 7fae6fde-e3e2-44ba-a085-f66626441a21 | 1 | PPA | ArchiveDirectories={D:\openHistorian\Archive
|  |  | 8425926d-782b-4280-b378-154e82316856 | 1 | PPA | ArchiveDirectories={D:\openHistorian\Archive
|  |  | 1e313fe0-d0e9-4a5d-9161-6091ad030663 | 1 | PPA | ArchiveDirectories={D:\openHistorian\Archive
|  |  | dd1f37bd-719d-4017-811d-f9dce1c7c3eb | 1 | PPA | ArchiveDirectories={D:\openHistorian\Archive
|  |  | 8aee4a8c-686b-45a3-9372-6207fe46bf77 | 1 | PPA | ArchiveDirectories={D:\openHistorian\Archive
|  |  | 1603c487-a341-41f0-ace6-92262f3857f5 | 1 | PPA | ArchiveDirectories={D:\openHistorian\Archive
|  |  | 79d3963d-704b-4d4b-8442-e281a7044625 | 1 | PPA | ArchiveDirectories={D:\openHistorian\Archive
|  |  | ca99d6fc-ce2d-4614-a11f-589bfd6007b5 | 1 | PPA | ArchiveDirectories={D:\openHistorian\Archive
|  |  | 5e87d836-295e-4fad-88e0-a4312b0527a0 | 1 | PPA | ArchiveDirectories={D:\openHistorian\Archive
|  |  | 2c4f2a64-d57d-483f-a8f7-a93f74adae56 | 1 | PPA | ArchiveDirectories={D:\openHistorian\Archive
|  |  | 55f13eba-a1c5-444e-8c1d-787dd69c836e | 1 | PPA | ArchiveDirectories={D:\openHistorian\Archive
|  |  | df3630a3-5e02-4671-930a-7c0485fd8562 | 1 | PPA | ArchiveDirectories={D:\openHistorian\Archive
|  |  | faa17040-e1a3-425d-b100-8113aff715a0 | 2 | STAT |  | 11264 | ONS_LOCAL$ESSRNS_500_PM_01!PMU:ST1 |  |  | 8736f6c7-ad41-4b43-b4f6-e684e0d4ad20 |  |  | 30 | [8 empty] | 11 | [5 empty] | LOCAL$ESSRNS_500_PM_01!PMU-ST1 | 0.0 | 1.0 | Device statistic for Number of data quality errors reported by device during last reporting interval. | 0 | 1 | 1 |  | Any | STAT | Statistic | ST |  |  | STAT:11264 | 2021-08-24 16:47
|  |  | d3ca0420-74b9-4232-b14c-b3fd2873e555 | 2 | STAT |  | 11265 | ONS_LOCAL$ESSRNS_500_PM_01!PMU:ST2 |  |  | 8736f6c7-ad41-4b43-b4f6-e684e0d4ad20 |  |  | 30 | [8 empty] | 11 | [5 empty] | LOCAL$ESSRNS_500_PM_01!PMU-ST2 | 0.0 | 1.0 | Device statistic for Number of time quality errors reported by device during last reporting interval. | 0 | 1 | 1 |  | Any | STAT | Statistic | ST |  |  | STAT:11265 | 2021-08-24 16:47
|  |  | f4dffa2f-3728-45e1-8435-ef9b34dbc6a6 | 2 | STAT |  | 11266 | ONS_LOCAL$ESSRNS_500_PM_01!PMU:ST3 |  |  | 8736f6c7-ad41-4b43-b4f6-e684e0d4ad20 |  |  | 30 | [8 empty] | 11 | [5 empty] | LOCAL$ESSRNS_500_PM_01!PMU-ST3 | 0.0 | 1.0 | Device statistic for Number of device errors reported by device during last reporting interval. | 0 | 1 | 1 |  | Any | STAT | Statistic | ST |  |  | STAT:11266 | 2021-08-24 16:47
|  |  | 8382f771-be5d-4cf1-8ead-21bd1e019a3b | 2 | STAT |  | 11267 | ONS_LOCAL$ESSRNS_500_PM_01!PMU:ST4 |  |  | 8736f6c7-ad41-4b43-b4f6-e684e0d4ad20 |  |  | 30 | [8 empty] | 11 | [5 empty] | LOCAL$ESSRNS_500_PM_01!PMU-ST4 | 0.0 | 1.0 | Device statistic for Number of measurements received from device during last reporting interval. | 0 | 1 | 1 |  | Any | STAT | Statistic | ST |  |  | STAT:11267 | 2021-08-24 16:47
|  |  | a5c7a286-9fd8-4bb5-b59a-01123f5dcb35 | 2 | STAT |  | 11268 | ONS_LOCAL$ESSRNS_500_PM_01!PMU:ST5 |  |  | 8736f6c7-ad41-4b43-b4f6-e684e0d4ad20 |  |  | 30 | [8 empty] | 11 | [5 empty] | LOCAL$ESSRNS_500_PM_01!PMU-ST5 | 0.0 | 1.0 | Device statistic for Expected number of measurements received from device during last reporting interval. | 0 | 1 | 1 |  | Any | STAT | Statistic | ST |  |  | STAT:11268 | 2021-08-24 16:47
|  |  | 58894703-4aaf-44b6-96b2-b60e36af311b | 2 | STAT |  | 11269 | ONS_LOCAL$ESSRNS_500_PM_01!PMU:ST6 |  |  | 8736f6c7-ad41-4b43-b4f6-e684e0d4ad20 |  |  | 30 | [8 empty] | 11 | [5 empty] | LOCAL$ESSRNS_500_PM_01!PMU-ST6 | 0.0 | 1.0 | Device statistic for Number of measurements received while device was reporting errors during last reporting interval. | 0 | 1 | 1 |  | Any | STAT | Statistic | ST |  |  | STAT:11269 | 2021-08-24 16:47
|  |  | 97120069-336e-4d62-9187-0415d5d378ac | 2 | STAT |  | 11270 | ONS_LOCAL$ESSRNS_500_PM_01!PMU:ST7 |  |  | 8736f6c7-ad41-4b43-b4f6-e684e0d4ad20 |  |  | 30 | [8 empty] | 11 | [5 empty] | LOCAL$ESSRNS_500_PM_01!PMU-ST7 | 0.0 | 1.0 | Device statistic for Number of defined measurements (per frame) from device during last reporting interval. | 0 | 1 | 1 |  | Any | STAT | Statistic | ST |  |  | STAT:11270 | 2021-08-24 16:47
|  |  | 0d718624-d14d-4085-9ac1-8828c9c35253 | 2 | STAT |  | 11271 | ONS_LOCAL$ESSRNS_500_PM_02!PMU:ST1 |  |  | 8736f6c7-ad41-4b43-b4f6-e684e0d4ad20 |  |  | 30 | [8 empty] | 11 | [5 empty] | LOCAL$ESSRNS_500_PM_02!PMU-ST1 | 0.0 | 1.0 | Device statistic for Number of data quality errors reported by device during last reporting interval. | 0 | 1 | 1 |  | Any | STAT | Statistic | ST |  |  | STAT:11271 | 2021-08-24 16:47
|  |  | af2e0adb-9af1-4ff7-9d29-5e92a400051e | 2 | STAT |  | 11272 | ONS_LOCAL$ESSRNS_500_PM_02!PMU:ST2 |  |  | 8736f6c7-ad41-4b43-b4f6-e684e0d4ad20 |  |  | 30 | [8 empty] | 11 | [5 empty] | LOCAL$ESSRNS_500_PM_02!PMU-ST2 | 0.0 | 1.0 | Device statistic for Number of time quality errors reported by device during last reporting interval. | 0 | 1 | 1 |  | Any | STAT | Statistic | ST |  |  | STAT:11272 | 2021-08-24 16:47
|  |  | 45aed855-22f1-45cb-a9d0-6c38b32aedca | 2 | STAT |  | 11273 | ONS_LOCAL$ESSRNS_500_PM_02!PMU:ST3 |  |  | 8736f6c7-ad41-4b43-b4f6-e684e0d4ad20 |  |  | 30 | [8 empty] | 11 | [5 empty] | LOCAL$ESSRNS_500_PM_02!PMU-ST3 | 0.0 | 1.0 | Device statistic for Number of device errors reported by device during last reporting interval. | 0 | 1 | 1 |  | Any | STAT | Statistic | ST |  |  | STAT:11273 | 2021-08-24 16:47
|  |  | af38dddd-5f7c-4caf-b49c-1864728fd299 | 2 | STAT |  | 11274 | ONS_LOCAL$ESSRNS_500_PM_02!PMU:ST4 |  |  | 8736f6c7-ad41-4b43-b4f6-e684e0d4ad20 |  |  | 30 | [8 empty] | 11 | [5 empty] | LOCAL$ESSRNS_500_PM_02!PMU-ST4 | 0.0 | 1.0 | Device statistic for Number of measurements received from device during last reporting interval. | 0 | 1 | 1 |  | Any | STAT | Statistic | ST |  |  | STAT:11274 | 2021-08-24 16:47
|  |  | 80561d6f-52f5-4525-b4c7-4c20ffeec64a | 2 | STAT |  | 11275 | ONS_LOCAL$ESSRNS_500_PM_02!PMU:ST5 |  |  | 8736f6c7-ad41-4b43-b4f6-e684e0d4ad20 |  |  | 30 | [8 empty] | 11 | [5 empty] | LOCAL$ESSRNS_500_PM_02!PMU-ST5 | 0.0 | 1.0 | Device statistic for Expected number of measurements received from device during last reporting interval. | 0 | 1 | 1 |  | Any | STAT | Statistic | ST |  |  | STAT:11275 | 2021-08-24 16:47
|  |  | d3b925ee-6203-44bf-8574-fdecc7bbe9a3 | 2 | STAT |  | 11276 | ONS_LOCAL$ESSRNS_500_PM_02!PMU:ST6 |  |  | 8736f6c7-ad41-4b43-b4f6-e684e0d4ad20 |  |  | 30 | [8 empty] | 11 | [5 empty] | LOCAL$ESSRNS_500_PM_02!PMU-ST6 | 0.0 | 1.0 | Device statistic for Number of measurements received while device was reporting errors during last reporting interval. | 0 | 1 | 1 |  | Any | STAT | Statistic | ST |  |  | STAT:11276 | 2021-08-24 16:47
|  |  | 3bd773c5-1cb6-4a61-af36-7520bb61d699 | 2 | STAT |  | 11277 | ONS_LOCAL$ESSRNS_500_PM_02!PMU:ST7 |  |  | 8736f6c7-ad41-4b43-b4f6-e684e0d4ad20 |  |  | 30 | [8 empty] | 11 | [5 empty] | LOCAL$ESSRNS_500_PM_02!PMU-ST7 | 0.0 | 1.0 | Device statistic for Number of defined measurements (per frame) from device during last reporting interval. | 0 | 1 | 1 |  | Any | STAT | Statistic | ST |  |  | STAT:11277 | 2021-08-24 16:47
|  |  | 32857617-d9f1-44ec-ad79-bb73f148629d | 2 | STAT |  | 11278 | ONS_LOCAL$ESSRNS_500_PM_03!PMU:ST1 |  |  | 8736f6c7-ad41-4b43-b4f6-e684e0d4ad20 |  |  | 30 | [8 empty] | 11 | [5 empty] | LOCAL$ESSRNS_500_PM_03!PMU-ST1 | 0.0 | 1.0 | Device statistic for Number of data quality errors reported by device during last reporting interval. | 0 | 1 | 1 |  | Any | STAT | Statistic | ST |  |  | STAT:11278 | 2021-08-24 16:47
|  |  | 56a07eda-f34f-43ad-99b7-7ef315a43ada | 2 | STAT |  | 11279 | ONS_LOCAL$ESSRNS_500_PM_03!PMU:ST2 |  |  | 8736f6c7-ad41-4b43-b4f6-e684e0d4ad20 |  |  | 30 | [8 empty] | 11 | [5 empty] | LOCAL$ESSRNS_500_PM_03!PMU-ST2 | 0.0 | 1.0 | Device statistic for Number of time quality errors reported by device during last reporting interval. | 0 | 1 | 1 |  | Any | STAT | Statistic | ST |  |  | STAT:11279 | 2021-08-24 16:47
|  |  | ce0ccdc3-f3e0-469b-8f4b-dbd2558225ea | 2 | STAT |  | 11280 | ONS_LOCAL$ESSRNS_500_PM_03!PMU:ST3 |  |  | 8736f6c7-ad41-4b43-b4f6-e684e0d4ad20 |  |  | 30 | [8 empty] | 11 | [5 empty] | LOCAL$ESSRNS_500_PM_03!PMU-ST3 | 0.0 | 1.0 | Device statistic for Number of device errors reported by device during last reporting interval. | 0 | 1 | 1 |  | Any | STAT | Statistic | ST |  |  | STAT:11280 | 2021-08-24 16:47
|  |  | aa0da983-c546-4f04-95b0-5e0c890e565c | 2 | STAT |  | 11281 | ONS_LOCAL$ESSRNS_500_PM_03!PMU:ST4 |  |  | 8736f6c7-ad41-4b43-b4f6-e684e0d4ad20 |  |  | 30 | [8 empty] | 11 | [5 empty] | LOCAL$ESSRNS_500_PM_03!PMU-ST4 | 0.0 | 1.0 | Device statistic for Number of measurements received from device during last reporting interval. | 0 | 1 | 1 |  | Any | STAT | Statistic | ST |  |  | STAT:11281 | 2021-08-24 16:47
|  |  | 1bbe383b-e605-4a9f-94e9-a31bd579b3bd | 2 | STAT |  | 11282 | ONS_LOCAL$ESSRNS_500_PM_03!PMU:ST5 |  |  | 8736f6c7-ad41-4b43-b4f6-e684e0d4ad20 |  |  | 30 | [8 empty] | 11 | [5 empty] | LOCAL$ESSRNS_500_PM_03!PMU-ST5 | 0.0 | 1.0 | Device statistic for Expected number of measurements received from device during last reporting interval. | 0 | 1 | 1 |  | Any | STAT | Statistic | ST |  |  | STAT:11282 | 2021-08-24 16:47
|  |  | 323a6f9a-383e-44da-9151-78d0e8fce5a2 | 2 | STAT |  | 11283 | ONS_LOCAL$ESSRNS_500_PM_03!PMU:ST6 |  |  | 8736f6c7-ad41-4b43-b4f6-e684e0d4ad20 |  |  | 30 | [8 empty] | 11 | [5 empty] | LOCAL$ESSRNS_500_PM_03!PMU-ST6 | 0.0 | 1.0 | Device statistic for Number of measurements received while device was reporting errors during last reporting interval. | 0 | 1 | 1 |  | Any | STAT | Statistic | ST |  |  | STAT:11283 | 2021-08-24 16:47
|  |  | f0963f99-af28-4a6c-b60b-2134d1635795 | 2 | STAT |  | 11284 | ONS_LOCAL$ESSRNS_500_PM_03!PMU:ST7 |  |  | 8736f6c7-ad41-4b43-b4f6-e684e0d4ad20 |  |  | 30 | [8 empty] | 11 | [5 empty] | LOCAL$ESSRNS_500_PM_03!PMU-ST7 | 0.0 | 1.0 | Device statistic for Number of defined measurements (per frame) from device during last reporting interval. | 0 | 1 | 1 |  | Any | STAT | Statistic | ST |  |  | STAT:11284 | 2021-08-24 16:47
|  |  | 48e18b67-7fac-48c2-817a-f6934f6075cc | 2 | STAT |  | 11285 | ONS_LOCAL$MGGVA6_500_PM_04!PMU:ST1 |  |  | 8736f6c7-ad41-4b43-b4f6-e684e0d4ad20 |  |  | 30 | [8 empty] | 11 | [5 empty] | LOCAL$MGGVA6_500_PM_04!PMU-ST1 | 0.0 | 1.0 | Device statistic for Number of data quality errors reported by device during last reporting interval. | 0 | 1 | 1 |  | Any | STAT | Statistic | ST |  |  | STAT:11285 | 2021-08-24 16:47
|  |  | 4771305c-28c9-4a1a-87bb-0acf3c17f413 | 2 | STAT |  | 11286 | ONS_LOCAL$MGGVA6_500_PM_04!PMU:ST2 |  |  | 8736f6c7-ad41-4b43-b4f6-e684e0d4ad20 |  |  | 30 | [8 empty] | 11 | [5 empty] | LOCAL$MGGVA6_500_PM_04!PMU-ST2 | 0.0 | 1.0 | Device statistic for Number of time quality errors reported by device during last reporting interval. | 0 | 1 | 1 |  | Any | STAT | Statistic | ST |  |  | STAT:11286 | 2021-08-24 16:47
|  |  | 77350d9f-43e4-48c6-90a8-981e6901cc6b | 2 | STAT |  | 11287 | ONS_LOCAL$MGGVA6_500_PM_04!PMU:ST3 |  |  | 8736f6c7-ad41-4b43-b4f6-e684e0d4ad20 |  |  | 30 | [8 empty] | 11 | [5 empty] | LOCAL$MGGVA6_500_PM_04!PMU-ST3 | 0.0 | 1.0 | Device statistic for Number of device errors reported by device during last reporting interval. | 0 | 1 | 1 |  | Any | STAT | Statistic | ST |  |  | STAT:11287 | 2021-08-24 16:47
|  |  | d72a2c5e-5d87-416f-9ad7-4f20d932967e | 2 | STAT |  | 11288 | ONS_LOCAL$MGGVA6_500_PM_04!PMU:ST4 |  |  | 8736f6c7-ad41-4b43-b4f6-e684e0d4ad20 |  |  | 30 | [8 empty] | 11 | [5 empty] | LOCAL$MGGVA6_500_PM_04!PMU-ST4 | 0.0 | 1.0 | Device statistic for Number of measurements received from device during last reporting interval. | 0 | 1 | 1 |  | Any | STAT | Statistic | ST |  |  | STAT:11288 | 2021-08-24 16:47
|  |  | 75c846d0-3c46-4fda-b197-81d643c762b1 | 2 | STAT |  | 11289 | ONS_LOCAL$MGGVA6_500_PM_04!PMU:ST5 |  |  | 8736f6c7-ad41-4b43-b4f6-e684e0d4ad20 |  |  | 30 | [8 empty] | 11 | [5 empty] | LOCAL$MGGVA6_500_PM_04!PMU-ST5 | 0.0 | 1.0 | Device statistic for Expected number of measurements received from device during last reporting interval. | 0 | 1 | 1 |  | Any | STAT | Statistic | ST |  |  | STAT:11289 | 2021-08-24 16:47
|  |  | 40ed6f36-858f-47af-8c74-6846ccf07b41 | 2 | STAT |  | 11290 | ONS_LOCAL$MGGVA6_500_PM_04!PMU:ST6 |  |  | 8736f6c7-ad41-4b43-b4f6-e684e0d4ad20 |  |  | 30 | [8 empty] | 11 | [5 empty] | LOCAL$MGGVA6_500_PM_04!PMU-ST6 | 0.0 | 1.0 | Device statistic for Number of measurements received while device was reporting errors during last reporting interval. | 0 | 1 | 1 |  | Any | STAT | Statistic | ST |  |  | STAT:11290 | 2021-08-24 16:47
|  |  | aca204c1-d7e4-48e8-adf6-93ab8ef4e3f1 | 2 | STAT |  | 11291 | ONS_LOCAL$MGGVA6_500_PM_04!PMU:ST7 |  |  | 8736f6c7-ad41-4b43-b4f6-e684e0d4ad20 |  |  | 30 | [8 empty] | 11 | [5 empty] | LOCAL$MGGVA6_500_PM_04!PMU-ST7 | 0.0 | 1.0 | Device statistic for Number of defined measurements (per frame) from device during last reporting interval. | 0 | 1 | 1 |  | Any | STAT | Statistic | ST |  |  | STAT:11291 | 2021-08-24 16:47
|  |  | 9bf1787d-5783-4b65-9222-aea29c94f7f7 | 2 | STAT |  | 11292 | ONS_LOCAL$MGMTUM_500_PM_01!PMU:ST1 |  |  | 8736f6c7-ad41-4b43-b4f6-e684e0d4ad20 |  |  | 30 | [8 empty] | 11 | [5 empty] | LOCAL$MGMTUM_500_PM_01!PMU-ST1 | 0.0 | 1.0 | Device statistic for Number of data quality errors reported by device during last reporting interval. | 0 | 1 | 1 |  | Any | STAT | Statistic | ST |  |  | STAT:11292 | 2021-08-24 16:47
|  |  | f7faf89d-c8bd-47f6-aa1a-0240dc596f5d | 2 | STAT |  | 11293 | ONS_LOCAL$MGMTUM_500_PM_01!PMU:ST2 |  |  | 8736f6c7-ad41-4b43-b4f6-e684e0d4ad20 |  |  | 30 | [8 empty] | 11 | [5 empty] | LOCAL$MGMTUM_500_PM_01!PMU-ST2 | 0.0 | 1.0 | Device statistic for Number of time quality errors reported by device during last reporting interval. | 0 | 1 | 1 |  | Any | STAT | Statistic | ST |  |  | STAT:11293 | 2021-08-24 16:47
|  |  | 01f19c4a-ef10-454e-8335-f6ba4b8b143d | 2 | STAT |  | 11294 | ONS_LOCAL$MGMTUM_500_PM_01!PMU:ST3 |  |  | 8736f6c7-ad41-4b43-b4f6-e684e0d4ad20 |  |  | 30 | [8 empty] | 11 | [5 empty] | LOCAL$MGMTUM_500_PM_01!PMU-ST3 | 0.0 | 1.0 | Device statistic for Number of device errors reported by device during last reporting interval. | 0 | 1 | 1 |  | Any | STAT | Statistic | ST |  |  | STAT:11294 | 2021-08-24 16:47
|  |  | a174ac35-a180-4281-b323-b07c4b25e4c4 | 2 | STAT |  | 11295 | ONS_LOCAL$MGMTUM_500_PM_01!PMU:ST4 |  |  | 8736f6c7-ad41-4b43-b4f6-e684e0d4ad20 |  |  | 30 | [8 empty] | 11 | [5 empty] | LOCAL$MGMTUM_500_PM_01!PMU-ST4 | 0.0 | 1.0 | Device statistic for Number of measurements received from device during last reporting interval. | 0 | 1 | 1 |  | Any | STAT | Statistic | ST |  |  | STAT:11295 | 2021-08-24 16:47
|  |  | 1699a02b-8897-405f-8953-147b7f028bd9 | 2 | STAT |  | 11296 | ONS_LOCAL$MGMTUM_500_PM_01!PMU:ST5 |  |  | 8736f6c7-ad41-4b43-b4f6-e684e0d4ad20 |  |  | 30 | [8 empty] | 11 | [5 empty] | LOCAL$MGMTUM_500_PM_01!PMU-ST5 | 0.0 | 1.0 | Device statistic for Expected number of measurements received from device during last reporting interval. | 0 | 1 | 1 |  | Any | STAT | Statistic | ST |  |  | STAT:11296 | 2021-08-24 16:47
|  |  | d88768d7-9bc7-4c99-b37b-b235f519eddd | 2 | STAT |  | 11297 | ONS_LOCAL$MGMTUM_500_PM_01!PMU:ST6 |  |  | 8736f6c7-ad41-4b43-b4f6-e684e0d4ad20 |  |  | 30 | [8 empty] | 11 | [5 empty] | LOCAL$MGMTUM_500_PM_01!PMU-ST6 | 0.0 | 1.0 | Device statistic for Number of measurements received while device was reporting errors during last reporting interval. | 0 | 1 | 1 |  | Any | STAT | Statistic | ST |  |  | STAT:11297 | 2021-08-24 16:47
|  |  | 49228190-6d7e-4196-af1a-0b44e117263d | 2 | STAT |  | 11298 | ONS_LOCAL$MGMTUM_500_PM_01!PMU:ST7 |  |  | 8736f6c7-ad41-4b43-b4f6-e684e0d4ad20 |  |  | 30 | [8 empty] | 11 | [5 empty] | LOCAL$MGMTUM_500_PM_01!PMU-ST7 | 0.0 | 1.0 | Device statistic for Number of defined measurements (per frame) from device during last reporting interval. | 0 | 1 | 1 |  | Any | STAT | Statistic | ST |  |  | STAT:11298 | 2021-08-24 16:47
|  |  | 871d8844-b95c-4868-b51b-3a2c0d2b9443 | 2 | STAT |  | 11299 | ONS_LOCAL$MGMTUM_500_PM_02!PMU:ST1 |  |  | 8736f6c7-ad41-4b43-b4f6-e684e0d4ad20 |  |  | 30 | [8 empty] | 11 | [5 empty] | LOCAL$MGMTUM_500_PM_02!PMU-ST1 | 0.0 | 1.0 | Device statistic for Number of data quality errors reported by device during last reporting interval. | 0 | 1 | 1 |  | Any | STAT | Statistic | ST |  |  | STAT:11299 | 2021-08-24 16:47
|  |  | aeeeaf68-9974-473a-a3ef-0390450830d2 | 2 | STAT |  | 11300 | ONS_LOCAL$MGMTUM_500_PM_02!PMU:ST2 |  |  | 8736f6c7-ad41-4b43-b4f6-e684e0d4ad20 |  |  | 30 | [8 empty] | 11 | [5 empty] | LOCAL$MGMTUM_500_PM_02!PMU-ST2 | 0.0 | 1.0 | Device statistic for Number of time quality errors reported by device during last reporting interval. | 0 | 1 | 1 |  | Any | STAT | Statistic | ST |  |  | STAT:11300 | 2021-08-24 16:47
|  |  | 5c1b2d6c-de70-49ec-b0cd-cdcda40e19d9 | 2 | STAT |  | 11301 | ONS_LOCAL$MGMTUM_500_PM_02!PMU:ST3 |  |  | 8736f6c7-ad41-4b43-b4f6-e684e0d4ad20 |  |  | 30 | [8 empty] | 11 | [5 empty] | LOCAL$MGMTUM_500_PM_02!PMU-ST3 | 0.0 | 1.0 | Device statistic for Number of device errors reported by device during last reporting interval. | 0 | 1 | 1 |  | Any | STAT | Statistic | ST |  |  | STAT:11301 | 2021-08-24 16:47
|  |  | d1b9b0fd-afc2-43c7-adbd-51c75e109358 | 2 | STAT |  | 11302 | ONS_LOCAL$MGMTUM_500_PM_02!PMU:ST4 |  |  | 8736f6c7-ad41-4b43-b4f6-e684e0d4ad20 |  |  | 30 | [8 empty] | 11 | [5 empty] | LOCAL$MGMTUM_500_PM_02!PMU-ST4 | 0.0 | 1.0 | Device statistic for Number of measurements received from device during last reporting interval. | 0 | 1 | 1 |  | Any | STAT | Statistic | ST |  |  | STAT:11302 | 2021-08-24 16:47
|  |  | 5fd933f9-7634-4ab8-bf9b-9b484ff42205 | 2 | STAT |  | 11303 | ONS_LOCAL$MGMTUM_500_PM_02!PMU:ST5 |  |  | 8736f6c7-ad41-4b43-b4f6-e684e0d4ad20 |  |  | 30 | [8 empty] | 11 | [5 empty] | LOCAL$MGMTUM_500_PM_02!PMU-ST5 | 0.0 | 1.0 | Device statistic for Expected number of measurements received from device during last reporting interval. | 0 | 1 | 1 |  | Any | STAT | Statistic | ST |  |  | STAT:11303 | 2021-08-24 16:47
|  |  | e69f601d-a7be-478d-8f1e-9860143c7953 | 2 | STAT |  | 11304 | ONS_LOCAL$MGMTUM_500_PM_02!PMU:ST6 |  |  | 8736f6c7-ad41-4b43-b4f6-e684e0d4ad20 |  |  | 30 | [8 empty] | 11 | [5 empty] | LOCAL$MGMTUM_500_PM_02!PMU-ST6 | 0.0 | 1.0 | Device statistic for Number of measurements received while device was reporting errors during last reporting interval. | 0 | 1 | 1 |  | Any | STAT | Statistic | ST |  |  | STAT:11304 | 2021-08-24 16:47
|  |  | 98b02e53-499b-4c6e-a426-966f394fca43 | 2 | STAT |  | 11305 | ONS_LOCAL$MGMTUM_500_PM_02!PMU:ST7 |  |  | 8736f6c7-ad41-4b43-b4f6-e684e0d4ad20 |  |  | 30 | [8 empty] | 11 | [5 empty] | LOCAL$MGMTUM_500_PM_02!PMU-ST7 | 0.0 | 1.0 | Device statistic for Number of defined measurements (per frame) from device during last reporting interval. | 0 | 1 | 1 |  | Any | STAT | Statistic | ST |  |  | STAT:11305 | 2021-08-24 16:47
|  |  | bab2b9d5-172c-486b-b13c-393354756db4 | 2 | STAT |  | 11306 | ONS_LOCAL$MGMTUM_500_PM_03!PMU:ST1 |  |  | 8736f6c7-ad41-4b43-b4f6-e684e0d4ad20 |  |  | 30 | [8 empty] | 11 | [5 empty] | LOCAL$MGMTUM_500_PM_03!PMU-ST1 | 0.0 | 1.0 | Device statistic for Number of data quality errors reported by device during last reporting interval. | 0 | 1 | 1 |  | Any | STAT | Statistic | ST |  |  | STAT:11306 | 2021-08-24 16:47
|  |  | 15e05a69-a4cd-4c2e-a75e-9d58682fb823 | 2 | STAT |  | 11307 | ONS_LOCAL$MGMTUM_500_PM_03!PMU:ST2 |  |  | 8736f6c7-ad41-4b43-b4f6-e684e0d4ad20 |  |  | 30 | [8 empty] | 11 | [5 empty] | LOCAL$MGMTUM_500_PM_03!PMU-ST2 | 0.0 | 1.0 | Device statistic for Number of time quality errors reported by device during last reporting interval. | 0 | 1 | 1 |  | Any | STAT | Statistic | ST |  |  | STAT:11307 | 2021-08-24 16:47
|  |  | 3fbc2aed-345d-4088-a2fd-feb35deeb624 | 2 | STAT |  | 11308 | ONS_LOCAL$MGMTUM_500_PM_03!PMU:ST3 |  |  | 8736f6c7-ad41-4b43-b4f6-e684e0d4ad20 |  |  | 30 | [8 empty] | 11 | [5 empty] | LOCAL$MGMTUM_500_PM_03!PMU-ST3 | 0.0 | 1.0 | Device statistic for Number of device errors reported by device during last reporting interval. | 0 | 1 | 1 |  | Any | STAT | Statistic | ST |  |  | STAT:11308 | 2021-08-24 16:47
|  |  | 63daf08d-4cbe-4ebf-a2f0-3bf2fbe80dfe | 2 | STAT |  | 11309 | ONS_LOCAL$MGMTUM_500_PM_03!PMU:ST4 |  |  | 8736f6c7-ad41-4b43-b4f6-e684e0d4ad20 |  |  | 30 | [8 empty] | 11 | [5 empty] | LOCAL$MGMTUM_500_PM_03!PMU-ST4 | 0.0 | 1.0 | Device statistic for Number of measurements received from device during last reporting interval. | 0 | 1 | 1 |  | Any | STAT | Statistic | ST |  |  | STAT:11309 | 2021-08-24 16:47
|  |  | aca782c3-3387-4437-bd4a-bf163fc9488b | 2 | STAT |  | 11310 | ONS_LOCAL$MGMTUM_500_PM_03!PMU:ST5 |  |  | 8736f6c7-ad41-4b43-b4f6-e684e0d4ad20 |  |  | 30 | [8 empty] | 11 | [5 empty] | LOCAL$MGMTUM_500_PM_03!PMU-ST5 | 0.0 | 1.0 | Device statistic for Expected number of measurements received from device during last reporting interval. | 0 | 1 | 1 |  | Any | STAT | Statistic | ST |  |  | STAT:11310 | 2021-08-24 16:47
|  |  | e78987ef-83f2-4252-9581-5d0ac07281ad | 2 | STAT |  | 11311 | ONS_LOCAL$MGMTUM_500_PM_03!PMU:ST6 |  |  | 8736f6c7-ad41-4b43-b4f6-e684e0d4ad20 |  |  | 30 | [8 empty] | 11 | [5 empty] | LOCAL$MGMTUM_500_PM_03!PMU-ST6 | 0.0 | 1.0 | Device statistic for Number of measurements received while device was reporting errors during last reporting interval. | 0 | 1 | 1 |  | Any | STAT | Statistic | ST |  |  | STAT:11311 | 2021-08-24 16:47
|  |  | 95b11824-6ebd-42a9-9e60-79e4321eb4e8 | 2 | STAT |  | 11312 | ONS_LOCAL$MGMTUM_500_PM_03!PMU:ST7 |  |  | 8736f6c7-ad41-4b43-b4f6-e684e0d4ad20 |  |  | 30 | [8 empty] | 11 | [5 empty] | LOCAL$MGMTUM_500_PM_03!PMU-ST7 | 0.0 | 1.0 | Device statistic for Number of defined measurements (per frame) from device during last reporting interval. | 0 | 1 | 1 |  | Any | STAT | Statistic | ST |  |  | STAT:11312 | 2021-08-24 16:47
|  |  | ad7a8b54-8748-419d-9187-7d1eb7225934 | 2 | STAT |  | 11313 | ONS_LOCAL$MGMTUM_500_PM_04!PMU:ST1 |  |  | 8736f6c7-ad41-4b43-b4f6-e684e0d4ad20 |  |  | 30 | [8 empty] | 11 | [5 empty] | LOCAL$MGMTUM_500_PM_04!PMU-ST1 | 0.0 | 1.0 | Device statistic for Number of data quality errors reported by device during last reporting interval. | 0 | 1 | 1 |  | Any | STAT | Statistic | ST |  |  | STAT:11313 | 2021-08-24 16:47
|  |  | 74f8a71f-510b-466e-882a-97123ee85b30 | 2 | STAT |  | 11314 | ONS_LOCAL$MGMTUM_500_PM_04!PMU:ST2 |  |  | 8736f6c7-ad41-4b43-b4f6-e684e0d4ad20 |  |  | 30 | [8 empty] | 11 | [5 empty] | LOCAL$MGMTUM_500_PM_04!PMU-ST2 | 0.0 | 1.0 | Device statistic for Number of time quality errors reported by device during last reporting interval. | 0 | 1 | 1 |  | Any | STAT | Statistic | ST |  |  | STAT:11314 | 2021-08-24 16:47
|  |  | 06727f86-37d4-424c-a666-7083d6e6eaff | 2 | STAT |  | 11315 | ONS_LOCAL$MGMTUM_500_PM_04!PMU:ST3 |  |  | 8736f6c7-ad41-4b43-b4f6-e684e0d4ad20 |  |  | 30 | [8 empty] | 11 | [5 empty] | LOCAL$MGMTUM_500_PM_04!PMU-ST3 | 0.0 | 1.0 | Device statistic for Number of device errors reported by device during last reporting interval. | 0 | 1 | 1 |  | Any | STAT | Statistic | ST |  |  | STAT:11315 | 2021-08-24 16:47
|  |  | 43bda089-be5e-49f1-adda-8e421dc6a7b6 | 2 | STAT |  | 11316 | ONS_LOCAL$MGMTUM_500_PM_04!PMU:ST4 |  |  | 8736f6c7-ad41-4b43-b4f6-e684e0d4ad20 |  |  | 30 | [8 empty] | 11 | [5 empty] | LOCAL$MGMTUM_500_PM_04!PMU-ST4 | 0.0 | 1.0 | Device statistic for Number of measurements received from device during last reporting interval. | 0 | 1 | 1 |  | Any | STAT | Statistic | ST |  |  | STAT:11316 | 2021-08-24 16:47
|  |  | 3efd8fe7-1cbf-4807-9da3-2321f6eb9602 | 2 | STAT |  | 11317 | ONS_LOCAL$MGMTUM_500_PM_04!PMU:ST5 |  |  | 8736f6c7-ad41-4b43-b4f6-e684e0d4ad20 |  |  | 30 | [8 empty] | 11 | [5 empty] | LOCAL$MGMTUM_500_PM_04!PMU-ST5 | 0.0 | 1.0 | Device statistic for Expected number of measurements received from device during last reporting interval. | 0 | 1 | 1 |  | Any | STAT | Statistic | ST |  |  | STAT:11317 | 2021-08-24 16:47
|  |  | 444339ba-e71b-449f-8cfc-0ea22dc20fe0 | 2 | STAT |  | 11318 | ONS_LOCAL$MGMTUM_500_PM_04!PMU:ST6 |  |  | 8736f6c7-ad41-4b43-b4f6-e684e0d4ad20 |  |  | 30 | [8 empty] | 11 | [5 empty] | LOCAL$MGMTUM_500_PM_04!PMU-ST6 | 0.0 | 1.0 | Device statistic for Number of measurements received while device was reporting errors during last reporting interval. | 0 | 1 | 1 |  | Any | STAT | Statistic | ST |  |  | STAT:11318 | 2021-08-24 16:47
|  |  | 894a0845-4bc8-4d0f-b22c-b13d2739757e | 2 | STAT |  | 11319 | ONS_LOCAL$MGMTUM_500_PM_04!PMU:ST7 |  |  | 8736f6c7-ad41-4b43-b4f6-e684e0d4ad20 |  |  | 30 | [8 empty] | 11 | [5 empty] | LOCAL$MGMTUM_500_PM_04!PMU-ST7 | 0.0 | 1.0 | Device statistic for Number of defined measurements (per frame) from device during last reporting interval. | 0 | 1 | 1 |  | Any | STAT | Statistic | ST |  |  | STAT:11319 | 2021-08-24 16:47
|  |  | 09f9fa48-6673-4207-b262-224a3b41afcd | 1 | PPA | ArchiveDirectories={D:\openHistorian\Archive
|  |  | 8cf434fd-9014-4823-873a-6c1692999a21 | 1 | PPA | ArchiveDirectories={D:\openHistorian\Archive
|  |  | cfbfdd6a-851a-4331-872b-6a70eaf0c96b | 1 | PPA | ArchiveDirectories={D:\openHistorian\Archive
|  |  | d4ecd6b2-abd0-4a6e-aa93-b2c8d5119cfd | 1 | PPA | ArchiveDirectories={D:\openHistorian\Archive
|  |  | def8ca40-c31f-463d-b770-65df31a713e1 | 1 | PPA | ArchiveDirectories={D:\openHistorian\Archive
|  |  | 21fd16e2-6da3-434f-84bd-bf24a9b31cbb | 1 | PPA | ArchiveDirectories={D:\openHistorian\Archive
|  |  | ac0ccb19-450d-471c-89f2-73d85200858a | 1 | PPA | ArchiveDirectories={D:\openHistorian\Archive
|  |  | 68322093-326a-4e6e-b0cc-6caa5dae9dcb | 1 | PPA | ArchiveDirectories={D:\openHistorian\Archive
|  |  | 477dddbb-3c02-4a26-828b-46eff7218656 | 1 | PPA | ArchiveDirectories={D:\openHistorian\Archive
|  |  | 4b6e85a3-c9d6-41ac-9bc8-c1b63c37641c | 1 | PPA | ArchiveDirectories={D:\openHistorian\Archive
|  |  | 9a8645e5-0de3-4e1d-b3d2-9dce3be8b410 | 1 | PPA | ArchiveDirectories={D:\openHistorian\Archive
|  |  | 90ad9546-ce68-42d5-858e-abac6f44d82c | 1 | PPA | ArchiveDirectories={D:\openHistorian\Archive
|  |  | c0324a0c-632d-4bb9-a10d-c3ee38bf3949 | 1 | PPA | ArchiveDirectories={D:\openHistorian\Archive
|  |  | 8df117f9-e4dc-49e3-a0ab-f05a6e4123c2 | 1 | PPA | ArchiveDirectories={D:\openHistorian\Archive
|  |  | bc1b53c2-e042-43c3-82ef-a481b000f83c | 1 | PPA | ArchiveDirectories={D:\openHistorian\Archive
|  |  | fea01322-0997-4240-a8c9-5cba55c6a6d5 | 1 | PPA | ArchiveDirectories={D:\openHistorian\Archive
|  |  | bff219fe-4a4a-4fab-9d5b-5756d9e29e24 | 1 | PPA | ArchiveDirectories={D:\openHistorian\Archive
|  |  | c79b775c-8cba-49c1-a48b-693c6019366d | 1 | PPA | ArchiveDirectories={D:\openHistorian\Archive
|  |  | ec11ad33-c108-4f22-85b4-24bfeaf40089 | 1 | PPA | ArchiveDirectories={D:\openHistorian\Archive
|  |  | cdfb7e97-4d10-4b66-b287-e455843e2018 | 1 | PPA | ArchiveDirectories={D:\openHistorian\Archive
|  |  | 8cfe6b90-a276-4d83-b8f4-e15fa9634a93 | 1 | PPA | ArchiveDirectories={D:\openHistorian\Archive
|  |  | 560bbda3-9e6d-4fbb-9ced-18eaf0bf682e | 1 | PPA | ArchiveDirectories={D:\openHistorian\Archive
|  |  | 51b59a60-3269-436b-b86c-f504846b7077 | 1 | PPA | ArchiveDirectories={D:\openHistorian\Archive
|  |  | 66964d41-4d8b-4cd5-a888-033ec72369ab | 1 | PPA | ArchiveDirectories={D:\openHistorian\Archive
|  |  | 61e11137-d3cd-4e23-ae4f-fd8fd862a180 | 1 | PPA | ArchiveDirectories={D:\openHistorian\Archive
|  |  | 86009c32-d1f2-4563-b371-b1473c66ea66 | 1 | PPA | ArchiveDirectories={D:\openHistorian\Archive
|  |  | ee8427e6-92a9-420a-91f5-8562aac81329 | 1 | PPA | ArchiveDirectories={D:\openHistorian\Archive
|  |  | b42c79d8-8482-4647-9363-00c441d648a4 | 1 | PPA | ArchiveDirectories={D:\openHistorian\Archive
|  |  | b9f69212-e180-44b2-abd4-cae56697f252 | 1 | PPA | ArchiveDirectories={D:\openHistorian\Archive
|  |  | 62871d01-a3a6-44c3-b849-80f704c92519 | 1 | PPA | ArchiveDirectories={D:\openHistorian\Archive
|  |  | 95884e48-fc50-406d-a229-664864879827 | 1 | PPA | ArchiveDirectories={D:\openHistorian\Archive
|  |  | 53d575ad-4654-4b47-bf38-c385d0022c07 | 1 | PPA | ArchiveDirectories={D:\openHistorian\Archive
|  |  | 67ed97b4-402c-4159-9dcc-4934971f8ada | 1 | PPA | ArchiveDirectories={D:\openHistorian\Archive
|  |  | 523c0f5e-b1d3-4059-a5e5-402300f0e995 | 1 | PPA | ArchiveDirectories={D:\openHistorian\Archive
|  |  | b3935dde-9611-4ecd-8dcb-8cec8381ee5b | 1 | PPA | ArchiveDirectories={D:\openHistorian\Archive
|  |  | 8fa3f07b-1343-457d-98a1-6908743f2ae2 | 1 | PPA | ArchiveDirectories={D:\openHistorian\Archive
|  |  | d2c014d5-0e70-4fd1-8476-e4217fe489dd | 1 | PPA | ArchiveDirectories={D:\openHistorian\Archive
|  |  | c8bfb617-0826-4787-91eb-019795f5bed1 | 1 | PPA | ArchiveDirectories={D:\openHistorian\Archive
|  |  | 620d8f5a-0239-4786-8678-6c9ca605dc17 | 1 | PPA | ArchiveDirectories={D:\openHistorian\Archive
|  |  | 3cbf178e-a38a-44b1-b9e0-424f640057f7 | 1 | PPA | ArchiveDirectories={D:\openHistorian\Archive
|  |  | fd8efb30-7c11-432d-9f99-7ba78be18db8 | 1 | PPA | ArchiveDirectories={D:\openHistorian\Archive
|  |  | 0168b5bf-9e31-482d-be8e-232152f43883 | 1 | PPA | ArchiveDirectories={D:\openHistorian\Archive
|  |  | d737be52-724d-43ee-a7bf-5c8e2116e92d | 1 | PPA | ArchiveDirectories={D:\openHistorian\Archive
|  |  | 1d0cae74-6684-4954-9515-0dd6f360fedf | 1 | PPA | ArchiveDirectories={D:\openHistorian\Archive
|  |  | 9e47ad1d-2bdf-452d-8875-42ef42ebf518 | 1 | PPA | ArchiveDirectories={D:\openHistorian\Archive
|  |  | 0f209340-7961-4b6d-a7da-2facd2b2008d | 1 | PPA | ArchiveDirectories={D:\openHistorian\Archive
|  |  | 50147224-40e7-45d3-b1b0-2c56b6476d2e | 1 | PPA | ArchiveDirectories={D:\openHistorian\Archive
|  |  | 5cf5b7a0-1ccc-4d0b-bc3b-9132fe9018c4 | 1 | PPA | ArchiveDirectories={D:\openHistorian\Archive
|  |  | 47e8d708-63da-4d7e-8f68-c00b655e239e | 1 | PPA | ArchiveDirectories={D:\openHistorian\Archive
|  |  | ae19a044-4cc6-450a-ab5a-8cad4b9061d4 | 1 | PPA | ArchiveDirectories={D:\openHistorian\Archive
|  |  | 6f632491-5fda-402a-8ecb-03ed8724a66f | 1 | PPA | ArchiveDirectories={D:\openHistorian\Archive
|  |  | 2af6289f-c92e-429c-9052-d9a924a16623 | 1 | PPA | ArchiveDirectories={D:\openHistorian\Archive
|  |  | 0e6fc88b-4474-4765-bdd6-fe89a7ab50c1 | 1 | PPA | ArchiveDirectories={D:\openHistorian\Archive
|  |  | 231d558f-7cd3-4864-a7f1-0f59966e709d | 1 | PPA | ArchiveDirectories={D:\openHistorian\Archive
|  |  | d86c38a4-0a0d-4ee7-9387-132b7cdc0a37 | 1 | PPA | ArchiveDirectories={D:\openHistorian\Archive
|  |  | d7de7da5-bfcd-4212-bb7d-4f40550b40db | 1 | PPA | ArchiveDirectories={D:\openHistorian\Archive
|  |  | 3d8c03f2-9d88-4084-a854-4872e9002fd2 | 1 | PPA | ArchiveDirectories={D:\openHistorian\Archive
|  |  | 1cc0f62b-20ef-44a1-9511-a2f4b355e6bf | 1 | PPA | ArchiveDirectories={D:\openHistorian\Archive
|  |  | 7e9c5c7e-8834-4556-9510-8e480db47d36 | 1 | PPA | ArchiveDirectories={D:\openHistorian\Archive
|  |  | 734bdc27-0d6b-4093-b3a8-13eb69677a8c | 1 | PPA | ArchiveDirectories={D:\openHistorian\Archive
|  |  | 2dfad291-c2b8-48e0-a1f4-2ea2715c32b5 | 1 | PPA | ArchiveDirectories={D:\openHistorian\Archive
|  |  | 3f47c5c6-c29c-45d0-9221-5f57d6982b80 | 1 | PPA | ArchiveDirectories={D:\openHistorian\Archive
|  |  | 063d2151-ed37-46af-a98c-30d3efafcc57 | 1 | PPA | ArchiveDirectories={D:\openHistorian\Archive
|  |  | 5afc95d6-cd3e-4feb-ae0c-1395992abde6 | 1 | PPA | ArchiveDirectories={D:\openHistorian\Archive
|  |  | 5aa23a99-5c1c-4ca7-90d7-9e923549fad7 | 1 | PPA | ArchiveDirectories={D:\openHistorian\Archive
|  |  | 8daa3872-1118-4a80-8a88-60335760bda2 | 1 | PPA | ArchiveDirectories={D:\openHistorian\Archive
|  |  | 73d72d5e-98a1-4fd6-ad7a-ead5faaee60d | 1 | PPA | ArchiveDirectories={D:\openHistorian\Archive
|  |  | 5505aeec-06cf-4667-accf-0a79b9ed27b9 | 1 | PPA | ArchiveDirectories={D:\openHistorian\Archive
|  |  | 59179ee7-2a3b-42b0-a9b5-263c668ba528 | 1 | PPA | ArchiveDirectories={D:\openHistorian\Archive
|  |  | a0ffbfef-5d8b-4d75-9b1c-5910242cc8b1 | 1 | PPA | ArchiveDirectories={D:\openHistorian\Archive
|  |  | c8dbcb1e-66f0-4691-8336-c3c0a4a17070 | 1 | PPA | ArchiveDirectories={D:\openHistorian\Archive
|  |  | d57ae9d6-9ef3-4830-a992-39975bccf8e0 | 1 | PPA | ArchiveDirectories={D:\openHistorian\Archive
|  |  | 55d1099d-1430-4d6c-8315-2e20b76817f6 | 1 | PPA | ArchiveDirectories={D:\openHistorian\Archive
|  |  | fed0055e-360b-4fa3-ad14-7fcdd11b46ad | 1 | PPA | ArchiveDirectories={D:\openHistorian\Archive
|  |  | fc69babc-703d-4a5c-b579-c049cb7481df | 2 | STAT |  | 11394 | ONS_LOCAL$SPAZL_440_PM_01!PMU:ST1 |  |  | 8736f6c7-ad41-4b43-b4f6-e684e0d4ad20 |  |  | 30 | [8 empty] | 11 | [5 empty] | LOCAL$SPAZL_440_PM_01!PMU-ST1 | 0.0 | 1.0 | Device statistic for Number of data quality errors reported by device during last reporting interval. | 0 | 1 | 1 |  | Any | STAT | Statistic | ST |  |  | STAT:11394 | 2021-08-24 16:49
|  |  | 19da2b93-21e9-442f-83c5-42c89e2b757a | 2 | STAT |  | 11395 | ONS_LOCAL$SPAZL_440_PM_01!PMU:ST2 |  |  | 8736f6c7-ad41-4b43-b4f6-e684e0d4ad20 |  |  | 30 | [8 empty] | 11 | [5 empty] | LOCAL$SPAZL_440_PM_01!PMU-ST2 | 0.0 | 1.0 | Device statistic for Number of time quality errors reported by device during last reporting interval. | 0 | 1 | 1 |  | Any | STAT | Statistic | ST |  |  | STAT:11395 | 2021-08-24 16:49
|  |  | d9ff8424-c6e8-4607-8ed6-f6a2988deb49 | 2 | STAT |  | 11396 | ONS_LOCAL$SPAZL_440_PM_01!PMU:ST3 |  |  | 8736f6c7-ad41-4b43-b4f6-e684e0d4ad20 |  |  | 30 | [8 empty] | 11 | [5 empty] | LOCAL$SPAZL_440_PM_01!PMU-ST3 | 0.0 | 1.0 | Device statistic for Number of device errors reported by device during last reporting interval. | 0 | 1 | 1 |  | Any | STAT | Statistic | ST |  |  | STAT:11396 | 2021-08-24 16:49
|  |  | 7954817e-3afd-489f-8793-f9c300a0a4f7 | 2 | STAT |  | 11397 | ONS_LOCAL$SPAZL_440_PM_01!PMU:ST4 |  |  | 8736f6c7-ad41-4b43-b4f6-e684e0d4ad20 |  |  | 30 | [8 empty] | 11 | [5 empty] | LOCAL$SPAZL_440_PM_01!PMU-ST4 | 0.0 | 1.0 | Device statistic for Number of measurements received from device during last reporting interval. | 0 | 1 | 1 |  | Any | STAT | Statistic | ST |  |  | STAT:11397 | 2021-08-24 16:49
|  |  | f4034aac-c6f6-4170-83f6-4cd1d2023ad4 | 2 | STAT |  | 11398 | ONS_LOCAL$SPAZL_440_PM_01!PMU:ST5 |  |  | 8736f6c7-ad41-4b43-b4f6-e684e0d4ad20 |  |  | 30 | [8 empty] | 11 | [5 empty] | LOCAL$SPAZL_440_PM_01!PMU-ST5 | 0.0 | 1.0 | Device statistic for Expected number of measurements received from device during last reporting interval. | 0 | 1 | 1 |  | Any | STAT | Statistic | ST |  |  | STAT:11398 | 2021-08-24 16:49
|  |  | b0c5012e-d831-47f9-95fe-495669e3aa69 | 2 | STAT |  | 11399 | ONS_LOCAL$SPAZL_440_PM_01!PMU:ST6 |  |  | 8736f6c7-ad41-4b43-b4f6-e684e0d4ad20 |  |  | 30 | [8 empty] | 11 | [5 empty] | LOCAL$SPAZL_440_PM_01!PMU-ST6 | 0.0 | 1.0 | Device statistic for Number of measurements received while device was reporting errors during last reporting interval. | 0 | 1 | 1 |  | Any | STAT | Statistic | ST |  |  | STAT:11399 | 2021-08-24 16:49
|  |  | 330c6e52-62d0-4dd6-a7eb-949bb0f2eb9c | 2 | STAT |  | 11400 | ONS_LOCAL$SPAZL_440_PM_01!PMU:ST7 |  |  | 8736f6c7-ad41-4b43-b4f6-e684e0d4ad20 |  |  | 30 | [8 empty] | 11 | [5 empty] | LOCAL$SPAZL_440_PM_01!PMU-ST7 | 0.0 | 1.0 | Device statistic for Number of defined measurements (per frame) from device during last reporting interval. | 0 | 1 | 1 |  | Any | STAT | Statistic | ST |  |  | STAT:11400 | 2021-08-24 16:49
|  |  | 6d1d2d24-6332-4bd4-9c0b-35283c5f9ce5 | 2 | STAT |  | 11401 | ONS_LOCAL$SPAZL_440_PM_02!PMU:ST1 |  |  | 8736f6c7-ad41-4b43-b4f6-e684e0d4ad20 |  |  | 30 | [8 empty] | 11 | [5 empty] | LOCAL$SPAZL_440_PM_02!PMU-ST1 | 0.0 | 1.0 | Device statistic for Number of data quality errors reported by device during last reporting interval. | 0 | 1 | 1 |  | Any | STAT | Statistic | ST |  |  | STAT:11401 | 2021-08-24 16:49
|  |  | 5d0bb2a0-2423-4c4c-8802-be1bd48af179 | 2 | STAT |  | 11402 | ONS_LOCAL$SPAZL_440_PM_02!PMU:ST2 |  |  | 8736f6c7-ad41-4b43-b4f6-e684e0d4ad20 |  |  | 30 | [8 empty] | 11 | [5 empty] | LOCAL$SPAZL_440_PM_02!PMU-ST2 | 0.0 | 1.0 | Device statistic for Number of time quality errors reported by device during last reporting interval. | 0 | 1 | 1 |  | Any | STAT | Statistic | ST |  |  | STAT:11402 | 2021-08-24 16:49
|  |  | 365cb659-eda7-4469-b122-b1fe8b55bcb1 | 2 | STAT |  | 11403 | ONS_LOCAL$SPAZL_440_PM_02!PMU:ST3 |  |  | 8736f6c7-ad41-4b43-b4f6-e684e0d4ad20 |  |  | 30 | [8 empty] | 11 | [5 empty] | LOCAL$SPAZL_440_PM_02!PMU-ST3 | 0.0 | 1.0 | Device statistic for Number of device errors reported by device during last reporting interval. | 0 | 1 | 1 |  | Any | STAT | Statistic | ST |  |  | STAT:11403 | 2021-08-24 16:49
|  |  | 6481dd96-9ac3-45f2-95ea-151467157394 | 2 | STAT |  | 11404 | ONS_LOCAL$SPAZL_440_PM_02!PMU:ST4 |  |  | 8736f6c7-ad41-4b43-b4f6-e684e0d4ad20 |  |  | 30 | [8 empty] | 11 | [5 empty] | LOCAL$SPAZL_440_PM_02!PMU-ST4 | 0.0 | 1.0 | Device statistic for Number of measurements received from device during last reporting interval. | 0 | 1 | 1 |  | Any | STAT | Statistic | ST |  |  | STAT:11404 | 2021-08-24 16:49
|  |  | 68a3092f-2a2d-4518-87a5-0e693abd77e3 | 2 | STAT |  | 11405 | ONS_LOCAL$SPAZL_440_PM_02!PMU:ST5 |  |  | 8736f6c7-ad41-4b43-b4f6-e684e0d4ad20 |  |  | 30 | [8 empty] | 11 | [5 empty] | LOCAL$SPAZL_440_PM_02!PMU-ST5 | 0.0 | 1.0 | Device statistic for Expected number of measurements received from device during last reporting interval. | 0 | 1 | 1 |  | Any | STAT | Statistic | ST |  |  | STAT:11405 | 2021-08-24 16:49
|  |  | 9fd455ac-d47d-495b-ad64-3c7ee22a3a6c | 2 | STAT |  | 11406 | ONS_LOCAL$SPAZL_440_PM_02!PMU:ST6 |  |  | 8736f6c7-ad41-4b43-b4f6-e684e0d4ad20 |  |  | 30 | [8 empty] | 11 | [5 empty] | LOCAL$SPAZL_440_PM_02!PMU-ST6 | 0.0 | 1.0 | Device statistic for Number of measurements received while device was reporting errors during last reporting interval. | 0 | 1 | 1 |  | Any | STAT | Statistic | ST |  |  | STAT:11406 | 2021-08-24 16:49
|  |  | 464932d9-7e99-4a0c-914a-ecd1dc8c8c3b | 2 | STAT |  | 11407 | ONS_LOCAL$SPAZL_440_PM_02!PMU:ST7 |  |  | 8736f6c7-ad41-4b43-b4f6-e684e0d4ad20 |  |  | 30 | [8 empty] | 11 | [5 empty] | LOCAL$SPAZL_440_PM_02!PMU-ST7 | 0.0 | 1.0 | Device statistic for Number of defined measurements (per frame) from device during last reporting interval. | 0 | 1 | 1 |  | Any | STAT | Statistic | ST |  |  | STAT:11407 | 2021-08-24 16:49
|  |  | f67d0caf-cb73-4bc2-a437-4fdd998bc2a3 | 1 | PPA | ArchiveDirectories={D:\openHistorian\Archive
|  |  | 646a65fa-1e9c-4bf3-869a-71a222aabe95 | 1 | PPA | ArchiveDirectories={D:\openHistorian\Archive
|  |  | 623df378-78d3-40dd-bee8-f1985b4ba9a7 | 1 | PPA | ArchiveDirectories={D:\openHistorian\Archive
|  |  | e436f0c0-b1ea-4a81-94b2-ca64b775c818 | 1 | PPA | ArchiveDirectories={D:\openHistorian\Archive
|  |  | b7993bf8-e705-4189-9e63-0c1cbc0715f1 | 1 | PPA | ArchiveDirectories={D:\openHistorian\Archive
|  |  | e2c2b128-6b58-4977-873d-d469e4b6bf3d | 1 | PPA | ArchiveDirectories={D:\openHistorian\Archive
|  |  | c9a17c8a-3c4a-495d-af12-9407889017cd | 1 | PPA | ArchiveDirectories={D:\openHistorian\Archive
|  |  | c3c749ae-8526-41b6-ae08-993e1e8791e9 | 1 | PPA | ArchiveDirectories={D:\openHistorian\Archive
|  |  | 6556071d-f157-485a-bb52-ca14168324fd | 1 | PPA | ArchiveDirectories={D:\openHistorian\Archive
|  |  | c3724d45-2e4d-4aef-b19b-c3e9d3f7c32b | 1 | PPA | ArchiveDirectories={D:\openHistorian\Archive
|  |  | eadff6ce-e50b-486a-ba60-81afcabfedc3 | 1 | PPA | ArchiveDirectories={D:\openHistorian\Archive
|  |  | a686ea77-b11a-486a-bb21-dd9e7924b8ad | 1 | PPA | ArchiveDirectories={D:\openHistorian\Archive
|  |  | 29bda7bd-4863-40b5-94d5-d9b324a8d04f | 1 | PPA | ArchiveDirectories={D:\openHistorian\Archive
|  |  | 88d0c0fe-a566-4792-a881-41ce6b3ead3b | 1 | PPA | ArchiveDirectories={D:\openHistorian\Archive
|  |  | 45d5e4bc-7acf-43c4-b830-91a7eb761fe9 | 1 | PPA | ArchiveDirectories={D:\openHistorian\Archive
|  |  | 8f05f532-ccb7-47a0-b4f6-cbd6ff33de7b | 1 | PPA | ArchiveDirectories={D:\openHistorian\Archive
|  |  | 35c38c92-dc0c-4780-95ee-dbbbe500287b | 1 | PPA | ArchiveDirectories={D:\openHistorian\Archive
|  |  | 67adb38a-eb64-4ccf-a5d2-270b68eaa65c | 1 | PPA | ArchiveDirectories={D:\openHistorian\Archive
|  |  | e3c03927-b327-4165-aa02-ebffb6da1886 | 1 | PPA | ArchiveDirectories={D:\openHistorian\Archive
|  |  | f34bea00-ba00-422a-976b-a448117e2abe | 1 | PPA | ArchiveDirectories={D:\openHistorian\Archive
|  |  | 3922fe27-8366-4dac-863e-04ed19fffaf6 | 1 | PPA | ArchiveDirectories={D:\openHistorian\Archive
|  |  | 2b4748d9-5ae1-4e9a-a436-18e5e88d10e7 | 1 | PPA | ArchiveDirectories={D:\openHistorian\Archive
|  |  | c5d07690-614c-48b4-8d99-ce8bec5a441a | 1 | PPA | ArchiveDirectories={D:\openHistorian\Archive
|  |  | 917e1567-3c19-4890-840c-4a0e134b8149 | 1 | PPA | ArchiveDirectories={D:\openHistorian\Archive
|  |  | eaf33899-49fe-442a-913e-8cc40dae032e | 1 | PPA | ArchiveDirectories={D:\openHistorian\Archive
|  |  | 4191c893-5a10-4aac-8136-554cea2b7fb7 | 1 | PPA | ArchiveDirectories={D:\openHistorian\Archive
|  |  | 03d5a375-e697-403b-a582-0a431f0e3d1d | 1 | PPA | ArchiveDirectories={D:\openHistorian\Archive
|  |  | 9c554b02-45dc-4e63-b36c-77bfc829b32b | 1 | PPA | ArchiveDirectories={D:\openHistorian\Archive
|  |  | af964867-3215-4229-87fe-4f90c8434425 | 1 | PPA | ArchiveDirectories={D:\openHistorian\Archive
|  |  | ec9d59ab-595b-4215-8c20-8c156edc122a | 1 | PPA | ArchiveDirectories={D:\openHistorian\Archive
|  |  | a124b979-c1ca-4bd2-ba81-fd8aec2d70b0 | 1 | PPA | ArchiveDirectories={D:\openHistorian\Archive
|  |  | 4eaaad29-b0e0-45a2-9816-dd1ed5a905f9 | 1 | PPA | ArchiveDirectories={D:\openHistorian\Archive
|  |  | e1a42aa3-5653-4acc-9e23-dfd032142d85 | 1 | PPA | ArchiveDirectories={D:\openHistorian\Archive
|  |  | 385efb47-ae4f-42d0-8a16-5b66141e7635 | 1 | PPA | ArchiveDirectories={D:\openHistorian\Archive
|  |  | 087d13dc-dad9-438d-8492-e0003876eef3 | 1 | PPA | ArchiveDirectories={D:\openHistorian\Archive
|  |  | 657dce95-ab3d-46c3-8bcb-517bd3f8c477 | 1 | PPA | ArchiveDirectories={D:\openHistorian\Archive
|  |  | ea8fe439-04e2-4411-a1a2-00481d5162ad | 1 | PPA | ArchiveDirectories={D:\openHistorian\Archive
|  |  | 885035c1-91f5-4ed9-aa3d-ed45421a121c | 1 | PPA | ArchiveDirectories={D:\openHistorian\Archive
|  |  | 4195ab66-670e-4e5d-8664-c375c7452145 | 1 | PPA | ArchiveDirectories={D:\openHistorian\Archive
|  |  | ac722c69-f43d-4346-825d-21d65b0e7af7 | 1 | PPA | ArchiveDirectories={D:\openHistorian\Archive
|  |  | 1ea56662-b27a-4037-9fa0-c343fbfd9056 | 1 | PPA | ArchiveDirectories={D:\openHistorian\Archive
|  |  | 9d7b12f9-37cc-41c8-9f1d-160309b541be | 1 | PPA | ArchiveDirectories={D:\openHistorian\Archive
|  |  | 76dfe97a-2644-4c01-bba1-26123b4795e0 | 1 | PPA | ArchiveDirectories={D:\openHistorian\Archive
|  |  | 498359d8-4502-4874-b458-372997642b5e | 1 | PPA | ArchiveDirectories={D:\openHistorian\Archive
|  |  | 5403174d-261d-4263-933f-4149f3259b8d | 1 | PPA | ArchiveDirectories={D:\openHistorian\Archive
|  |  | 368b7caf-9262-4a84-9b59-624299ea8c43 | 1 | PPA | ArchiveDirectories={D:\openHistorian\Archive
|  |  | db13042b-098a-4792-b8cc-44074b0ee7f9 | 1 | PPA | ArchiveDirectories={D:\openHistorian\Archive
|  |  | 3a226998-0425-47c2-bfef-00e9fbfe14c1 | 1 | PPA | ArchiveDirectories={D:\openHistorian\Archive
|  |  | 84c0e273-f056-43d8-ac89-3aba38adc99b | 1 | PPA | ArchiveDirectories={D:\openHistorian\Archive
|  |  | 3eb089a5-108f-41c5-8023-73bdede57b27 | 1 | PPA | ArchiveDirectories={D:\openHistorian\Archive
|  |  | 6d5cba11-7e26-4b4b-a564-048b249ea73c | 1 | PPA | ArchiveDirectories={D:\openHistorian\Archive
|  |  | 731c257d-fd7d-4139-ad48-7a2a86c3df17 | 1 | PPA | ArchiveDirectories={D:\openHistorian\Archive
|  |  | 76866d8d-78c6-4a30-84b4-7a0841a3bad0 | 2 | STAT |  | 11460 | ONS_LOCAL$MTCB_500_PM_99!PMU:ST1 |  |  | 8736f6c7-ad41-4b43-b4f6-e684e0d4ad20 |  |  | 30 | [8 empty] | 11 | [5 empty] | LOCAL$MTCB_500_PM_99!PMU-ST1 | 0.0 | 1.0 | Device statistic for Number of data quality errors reported by device during last reporting interval. | 0 | 1 | 1 |  | Any | STAT | Statistic | ST |  |  | STAT:11460 | 2021-08-24 16:51
|  |  | df7ac19c-a4ab-4681-b40e-a93f1d64b62e | 2 | STAT |  | 11461 | ONS_LOCAL$MTCB_500_PM_99!PMU:ST2 |  |  | 8736f6c7-ad41-4b43-b4f6-e684e0d4ad20 |  |  | 30 | [8 empty] | 11 | [5 empty] | LOCAL$MTCB_500_PM_99!PMU-ST2 | 0.0 | 1.0 | Device statistic for Number of time quality errors reported by device during last reporting interval. | 0 | 1 | 1 |  | Any | STAT | Statistic | ST |  |  | STAT:11461 | 2021-08-24 16:51
|  |  | 8d7532bb-e8ec-4532-bdef-5dda03501359 | 2 | STAT |  | 11462 | ONS_LOCAL$MTCB_500_PM_99!PMU:ST3 |  |  | 8736f6c7-ad41-4b43-b4f6-e684e0d4ad20 |  |  | 30 | [8 empty] | 11 | [5 empty] | LOCAL$MTCB_500_PM_99!PMU-ST3 | 0.0 | 1.0 | Device statistic for Number of device errors reported by device during last reporting interval. | 0 | 1 | 1 |  | Any | STAT | Statistic | ST |  |  | STAT:11462 | 2021-08-24 16:51
|  |  | 10276832-7a19-4cbe-826b-4070deb295db | 2 | STAT |  | 11463 | ONS_LOCAL$MTCB_500_PM_99!PMU:ST4 |  |  | 8736f6c7-ad41-4b43-b4f6-e684e0d4ad20 |  |  | 30 | [8 empty] | 11 | [5 empty] | LOCAL$MTCB_500_PM_99!PMU-ST4 | 0.0 | 1.0 | Device statistic for Number of measurements received from device during last reporting interval. | 0 | 1 | 1 |  | Any | STAT | Statistic | ST |  |  | STAT:11463 | 2021-08-24 16:51
|  |  | 2f5e5a49-9152-43e5-924f-dfbd9a2ec7cf | 2 | STAT |  | 11464 | ONS_LOCAL$MTCB_500_PM_99!PMU:ST5 |  |  | 8736f6c7-ad41-4b43-b4f6-e684e0d4ad20 |  |  | 30 | [8 empty] | 11 | [5 empty] | LOCAL$MTCB_500_PM_99!PMU-ST5 | 0.0 | 1.0 | Device statistic for Expected number of measurements received from device during last reporting interval. | 0 | 1 | 1 |  | Any | STAT | Statistic | ST |  |  | STAT:11464 | 2021-08-24 16:51
|  |  | 7299af42-d8b8-4f21-90b5-6982c9c307d5 | 2 | STAT |  | 11465 | ONS_LOCAL$MTCB_500_PM_99!PMU:ST6 |  |  | 8736f6c7-ad41-4b43-b4f6-e684e0d4ad20 |  |  | 30 | [8 empty] | 11 | [5 empty] | LOCAL$MTCB_500_PM_99!PMU-ST6 | 0.0 | 1.0 | Device statistic for Number of measurements received while device was reporting errors during last reporting interval. | 0 | 1 | 1 |  | Any | STAT | Statistic | ST |  |  | STAT:11465 | 2021-08-24 16:51
|  |  | f8ce85fa-8ba1-4b3a-89cf-3f9390743dac | 2 | STAT |  | 11466 | ONS_LOCAL$MTCB_500_PM_99!PMU:ST7 |  |  | 8736f6c7-ad41-4b43-b4f6-e684e0d4ad20 |  |  | 30 | [8 empty] | 11 | [5 empty] | LOCAL$MTCB_500_PM_99!PMU-ST7 | 0.0 | 1.0 | Device statistic for Number of defined measurements (per frame) from device during last reporting interval. | 0 | 1 | 1 |  | Any | STAT | Statistic | ST |  |  | STAT:11466 | 2021-08-24 16:51
|  |  | 6c526da0-80ad-400b-bb31-a758bb3bd0ad | 2 | STAT |  | 11467 | ONS_LOCAL$MTJU_500_PM_01!PMU:ST1 |  |  | 8736f6c7-ad41-4b43-b4f6-e684e0d4ad20 |  |  | 30 | [8 empty] | 11 | [5 empty] | LOCAL$MTJU_500_PM_01!PMU-ST1 | 0.0 | 1.0 | Device statistic for Number of data quality errors reported by device during last reporting interval. | 0 | 1 | 1 |  | Any | STAT | Statistic | ST |  |  | STAT:11467 | 2021-08-24 16:51
|  |  | 97e177e0-662e-4973-bcf5-99cf4b9f850f | 2 | STAT |  | 11468 | ONS_LOCAL$MTJU_500_PM_01!PMU:ST2 |  |  | 8736f6c7-ad41-4b43-b4f6-e684e0d4ad20 |  |  | 30 | [8 empty] | 11 | [5 empty] | LOCAL$MTJU_500_PM_01!PMU-ST2 | 0.0 | 1.0 | Device statistic for Number of time quality errors reported by device during last reporting interval. | 0 | 1 | 1 |  | Any | STAT | Statistic | ST |  |  | STAT:11468 | 2021-08-24 16:51
|  |  | a7ac9532-f833-4705-a00c-8d0b01183634 | 2 | STAT |  | 11469 | ONS_LOCAL$MTJU_500_PM_01!PMU:ST3 |  |  | 8736f6c7-ad41-4b43-b4f6-e684e0d4ad20 |  |  | 30 | [8 empty] | 11 | [5 empty] | LOCAL$MTJU_500_PM_01!PMU-ST3 | 0.0 | 1.0 | Device statistic for Number of device errors reported by device during last reporting interval. | 0 | 1 | 1 |  | Any | STAT | Statistic | ST |  |  | STAT:11469 | 2021-08-24 16:51
|  |  | 3971851d-694c-4f0b-a83c-300496bff07f | 2 | STAT |  | 11470 | ONS_LOCAL$MTJU_500_PM_01!PMU:ST4 |  |  | 8736f6c7-ad41-4b43-b4f6-e684e0d4ad20 |  |  | 30 | [8 empty] | 11 | [5 empty] | LOCAL$MTJU_500_PM_01!PMU-ST4 | 0.0 | 1.0 | Device statistic for Number of measurements received from device during last reporting interval. | 0 | 1 | 1 |  | Any | STAT | Statistic | ST |  |  | STAT:11470 | 2021-08-24 16:51
|  |  | 1abca103-def9-4412-a81b-480eedc4fe2d | 2 | STAT |  | 11471 | ONS_LOCAL$MTJU_500_PM_01!PMU:ST5 |  |  | 8736f6c7-ad41-4b43-b4f6-e684e0d4ad20 |  |  | 30 | [8 empty] | 11 | [5 empty] | LOCAL$MTJU_500_PM_01!PMU-ST5 | 0.0 | 1.0 | Device statistic for Expected number of measurements received from device during last reporting interval. | 0 | 1 | 1 |  | Any | STAT | Statistic | ST |  |  | STAT:11471 | 2021-08-24 16:51
|  |  | 9ac1f314-2a7c-4052-8469-a4d14d24c2d1 | 2 | STAT |  | 11472 | ONS_LOCAL$MTJU_500_PM_01!PMU:ST6 |  |  | 8736f6c7-ad41-4b43-b4f6-e684e0d4ad20 |  |  | 30 | [8 empty] | 11 | [5 empty] | LOCAL$MTJU_500_PM_01!PMU-ST6 | 0.0 | 1.0 | Device statistic for Number of measurements received while device was reporting errors during last reporting interval. | 0 | 1 | 1 |  | Any | STAT | Statistic | ST |  |  | STAT:11472 | 2021-08-24 16:51
|  |  | d11527a7-783a-4c8c-a3cc-aacbf8184282 | 2 | STAT |  | 11473 | ONS_LOCAL$MTJU_500_PM_01!PMU:ST7 |  |  | 8736f6c7-ad41-4b43-b4f6-e684e0d4ad20 |  |  | 30 | [8 empty] | 11 | [5 empty] | LOCAL$MTJU_500_PM_01!PMU-ST7 | 0.0 | 1.0 | Device statistic for Number of defined measurements (per frame) from device during last reporting interval. | 0 | 1 | 1 |  | Any | STAT | Statistic | ST |  |  | STAT:11473 | 2021-08-24 16:51
|  |  | 2b40548f-daa9-4d12-854c-6125ccae267b | 1 | PPA | ArchiveDirectories={D:\openHistorian\Archive
|  |  | 5e5c0c5b-5f59-4631-87ac-51b83e67c81a | 1 | PPA | ArchiveDirectories={D:\openHistorian\Archive
|  |  | 541d3c6c-4d81-45a6-a53b-2db1fc04f88a | 1 | PPA | ArchiveDirectories={D:\openHistorian\Archive
|  |  | 031e7969-219f-45fe-9b05-49afc0f064b7 | 1 | PPA | ArchiveDirectories={D:\openHistorian\Archive
|  |  | ddb6a1ec-42ec-4a9a-b538-26641f2cdf20 | 1 | PPA | ArchiveDirectories={D:\openHistorian\Archive
|  |  | ad19beaa-575c-436f-9a65-3463f76d27a4 | 1 | PPA | ArchiveDirectories={D:\openHistorian\Archive
|  |  | ab3f444b-cfed-454f-b44e-485f13630f41 | 1 | PPA | ArchiveDirectories={D:\openHistorian\Archive
|  |  | 40beb92c-4c27-45ae-a720-269ae0fd08cb | 1 | PPA | ArchiveDirectories={D:\openHistorian\Archive
|  |  | ed8fdab3-9fa7-443b-9a4f-928e7ae02be0 | 1 | PPA | ArchiveDirectories={D:\openHistorian\Archive
|  |  | 3b4d2b8d-381f-48e5-80e0-ae3ba1f6857d | 1 | PPA | ArchiveDirectories={D:\openHistorian\Archive
|  |  | 6a493877-9c71-4bcc-acc8-9f43681cc6ef | 1 | PPA | ArchiveDirectories={D:\openHistorian\Archive
|  |  | 8faf7613-14a0-4137-a70e-416a2f0c4555 | 1 | PPA | ArchiveDirectories={D:\openHistorian\Archive
|  |  | 91577bfc-d1d6-4660-8077-5b1dd44e1b99 | 1 | PPA | ArchiveDirectories={D:\openHistorian\Archive
|  |  | 73b9ad63-6328-4711-8639-8887173969b9 | 1 | PPA | ArchiveDirectories={D:\openHistorian\Archive
|  |  | 571172ed-0944-457a-828e-08d450d1d3c5 | 1 | PPA | ArchiveDirectories={D:\openHistorian\Archive
|  |  | d2721ad6-3bfe-4e56-8d6a-582e54021efb | 1 | PPA | ArchiveDirectories={D:\openHistorian\Archive
|  |  | 9049dbbd-9ab5-425b-a464-9dd5d6c5ceb8 | 1 | PPA | ArchiveDirectories={D:\openHistorian\Archive
|  |  | 4091120a-e675-4e3d-a985-dd1f10b47101 | 1 | PPA | ArchiveDirectories={D:\openHistorian\Archive
|  |  | ea6c07e0-8a36-4896-b9e4-36baa3589f5f | 1 | PPA | ArchiveDirectories={D:\openHistorian\Archive
|  |  | e53028bd-26a2-488f-8025-1b3abf7ea555 | 1 | PPA | ArchiveDirectories={D:\openHistorian\Archive
|  |  | 1dea4c82-f2a5-417b-ac50-97aa6cf2436d | 1 | PPA | ArchiveDirectories={D:\openHistorian\Archive
|  |  | 9cddd1c9-e676-4d77-90f6-449bd6a36414 | 1 | PPA | ArchiveDirectories={D:\openHistorian\Archive
|  |  | 303a45dd-4603-4160-8a7c-4ebc972a99b5 | 1 | PPA | ArchiveDirectories={D:\openHistorian\Archive
|  |  | ea9f63e6-ffd0-43ad-b85c-2fdf01d46348 | 1 | PPA | ArchiveDirectories={D:\openHistorian\Archive
|  |  | a66232f7-7c66-4fee-a5f8-6faa62f5e165 | 1 | PPA | ArchiveDirectories={D:\openHistorian\Archive
|  |  | 16b895e4-720b-47db-b0d0-ce39bae8f53f | 1 | PPA | ArchiveDirectories={D:\openHistorian\Archive
|  |  | 4ef012cc-cbbd-455c-a1a7-70c5af64d509 | 1 | PPA | ArchiveDirectories={D:\openHistorian\Archive
|  |  | 917222f7-96b7-46c9-8dad-e95ddbc471c0 | 1 | PPA | ArchiveDirectories={D:\openHistorian\Archive
|  |  | ae1d6e2b-f47a-477b-8a6c-d15d59a57447 | 1 | PPA | ArchiveDirectories={D:\openHistorian\Archive
|  |  | 69640900-f238-470e-b7ce-df2a99ef783c | 1 | PPA | ArchiveDirectories={D:\openHistorian\Archive
|  |  | a6e84998-8c50-4817-a513-b393e65563d9 | 1 | PPA | ArchiveDirectories={D:\openHistorian\Archive
|  |  | 111f9f6a-6905-44f3-a71d-dd3d42e35966 | 1 | PPA | ArchiveDirectories={D:\openHistorian\Archive
|  |  | 692d6565-535f-447b-b0c1-e13bde8d9146 | 1 | PPA | ArchiveDirectories={D:\openHistorian\Archive
|  |  | 54fd76e2-f73c-436e-8a54-6cb952a639bd | 1 | PPA | ArchiveDirectories={D:\openHistorian\Archive
|  |  | 8072b68b-0360-46c8-aad1-ab639726fd51 | 1 | PPA | ArchiveDirectories={D:\openHistorian\Archive
|  |  | c979afa9-5b3d-4915-895a-4c25cfecf921 | 1 | PPA | ArchiveDirectories={D:\openHistorian\Archive
|  |  | 9b8bf03b-72b6-4b00-9907-cd78bec2e335 | 1 | PPA | ArchiveDirectories={D:\openHistorian\Archive
|  |  | 15b559d3-e091-4317-bf74-b68b599e51bc | 1 | PPA | ArchiveDirectories={D:\openHistorian\Archive
|  |  | b2fef2ab-8d08-43b4-b741-2422109dcd2c | 1 | PPA | ArchiveDirectories={D:\openHistorian\Archive
|  |  | 13c045d5-afe6-450f-8450-f15e33e34a20 | 1 | PPA | ArchiveDirectories={D:\openHistorian\Archive
|  |  | a54836e9-8d34-4e01-97e1-d9421d9430e4 | 1 | PPA | ArchiveDirectories={D:\openHistorian\Archive
|  |  | 233749a2-8db6-4a36-9207-87551f95cf85 | 1 | PPA | ArchiveDirectories={D:\openHistorian\Archive
|  |  | a11d6d5c-75b4-40e7-a4c1-86064da478a3 | 1 | PPA | ArchiveDirectories={D:\openHistorian\Archive
|  |  | 3aac6af1-4832-4892-829d-0625792eeea0 | 1 | PPA | ArchiveDirectories={D:\openHistorian\Archive
|  |  | 3d86fcda-9615-4d42-99c2-2c44bc00188c | 1 | PPA | ArchiveDirectories={D:\openHistorian\Archive
|  |  | 9f32482a-3565-4c56-9b8f-cddb365808c4 | 1 | PPA | ArchiveDirectories={D:\openHistorian\Archive
|  |  | 798221fd-5937-497e-9489-ebc886f9990d | 1 | PPA | ArchiveDirectories={D:\openHistorian\Archive
|  |  | 4082b9cb-ef6d-4a49-b1e1-ada595e2bc32 | 1 | PPA | ArchiveDirectories={D:\openHistorian\Archive
|  |  | 9c46ac32-666d-4eaf-be5f-52b089a9557d | 1 | PPA | ArchiveDirectories={D:\openHistorian\Archive
|  |  | d0b0ca88-e5e2-4faa-8223-a9a0d6d7d3bb | 1 | PPA | ArchiveDirectories={D:\openHistorian\Archive
|  |  | 49158c4f-8a47-446a-a1c1-b05867006269 | 1 | PPA | ArchiveDirectories={D:\openHistorian\Archive
|  |  | 79a38918-ed08-4dee-a7a6-ce06f9f7c521 | 1 | PPA | ArchiveDirectories={D:\openHistorian\Archive
|  |  | a94c55ea-145c-4b4b-83c6-c48787b5dbd4 | 1 | PPA | ArchiveDirectories={D:\openHistorian\Archive
|  |  | 6bb92089-a3af-4226-850c-29086dd4e0e9 | 1 | PPA | ArchiveDirectories={D:\openHistorian\Archive
|  |  | d9440cfb-047c-45c6-a4e1-1f7cc2f4858e | 1 | PPA | ArchiveDirectories={D:\openHistorian\Archive
|  |  | fda58e4c-56d9-4dfa-8cdb-adccbb0d7e82 | 1 | PPA | ArchiveDirectories={D:\openHistorian\Archive
|  |  | d2edda79-e722-468f-8a8a-377a0dccc085 | 1 | PPA | ArchiveDirectories={D:\openHistorian\Archive
|  |  | b9ea3b0e-06a8-461c-aa52-8d58c4050b72 | 1 | PPA | ArchiveDirectories={D:\openHistorian\Archive
|  |  | 4cfb3c69-a690-438c-9137-0be09cedfcfb | 2 | STAT |  | 11532 | ONS_LOCAL$CEMLD_500_PM_04!PMU:ST1 |  |  | 8736f6c7-ad41-4b43-b4f6-e684e0d4ad20 |  |  | 30 | [8 empty] | 11 | [5 empty] | LOCAL$CEMLD_500_PM_04!PMU-ST1 | 0.0 | 1.0 | Device statistic for Number of data quality errors reported by device during last reporting interval. | 0 | 1 | 1 |  | Any | STAT | Statistic | ST |  |  | STAT:11532 | 2021-08-24 16:53
|  |  | 9cec1ce8-0e5e-4a56-8e4e-aeee7cd6e48e | 2 | STAT |  | 11533 | ONS_LOCAL$CEMLD_500_PM_04!PMU:ST2 |  |  | 8736f6c7-ad41-4b43-b4f6-e684e0d4ad20 |  |  | 30 | [8 empty] | 11 | [5 empty] | LOCAL$CEMLD_500_PM_04!PMU-ST2 | 0.0 | 1.0 | Device statistic for Number of time quality errors reported by device during last reporting interval. | 0 | 1 | 1 |  | Any | STAT | Statistic | ST |  |  | STAT:11533 | 2021-08-24 16:53
|  |  | 8c07a742-55b6-4395-a6ed-04bb72d8f574 | 2 | STAT |  | 11534 | ONS_LOCAL$CEMLD_500_PM_04!PMU:ST3 |  |  | 8736f6c7-ad41-4b43-b4f6-e684e0d4ad20 |  |  | 30 | [8 empty] | 11 | [5 empty] | LOCAL$CEMLD_500_PM_04!PMU-ST3 | 0.0 | 1.0 | Device statistic for Number of device errors reported by device during last reporting interval. | 0 | 1 | 1 |  | Any | STAT | Statistic | ST |  |  | STAT:11534 | 2021-08-24 16:53
|  |  | ba9f792b-8673-4442-bc9e-14dfe8cd743d | 2 | STAT |  | 11535 | ONS_LOCAL$CEMLD_500_PM_04!PMU:ST4 |  |  | 8736f6c7-ad41-4b43-b4f6-e684e0d4ad20 |  |  | 30 | [8 empty] | 11 | [5 empty] | LOCAL$CEMLD_500_PM_04!PMU-ST4 | 0.0 | 1.0 | Device statistic for Number of measurements received from device during last reporting interval. | 0 | 1 | 1 |  | Any | STAT | Statistic | ST |  |  | STAT:11535 | 2021-08-24 16:53
|  |  | 952f2dad-2682-4aa0-b8f3-28fecb27ce84 | 2 | STAT |  | 11536 | ONS_LOCAL$CEMLD_500_PM_04!PMU:ST5 |  |  | 8736f6c7-ad41-4b43-b4f6-e684e0d4ad20 |  |  | 30 | [8 empty] | 11 | [5 empty] | LOCAL$CEMLD_500_PM_04!PMU-ST5 | 0.0 | 1.0 | Device statistic for Expected number of measurements received from device during last reporting interval. | 0 | 1 | 1 |  | Any | STAT | Statistic | ST |  |  | STAT:11536 | 2021-08-24 16:53
|  |  | 973da18e-74d4-48f0-8c9c-60fedb49a0c7 | 2 | STAT |  | 11537 | ONS_LOCAL$CEMLD_500_PM_04!PMU:ST6 |  |  | 8736f6c7-ad41-4b43-b4f6-e684e0d4ad20 |  |  | 30 | [8 empty] | 11 | [5 empty] | LOCAL$CEMLD_500_PM_04!PMU-ST6 | 0.0 | 1.0 | Device statistic for Number of measurements received while device was reporting errors during last reporting interval. | 0 | 1 | 1 |  | Any | STAT | Statistic | ST |  |  | STAT:11537 | 2021-08-24 16:53
|  |  | c4e29fb5-2d7c-4f06-b4f7-5bd0ee6f9d6c | 2 | STAT |  | 11538 | ONS_LOCAL$CEMLD_500_PM_04!PMU:ST7 |  |  | 8736f6c7-ad41-4b43-b4f6-e684e0d4ad20 |  |  | 30 | [8 empty] | 11 | [5 empty] | LOCAL$CEMLD_500_PM_04!PMU-ST7 | 0.0 | 1.0 | Device statistic for Number of defined measurements (per frame) from device during last reporting interval. | 0 | 1 | 1 |  | Any | STAT | Statistic | ST |  |  | STAT:11538 | 2021-08-24 16:53
|  |  | 1eb99f17-9cc1-4a27-a7d9-958b5bfc9374 | 2 | STAT |  | 11539 | ONS_LOCAL$PIQND_500_PM_07!PMU:ST1 |  |  | 8736f6c7-ad41-4b43-b4f6-e684e0d4ad20 |  |  | 30 | [8 empty] | 11 | [5 empty] | LOCAL$PIQND_500_PM_07!PMU-ST1 | 0.0 | 1.0 | Device statistic for Number of data quality errors reported by device during last reporting interval. | 0 | 1 | 1 |  | Any | STAT | Statistic | ST |  |  | STAT:11539 | 2021-08-24 16:53
|  |  | 0ada19b7-3309-4d28-a115-30b7b2640459 | 2 | STAT |  | 11540 | ONS_LOCAL$PIQND_500_PM_07!PMU:ST2 |  |  | 8736f6c7-ad41-4b43-b4f6-e684e0d4ad20 |  |  | 30 | [8 empty] | 11 | [5 empty] | LOCAL$PIQND_500_PM_07!PMU-ST2 | 0.0 | 1.0 | Device statistic for Number of time quality errors reported by device during last reporting interval. | 0 | 1 | 1 |  | Any | STAT | Statistic | ST |  |  | STAT:11540 | 2021-08-24 16:53
|  |  | 5fee21c8-cddc-4c27-8ad1-a10fe84c5da9 | 2 | STAT |  | 11541 | ONS_LOCAL$PIQND_500_PM_07!PMU:ST3 |  |  | 8736f6c7-ad41-4b43-b4f6-e684e0d4ad20 |  |  | 30 | [8 empty] | 11 | [5 empty] | LOCAL$PIQND_500_PM_07!PMU-ST3 | 0.0 | 1.0 | Device statistic for Number of device errors reported by device during last reporting interval. | 0 | 1 | 1 |  | Any | STAT | Statistic | ST |  |  | STAT:11541 | 2021-08-24 16:53
|  |  | 2ebcac91-75df-43b2-83bc-2995808f7eed | 2 | STAT |  | 11542 | ONS_LOCAL$PIQND_500_PM_07!PMU:ST4 |  |  | 8736f6c7-ad41-4b43-b4f6-e684e0d4ad20 |  |  | 30 | [8 empty] | 11 | [5 empty] | LOCAL$PIQND_500_PM_07!PMU-ST4 | 0.0 | 1.0 | Device statistic for Number of measurements received from device during last reporting interval. | 0 | 1 | 1 |  | Any | STAT | Statistic | ST |  |  | STAT:11542 | 2021-08-24 16:53
|  |  | 3ea539e9-63ca-491a-bf3c-12c8a1a5c5e5 | 2 | STAT |  | 11543 | ONS_LOCAL$PIQND_500_PM_07!PMU:ST5 |  |  | 8736f6c7-ad41-4b43-b4f6-e684e0d4ad20 |  |  | 30 | [8 empty] | 11 | [5 empty] | LOCAL$PIQND_500_PM_07!PMU-ST5 | 0.0 | 1.0 | Device statistic for Expected number of measurements received from device during last reporting interval. | 0 | 1 | 1 |  | Any | STAT | Statistic | ST |  |  | STAT:11543 | 2021-08-24 16:53
|  |  | 8027fcae-b933-4b5c-9fe3-71cd24b65d7a | 2 | STAT |  | 11544 | ONS_LOCAL$PIQND_500_PM_07!PMU:ST6 |  |  | 8736f6c7-ad41-4b43-b4f6-e684e0d4ad20 |  |  | 30 | [8 empty] | 11 | [5 empty] | LOCAL$PIQND_500_PM_07!PMU-ST6 | 0.0 | 1.0 | Device statistic for Number of measurements received while device was reporting errors during last reporting interval. | 0 | 1 | 1 |  | Any | STAT | Statistic | ST |  |  | STAT:11544 | 2021-08-24 16:53
|  |  | c8f3322d-cc2f-4c92-9379-9ec2435a4d70 | 2 | STAT |  | 11545 | ONS_LOCAL$PIQND_500_PM_07!PMU:ST7 |  |  | 8736f6c7-ad41-4b43-b4f6-e684e0d4ad20 |  |  | 30 | [8 empty] | 11 | [5 empty] | LOCAL$PIQND_500_PM_07!PMU-ST7 | 0.0 | 1.0 | Device statistic for Number of defined measurements (per frame) from device during last reporting interval. | 0 | 1 | 1 |  | Any | STAT | Statistic | ST |  |  | STAT:11545 | 2021-08-24 16:53
|  |  | 89b667b4-0d05-46b9-8be9-bccff1135ced | 1 | PPA | ArchiveDirectories={D:\openHistorian\Archive
|  |  | ef9d15e1-8193-4f00-be7f-7bf6d70ab1bf | 1 | PPA | ArchiveDirectories={D:\openHistorian\Archive
|  |  | 21b05572-5197-4555-abaf-b7e78db1c12f | 1 | PPA | ArchiveDirectories={D:\openHistorian\Archive
|  |  | f46ad46e-ed4f-4884-8522-3959f56cd40b | 1 | PPA | ArchiveDirectories={D:\openHistorian\Archive
|  |  | 4ed76181-b6a2-4472-a4a1-c992e4bf3dea | 1 | PPA | ArchiveDirectories={D:\openHistorian\Archive
|  |  | 97016dd4-7048-41e9-a334-67a9e3573980 | 1 | PPA | ArchiveDirectories={D:\openHistorian\Archive
|  |  | 1e7de9cd-793b-4d7d-ac4a-1019860adf0a | 1 | PPA | ArchiveDirectories={D:\openHistorian\Archive
|  |  | 52118a31-438d-44a1-b4d9-d08248ea9945 | 1 | PPA | ArchiveDirectories={D:\openHistorian\Archive
|  |  | fd9d57b6-a349-4105-9d65-df7ab28f2f2a | 1 | PPA | ArchiveDirectories={D:\openHistorian\Archive
|  |  | c02f37ee-a51d-412f-b1bd-daf38ea4bbd5 | 1 | PPA | ArchiveDirectories={D:\openHistorian\Archive
|  |  | dc98b9c7-ceee-4285-a88f-6c8b67f0cd4f | 1 | PPA | ArchiveDirectories={D:\openHistorian\Archive
|  |  | 67de939e-7e48-49d6-a3b7-a99c97cddd62 | 1 | PPA | ArchiveDirectories={D:\openHistorian\Archive
|  |  | aef5b4b8-a209-42e0-84ce-2f424388dbb4 | 1 | PPA | ArchiveDirectories={D:\openHistorian\Archive
|  |  | 34e1040d-2cac-46b9-b96a-0601bbbeeffc | 1 | PPA | ArchiveDirectories={D:\openHistorian\Archive
|  |  | a8aff940-51f2-4c5b-bb91-fc79301873e1 | 1 | PPA | ArchiveDirectories={D:\openHistorian\Archive
|  |  | c12d3c9d-2226-4b2e-872b-5ab46ccbfaf0 | 1 | PPA | ArchiveDirectories={D:\openHistorian\Archive
|  |  | 003fd94f-6de0-4551-b0e0-64f813c4edc7 | 1 | PPA | ArchiveDirectories={D:\openHistorian\Archive
|  |  | 9b455152-98b0-4d9b-8824-1f9b6a37df84 | 1 | PPA | ArchiveDirectories={D:\openHistorian\Archive
|  |  | a830d6a0-0a02-4e31-9590-6b769dca06cf | 1 | PPA | ArchiveDirectories={D:\openHistorian\Archive
|  |  | 06b964d2-23df-436c-ae6e-7f8d5c028d94 | 1 | PPA | ArchiveDirectories={D:\openHistorian\Archive
|  |  | 9120235c-46df-4a18-b903-7fc7020e3e41 | 1 | PPA | ArchiveDirectories={D:\openHistorian\Archive
|  |  | 2cb8ebf8-7085-47f0-8fe9-be0c72c76b3e | 1 | PPA | ArchiveDirectories={D:\openHistorian\Archive
|  |  | a13ea042-6ddb-4060-8ad6-aebbc75ac3c1 | 1 | PPA | ArchiveDirectories={D:\openHistorian\Archive
|  |  | 08828c43-dd4f-430f-a48e-8ac14e9f8121 | 1 | PPA | ArchiveDirectories={D:\openHistorian\Archive
|  |  | 5ddf3cdb-f030-4ac3-96e5-66132df766ec | 1 | PPA | ArchiveDirectories={D:\openHistorian\Archive
|  |  | 679aa860-491f-4398-a89c-eec89eb6e19d | 1 | PPA | ArchiveDirectories={D:\openHistorian\Archive
|  |  | cf1cdbf7-1a9e-4345-9485-108317408d39 | 1 | PPA | ArchiveDirectories={D:\openHistorian\Archive
|  |  | 417267ee-6341-4602-bcef-f8656f01adc3 | 1 | PPA | ArchiveDirectories={D:\openHistorian\Archive
|  |  | 1a482640-0f72-4505-9f29-00994fb2237e | 1 | PPA | ArchiveDirectories={D:\openHistorian\Archive
|  |  | 6307ff10-a183-43e3-9dc5-88162b8ded9f | 1 | PPA | ArchiveDirectories={D:\openHistorian\Archive
|  |  | d4fb5dac-3d85-49c0-9380-570c2ca2dc8f | 1 | PPA | ArchiveDirectories={D:\openHistorian\Archive
|  |  | 7c30f07b-ceb5-4a7c-b709-8534a6e94bc3 | 1 | PPA | ArchiveDirectories={D:\openHistorian\Archive
|  |  | 38bec3ad-f9e0-450a-bf22-4fd1536e5281 | 1 | PPA | ArchiveDirectories={D:\openHistorian\Archive
|  |  | d723bbcb-0c05-4dcf-8dc5-4ab235fd95bd | 1 | PPA | ArchiveDirectories={D:\openHistorian\Archive
|  |  | be77f352-a178-472a-b1b7-685b6368fa95 | 1 | PPA | ArchiveDirectories={D:\openHistorian\Archive
|  |  | fb27e28f-76ad-49f3-92d3-70fe6040bf78 | 1 | PPA | ArchiveDirectories={D:\openHistorian\Archive
|  |  | 883390b2-81de-4d1a-a100-c75f5a1054c0 | 1 | PPA | ArchiveDirectories={D:\openHistorian\Archive
|  |  | 303b95e2-5674-4d03-8144-06aff055124d | 1 | PPA | ArchiveDirectories={D:\openHistorian\Archive
|  |  | 194ba71d-1124-41d9-9987-93dc1d9ef3ca | 1 | PPA | ArchiveDirectories={D:\openHistorian\Archive
|  |  | d11f3bcf-1f83-411c-9c8d-4b5d3028c53b | 1 | PPA | ArchiveDirectories={D:\openHistorian\Archive
|  |  | 0308b1d7-e5bd-4871-a569-ff4e533410f7 | 1 | PPA | ArchiveDirectories={D:\openHistorian\Archive
|  |  | 32cad1ec-8c8a-479a-9558-adc0a28c41f1 | 1 | PPA | ArchiveDirectories={D:\openHistorian\Archive
|  |  | b7590dc7-3477-4c75-b09e-0b499622b66d | 1 | PPA | ArchiveDirectories={D:\openHistorian\Archive
|  |  | a02c4faa-b065-4fd4-a20e-a23b705e2267 | 1 | PPA | ArchiveDirectories={D:\openHistorian\Archive
|  |  | cd24a49b-7eb3-45f5-8dc4-874286a85ed0 | 1 | PPA | ArchiveDirectories={D:\openHistorian\Archive
|  |  | ba92d2f4-0995-42c4-bf5c-067b4cb38d15 | 1 | PPA | ArchiveDirectories={D:\openHistorian\Archive
|  |  | e2c21991-93ee-4ddb-8768-df5f323d685c | 1 | PPA | ArchiveDirectories={D:\openHistorian\Archive
|  |  | 977c9f01-f927-4a78-ad90-5b220aa1cfde | 1 | PPA | ArchiveDirectories={D:\openHistorian\Archive
|  |  | e1b8e95b-764f-486f-b1b2-cc4dad004012 | 1 | PPA | ArchiveDirectories={D:\openHistorian\Archive
|  |  | 96b0658e-8a87-4122-8f07-0893eee40c5f | 1 | PPA | ArchiveDirectories={D:\openHistorian\Archive
|  |  | e638a772-c1b5-4573-95a0-8fa6013dbf4b | 1 | PPA | ArchiveDirectories={D:\openHistorian\Archive
|  |  | 43ba0839-bfed-42f5-a149-7f2485258422 | 1 | PPA | ArchiveDirectories={D:\openHistorian\Archive
|  |  | c8297ec2-a15e-44e0-95f2-e2cda13e4f77 | 1 | PPA | ArchiveDirectories={D:\openHistorian\Archive
|  |  | a87e43b0-f97c-4499-9bd7-a885381a9b1f | 1 | PPA | ArchiveDirectories={D:\openHistorian\Archive
|  |  | aeb75bed-8a29-439c-b368-34722d42df01 | 1 | PPA | ArchiveDirectories={D:\openHistorian\Archive
|  |  | d7c70dfb-f34c-4f1a-92f3-a819aed641e8 | 1 | PPA | ArchiveDirectories={D:\openHistorian\Archive
|  |  | 09dc6505-acf9-495a-bb47-0d10799a0b92 | 1 | PPA | ArchiveDirectories={D:\openHistorian\Archive
|  |  | 22c8cde7-a2a9-4717-b9eb-4e9efcf197f0 | 1 | PPA | ArchiveDirectories={D:\openHistorian\Archive
|  |  | 4635f07d-728b-4a02-a351-60cf2d780176 | 1 | PPA | ArchiveDirectories={D:\openHistorian\Archive
|  |  | a86abff9-f66a-49f9-b4b1-ab813fb4aca0 | 1 | PPA | ArchiveDirectories={D:\openHistorian\Archive
|  |  | 1097e220-0557-4225-b951-d71ad0b32741 | 1 | PPA | ArchiveDirectories={D:\openHistorian\Archive
|  |  | 4416b08d-a062-4781-b5b8-b37cfc45f476 | 1 | PPA | ArchiveDirectories={D:\openHistorian\Archive
|  |  | 26b08939-c27e-4a24-9fc7-1b60971d4fda | 1 | PPA | ArchiveDirectories={D:\openHistorian\Archive
|  |  | 1bdf56ba-c050-4cb0-a8c9-a367d1a5acd2 | 1 | PPA | ArchiveDirectories={D:\openHistorian\Archive
|  |  | fafb6150-902b-43a1-b8ef-814e9669885d | 1 | PPA | ArchiveDirectories={D:\openHistorian\Archive
|  |  | 0e2539c9-44da-437b-9485-000b209e9207 | 1 | PPA | ArchiveDirectories={D:\openHistorian\Archive
|  |  | 47f67f0f-8b9f-434a-be44-41fbc0bfd3dd | 1 | PPA | ArchiveDirectories={D:\openHistorian\Archive
|  |  | 17be4554-5587-4cff-94a6-1077e0d3502b | 1 | PPA | ArchiveDirectories={D:\openHistorian\Archive
|  |  | a9b4ad9a-74ff-4091-b480-0b1272daa594 | 1 | PPA | ArchiveDirectories={D:\openHistorian\Archive
|  |  | bfae3ee2-f0f7-49b3-b94d-c8cd9d1c02ad | 1 | PPA | ArchiveDirectories={D:\openHistorian\Archive
|  |  | e4f983c6-3185-4d11-a2a7-9aa79f46e782 | 1 | PPA | ArchiveDirectories={D:\openHistorian\Archive
|  |  | dc9a57c5-b626-4635-b677-13c19e0b73c0 | 1 | PPA | ArchiveDirectories={D:\openHistorian\Archive
|  |  | 7aaa1cff-fabe-443f-a105-e9b9682a4ff7 | 1 | PPA | ArchiveDirectories={D:\openHistorian\Archive
|  |  | a48d6b37-6396-4535-9bce-64be1db25e55 | 1 | PPA | ArchiveDirectories={D:\openHistorian\Archive
|  |  | 431654a5-4e90-4a77-95d1-50a3b948b3dd | 1 | PPA | ArchiveDirectories={D:\openHistorian\Archive
|  |  | 4d8f69af-66c1-4576-9d62-037f2ab9a527 | 1 | PPA | ArchiveDirectories={D:\openHistorian\Archive
|  |  | 98b074da-2fae-4111-8ca1-0fa4862ca45b | 1 | PPA | ArchiveDirectories={D:\openHistorian\Archive
|  |  | f9af4638-93bc-4f80-a737-feffae265c25 | 2 | STAT |  | 11623 | ONS_LOCAL$PBCGT_500_PM_02!PMU:ST1 |  |  | 8736f6c7-ad41-4b43-b4f6-e684e0d4ad20 |  |  | 30 | [8 empty] | 11 | [5 empty] | LOCAL$PBCGT_500_PM_02!PMU-ST1 | 0.0 | 1.0 | Device statistic for Number of data quality errors reported by device during last reporting interval. | 0 | 1 | 1 |  | Any | STAT | Statistic | ST |  |  | STAT:11623 | 2021-08-24 16:54
|  |  | 4f73a342-7dc9-437f-8c07-0c2b71bbc003 | 2 | STAT |  | 11624 | ONS_LOCAL$PBCGT_500_PM_02!PMU:ST2 |  |  | 8736f6c7-ad41-4b43-b4f6-e684e0d4ad20 |  |  | 30 | [8 empty] | 11 | [5 empty] | LOCAL$PBCGT_500_PM_02!PMU-ST2 | 0.0 | 1.0 | Device statistic for Number of time quality errors reported by device during last reporting interval. | 0 | 1 | 1 |  | Any | STAT | Statistic | ST |  |  | STAT:11624 | 2021-08-24 16:54
|  |  | 2ae2cbff-f02b-4e07-94d4-ae0848e2c241 | 2 | STAT |  | 11625 | ONS_LOCAL$PBCGT_500_PM_02!PMU:ST3 |  |  | 8736f6c7-ad41-4b43-b4f6-e684e0d4ad20 |  |  | 30 | [8 empty] | 11 | [5 empty] | LOCAL$PBCGT_500_PM_02!PMU-ST3 | 0.0 | 1.0 | Device statistic for Number of device errors reported by device during last reporting interval. | 0 | 1 | 1 |  | Any | STAT | Statistic | ST |  |  | STAT:11625 | 2021-08-24 16:54
|  |  | 933129e7-218e-4af4-b0d8-a6ab3d151a11 | 2 | STAT |  | 11626 | ONS_LOCAL$PBCGT_500_PM_02!PMU:ST4 |  |  | 8736f6c7-ad41-4b43-b4f6-e684e0d4ad20 |  |  | 30 | [8 empty] | 11 | [5 empty] | LOCAL$PBCGT_500_PM_02!PMU-ST4 | 0.0 | 1.0 | Device statistic for Number of measurements received from device during last reporting interval. | 0 | 1 | 1 |  | Any | STAT | Statistic | ST |  |  | STAT:11626 | 2021-08-24 16:54
|  |  | a6fb322a-a0e9-4677-8700-32e52c61e2f2 | 2 | STAT |  | 11627 | ONS_LOCAL$PBCGT_500_PM_02!PMU:ST5 |  |  | 8736f6c7-ad41-4b43-b4f6-e684e0d4ad20 |  |  | 30 | [8 empty] | 11 | [5 empty] | LOCAL$PBCGT_500_PM_02!PMU-ST5 | 0.0 | 1.0 | Device statistic for Expected number of measurements received from device during last reporting interval. | 0 | 1 | 1 |  | Any | STAT | Statistic | ST |  |  | STAT:11627 | 2021-08-24 16:54
|  |  | 7be9cb7b-a82f-431b-a29c-366bc1a08447 | 2 | STAT |  | 11628 | ONS_LOCAL$PBCGT_500_PM_02!PMU:ST6 |  |  | 8736f6c7-ad41-4b43-b4f6-e684e0d4ad20 |  |  | 30 | [8 empty] | 11 | [5 empty] | LOCAL$PBCGT_500_PM_02!PMU-ST6 | 0.0 | 1.0 | Device statistic for Number of measurements received while device was reporting errors during last reporting interval. | 0 | 1 | 1 |  | Any | STAT | Statistic | ST |  |  | STAT:11628 | 2021-08-24 16:54
|  |  | bccbc754-d7c0-4f76-84a4-9a867651b64d | 2 | STAT |  | 11629 | ONS_LOCAL$PBCGT_500_PM_02!PMU:ST7 |  |  | 8736f6c7-ad41-4b43-b4f6-e684e0d4ad20 |  |  | 30 | [8 empty] | 11 | [5 empty] | LOCAL$PBCGT_500_PM_02!PMU-ST7 | 0.0 | 1.0 | Device statistic for Number of defined measurements (per frame) from device during last reporting interval. | 0 | 1 | 1 |  | Any | STAT | Statistic | ST |  |  | STAT:11629 | 2021-08-24 16:54
|  |  | cfe1a674-afea-4ca1-995f-82c22b34d132 | 2 | STAT |  | 11630 | ONS_LOCAL$PBSLD_500_PM_01!PMU:ST1 |  |  | 8736f6c7-ad41-4b43-b4f6-e684e0d4ad20 |  |  | 30 | [8 empty] | 11 | [5 empty] | LOCAL$PBSLD_500_PM_01!PMU-ST1 | 0.0 | 1.0 | Device statistic for Number of data quality errors reported by device during last reporting interval. | 0 | 1 | 1 |  | Any | STAT | Statistic | ST |  |  | STAT:11630 | 2021-08-24 16:54
|  |  | c6f35607-bcfc-4dd0-ba78-79633975d07a | 2 | STAT |  | 11631 | ONS_LOCAL$PBSLD_500_PM_01!PMU:ST2 |  |  | 8736f6c7-ad41-4b43-b4f6-e684e0d4ad20 |  |  | 30 | [8 empty] | 11 | [5 empty] | LOCAL$PBSLD_500_PM_01!PMU-ST2 | 0.0 | 1.0 | Device statistic for Number of time quality errors reported by device during last reporting interval. | 0 | 1 | 1 |  | Any | STAT | Statistic | ST |  |  | STAT:11631 | 2021-08-24 16:54
|  |  | ac4402d8-1706-4406-af61-3c199a79cf0a | 2 | STAT |  | 11632 | ONS_LOCAL$PBSLD_500_PM_01!PMU:ST3 |  |  | 8736f6c7-ad41-4b43-b4f6-e684e0d4ad20 |  |  | 30 | [8 empty] | 11 | [5 empty] | LOCAL$PBSLD_500_PM_01!PMU-ST3 | 0.0 | 1.0 | Device statistic for Number of device errors reported by device during last reporting interval. | 0 | 1 | 1 |  | Any | STAT | Statistic | ST |  |  | STAT:11632 | 2021-08-24 16:54
|  |  | f7a09a32-d3c1-4503-9b2f-3e7b0080654a | 2 | STAT |  | 11633 | ONS_LOCAL$PBSLD_500_PM_01!PMU:ST4 |  |  | 8736f6c7-ad41-4b43-b4f6-e684e0d4ad20 |  |  | 30 | [8 empty] | 11 | [5 empty] | LOCAL$PBSLD_500_PM_01!PMU-ST4 | 0.0 | 1.0 | Device statistic for Number of measurements received from device during last reporting interval. | 0 | 1 | 1 |  | Any | STAT | Statistic | ST |  |  | STAT:11633 | 2021-08-24 16:54
|  |  | b2cbf7fb-5a3f-4a1b-9fa1-005587f460b5 | 2 | STAT |  | 11634 | ONS_LOCAL$PBSLD_500_PM_01!PMU:ST5 |  |  | 8736f6c7-ad41-4b43-b4f6-e684e0d4ad20 |  |  | 30 | [8 empty] | 11 | [5 empty] | LOCAL$PBSLD_500_PM_01!PMU-ST5 | 0.0 | 1.0 | Device statistic for Expected number of measurements received from device during last reporting interval. | 0 | 1 | 1 |  | Any | STAT | Statistic | ST |  |  | STAT:11634 | 2021-08-24 16:54
|  |  | 66115504-31d4-4bee-8a5b-261c73112879 | 2 | STAT |  | 11635 | ONS_LOCAL$PBSLD_500_PM_01!PMU:ST6 |  |  | 8736f6c7-ad41-4b43-b4f6-e684e0d4ad20 |  |  | 30 | [8 empty] | 11 | [5 empty] | LOCAL$PBSLD_500_PM_01!PMU-ST6 | 0.0 | 1.0 | Device statistic for Number of measurements received while device was reporting errors during last reporting interval. | 0 | 1 | 1 |  | Any | STAT | Statistic | ST |  |  | STAT:11635 | 2021-08-24 16:54
|  |  | 85a1ca1a-eaa1-4c33-ad03-23e3f331b32c | 2 | STAT |  | 11636 | ONS_LOCAL$PBSLD_500_PM_01!PMU:ST7 |  |  | 8736f6c7-ad41-4b43-b4f6-e684e0d4ad20 |  |  | 30 | [8 empty] | 11 | [5 empty] | LOCAL$PBSLD_500_PM_01!PMU-ST7 | 0.0 | 1.0 | Device statistic for Number of defined measurements (per frame) from device during last reporting interval. | 0 | 1 | 1 |  | Any | STAT | Statistic | ST |  |  | STAT:11636 | 2021-08-24 16:54
|  |  | 21e1d0ea-0770-4c7f-99eb-d8b0df54f310 | 2 | STAT |  | 11637 | ONS_LOCAL$PBSLD_500_PM_02!PMU:ST1 |  |  | 8736f6c7-ad41-4b43-b4f6-e684e0d4ad20 |  |  | 30 | [8 empty] | 11 | [5 empty] | LOCAL$PBSLD_500_PM_02!PMU-ST1 | 0.0 | 1.0 | Device statistic for Number of data quality errors reported by device during last reporting interval. | 0 | 1 | 1 |  | Any | STAT | Statistic | ST |  |  | STAT:11637 | 2021-08-24 16:54
|  |  | 93d6725b-ab53-4654-b4fb-87827ff8a3a8 | 2 | STAT |  | 11638 | ONS_LOCAL$PBSLD_500_PM_02!PMU:ST2 |  |  | 8736f6c7-ad41-4b43-b4f6-e684e0d4ad20 |  |  | 30 | [8 empty] | 11 | [5 empty] | LOCAL$PBSLD_500_PM_02!PMU-ST2 | 0.0 | 1.0 | Device statistic for Number of time quality errors reported by device during last reporting interval. | 0 | 1 | 1 |  | Any | STAT | Statistic | ST |  |  | STAT:11638 | 2021-08-24 16:54
|  |  | c1db2c14-f9ec-419d-ac58-c3499f9b0006 | 2 | STAT |  | 11639 | ONS_LOCAL$PBSLD_500_PM_02!PMU:ST3 |  |  | 8736f6c7-ad41-4b43-b4f6-e684e0d4ad20 |  |  | 30 | [8 empty] | 11 | [5 empty] | LOCAL$PBSLD_500_PM_02!PMU-ST3 | 0.0 | 1.0 | Device statistic for Number of device errors reported by device during last reporting interval. | 0 | 1 | 1 |  | Any | STAT | Statistic | ST |  |  | STAT:11639 | 2021-08-24 16:54
|  |  | 3c58d1ce-73d6-4f50-a97d-a9101201dac5 | 2 | STAT |  | 11640 | ONS_LOCAL$PBSLD_500_PM_02!PMU:ST4 |  |  | 8736f6c7-ad41-4b43-b4f6-e684e0d4ad20 |  |  | 30 | [8 empty] | 11 | [5 empty] | LOCAL$PBSLD_500_PM_02!PMU-ST4 | 0.0 | 1.0 | Device statistic for Number of measurements received from device during last reporting interval. | 0 | 1 | 1 |  | Any | STAT | Statistic | ST |  |  | STAT:11640 | 2021-08-24 16:54
|  |  | 2079d0b3-6976-4ac8-b53c-48139e86c0fb | 2 | STAT |  | 11641 | ONS_LOCAL$PBSLD_500_PM_02!PMU:ST5 |  |  | 8736f6c7-ad41-4b43-b4f6-e684e0d4ad20 |  |  | 30 | [8 empty] | 11 | [5 empty] | LOCAL$PBSLD_500_PM_02!PMU-ST5 | 0.0 | 1.0 | Device statistic for Expected number of measurements received from device during last reporting interval. | 0 | 1 | 1 |  | Any | STAT | Statistic | ST |  |  | STAT:11641 | 2021-08-24 16:54
|  |  | f110cff0-16ad-420e-96b5-10c60263d7e0 | 2 | STAT |  | 11642 | ONS_LOCAL$PBSLD_500_PM_02!PMU:ST6 |  |  | 8736f6c7-ad41-4b43-b4f6-e684e0d4ad20 |  |  | 30 | [8 empty] | 11 | [5 empty] | LOCAL$PBSLD_500_PM_02!PMU-ST6 | 0.0 | 1.0 | Device statistic for Number of measurements received while device was reporting errors during last reporting interval. | 0 | 1 | 1 |  | Any | STAT | Statistic | ST |  |  | STAT:11642 | 2021-08-24 16:54
|  |  | 274c5cea-2f71-4fe4-a713-8d6bc61978b5 | 2 | STAT |  | 11643 | ONS_LOCAL$PBSLD_500_PM_02!PMU:ST7 |  |  | 8736f6c7-ad41-4b43-b4f6-e684e0d4ad20 |  |  | 30 | [8 empty] | 11 | [5 empty] | LOCAL$PBSLD_500_PM_02!PMU-ST7 | 0.0 | 1.0 | Device statistic for Number of defined measurements (per frame) from device during last reporting interval. | 0 | 1 | 1 |  | Any | STAT | Statistic | ST |  |  | STAT:11643 | 2021-08-24 16:54
|  |  | 55096f27-94c3-4025-af6f-4e3877bef20c | 2 | STAT |  | 11644 | ONS_LOCAL$PBSLD_500_PM_03!PMU:ST1 |  |  | 8736f6c7-ad41-4b43-b4f6-e684e0d4ad20 |  |  | 30 | [8 empty] | 11 | [5 empty] | LOCAL$PBSLD_500_PM_03!PMU-ST1 | 0.0 | 1.0 | Device statistic for Number of data quality errors reported by device during last reporting interval. | 0 | 1 | 1 |  | Any | STAT | Statistic | ST |  |  | STAT:11644 | 2021-08-24 16:54
|  |  | cd89dea6-0f42-43ce-ba66-101df1f9abdf | 2 | STAT |  | 11645 | ONS_LOCAL$PBSLD_500_PM_03!PMU:ST2 |  |  | 8736f6c7-ad41-4b43-b4f6-e684e0d4ad20 |  |  | 30 | [8 empty] | 11 | [5 empty] | LOCAL$PBSLD_500_PM_03!PMU-ST2 | 0.0 | 1.0 | Device statistic for Number of time quality errors reported by device during last reporting interval. | 0 | 1 | 1 |  | Any | STAT | Statistic | ST |  |  | STAT:11645 | 2021-08-24 16:54
|  |  | 594bb131-116a-4541-a865-c444e8c1bcaf | 2 | STAT |  | 11646 | ONS_LOCAL$PBSLD_500_PM_03!PMU:ST3 |  |  | 8736f6c7-ad41-4b43-b4f6-e684e0d4ad20 |  |  | 30 | [8 empty] | 11 | [5 empty] | LOCAL$PBSLD_500_PM_03!PMU-ST3 | 0.0 | 1.0 | Device statistic for Number of device errors reported by device during last reporting interval. | 0 | 1 | 1 |  | Any | STAT | Statistic | ST |  |  | STAT:11646 | 2021-08-24 16:54
|  |  | 311baf44-f52e-492f-b664-4e605c6bf63a | 2 | STAT |  | 11647 | ONS_LOCAL$PBSLD_500_PM_03!PMU:ST4 |  |  | 8736f6c7-ad41-4b43-b4f6-e684e0d4ad20 |  |  | 30 | [8 empty] | 11 | [5 empty] | LOCAL$PBSLD_500_PM_03!PMU-ST4 | 0.0 | 1.0 | Device statistic for Number of measurements received from device during last reporting interval. | 0 | 1 | 1 |  | Any | STAT | Statistic | ST |  |  | STAT:11647 | 2021-08-24 16:54
|  |  | 900d9a1d-6e69-490d-b3ad-82395d3b4288 | 2 | STAT |  | 11648 | ONS_LOCAL$PBSLD_500_PM_03!PMU:ST5 |  |  | 8736f6c7-ad41-4b43-b4f6-e684e0d4ad20 |  |  | 30 | [8 empty] | 11 | [5 empty] | LOCAL$PBSLD_500_PM_03!PMU-ST5 | 0.0 | 1.0 | Device statistic for Expected number of measurements received from device during last reporting interval. | 0 | 1 | 1 |  | Any | STAT | Statistic | ST |  |  | STAT:11648 | 2021-08-24 16:54
|  |  | 7653178f-2971-4034-9482-128c0a856aa3 | 2 | STAT |  | 11649 | ONS_LOCAL$PBSLD_500_PM_03!PMU:ST6 |  |  | 8736f6c7-ad41-4b43-b4f6-e684e0d4ad20 |  |  | 30 | [8 empty] | 11 | [5 empty] | LOCAL$PBSLD_500_PM_03!PMU-ST6 | 0.0 | 1.0 | Device statistic for Number of measurements received while device was reporting errors during last reporting interval. | 0 | 1 | 1 |  | Any | STAT | Statistic | ST |  |  | STAT:11649 | 2021-08-24 16:54
|  |  | 4214351d-dbc9-49d1-ab25-88dcd84c6dfd | 2 | STAT |  | 11650 | ONS_LOCAL$PBSLD_500_PM_03!PMU:ST7 |  |  | 8736f6c7-ad41-4b43-b4f6-e684e0d4ad20 |  |  | 30 | [8 empty] | 11 | [5 empty] | LOCAL$PBSLD_500_PM_03!PMU-ST7 | 0.0 | 1.0 | Device statistic for Number of defined measurements (per frame) from device during last reporting interval. | 0 | 1 | 1 |  | Any | STAT | Statistic | ST |  |  | STAT:11650 | 2021-08-24 16:54
|  |  | 51b82e6d-b4ed-4d3e-8957-1a02ba174b86 | 2 | STAT |  | 11651 | ONS_LOCAL$PBSLD_500_PM_04!PMU:ST1 |  |  | 8736f6c7-ad41-4b43-b4f6-e684e0d4ad20 |  |  | 30 | [8 empty] | 11 | [5 empty] | LOCAL$PBSLD_500_PM_04!PMU-ST1 | 0.0 | 1.0 | Device statistic for Number of data quality errors reported by device during last reporting interval. | 0 | 1 | 1 |  | Any | STAT | Statistic | ST |  |  | STAT:11651 | 2021-08-24 16:54
|  |  | 45c6b995-61de-4fc0-9f8c-5124e51003b2 | 2 | STAT |  | 11652 | ONS_LOCAL$PBSLD_500_PM_04!PMU:ST2 |  |  | 8736f6c7-ad41-4b43-b4f6-e684e0d4ad20 |  |  | 30 | [8 empty] | 11 | [5 empty] | LOCAL$PBSLD_500_PM_04!PMU-ST2 | 0.0 | 1.0 | Device statistic for Number of time quality errors reported by device during last reporting interval. | 0 | 1 | 1 |  | Any | STAT | Statistic | ST |  |  | STAT:11652 | 2021-08-24 16:54
|  |  | c05a37be-e5ef-48da-bccf-4973c655e655 | 2 | STAT |  | 11653 | ONS_LOCAL$PBSLD_500_PM_04!PMU:ST3 |  |  | 8736f6c7-ad41-4b43-b4f6-e684e0d4ad20 |  |  | 30 | [8 empty] | 11 | [5 empty] | LOCAL$PBSLD_500_PM_04!PMU-ST3 | 0.0 | 1.0 | Device statistic for Number of device errors reported by device during last reporting interval. | 0 | 1 | 1 |  | Any | STAT | Statistic | ST |  |  | STAT:11653 | 2021-08-24 16:54
|  |  | 7770376a-7823-4fd1-8bba-b21723d43d96 | 2 | STAT |  | 11654 | ONS_LOCAL$PBSLD_500_PM_04!PMU:ST4 |  |  | 8736f6c7-ad41-4b43-b4f6-e684e0d4ad20 |  |  | 30 | [8 empty] | 11 | [5 empty] | LOCAL$PBSLD_500_PM_04!PMU-ST4 | 0.0 | 1.0 | Device statistic for Number of measurements received from device during last reporting interval. | 0 | 1 | 1 |  | Any | STAT | Statistic | ST |  |  | STAT:11654 | 2021-08-24 16:54
|  |  | 67889116-2600-4fa7-b296-d64ce6b3c2aa | 2 | STAT |  | 11655 | ONS_LOCAL$PBSLD_500_PM_04!PMU:ST5 |  |  | 8736f6c7-ad41-4b43-b4f6-e684e0d4ad20 |  |  | 30 | [8 empty] | 11 | [5 empty] | LOCAL$PBSLD_500_PM_04!PMU-ST5 | 0.0 | 1.0 | Device statistic for Expected number of measurements received from device during last reporting interval. | 0 | 1 | 1 |  | Any | STAT | Statistic | ST |  |  | STAT:11655 | 2021-08-24 16:54
|  |  | 77cd27f4-cb27-4cc3-9356-58cebf8076f0 | 2 | STAT |  | 11656 | ONS_LOCAL$PBSLD_500_PM_04!PMU:ST6 |  |  | 8736f6c7-ad41-4b43-b4f6-e684e0d4ad20 |  |  | 30 | [8 empty] | 11 | [5 empty] | LOCAL$PBSLD_500_PM_04!PMU-ST6 | 0.0 | 1.0 | Device statistic for Number of measurements received while device was reporting errors during last reporting interval. | 0 | 1 | 1 |  | Any | STAT | Statistic | ST |  |  | STAT:11656 | 2021-08-24 16:54
|  |  | aa193f74-3195-4be7-8110-3c9da0836762 | 2 | STAT |  | 11657 | ONS_LOCAL$PBSLD_500_PM_04!PMU:ST7 |  |  | 8736f6c7-ad41-4b43-b4f6-e684e0d4ad20 |  |  | 30 | [8 empty] | 11 | [5 empty] | LOCAL$PBSLD_500_PM_04!PMU-ST7 | 0.0 | 1.0 | Device statistic for Number of defined measurements (per frame) from device during last reporting interval. | 0 | 1 | 1 |  | Any | STAT | Statistic | ST |  |  | STAT:11657 | 2021-08-24 16:54
|  |  | 00f431a3-e7da-4053-b240-a9ace611a9be | 1 | PPA | ArchiveDirectories={D:\openHistorian\Archive
|  |  | 37204ec6-16e8-4c35-a5ac-a1b1d3eb5b0d | 1 | PPA | ArchiveDirectories={D:\openHistorian\Archive
|  |  | 097d4b8e-e9f8-47cd-89b5-e27ccd297ba1 | 1 | PPA | ArchiveDirectories={D:\openHistorian\Archive
|  |  | 4f1d9537-8a3d-40f3-a8e1-f46d60bee2c8 | 1 | PPA | ArchiveDirectories={D:\openHistorian\Archive
|  |  | 3efb5ac0-c053-4231-8d0e-4584f2b3f3bb | 1 | PPA | ArchiveDirectories={D:\openHistorian\Archive
|  |  | f83ee0ac-5dc4-43b2-9cc4-74bb7444df2f | 1 | PPA | ArchiveDirectories={D:\openHistorian\Archive
|  |  | c4cbf992-5f87-41a3-8f05-62e62a3d82d1 | 1 | PPA | ArchiveDirectories={D:\openHistorian\Archive
|  |  | f9049f65-62b1-4561-97e8-18b85551a48c | 1 | PPA | ArchiveDirectories={D:\openHistorian\Archive
|  |  | 0f8bdc5b-2d92-44b5-bd26-6d52d4a32776 | 1 | PPA | ArchiveDirectories={D:\openHistorian\Archive
|  |  | f0a7ce9c-1dd4-4d24-9a57-dd72f9460464 | 1 | PPA | ArchiveDirectories={D:\openHistorian\Archive
|  |  | 20320355-71bb-4cbe-bdb1-3139dcfa06a4 | 1 | PPA | ArchiveDirectories={D:\openHistorian\Archive
|  |  | ebf63c07-d060-4fae-8904-a20d886e435a | 1 | PPA | ArchiveDirectories={D:\openHistorian\Archive
|  |  | e2bd3e15-6daf-4c6f-93d3-be78911fc71a | 1 | PPA | ArchiveDirectories={D:\openHistorian\Archive
|  |  | fb020623-a667-40dc-9ca3-3d32f2a5fda0 | 1 | PPA | ArchiveDirectories={D:\openHistorian\Archive
|  |  | 4a17e53d-8f48-4857-91c8-409610f018d3 | 1 | PPA | ArchiveDirectories={D:\openHistorian\Archive
|  |  | 90eb26f1-4de0-4b4b-933f-edaa2794d132 | 1 | PPA | ArchiveDirectories={D:\openHistorian\Archive
|  |  | 317ed2f7-a51e-4dbd-aa89-be2da230c938 | 1 | PPA | ArchiveDirectories={D:\openHistorian\Archive
|  |  | c5e1c2d2-84ae-4816-99ca-1d9232c49b46 | 1 | PPA | ArchiveDirectories={D:\openHistorian\Archive
|  |  | b54c6a78-8989-4701-943c-9c648006c2a6 | 1 | PPA | ArchiveDirectories={D:\openHistorian\Archive
|  |  | 133e94a5-0c75-4e34-8639-af49733be1df | 1 | PPA | ArchiveDirectories={D:\openHistorian\Archive
|  |  | 1b17749b-ec4b-40bb-bb18-cc69099cefc3 | 1 | PPA | ArchiveDirectories={D:\openHistorian\Archive
|  |  | 65516701-0f59-4d14-965d-62603694101e | 1 | PPA | ArchiveDirectories={D:\openHistorian\Archive
|  |  | ca784fb1-64f9-4d74-a952-fce576f75a9c | 1 | PPA | ArchiveDirectories={D:\openHistorian\Archive
|  |  | 6b7e94ef-26bd-458f-bb36-2d8c4dcf9817 | 1 | PPA | ArchiveDirectories={D:\openHistorian\Archive
|  |  | 56b682e1-fa56-4f15-9e8e-1c4704c3426b | 1 | PPA | ArchiveDirectories={D:\openHistorian\Archive
|  |  | e3fa1d85-6747-472b-83eb-e31317488a7a | 1 | PPA | ArchiveDirectories={D:\openHistorian\Archive
|  |  | a7cbf52d-f144-4560-ad47-06143c244e27 | 1 | PPA | ArchiveDirectories={D:\openHistorian\Archive
|  |  | b902093c-c5ba-4d54-a49a-b1417153480b | 1 | PPA | ArchiveDirectories={D:\openHistorian\Archive
|  |  | 5b4815ec-4b60-4d59-9483-933d635b4881 | 1 | PPA | ArchiveDirectories={D:\openHistorian\Archive
|  |  | d0f5c2ff-43e7-4e0a-9c80-537a10a2cb55 | 1 | PPA | ArchiveDirectories={D:\openHistorian\Archive
|  |  | 07d9a957-cd5b-4a28-b0ab-0a4382b84297 | 1 | PPA | ArchiveDirectories={D:\openHistorian\Archive
|  |  | 5d206ecf-0ae1-417f-ac90-433a54f03e7a | 1 | PPA | ArchiveDirectories={D:\openHistorian\Archive
|  |  | 8279ccf7-5fa9-4138-ab1a-d5cdfbd34525 | 1 | PPA | ArchiveDirectories={D:\openHistorian\Archive
|  |  | 3370c920-d75c-4051-849e-c5d29302a367 | 1 | PPA | ArchiveDirectories={D:\openHistorian\Archive
|  |  | 9e236fdb-583f-4e60-9b01-d9dd68910d38 | 1 | PPA | ArchiveDirectories={D:\openHistorian\Archive
|  |  | 18a0a76a-cd2a-4dd1-88d0-0eecb2fbbc51 | 1 | PPA | ArchiveDirectories={D:\openHistorian\Archive
|  |  | d9cb45eb-258e-48cb-afd7-a024ec53ec2d | 1 | PPA | ArchiveDirectories={D:\openHistorian\Archive
|  |  | fc420542-398f-45f3-9c55-34f45f866dee | 1 | PPA | ArchiveDirectories={D:\openHistorian\Archive
|  |  | 47e05f75-c8f4-433d-bdf3-e719cb390d98 | 1 | PPA | ArchiveDirectories={D:\openHistorian\Archive
|  |  | 876e1b08-f0cf-4340-91ac-6e4b2d7218b1 | 1 | PPA | ArchiveDirectories={D:\openHistorian\Archive
|  |  | e880786a-d54c-4a1e-939d-eddee34eb1f8 | 1 | PPA | ArchiveDirectories={D:\openHistorian\Archive
|  |  | 603d618f-4288-4036-835e-9ccfc616ae9c | 1 | PPA | ArchiveDirectories={D:\openHistorian\Archive
|  |  | e595d522-9370-4347-9e3e-e6d06297d8de | 1 | PPA | ArchiveDirectories={D:\openHistorian\Archive
|  |  | 34e59800-566b-476e-9017-f73c275b0f56 | 1 | PPA | ArchiveDirectories={D:\openHistorian\Archive
|  |  | 9217fdd8-1649-4459-accf-6560fc5dbe63 | 1 | PPA | ArchiveDirectories={D:\openHistorian\Archive
|  |  | ee902480-f561-4918-9a82-2f6953a76514 | 1 | PPA | ArchiveDirectories={D:\openHistorian\Archive
|  |  | 20d3d6c8-f731-4ee0-8e3c-42f1c89877c1 | 1 | PPA | ArchiveDirectories={D:\openHistorian\Archive
|  |  | 6e882433-f7a1-41bb-a8d8-62ad997c5fd6 | 1 | PPA | ArchiveDirectories={D:\openHistorian\Archive
|  |  | 754def4a-ae55-42c3-8406-1b82f38eeb1c | 1 | PPA | ArchiveDirectories={D:\openHistorian\Archive
|  |  | f3cf1202-b8ac-485b-9c8a-3c5940464e8b | 1 | PPA | ArchiveDirectories={D:\openHistorian\Archive
|  |  | 965594e8-a26e-4fc3-b3a3-6543ce7832ef | 1 | PPA | ArchiveDirectories={D:\openHistorian\Archive
|  |  | 7003f707-3326-46a5-8f86-fbb32c64169e | 1 | PPA | ArchiveDirectories={D:\openHistorian\Archive
|  |  | 98a8da5d-a01b-49a8-9c32-46c23c7eda0c | 1 | PPA | ArchiveDirectories={D:\openHistorian\Archive
|  |  | a71a3dd8-53c6-4a1c-ac0c-dc87107e0179 | 1 | PPA | ArchiveDirectories={D:\openHistorian\Archive
|  |  | d18d195c-d361-4620-8ede-32d0ed0c4226 | 1 | PPA | ArchiveDirectories={D:\openHistorian\Archive
|  |  | dc56cd67-bf6e-405a-8a68-8dab6a676419 | 1 | PPA | ArchiveDirectories={D:\openHistorian\Archive
|  |  | 1520fde1-29d4-4990-8df2-4b0909570d88 | 1 | PPA | ArchiveDirectories={D:\openHistorian\Archive
|  |  | afdcf80d-dda7-48f0-92a9-ce0e6a325e71 | 1 | PPA | ArchiveDirectories={D:\openHistorian\Archive
|  |  | e25ec766-71f8-4268-bebd-0e2507a58290 | 1 | PPA | ArchiveDirectories={D:\openHistorian\Archive
|  |  | bb353faf-ac0d-4419-96f6-925c8ed36e19 | 1 | PPA | ArchiveDirectories={D:\openHistorian\Archive
|  |  | 51a268ec-18e7-45c0-b600-575a3272f545 | 1 | PPA | ArchiveDirectories={D:\openHistorian\Archive
|  |  | e949da13-959d-4977-a1f2-c87cade06876 | 1 | PPA | ArchiveDirectories={D:\openHistorian\Archive
|  |  | 74c449bc-0eb6-40e8-a91d-3b86adee122c | 1 | PPA | ArchiveDirectories={D:\openHistorian\Archive
|  |  | e9a32c90-81a2-4183-8d83-28359aee96de | 1 | PPA | ArchiveDirectories={D:\openHistorian\Archive
|  |  | fdf50ac9-4747-4843-b367-55543eaf3305 | 1 | PPA | ArchiveDirectories={D:\openHistorian\Archive
|  |  | dd63d77f-6a09-40b2-9421-35701e2ae607 | 1 | PPA | ArchiveDirectories={D:\openHistorian\Archive
|  |  | d6c38dd4-4231-45d8-89f4-63fc53ba091b | 1 | PPA | ArchiveDirectories={D:\openHistorian\Archive
|  |  | 33d5473c-08db-4efb-bbc6-bcbcb4282790 | 1 | PPA | ArchiveDirectories={D:\openHistorian\Archive
|  |  | 4179e35c-f5d2-497d-a13f-c6c8d1e1ff06 | 1 | PPA | ArchiveDirectories={D:\openHistorian\Archive
|  |  | 5fbc7057-90dc-44d2-911f-370c2a801a8a | 1 | PPA | ArchiveDirectories={D:\openHistorian\Archive
|  |  | bb6cd77b-1947-45b9-83cb-6f9604331713 | 1 | PPA | ArchiveDirectories={D:\openHistorian\Archive
|  |  | df9c233b-464a-478f-a3a9-9e1a5ccb361b | 1 | PPA | ArchiveDirectories={D:\openHistorian\Archive
|  |  | e71545c5-4213-4242-a5f6-d60134552e89 | 1 | PPA | ArchiveDirectories={D:\openHistorian\Archive
|  |  | 62235c06-02b8-44b0-874e-74827c9d428d | 1 | PPA | ArchiveDirectories={D:\openHistorian\Archive
|  |  | 6537dd17-4e56-41e4-ab9c-b3ec2ba9180e | 1 | PPA | ArchiveDirectories={D:\openHistorian\Archive
|  |  | 024b40c6-ee29-4a78-a2f0-5ff7bd59c1b2 | 1 | PPA | ArchiveDirectories={D:\openHistorian\Archive
|  |  | 56b3fc56-3418-482c-b3c2-3e7aeb25acb5 | 1 | PPA | ArchiveDirectories={D:\openHistorian\Archive
|  |  | 63e2d042-fa6f-4f87-a0f6-b0327a809e17 | 1 | PPA | ArchiveDirectories={D:\openHistorian\Archive
|  |  | 3f0b0588-499f-417d-bb86-ee4e3a388c2a | 1 | PPA | ArchiveDirectories={D:\openHistorian\Archive
|  |  | 5ed59b37-e2d7-40be-8cbe-25df6955be0d | 1 | PPA | ArchiveDirectories={D:\openHistorian\Archive
|  |  | f49e2b4c-8548-48b7-af3f-86685008ea8e | 1 | PPA | ArchiveDirectories={D:\openHistorian\Archive
|  |  | ad95b60d-1741-4f51-8faa-31e2e6696168 | 1 | PPA | ArchiveDirectories={D:\openHistorian\Archive
|  |  | c279c0e2-3a5e-4fbe-bb35-a79f09221234 | 1 | PPA | ArchiveDirectories={D:\openHistorian\Archive
|  |  | 0ad5ac33-95f3-4e7f-abf5-93c28c7ac44c | 1 | PPA | ArchiveDirectories={D:\openHistorian\Archive
|  |  | 07789d84-a090-4d3f-baa2-7442ec305747 | 1 | PPA | ArchiveDirectories={D:\openHistorian\Archive
|  |  | 00cd4e8b-4654-4ed7-8412-5cd82f562ec4 | 1 | PPA | ArchiveDirectories={D:\openHistorian\Archive
|  |  | 14d99d78-a7d6-44e0-9422-40620dbb66e8 | 1 | PPA | ArchiveDirectories={D:\openHistorian\Archive
|  |  | 84aea67c-7d03-4cd3-bf0e-477155db0739 | 1 | PPA | ArchiveDirectories={D:\openHistorian\Archive
|  |  | eb74942f-2aa3-41ec-9568-dbf57d12ebba | 1 | PPA | ArchiveDirectories={D:\openHistorian\Archive
|  |  | c32ec2dc-5be4-4144-affc-4707434684a6 | 1 | PPA | ArchiveDirectories={D:\openHistorian\Archive
|  |  | 3b5d7c32-4be6-400b-987e-46a6f5bec1f6 | 1 | PPA | ArchiveDirectories={D:\openHistorian\Archive
|  |  | 3dcbd196-74b7-43a1-8545-d22d353e27f4 | 1 | PPA | ArchiveDirectories={D:\openHistorian\Archive
|  |  | a3f0760a-cdf3-44bb-8426-3abb8b95a6b4 | 1 | PPA | ArchiveDirectories={D:\openHistorian\Archive
|  |  | 95901ff6-bd58-4995-b101-1ef199482fb2 | 1 | PPA | ArchiveDirectories={D:\openHistorian\Archive
|  |  | a37f6bf7-be3c-4eda-87bf-25acad38fb9c | 1 | PPA | ArchiveDirectories={D:\openHistorian\Archive
|  |  | dac517b8-cd35-4dd4-a3a4-14c06f5c10a7 | 1 | PPA | ArchiveDirectories={D:\openHistorian\Archive
|  |  | b36aa757-d1bb-4877-b6c6-8fcae46b78fa | 1 | PPA | ArchiveDirectories={D:\openHistorian\Archive
|  |  | 913bdcda-6e21-497d-b13f-261fec7fc969 | 1 | PPA | ArchiveDirectories={D:\openHistorian\Archive
|  |  | 67306f07-f54a-49c8-b269-f03a5d760158 | 1 | PPA | ArchiveDirectories={D:\openHistorian\Archive
|  |  | 3261fd7e-3fd5-46d7-aaa4-447a9a90b719 | 1 | PPA | ArchiveDirectories={D:\openHistorian\Archive
|  |  | 0bf1ece5-735f-4686-85d7-aed4bd945517 | 1 | PPA | ArchiveDirectories={D:\openHistorian\Archive
|  |  | e6e9f703-0e2c-450d-ae68-dd22bfb86965 | 1 | PPA | ArchiveDirectories={D:\openHistorian\Archive
|  |  | 1e4b8028-5af1-4029-bdd6-24de0e90491b | 1 | PPA | ArchiveDirectories={D:\openHistorian\Archive
|  |  | 65ab78fe-d9f9-4ab6-8e63-aad12241e07f | 1 | PPA | ArchiveDirectories={D:\openHistorian\Archive
|  |  | 6e6edd57-bbd7-4ebb-b51f-9fdadb53ab0d | 1 | PPA | ArchiveDirectories={D:\openHistorian\Archive
|  |  | 8fb5608e-63aa-4e8d-b869-273988a939d2 | 1 | PPA | ArchiveDirectories={D:\openHistorian\Archive
|  |  | a48617dd-8836-4a21-81fa-6e9260417e1f | 1 | PPA | ArchiveDirectories={D:\openHistorian\Archive
|  |  | 471452a7-4d47-445d-a404-477f079d715f | 1 | PPA | ArchiveDirectories={D:\openHistorian\Archive
|  |  | 40239334-5c71-46ae-b2c2-15a8a3583162 | 1 | PPA | ArchiveDirectories={D:\openHistorian\Archive
|  |  | 451f7d16-76ae-4432-9589-b9a58ded7999 | 1 | PPA | ArchiveDirectories={D:\openHistorian\Archive
|  |  | ab5bb290-3a0e-40c1-b563-f2dad8549230 | 1 | PPA | ArchiveDirectories={D:\openHistorian\Archive
|  |  | 0bc7b662-1dc7-47ba-a37e-a7630d3c3020 | 1 | PPA | ArchiveDirectories={D:\openHistorian\Archive
|  |  | 4e3f0ea2-abc1-4cea-a0a5-e2fb0aac066e | 1 | PPA | ArchiveDirectories={D:\openHistorian\Archive
|  |  | 597073a0-1042-476f-85cb-c68addef837a | 1 | PPA | ArchiveDirectories={D:\openHistorian\Archive
|  |  | b0550df7-35f6-44a8-870c-86c88923bef3 | 1 | PPA | ArchiveDirectories={D:\openHistorian\Archive
|  |  | 505844ed-bf05-4f40-b307-a5e44e73b41c | 1 | PPA | ArchiveDirectories={D:\openHistorian\Archive
|  |  | ee74c1a1-93a7-4c34-9058-e046ef70389a | 1 | PPA | ArchiveDirectories={D:\openHistorian\Archive
|  |  | 9886eecc-4445-452f-9673-7c89f1b89dc7 | 1 | PPA | ArchiveDirectories={D:\openHistorian\Archive
|  |  | 61205bb2-0054-459a-ab73-d60b0c9729c6 | 1 | PPA | ArchiveDirectories={D:\openHistorian\Archive
|  |  | 9dd89231-709f-4580-9374-8e2aedbb3bf0 | 1 | PPA | ArchiveDirectories={D:\openHistorian\Archive
|  |  | b837f238-fc28-4e41-9acd-b648509736c5 | 1 | PPA | ArchiveDirectories={D:\openHistorian\Archive
|  |  | 576046d9-6156-48ed-92cb-59c2ee70c243 | 2 | STAT |  | 11779 | ONS_LOCAL$BARDE_500_PM_02!PMU:ST1 |  |  | 8736f6c7-ad41-4b43-b4f6-e684e0d4ad20 |  |  | 30 | [8 empty] | 11 | [5 empty] | LOCAL$BARDE_500_PM_02!PMU-ST1 | 0.0 | 1.0 | Device statistic for Number of data quality errors reported by device during last reporting interval. | 0 | 1 | 1 |  | Any | STAT | Statistic | ST |  |  | STAT:11779 | 2021-08-24 16:58
|  |  | f67c180d-717d-490d-9216-c35675a24086 | 2 | STAT |  | 11780 | ONS_LOCAL$BARDE_500_PM_02!PMU:ST2 |  |  | 8736f6c7-ad41-4b43-b4f6-e684e0d4ad20 |  |  | 30 | [8 empty] | 11 | [5 empty] | LOCAL$BARDE_500_PM_02!PMU-ST2 | 0.0 | 1.0 | Device statistic for Number of time quality errors reported by device during last reporting interval. | 0 | 1 | 1 |  | Any | STAT | Statistic | ST |  |  | STAT:11780 | 2021-08-24 16:58
|  |  | 9a15d2a8-a878-493f-8f7d-3a923adfce69 | 2 | STAT |  | 11781 | ONS_LOCAL$BARDE_500_PM_02!PMU:ST3 |  |  | 8736f6c7-ad41-4b43-b4f6-e684e0d4ad20 |  |  | 30 | [8 empty] | 11 | [5 empty] | LOCAL$BARDE_500_PM_02!PMU-ST3 | 0.0 | 1.0 | Device statistic for Number of device errors reported by device during last reporting interval. | 0 | 1 | 1 |  | Any | STAT | Statistic | ST |  |  | STAT:11781 | 2021-08-24 16:58
|  |  | dfc219a3-014e-400a-8389-44b951c18d0f | 2 | STAT |  | 11782 | ONS_LOCAL$BARDE_500_PM_02!PMU:ST4 |  |  | 8736f6c7-ad41-4b43-b4f6-e684e0d4ad20 |  |  | 30 | [8 empty] | 11 | [5 empty] | LOCAL$BARDE_500_PM_02!PMU-ST4 | 0.0 | 1.0 | Device statistic for Number of measurements received from device during last reporting interval. | 0 | 1 | 1 |  | Any | STAT | Statistic | ST |  |  | STAT:11782 | 2021-08-24 16:58
|  |  | 036ba222-4bf2-47e3-8b0e-53970c87523f | 2 | STAT |  | 11783 | ONS_LOCAL$BARDE_500_PM_02!PMU:ST5 |  |  | 8736f6c7-ad41-4b43-b4f6-e684e0d4ad20 |  |  | 30 | [8 empty] | 11 | [5 empty] | LOCAL$BARDE_500_PM_02!PMU-ST5 | 0.0 | 1.0 | Device statistic for Expected number of measurements received from device during last reporting interval. | 0 | 1 | 1 |  | Any | STAT | Statistic | ST |  |  | STAT:11783 | 2021-08-24 16:58
|  |  | 8ac00d2f-47ba-436c-add5-1eb4615df97c | 2 | STAT |  | 11784 | ONS_LOCAL$BARDE_500_PM_02!PMU:ST6 |  |  | 8736f6c7-ad41-4b43-b4f6-e684e0d4ad20 |  |  | 30 | [8 empty] | 11 | [5 empty] | LOCAL$BARDE_500_PM_02!PMU-ST6 | 0.0 | 1.0 | Device statistic for Number of measurements received while device was reporting errors during last reporting interval. | 0 | 1 | 1 |  | Any | STAT | Statistic | ST |  |  | STAT:11784 | 2021-08-24 16:58
|  |  | af7ea4b8-6489-418b-985d-581cbae8ff9d | 2 | STAT |  | 11785 | ONS_LOCAL$BARDE_500_PM_02!PMU:ST7 |  |  | 8736f6c7-ad41-4b43-b4f6-e684e0d4ad20 |  |  | 30 | [8 empty] | 11 | [5 empty] | LOCAL$BARDE_500_PM_02!PMU-ST7 | 0.0 | 1.0 | Device statistic for Number of defined measurements (per frame) from device during last reporting interval. | 0 | 1 | 1 |  | Any | STAT | Statistic | ST |  |  | STAT:11785 | 2021-08-24 16:58
|  |  | f17d3ff1-364a-4293-a263-a2a5f2bc926e | 2 | STAT |  | 11786 | ONS_LOCAL$MGARI2_500_PM_01!PMU:ST1 |  |  | 8736f6c7-ad41-4b43-b4f6-e684e0d4ad20 |  |  | 30 | [8 empty] | 11 | [5 empty] | LOCAL$MGARI2_500_PM_01!PMU-ST1 | 0.0 | 1.0 | Device statistic for Number of data quality errors reported by device during last reporting interval. | 0 | 1 | 1 |  | Any | STAT | Statistic | ST |  |  | STAT:11786 | 2021-08-24 16:58
|  |  | 8a8460c1-5929-4fe6-a31e-a272f138c7bc | 2 | STAT |  | 11787 | ONS_LOCAL$MGARI2_500_PM_01!PMU:ST2 |  |  | 8736f6c7-ad41-4b43-b4f6-e684e0d4ad20 |  |  | 30 | [8 empty] | 11 | [5 empty] | LOCAL$MGARI2_500_PM_01!PMU-ST2 | 0.0 | 1.0 | Device statistic for Number of time quality errors reported by device during last reporting interval. | 0 | 1 | 1 |  | Any | STAT | Statistic | ST |  |  | STAT:11787 | 2021-08-24 16:58
|  |  | 4cc92b7f-fd16-4ebe-9bda-577ea6a95cac | 2 | STAT |  | 11788 | ONS_LOCAL$MGARI2_500_PM_01!PMU:ST3 |  |  | 8736f6c7-ad41-4b43-b4f6-e684e0d4ad20 |  |  | 30 | [8 empty] | 11 | [5 empty] | LOCAL$MGARI2_500_PM_01!PMU-ST3 | 0.0 | 1.0 | Device statistic for Number of device errors reported by device during last reporting interval. | 0 | 1 | 1 |  | Any | STAT | Statistic | ST |  |  | STAT:11788 | 2021-08-24 16:58
|  |  | ab837612-0704-49df-89a3-b68ebdcb58e3 | 2 | STAT |  | 11789 | ONS_LOCAL$MGARI2_500_PM_01!PMU:ST4 |  |  | 8736f6c7-ad41-4b43-b4f6-e684e0d4ad20 |  |  | 30 | [8 empty] | 11 | [5 empty] | LOCAL$MGARI2_500_PM_01!PMU-ST4 | 0.0 | 1.0 | Device statistic for Number of measurements received from device during last reporting interval. | 0 | 1 | 1 |  | Any | STAT | Statistic | ST |  |  | STAT:11789 | 2021-08-24 16:58
|  |  | 87691a65-d928-4de2-bed3-7b4088b73058 | 2 | STAT |  | 11790 | ONS_LOCAL$MGARI2_500_PM_01!PMU:ST5 |  |  | 8736f6c7-ad41-4b43-b4f6-e684e0d4ad20 |  |  | 30 | [8 empty] | 11 | [5 empty] | LOCAL$MGARI2_500_PM_01!PMU-ST5 | 0.0 | 1.0 | Device statistic for Expected number of measurements received from device during last reporting interval. | 0 | 1 | 1 |  | Any | STAT | Statistic | ST |  |  | STAT:11790 | 2021-08-24 16:58
|  |  | 67a7ec8b-d63c-4871-abea-ce26025d346c | 2 | STAT |  | 11791 | ONS_LOCAL$MGARI2_500_PM_01!PMU:ST6 |  |  | 8736f6c7-ad41-4b43-b4f6-e684e0d4ad20 |  |  | 30 | [8 empty] | 11 | [5 empty] | LOCAL$MGARI2_500_PM_01!PMU-ST6 | 0.0 | 1.0 | Device statistic for Number of measurements received while device was reporting errors during last reporting interval. | 0 | 1 | 1 |  | Any | STAT | Statistic | ST |  |  | STAT:11791 | 2021-08-24 16:58
|  |  | eecea48a-bef0-46fe-b553-9c80888453af | 2 | STAT |  | 11792 | ONS_LOCAL$MGARI2_500_PM_01!PMU:ST7 |  |  | 8736f6c7-ad41-4b43-b4f6-e684e0d4ad20 |  |  | 30 | [8 empty] | 11 | [5 empty] | LOCAL$MGARI2_500_PM_01!PMU-ST7 | 0.0 | 1.0 | Device statistic for Number of defined measurements (per frame) from device during last reporting interval. | 0 | 1 | 1 |  | Any | STAT | Statistic | ST |  |  | STAT:11792 | 2021-08-24 16:58
|  |  | ddd0214f-697d-413e-adc9-bbda47b65a32 | 2 | STAT |  | 11793 | ONS_LOCAL$MGARI2_500_PM_02!PMU:ST1 |  |  | 8736f6c7-ad41-4b43-b4f6-e684e0d4ad20 |  |  | 30 | [8 empty] | 11 | [5 empty] | LOCAL$MGARI2_500_PM_02!PMU-ST1 | 0.0 | 1.0 | Device statistic for Number of data quality errors reported by device during last reporting interval. | 0 | 1 | 1 |  | Any | STAT | Statistic | ST |  |  | STAT:11793 | 2021-08-24 16:58
|  |  | 01015f23-b987-4e5f-807e-cd3a04f09a43 | 2 | STAT |  | 11794 | ONS_LOCAL$MGARI2_500_PM_02!PMU:ST2 |  |  | 8736f6c7-ad41-4b43-b4f6-e684e0d4ad20 |  |  | 30 | [8 empty] | 11 | [5 empty] | LOCAL$MGARI2_500_PM_02!PMU-ST2 | 0.0 | 1.0 | Device statistic for Number of time quality errors reported by device during last reporting interval. | 0 | 1 | 1 |  | Any | STAT | Statistic | ST |  |  | STAT:11794 | 2021-08-24 16:58
|  |  | a00f4eda-5a2e-4b86-a9cc-50c7bb443ba7 | 2 | STAT |  | 11795 | ONS_LOCAL$MGARI2_500_PM_02!PMU:ST3 |  |  | 8736f6c7-ad41-4b43-b4f6-e684e0d4ad20 |  |  | 30 | [8 empty] | 11 | [5 empty] | LOCAL$MGARI2_500_PM_02!PMU-ST3 | 0.0 | 1.0 | Device statistic for Number of device errors reported by device during last reporting interval. | 0 | 1 | 1 |  | Any | STAT | Statistic | ST |  |  | STAT:11795 | 2021-08-24 16:58
|  |  | 422fc6d4-d188-46d6-a193-7f05af2edd29 | 2 | STAT |  | 11796 | ONS_LOCAL$MGARI2_500_PM_02!PMU:ST4 |  |  | 8736f6c7-ad41-4b43-b4f6-e684e0d4ad20 |  |  | 30 | [8 empty] | 11 | [5 empty] | LOCAL$MGARI2_500_PM_02!PMU-ST4 | 0.0 | 1.0 | Device statistic for Number of measurements received from device during last reporting interval. | 0 | 1 | 1 |  | Any | STAT | Statistic | ST |  |  | STAT:11796 | 2021-08-24 16:58
|  |  | 7ca6fedb-a147-485c-a2c0-0426a3983405 | 2 | STAT |  | 11797 | ONS_LOCAL$MGARI2_500_PM_02!PMU:ST5 |  |  | 8736f6c7-ad41-4b43-b4f6-e684e0d4ad20 |  |  | 30 | [8 empty] | 11 | [5 empty] | LOCAL$MGARI2_500_PM_02!PMU-ST5 | 0.0 | 1.0 | Device statistic for Expected number of measurements received from device during last reporting interval. | 0 | 1 | 1 |  | Any | STAT | Statistic | ST |  |  | STAT:11797 | 2021-08-24 16:58
|  |  | 72f3d018-bf41-47d4-865e-39c746b71853 | 2 | STAT |  | 11798 | ONS_LOCAL$MGARI2_500_PM_02!PMU:ST6 |  |  | 8736f6c7-ad41-4b43-b4f6-e684e0d4ad20 |  |  | 30 | [8 empty] | 11 | [5 empty] | LOCAL$MGARI2_500_PM_02!PMU-ST6 | 0.0 | 1.0 | Device statistic for Number of measurements received while device was reporting errors during last reporting interval. | 0 | 1 | 1 |  | Any | STAT | Statistic | ST |  |  | STAT:11798 | 2021-08-24 16:58
|  |  | 45295fae-6d3f-420c-95a1-2fdbc8dc13bf | 2 | STAT |  | 11799 | ONS_LOCAL$MGARI2_500_PM_02!PMU:ST7 |  |  | 8736f6c7-ad41-4b43-b4f6-e684e0d4ad20 |  |  | 30 | [8 empty] | 11 | [5 empty] | LOCAL$MGARI2_500_PM_02!PMU-ST7 | 0.0 | 1.0 | Device statistic for Number of defined measurements (per frame) from device during last reporting interval. | 0 | 1 | 1 |  | Any | STAT | Statistic | ST |  |  | STAT:11799 | 2021-08-24 16:58
|  |  | a9d9f9fa-cdb9-4f1c-9e11-d982af33e8cf | 2 | STAT |  | 11800 | ONS_LOCAL$MGARI2_500_PM_03!PMU:ST1 |  |  | 8736f6c7-ad41-4b43-b4f6-e684e0d4ad20 |  |  | 30 | [8 empty] | 11 | [5 empty] | LOCAL$MGARI2_500_PM_03!PMU-ST1 | 0.0 | 1.0 | Device statistic for Number of data quality errors reported by device during last reporting interval. | 0 | 1 | 1 |  | Any | STAT | Statistic | ST |  |  | STAT:11800 | 2021-08-24 16:58
|  |  | 7613bc28-8273-4de4-92fc-e61ed110ecec | 2 | STAT |  | 11801 | ONS_LOCAL$MGARI2_500_PM_03!PMU:ST2 |  |  | 8736f6c7-ad41-4b43-b4f6-e684e0d4ad20 |  |  | 30 | [8 empty] | 11 | [5 empty] | LOCAL$MGARI2_500_PM_03!PMU-ST2 | 0.0 | 1.0 | Device statistic for Number of time quality errors reported by device during last reporting interval. | 0 | 1 | 1 |  | Any | STAT | Statistic | ST |  |  | STAT:11801 | 2021-08-24 16:58
|  |  | f71772cc-3d77-4841-85f2-b010a16123cd | 2 | STAT |  | 11802 | ONS_LOCAL$MGARI2_500_PM_03!PMU:ST3 |  |  | 8736f6c7-ad41-4b43-b4f6-e684e0d4ad20 |  |  | 30 | [8 empty] | 11 | [5 empty] | LOCAL$MGARI2_500_PM_03!PMU-ST3 | 0.0 | 1.0 | Device statistic for Number of device errors reported by device during last reporting interval. | 0 | 1 | 1 |  | Any | STAT | Statistic | ST |  |  | STAT:11802 | 2021-08-24 16:58
|  |  | d9a3dcdf-d7ec-4431-a7be-125f25e70c6a | 2 | STAT |  | 11803 | ONS_LOCAL$MGARI2_500_PM_03!PMU:ST4 |  |  | 8736f6c7-ad41-4b43-b4f6-e684e0d4ad20 |  |  | 30 | [8 empty] | 11 | [5 empty] | LOCAL$MGARI2_500_PM_03!PMU-ST4 | 0.0 | 1.0 | Device statistic for Number of measurements received from device during last reporting interval. | 0 | 1 | 1 |  | Any | STAT | Statistic | ST |  |  | STAT:11803 | 2021-08-24 16:58
|  |  | d37102b3-da3a-48ab-8c59-4ab5e01eeaef | 2 | STAT |  | 11804 | ONS_LOCAL$MGARI2_500_PM_03!PMU:ST5 |  |  | 8736f6c7-ad41-4b43-b4f6-e684e0d4ad20 |  |  | 30 | [8 empty] | 11 | [5 empty] | LOCAL$MGARI2_500_PM_03!PMU-ST5 | 0.0 | 1.0 | Device statistic for Expected number of measurements received from device during last reporting interval. | 0 | 1 | 1 |  | Any | STAT | Statistic | ST |  |  | STAT:11804 | 2021-08-24 16:58
|  |  | c7108529-d8fc-46ef-b8b2-9e013baa8523 | 2 | STAT |  | 11805 | ONS_LOCAL$MGARI2_500_PM_03!PMU:ST6 |  |  | 8736f6c7-ad41-4b43-b4f6-e684e0d4ad20 |  |  | 30 | [8 empty] | 11 | [5 empty] | LOCAL$MGARI2_500_PM_03!PMU-ST6 | 0.0 | 1.0 | Device statistic for Number of measurements received while device was reporting errors during last reporting interval. | 0 | 1 | 1 |  | Any | STAT | Statistic | ST |  |  | STAT:11805 | 2021-08-24 16:58
|  |  | 3e6adbf8-57be-4c42-aba1-b4ca0f74f10b | 2 | STAT |  | 11806 | ONS_LOCAL$MGARI2_500_PM_03!PMU:ST7 |  |  | 8736f6c7-ad41-4b43-b4f6-e684e0d4ad20 |  |  | 30 | [8 empty] | 11 | [5 empty] | LOCAL$MGARI2_500_PM_03!PMU-ST7 | 0.0 | 1.0 | Device statistic for Number of defined measurements (per frame) from device during last reporting interval. | 0 | 1 | 1 |  | Any | STAT | Statistic | ST |  |  | STAT:11806 | 2021-08-24 16:58
|  |  | bb7784c4-969c-4832-98e7-8390695c4d1b | 2 | STAT |  | 11807 | ONS_LOCAL$MGARI2_500_PM_04!PMU:ST1 |  |  | 8736f6c7-ad41-4b43-b4f6-e684e0d4ad20 |  |  | 30 | [8 empty] | 11 | [5 empty] | LOCAL$MGARI2_500_PM_04!PMU-ST1 | 0.0 | 1.0 | Device statistic for Number of data quality errors reported by device during last reporting interval. | 0 | 1 | 1 |  | Any | STAT | Statistic | ST |  |  | STAT:11807 | 2021-08-24 16:58
|  |  | 03f6096f-0f39-497c-9226-abebf8cdcc4f | 2 | STAT |  | 11808 | ONS_LOCAL$MGARI2_500_PM_04!PMU:ST2 |  |  | 8736f6c7-ad41-4b43-b4f6-e684e0d4ad20 |  |  | 30 | [8 empty] | 11 | [5 empty] | LOCAL$MGARI2_500_PM_04!PMU-ST2 | 0.0 | 1.0 | Device statistic for Number of time quality errors reported by device during last reporting interval. | 0 | 1 | 1 |  | Any | STAT | Statistic | ST |  |  | STAT:11808 | 2021-08-24 16:58
|  |  | f9c56e8c-096d-4497-bef6-d684cbf1d554 | 2 | STAT |  | 11809 | ONS_LOCAL$MGARI2_500_PM_04!PMU:ST3 |  |  | 8736f6c7-ad41-4b43-b4f6-e684e0d4ad20 |  |  | 30 | [8 empty] | 11 | [5 empty] | LOCAL$MGARI2_500_PM_04!PMU-ST3 | 0.0 | 1.0 | Device statistic for Number of device errors reported by device during last reporting interval. | 0 | 1 | 1 |  | Any | STAT | Statistic | ST |  |  | STAT:11809 | 2021-08-24 16:58
|  |  | 81bc2fd1-70f5-4679-99e4-e089abc103e3 | 2 | STAT |  | 11810 | ONS_LOCAL$MGARI2_500_PM_04!PMU:ST4 |  |  | 8736f6c7-ad41-4b43-b4f6-e684e0d4ad20 |  |  | 30 | [8 empty] | 11 | [5 empty] | LOCAL$MGARI2_500_PM_04!PMU-ST4 | 0.0 | 1.0 | Device statistic for Number of measurements received from device during last reporting interval. | 0 | 1 | 1 |  | Any | STAT | Statistic | ST |  |  | STAT:11810 | 2021-08-24 16:58
|  |  | cbfbd6da-e5c5-4c24-a4ad-f9639662e435 | 2 | STAT |  | 11811 | ONS_LOCAL$MGARI2_500_PM_04!PMU:ST5 |  |  | 8736f6c7-ad41-4b43-b4f6-e684e0d4ad20 |  |  | 30 | [8 empty] | 11 | [5 empty] | LOCAL$MGARI2_500_PM_04!PMU-ST5 | 0.0 | 1.0 | Device statistic for Expected number of measurements received from device during last reporting interval. | 0 | 1 | 1 |  | Any | STAT | Statistic | ST |  |  | STAT:11811 | 2021-08-24 16:58
|  |  | a9af50d2-ab23-4f42-8fda-6e5a11957bd8 | 2 | STAT |  | 11812 | ONS_LOCAL$MGARI2_500_PM_04!PMU:ST6 |  |  | 8736f6c7-ad41-4b43-b4f6-e684e0d4ad20 |  |  | 30 | [8 empty] | 11 | [5 empty] | LOCAL$MGARI2_500_PM_04!PMU-ST6 | 0.0 | 1.0 | Device statistic for Number of measurements received while device was reporting errors during last reporting interval. | 0 | 1 | 1 |  | Any | STAT | Statistic | ST |  |  | STAT:11812 | 2021-08-24 16:58
|  |  | fd2328da-39e3-4e45-9f2e-3ae687046f82 | 2 | STAT |  | 11813 | ONS_LOCAL$MGARI2_500_PM_04!PMU:ST7 |  |  | 8736f6c7-ad41-4b43-b4f6-e684e0d4ad20 |  |  | 30 | [8 empty] | 11 | [5 empty] | LOCAL$MGARI2_500_PM_04!PMU-ST7 | 0.0 | 1.0 | Device statistic for Number of defined measurements (per frame) from device during last reporting interval. | 0 | 1 | 1 |  | Any | STAT | Statistic | ST |  |  | STAT:11813 | 2021-08-24 16:58
|  |  | 71ba212f-39ac-4667-8262-139f30aea69a | 2 | STAT |  | 11814 | ONS_LOCAL$MGPI2_500_PM_01!PMU:ST1 |  |  | 8736f6c7-ad41-4b43-b4f6-e684e0d4ad20 |  |  | 30 | [8 empty] | 11 | [5 empty] | LOCAL$MGPI2_500_PM_01!PMU-ST1 | 0.0 | 1.0 | Device statistic for Number of data quality errors reported by device during last reporting interval. | 0 | 1 | 1 |  | Any | STAT | Statistic | ST |  |  | STAT:11814 | 2021-08-24 16:58
|  |  | 1b1fe6df-8d46-4283-84a7-5b14f60f0e66 | 2 | STAT |  | 11815 | ONS_LOCAL$MGPI2_500_PM_01!PMU:ST2 |  |  | 8736f6c7-ad41-4b43-b4f6-e684e0d4ad20 |  |  | 30 | [8 empty] | 11 | [5 empty] | LOCAL$MGPI2_500_PM_01!PMU-ST2 | 0.0 | 1.0 | Device statistic for Number of time quality errors reported by device during last reporting interval. | 0 | 1 | 1 |  | Any | STAT | Statistic | ST |  |  | STAT:11815 | 2021-08-24 16:58
|  |  | bfbfee55-8113-4b63-82cd-00b88a32989e | 2 | STAT |  | 11816 | ONS_LOCAL$MGPI2_500_PM_01!PMU:ST3 |  |  | 8736f6c7-ad41-4b43-b4f6-e684e0d4ad20 |  |  | 30 | [8 empty] | 11 | [5 empty] | LOCAL$MGPI2_500_PM_01!PMU-ST3 | 0.0 | 1.0 | Device statistic for Number of device errors reported by device during last reporting interval. | 0 | 1 | 1 |  | Any | STAT | Statistic | ST |  |  | STAT:11816 | 2021-08-24 16:58
|  |  | d42c893e-3bb5-4f0e-8d19-f3be700def3c | 2 | STAT |  | 11817 | ONS_LOCAL$MGPI2_500_PM_01!PMU:ST4 |  |  | 8736f6c7-ad41-4b43-b4f6-e684e0d4ad20 |  |  | 30 | [8 empty] | 11 | [5 empty] | LOCAL$MGPI2_500_PM_01!PMU-ST4 | 0.0 | 1.0 | Device statistic for Number of measurements received from device during last reporting interval. | 0 | 1 | 1 |  | Any | STAT | Statistic | ST |  |  | STAT:11817 | 2021-08-24 16:58
|  |  | a19dc87a-646e-4dcc-95a7-fb01c69ef550 | 2 | STAT |  | 11818 | ONS_LOCAL$MGPI2_500_PM_01!PMU:ST5 |  |  | 8736f6c7-ad41-4b43-b4f6-e684e0d4ad20 |  |  | 30 | [8 empty] | 11 | [5 empty] | LOCAL$MGPI2_500_PM_01!PMU-ST5 | 0.0 | 1.0 | Device statistic for Expected number of measurements received from device during last reporting interval. | 0 | 1 | 1 |  | Any | STAT | Statistic | ST |  |  | STAT:11818 | 2021-08-24 16:58
|  |  | 92421eb9-354e-4aef-ba93-d5a3ff2de78b | 2 | STAT |  | 11819 | ONS_LOCAL$MGPI2_500_PM_01!PMU:ST6 |  |  | 8736f6c7-ad41-4b43-b4f6-e684e0d4ad20 |  |  | 30 | [8 empty] | 11 | [5 empty] | LOCAL$MGPI2_500_PM_01!PMU-ST6 | 0.0 | 1.0 | Device statistic for Number of measurements received while device was reporting errors during last reporting interval. | 0 | 1 | 1 |  | Any | STAT | Statistic | ST |  |  | STAT:11819 | 2021-08-24 16:58
|  |  | 04fa7301-40da-44e1-9050-7b23b7d07e2a | 2 | STAT |  | 11820 | ONS_LOCAL$MGPI2_500_PM_01!PMU:ST7 |  |  | 8736f6c7-ad41-4b43-b4f6-e684e0d4ad20 |  |  | 30 | [8 empty] | 11 | [5 empty] | LOCAL$MGPI2_500_PM_01!PMU-ST7 | 0.0 | 1.0 | Device statistic for Number of defined measurements (per frame) from device during last reporting interval. | 0 | 1 | 1 |  | Any | STAT | Statistic | ST |  |  | STAT:11820 | 2021-08-24 16:58
|  |  | 01bb19fa-0a21-4b6b-a1b3-6ddd59e90a76 | 1 | PPA | ArchiveDirectories={D:\openHistorian\Archive
|  |  | d21b43e8-f3a1-4e39-b1ea-bb168fda7440 | 1 | PPA | ArchiveDirectories={D:\openHistorian\Archive
|  |  | 853b1661-0f7c-46bc-a253-c1070cbddcd6 | 1 | PPA | ArchiveDirectories={D:\openHistorian\Archive
|  |  | 525af36f-8240-4fb3-a7eb-aeeb0f443076 | 1 | PPA | ArchiveDirectories={D:\openHistorian\Archive
|  |  | add99c43-3193-4dd0-a55b-66192f764440 | 1 | PPA | ArchiveDirectories={D:\openHistorian\Archive
|  |  | 4cf4d817-8ecb-4bf1-8d7e-356239bf63f0 | 1 | PPA | ArchiveDirectories={D:\openHistorian\Archive
|  |  | bcce9692-e269-4689-a178-f4848adc0b93 | 1 | PPA | ArchiveDirectories={D:\openHistorian\Archive
|  |  | 9d6d0f22-9674-4dbf-9395-9e39c14a02dd | 1 | PPA | ArchiveDirectories={D:\openHistorian\Archive
|  |  | e823035f-ff5d-4a39-ac8b-bad89f92e0b0 | 1 | PPA | ArchiveDirectories={D:\openHistorian\Archive
|  |  | 0f76cf69-a6b4-4c76-8afc-c6f4b4c4ee74 | 1 | PPA | ArchiveDirectories={D:\openHistorian\Archive
|  |  | 96509e63-a4e6-4c25-8d98-00773d91ad18 | 1 | PPA | ArchiveDirectories={D:\openHistorian\Archive
|  |  | 9524a16c-0f7c-42f1-9667-aa5bb51e1785 | 1 | PPA | ArchiveDirectories={D:\openHistorian\Archive
|  |  | fbfe2104-d83d-48a0-9379-52625d805c5f | 1 | PPA | ArchiveDirectories={D:\openHistorian\Archive
|  |  | 7f5bc011-23bd-434e-92dc-ff86304b4b89 | 1 | PPA | ArchiveDirectories={D:\openHistorian\Archive
|  |  | ce39075b-6320-4daa-8765-8fc1c0d51d48 | 1 | PPA | ArchiveDirectories={D:\openHistorian\Archive
|  |  | deb8c6f1-05e6-4d4c-bfdc-73e36eac98d8 | 1 | PPA | ArchiveDirectories={D:\openHistorian\Archive
|  |  | 8e8d8b03-89f4-4b84-9023-20e68848e7a9 | 1 | PPA | ArchiveDirectories={D:\openHistorian\Archive
|  |  | ebe2bc7f-103f-432c-aabf-4de9f84d809a | 1 | PPA | ArchiveDirectories={D:\openHistorian\Archive
|  |  | 3bdec788-278a-42bb-9311-61280da31a11 | 1 | PPA | ArchiveDirectories={D:\openHistorian\Archive
|  |  | 7c573e9b-b539-4029-b68c-e58e59b6f4d7 | 1 | PPA | ArchiveDirectories={D:\openHistorian\Archive
|  |  | 444049f8-3df1-4f94-809d-c55d5620a45c | 1 | PPA | ArchiveDirectories={D:\openHistorian\Archive
|  |  | a6229084-b468-4d8f-bcf1-9bb7f08585dc | 1 | PPA | ArchiveDirectories={D:\openHistorian\Archive
|  |  | 2fa83760-32a6-4c55-bab6-47f321809ae8 | 1 | PPA | ArchiveDirectories={D:\openHistorian\Archive
|  |  | 39f4835c-f137-4742-8148-53f73077c7eb | 1 | PPA | ArchiveDirectories={D:\openHistorian\Archive
|  |  | 5e731f14-e4e2-4dfa-a1e3-304987223b56 | 1 | PPA | ArchiveDirectories={D:\openHistorian\Archive
|  |  | db34d61a-8b88-4178-93c4-81a9fc523ef4 | 1 | PPA | ArchiveDirectories={D:\openHistorian\Archive
|  |  | 81f07323-7eff-4f7a-9359-d27e72c9d43d | 1 | PPA | ArchiveDirectories={D:\openHistorian\Archive
|  |  | 4e1b4bda-9818-45ee-b9f9-ec069c2d06ce | 1 | PPA | ArchiveDirectories={D:\openHistorian\Archive
|  |  | 51c212c1-74fc-4033-8e21-f01e09cfc326 | 1 | PPA | ArchiveDirectories={D:\openHistorian\Archive
|  |  | 11444642-cdf5-417f-9f0d-bc40955bca38 | 1 | PPA | ArchiveDirectories={D:\openHistorian\Archive
|  |  | 60a84cb5-d62e-4858-a598-40b04bb9326a | 1 | PPA | ArchiveDirectories={D:\openHistorian\Archive
|  |  | d238ae65-645f-481d-a53c-33244d87f146 | 1 | PPA | ArchiveDirectories={D:\openHistorian\Archive
|  |  | d475f2a0-bf44-4d68-8602-0a0ae549a8ed | 1 | PPA | ArchiveDirectories={D:\openHistorian\Archive
|  |  | 6eae90dc-8277-4add-b92e-5f21342c5581 | 1 | PPA | ArchiveDirectories={D:\openHistorian\Archive
|  |  | aa15551a-96cd-4229-8dcf-0810d95b2603 | 1 | PPA | ArchiveDirectories={D:\openHistorian\Archive
|  |  | 7f4faa2d-6d36-4862-9c35-8184cd85a491 | 1 | PPA | ArchiveDirectories={D:\openHistorian\Archive
|  |  | 61338451-27d3-47a2-b9f2-9db0061f92b8 | 1 | PPA | ArchiveDirectories={D:\openHistorian\Archive
|  |  | 6eeb09a9-a8db-46d5-b651-673e8273c36e | 1 | PPA | ArchiveDirectories={D:\openHistorian\Archive
|  |  | 3e978e3c-c6ce-479f-a097-fd29b40cd15f | 1 | PPA | ArchiveDirectories={D:\openHistorian\Archive
|  |  | d23aa156-33a6-47d1-aed5-e0da5bc1b62c | 1 | PPA | ArchiveDirectories={D:\openHistorian\Archive
|  |  | 4bf995a1-ab7b-4e44-944e-0d9bc48e5e11 | 1 | PPA | ArchiveDirectories={D:\openHistorian\Archive
|  |  | 39b2a10e-efa8-4fff-a39f-7bc2f4563ad4 | 1 | PPA | ArchiveDirectories={D:\openHistorian\Archive
|  |  | fe5ccecf-b7cf-41f8-a21c-64df7ac1d48d | 1 | PPA | ArchiveDirectories={D:\openHistorian\Archive
|  |  | 707ef9df-bb00-4fa5-8d68-6f2a1cb2b7b3 | 1 | PPA | ArchiveDirectories={D:\openHistorian\Archive
|  |  | 9a1477eb-7784-45fb-b132-a92bca743072 | 1 | PPA | ArchiveDirectories={D:\openHistorian\Archive
|  |  | 31839e6a-8bf0-4c39-97ac-db3634caf63c | 1 | PPA | ArchiveDirectories={D:\openHistorian\Archive
|  |  | 66ecf0b7-12b6-461f-8d5e-f189e58098a7 | 1 | PPA | ArchiveDirectories={D:\openHistorian\Archive
30 | TVA | Tennessee Valley Authority | c473ba3b-cb25-4432-ae90-47524e1d914b | 2 | STAT |  | 11868 | TVA_TESTDEVICE!PMU:ST8 |  | 1 | 8736f6c7-ad41-4b43-b4f6-e684e0d4ad20 | TESTDEVICE | Test Device | 30 | 1 |  | 2 | ABB-521 | ABB RES521 | 4 | Ieee1344 | IEEE 1344-1995 | 11 | [5 empty] | TESTDEVICE!PMU-ST8 | 0.0 | 1.0 | Device statistic for Device time deviation from average for all input devices in seconds | 0 | 1 | 1 |  | Any | STAT | Statistic | ST | -898038 | 353871 | STAT:11868 | 2022-01-11 17:55:36.850
|  |  | 2e7e6aa5-72c7-4641-bacc-4406e7d18557 | 2 | STAT |  | 11869 | ONS_EXTERNAL!DATAPUBLISHER!PUB:ST14 |  |  | 8736f6c7-ad41-4b43-b4f6-e684e0d4ad20 |  |  | 30 | [8 empty] | 11 | [5 empty] | EXTERNAL!DATAPUBLISHER!PUB-ST14 | 0.0 | 1.0 | Publisher statistic for Boolean value representing if publisher command channel has transport layer security enabled | 0 | 1 | 1 |  | Any | STAT | Statistic | ST |  |  | STAT:11869 | 2022-01-11 17:55:36.872
|  |  | d09b327a-1bb7-4171-b82a-115209c09c92 | 2 | STAT |  | 11870 | ONS_STTPS!DATAPUBLISHER!PUB:ST14 |  |  | 8736f6c7-ad41-4b43-b4f6-e684e0d4ad20 |  |  | 30 | [8 empty] | 11 | [5 empty] | STTPS!DATAPUBLISHER!PUB-ST14 | 0.0 | 1.0 | Publisher statistic for Boolean value representing if publisher command channel has transport layer security enabled | 0 | 1 | 1 |  | Any | STAT | Statistic | ST |  |  | STAT:11870 | 2022-01-11 17:55:36.906
|  |  | 9da38ef4-54ce-4cd6-a12b-444af6c10f34 | 2 | STAT |  | 11871 | ONS_DEFAULT!SYSTEM:ST16 |  |  | 8736f6c7-ad41-4b43-b4f6-e684e0d4ad20 |  |  | 30 | [8 empty] | 11 | [5 empty] | DEFAULT!SYSTEM-ST16 | 0.0 | 1.0 | System statistic for Percentage of total CPU currently used by the host system. | 0 | 1 | 1 |  | Any | STAT | Statistic | ST |  |  | STAT:11871 | 2022-01-11 17:55:36.955
|  |  | 2699183f-0a5e-49ac-b960-0131ac9e804d | 2 | STAT |  | 11872 | ONS_DEFAULT!SYSTEM:ST17 |  |  | 8736f6c7-ad41-4b43-b4f6-e684e0d4ad20 |  |  | 30 | [8 empty] | 11 | [5 empty] | DEFAULT!SYSTEM-ST17 | 0.0 | 1.0 | System statistic for Average percentage of total CPU used by the host system. | 0 | 1 | 1 |  | Any | STAT | Statistic | ST |  |  | STAT:11872 | 2022-01-11 17:55:36.961
|  |  | 4d41e539-62a7-4c38-a6a8-90e5bf7e7a8d | 2 | STAT |  | 11873 | ONS_DEFAULT!SYSTEM:ST18 |  |  | 8736f6c7-ad41-4b43-b4f6-e684e0d4ad20 |  |  | 30 | [8 empty] | 11 | [5 empty] | DEFAULT!SYSTEM-ST18 | 0.0 | 1.0 | System statistic for Amount of memory available on the host system in gigabytes | 0 | 1 | 1 |  | Any | STAT | Statistic | ST |  |  | STAT:11873 | 2022-01-11 17:55:36.964
|  |  | 349e4f75-8e00-48da-8168-245bc528b95e | 2 | STAT |  | 11874 | ONS_DEFAULT!SYSTEM:ST19 |  |  | 8736f6c7-ad41-4b43-b4f6-e684e0d4ad20 |  |  | 30 | [8 empty] | 11 | [5 empty] | DEFAULT!SYSTEM-ST19 | 0.0 | 1.0 | System statistic for Average amount of memory available on the host system in gigabytes | 0 | 1 | 1 |  | Any | STAT | Statistic | ST |  |  | STAT:11874 | 2022-01-11 17:55:36.969
|  |  | d33c64a4-4285-436e-a644-12dfe23384fc | 2 | STAT |  | 11875 | ONS_DEFAULT!SYSTEM:ST20 |  |  | 8736f6c7-ad41-4b43-b4f6-e684e0d4ad20 |  |  | 30 | [8 empty] | 11 | [5 empty] | DEFAULT!SYSTEM-ST20 | 0.0 | 1.0 | System statistic for Percentage of memory currently used on the host system | 0 | 1 | 1 |  | Any | STAT | Statistic | ST |  |  | STAT:11875 | 2022-01-11 17:55:36.972
|  |  | dc957122-c033-4585-96a3-7c595ae84639 | 2 | STAT |  | 11876 | ONS_DEFAULT!SYSTEM:ST21 |  |  | 8736f6c7-ad41-4b43-b4f6-e684e0d4ad20 |  |  | 30 | [8 empty] | 11 | [5 empty] | DEFAULT!SYSTEM-ST21 | 0.0 | 1.0 | System statistic for Average time for all input devices | 0 | 1 | 1 |  | Any | STAT | Statistic | ST |  |  | STAT:11876 | 2022-01-11 17:55:36.975
|  |  | b4ae5a27-a502-45d6-abae-8ba4340e814d | 2 | STAT |  | 11877 | ONS_DEFAULT!SYSTEM:ST22 |  |  | 8736f6c7-ad41-4b43-b4f6-e684e0d4ad20 |  |  | 30 | [8 empty] | 11 | [5 empty] | DEFAULT!SYSTEM-ST22 | 0.0 | 1.0 | System statistic for Minimum time for all input devices | 0 | 1 | 1 |  | Any | STAT | Statistic | ST |  |  | STAT:11877 | 2022-01-11 17:55:36.979
|  |  | 08d25da6-d787-4c47-bb60-1cb33cdc1f42 | 2 | STAT |  | 11878 | ONS_DEFAULT!SYSTEM:ST23 |  |  | 8736f6c7-ad41-4b43-b4f6-e684e0d4ad20 |  |  | 30 | [8 empty] | 11 | [5 empty] | DEFAULT!SYSTEM-ST23 | 0.0 | 1.0 | System statistic for Maximum time for all input devices | 0 | 1 | 1 |  | Any | STAT | Statistic | ST |  |  | STAT:11878 | 2022-01-11 17:55:36.981
|  |  | c62c917f-4fbb-4763-b3ce-e79a67b25348 | 2 | STAT |  | 11879 | ONS_DEFAULT!SYSTEM:ST24 |  |  | 8736f6c7-ad41-4b43-b4f6-e684e0d4ad20 |  |  | 30 | [8 empty] | 11 | [5 empty] | DEFAULT!SYSTEM-ST24 | 0.0 | 1.0 | System statistic for System time deviation from average for all input devices in seconds | 0 | 1 | 1 |  | Any | STAT | Statistic | ST |  |  | STAT:11879 | 2022-01-11 17:55:36.985
|  |  | 9e99fad0-fd5d-46df-b853-dc3741b70122 | 2 | STAT |  | 11880 | ONS_DEFAULT!SYSTEM:ST25 |  |  | 8736f6c7-ad41-4b43-b4f6-e684e0d4ad20 |  |  | 30 | [8 empty] | 11 | [5 empty] | DEFAULT!SYSTEM-ST25 | 0.0 | 1.0 | System statistic for Percentage of primary disk (C: or /) usage on the host system | 0 | 1 | 1 |  | Any | STAT | Statistic | ST |  |  | STAT:11880 | 2022-01-11 17:55:36.987
|  |  | df9d087c-e0ee-4b7f-b8aa-5172db7e6fb3 | 2 | STAT |  | 11881 | ONS_TLS!DATAPUBLISHER!PUB:ST14 |  |  | 8736f6c7-ad41-4b43-b4f6-e684e0d4ad20 |  |  | 30 | [8 empty] | 11 | [5 empty] | TLS!DATAPUBLISHER!PUB-ST14 | 0.0 | 1.0 | Publisher statistic for Boolean value representing if publisher command channel has transport layer security enabled | 0 | 1 | 1 |  | Any | STAT | Statistic | ST |  |  | STAT:11881 | 2022-01-11 17:55:36.996
|  |  | a87de966-5f44-4194-a5ed-3fa07b163e73 | 2 | STAT |  | 11882 | ONS_INTERNAL!DATAPUBLISHER!PUB:ST14 |  |  | 8736f6c7-ad41-4b43-b4f6-e684e0d4ad20 |  |  | 30 | [8 empty] | 11 | [5 empty] | INTERNAL!DATAPUBLISHER!PUB-ST14 | 0.0 | 1.0 | Publisher statistic for Boolean value representing if publisher command channel has transport layer security enabled | 0 | 1 | 1 |  | Any | STAT | Statistic | ST |  |  | STAT:11882 | 2022-01-11 17:55:37.021
|  |  | cce2c0e4-72d9-45cd-bc98-dde11146ad7d | 2 | STAT |  | 11883 | ONS_STTP!DATAPUBLISHER!PUB:ST14 |  |  | 8736f6c7-ad41-4b43-b4f6-e684e0d4ad20 |  |  | 30 | [8 empty] | 11 | [5 empty] | STTP!DATAPUBLISHER!PUB-ST14 | 0.0 | 1.0 | Publisher statistic for Boolean value representing if publisher command channel has transport layer security enabled | 0 | 1 | 1 |  | Any | STAT | Statistic | ST |  |  | STAT:11883 | 2022-01-11 17:55:37.030
|  |  | 5a5f209f-d059-4179-9af4-0254b688838f | 2 | STAT |  | 11884 | ONS_LOCAL_OPENPDC!SUB:ST16 |  | 2 | 8736f6c7-ad41-4b43-b4f6-e684e0d4ad20 | LOCAL_OPENPDC | Local_openpdc | 60 | 1 |  |  |  |  | 10 | STTP | Streaming Telemetry Transport Protocol | 11 | [5 empty] | LOCAL_OPENPDC!SUB-ST16 | 0.0 | 1.0 | Subscriber statistic for Boolean value representing if subscriber command channel has transport layer security enabled | 0 | 1 | 1 |  | Any | STAT | Statistic | ST |  |  | STAT:11884 | 2022-01-11 17:55:37.045
|  |  | ab117d52-b998-4872-a706-0baa63eb54b9 | 2 | STAT |  | 11885 | ONS_LOCAL$ALUXG_500_PM_01!PMU:ST8 |  |  | 8736f6c7-ad41-4b43-b4f6-e684e0d4ad20 |  |  | 30 | [8 empty] | 11 | [5 empty] | LOCAL$ALUXG_500_PM_01!PMU-ST8 | 0.0 | 1.0 | Device statistic for Device time deviation from average for all input devices in seconds | 0 | 1 | 1 |  | Any | STAT | Statistic | ST |  |  | STAT:11885 | 2022-01-11 17:55:38.228
|  |  | 2b479001-1db8-4ba7-8ea5-1c5e51a379d0 | 2 | STAT |  | 11886 | ONS_LOCAL$AMLEC_500_PM_01!PMU:ST8 |  |  | 8736f6c7-ad41-4b43-b4f6-e684e0d4ad20 |  |  | 30 | [8 empty] | 11 | [5 empty] | LOCAL$AMLEC_500_PM_01!PMU-ST8 | 0.0 | 1.0 | Device statistic for Device time deviation from average for all input devices in seconds | 0 | 1 | 1 |  | Any | STAT | Statistic | ST |  |  | STAT:11886 | 2022-01-11 17:55:38.327
|  |  | b31dcf52-c058-437f-813a-e1e7793c1700 | 2 | STAT |  | 11887 | ONS_LOCAL$AMLEC_500_PM_02!PMU:ST8 |  |  | 8736f6c7-ad41-4b43-b4f6-e684e0d4ad20 |  |  | 30 | [8 empty] | 11 | [5 empty] | LOCAL$AMLEC_500_PM_02!PMU-ST8 | 0.0 | 1.0 | Device statistic for Device time deviation from average for all input devices in seconds | 0 | 1 | 1 |  | Any | STAT | Statistic | ST |  |  | STAT:11887 | 2022-01-11 17:55:38.334
|  |  | 3d2d8aac-7840-4255-883d-268fbd97d0d2 | 2 | STAT |  | 11888 | ONS_LOCAL$AMLEC_500_PM_03!PMU:ST8 |  |  | 8736f6c7-ad41-4b43-b4f6-e684e0d4ad20 |  |  | 30 | [8 empty] | 11 | [5 empty] | LOCAL$AMLEC_500_PM_03!PMU-ST8 | 0.0 | 1.0 | Device statistic for Device time deviation from average for all input devices in seconds | 0 | 1 | 1 |  | Any | STAT | Statistic | ST |  |  | STAT:11888 | 2022-01-11 17:55:38.340
|  |  | 91f273fc-a34c-4efc-a942-0fe5e603392f | 2 | STAT |  | 11889 | ONS_LOCAL$AMLEC_500_PM_04!PMU:ST8 |  |  | 8736f6c7-ad41-4b43-b4f6-e684e0d4ad20 |  |  | 30 | [8 empty] | 11 | [5 empty] | LOCAL$AMLEC_500_PM_04!PMU-ST8 | 0.0 | 1.0 | Device statistic for Device time deviation from average for all input devices in seconds | 0 | 1 | 1 |  | Any | STAT | Statistic | ST |  |  | STAT:11889 | 2022-01-11 17:55:38.346
|  |  | 6b6f6bc9-7944-4b6c-81e6-ee01d0e4edd7 | 2 | STAT |  | 11890 | ONS_LOCAL$BABJD_500_PM_04!PMU:ST8 |  |  | 8736f6c7-ad41-4b43-b4f6-e684e0d4ad20 |  |  | 30 | [8 empty] | 11 | [5 empty] | LOCAL$BABJD_500_PM_04!PMU-ST8 | 0.0 | 1.0 | Device statistic for Device time deviation from average for all input devices in seconds | 0 | 1 | 1 |  | Any | STAT | Statistic | ST |  |  | STAT:11890 | 2022-01-11 17:55:38.352
|  |  | 61f445c2-7025-4075-9cf9-ad8d113db5ed | 2 | STAT |  | 11891 | ONS_LOCAL$BABJD_500_PM_05!PMU:ST8 |  |  | 8736f6c7-ad41-4b43-b4f6-e684e0d4ad20 |  |  | 30 | [8 empty] | 11 | [5 empty] | LOCAL$BABJD_500_PM_05!PMU-ST8 | 0.0 | 1.0 | Device statistic for Device time deviation from average for all input devices in seconds | 0 | 1 | 1 |  | Any | STAT | Statistic | ST |  |  | STAT:11891 | 2022-01-11 17:55:38.358
|  |  | 0146af38-1457-4cd0-9340-c9db1192ad4b | 2 | STAT |  | 11892 | ONS_LOCAL$BABRD_500_PM_01!PMU:ST8 |  |  | 8736f6c7-ad41-4b43-b4f6-e684e0d4ad20 |  |  | 30 | [8 empty] | 11 | [5 empty] | LOCAL$BABRD_500_PM_01!PMU-ST8 | 0.0 | 1.0 | Device statistic for Device time deviation from average for all input devices in seconds | 0 | 1 | 1 |  | Any | STAT | Statistic | ST |  |  | STAT:11892 | 2022-01-11 17:55:38.365
|  |  | 4ad97b05-a508-47e3-a0ac-aac215e6fee8 | 2 | STAT |  | 11893 | ONS_LOCAL$BABRD_500_PM_02!PMU:ST8 |  |  | 8736f6c7-ad41-4b43-b4f6-e684e0d4ad20 |  |  | 30 | [8 empty] | 11 | [5 empty] | LOCAL$BABRD_500_PM_02!PMU-ST8 | 0.0 | 1.0 | Device statistic for Device time deviation from average for all input devices in seconds | 0 | 1 | 1 |  | Any | STAT | Statistic | ST |  |  | STAT:11893 | 2022-01-11 17:55:38.371
|  |  | c96b6d98-c117-4b83-a521-0b762137d99f | 2 | STAT |  | 11894 | ONS_LOCAL$BABTR_500_PM_01!PMU:ST8 |  |  | 8736f6c7-ad41-4b43-b4f6-e684e0d4ad20 |  |  | 30 | [8 empty] | 11 | [5 empty] | LOCAL$BABTR_500_PM_01!PMU-ST8 | 0.0 | 1.0 | Device statistic for Device time deviation from average for all input devices in seconds | 0 | 1 | 1 |  | Any | STAT | Statistic | ST |  |  | STAT:11894 | 2022-01-11 17:55:38.377
|  |  | 1ae77785-d8f0-41a9-b49a-1a9a76a6b893 | 2 | STAT |  | 11895 | ONS_LOCAL$BABTR_500_PM_02!PMU:ST8 |  |  | 8736f6c7-ad41-4b43-b4f6-e684e0d4ad20 |  |  | 30 | [8 empty] | 11 | [5 empty] | LOCAL$BABTR_500_PM_02!PMU-ST8 | 0.0 | 1.0 | Device statistic for Device time deviation from average for all input devices in seconds | 0 | 1 | 1 |  | Any | STAT | Statistic | ST |  |  | STAT:11895 | 2022-01-11 17:55:38.383
|  |  | 7d3549c9-bc6c-4369-b46d-96cb207ddd10 | 2 | STAT |  | 11896 | ONS_LOCAL$BABTR_500_PM_03!PMU:ST8 |  |  | 8736f6c7-ad41-4b43-b4f6-e684e0d4ad20 |  |  | 30 | [8 empty] | 11 | [5 empty] | LOCAL$BABTR_500_PM_03!PMU-ST8 | 0.0 | 1.0 | Device statistic for Device time deviation from average for all input devices in seconds | 0 | 1 | 1 |  | Any | STAT | Statistic | ST |  |  | STAT:11896 | 2022-01-11 17:55:38.389
|  |  | 87c91e1d-6ccc-4366-be31-55682a168c3f | 2 | STAT |  | 11897 | ONS_LOCAL$BABTR_500_PM_06!PMU:ST8 |  |  | 8736f6c7-ad41-4b43-b4f6-e684e0d4ad20 |  |  | 30 | [8 empty] | 11 | [5 empty] | LOCAL$BABTR_500_PM_06!PMU-ST8 | 0.0 | 1.0 | Device statistic for Device time deviation from average for all input devices in seconds | 0 | 1 | 1 |  | Any | STAT | Statistic | ST |  |  | STAT:11897 | 2022-01-11 17:55:38.395
|  |  | 598e3cc2-b6fb-4e34-b512-9776caa0799f | 2 | STAT |  | 11898 | ONS_LOCAL$BAGOR_500_PM_03!PMU:ST8 |  |  | 8736f6c7-ad41-4b43-b4f6-e684e0d4ad20 |  |  | 30 | [8 empty] | 11 | [5 empty] | LOCAL$BAGOR_500_PM_03!PMU-ST8 | 0.0 | 1.0 | Device statistic for Device time deviation from average for all input devices in seconds | 0 | 1 | 1 |  | Any | STAT | Statistic | ST |  |  | STAT:11898 | 2022-01-11 17:55:38.402
|  |  | dad3676a-b6c3-43d0-b897-c6583fec4e70 | 2 | STAT |  | 11899 | ONS_LOCAL$BAICA_500_PM_01!PMU:ST8 |  |  | 8736f6c7-ad41-4b43-b4f6-e684e0d4ad20 |  |  | 30 | [8 empty] | 11 | [5 empty] | LOCAL$BAICA_500_PM_01!PMU-ST8 | 0.0 | 1.0 | Device statistic for Device time deviation from average for all input devices in seconds | 0 | 1 | 1 |  | Any | STAT | Statistic | ST |  |  | STAT:11899 | 2022-01-11 17:55:38.408
|  |  | d3d95d63-c67b-4ca5-8e9c-526102c54f26 | 2 | STAT |  | 11900 | ONS_LOCAL$BAIGT_500_PM_01!PMU:ST8 |  |  | 8736f6c7-ad41-4b43-b4f6-e684e0d4ad20 |  |  | 30 | [8 empty] | 11 | [5 empty] | LOCAL$BAIGT_500_PM_01!PMU-ST8 | 0.0 | 1.0 | Device statistic for Device time deviation from average for all input devices in seconds | 0 | 1 | 1 |  | Any | STAT | Statistic | ST |  |  | STAT:11900 | 2022-01-11 17:55:38.414
|  |  | e344534d-c99f-4609-a65f-07d28a08fbcf | 2 | STAT |  | 11901 | ONS_LOCAL$BAIGT_500_PM_02!PMU:ST8 |  |  | 8736f6c7-ad41-4b43-b4f6-e684e0d4ad20 |  |  | 30 | [8 empty] | 11 | [5 empty] | LOCAL$BAIGT_500_PM_02!PMU-ST8 | 0.0 | 1.0 | Device statistic for Device time deviation from average for all input devices in seconds | 0 | 1 | 1 |  | Any | STAT | Statistic | ST |  |  | STAT:11901 | 2022-01-11 17:55:38.421
|  |  | cba1e97f-1bf1-4521-ad9c-76cd9dc2bbf2 | 2 | STAT |  | 11902 | ONS_LOCAL$BAJZT_500_PM_01!PMU:ST8 |  |  | 8736f6c7-ad41-4b43-b4f6-e684e0d4ad20 |  |  | 30 | [8 empty] | 11 | [5 empty] | LOCAL$BAJZT_500_PM_01!PMU-ST8 | 0.0 | 1.0 | Device statistic for Device time deviation from average for all input devices in seconds | 0 | 1 | 1 |  | Any | STAT | Statistic | ST |  |  | STAT:11902 | 2022-01-11 17:55:38.427
|  |  | f7f6c115-c6a6-40b2-9e48-08aeb3c0d006 | 2 | STAT |  | 11903 | ONS_LOCAL$BAOUR_500_PM_02!PMU:ST8 |  |  | 8736f6c7-ad41-4b43-b4f6-e684e0d4ad20 |  |  | 30 | [8 empty] | 11 | [5 empty] | LOCAL$BAOUR_500_PM_02!PMU-ST8 | 0.0 | 1.0 | Device statistic for Device time deviation from average for all input devices in seconds | 0 | 1 | 1 |  | Any | STAT | Statistic | ST |  |  | STAT:11903 | 2022-01-11 17:55:38.432
|  |  | eafe843a-6fdf-4113-8a9f-db96c34fd114 | 2 | STAT |  | 11904 | ONS_LOCAL$BAPAQ_500_PM_01!PMU:ST8 |  |  | 8736f6c7-ad41-4b43-b4f6-e684e0d4ad20 |  |  | 30 | [8 empty] | 11 | [5 empty] | LOCAL$BAPAQ_500_PM_01!PMU-ST8 | 0.0 | 1.0 | Device statistic for Device time deviation from average for all input devices in seconds | 0 | 1 | 1 |  | Any | STAT | Statistic | ST |  |  | STAT:11904 | 2022-01-11 17:55:38.439
|  |  | 472fb795-c5de-4963-ae3d-aa1827efd134 | 2 | STAT |  | 11905 | ONS_LOCAL$BAPAQ_500_PM_02!PMU:ST8 |  |  | 8736f6c7-ad41-4b43-b4f6-e684e0d4ad20 |  |  | 30 | [8 empty] | 11 | [5 empty] | LOCAL$BAPAQ_500_PM_02!PMU-ST8 | 0.0 | 1.0 | Device statistic for Device time deviation from average for all input devices in seconds | 0 | 1 | 1 |  | Any | STAT | Statistic | ST |  |  | STAT:11905 | 2022-01-11 17:55:38.445
|  |  | b1ee8b0c-38ce-4a5d-8b0c-f9ce2d69b95e | 2 | STAT |  | 11906 | ONS_LOCAL$BAPAQ_500_PM_03!PMU:ST8 |  |  | 8736f6c7-ad41-4b43-b4f6-e684e0d4ad20 |  |  | 30 | [8 empty] | 11 | [5 empty] | LOCAL$BAPAQ_500_PM_03!PMU-ST8 | 0.0 | 1.0 | Device statistic for Device time deviation from average for all input devices in seconds | 0 | 1 | 1 |  | Any | STAT | Statistic | ST |  |  | STAT:11906 | 2022-01-11 17:55:38.452
|  |  | bb1434f1-f8cc-4d8a-816a-c54d1668e693 | 2 | STAT |  | 11907 | ONS_LOCAL$BAPAQ_500_PM_04!PMU:ST8 |  |  | 8736f6c7-ad41-4b43-b4f6-e684e0d4ad20 |  |  | 30 | [8 empty] | 11 | [5 empty] | LOCAL$BAPAQ_500_PM_04!PMU-ST8 | 0.0 | 1.0 | Device statistic for Device time deviation from average for all input devices in seconds | 0 | 1 | 1 |  | Any | STAT | Statistic | ST |  |  | STAT:11907 | 2022-01-11 17:55:38.458
|  |  | 2b86fc9f-831c-49e5-9007-e4aa79d1aa68 | 2 | STAT |  | 11908 | ONS_LOCAL$BAPAQ_500_PM_05!PMU:ST8 |  |  | 8736f6c7-ad41-4b43-b4f6-e684e0d4ad20 |  |  | 30 | [8 empty] | 11 | [5 empty] | LOCAL$BAPAQ_500_PM_05!PMU-ST8 | 0.0 | 1.0 | Device statistic for Device time deviation from average for all input devices in seconds | 0 | 1 | 1 |  | Any | STAT | Statistic | ST |  |  | STAT:11908 | 2022-01-11 17:55:38.465
|  |  | 1a6ed408-1848-43da-8fdc-2ff6c13bb507 | 2 | STAT |  | 11909 | ONS_LOCAL$BAPAQ_500_PM_06!PMU:ST8 |  |  | 8736f6c7-ad41-4b43-b4f6-e684e0d4ad20 |  |  | 30 | [8 empty] | 11 | [5 empty] | LOCAL$BAPAQ_500_PM_06!PMU-ST8 | 0.0 | 1.0 | Device statistic for Device time deviation from average for all input devices in seconds | 0 | 1 | 1 |  | Any | STAT | Statistic | ST |  |  | STAT:11909 | 2022-01-11 17:55:38.473
|  |  | 38daee20-24f8-48ac-a500-376589fcd755 | 2 | STAT |  | 11910 | ONS_LOCAL$BAPAQ_500_PM_07!PMU:ST8 |  |  | 8736f6c7-ad41-4b43-b4f6-e684e0d4ad20 |  |  | 30 | [8 empty] | 11 | [5 empty] | LOCAL$BAPAQ_500_PM_07!PMU-ST8 | 0.0 | 1.0 | Device statistic for Device time deviation from average for all input devices in seconds | 0 | 1 | 1 |  | Any | STAT | Statistic | ST |  |  | STAT:11910 | 2022-01-11 17:55:38.479
|  |  | ffe51ab4-ad17-4c75-a9e3-2ec420c91f47 | 2 | STAT |  | 11911 | ONS_LOCAL$BAPOT_500_PM_01!PMU:ST8 |  |  | 8736f6c7-ad41-4b43-b4f6-e684e0d4ad20 |  |  | 30 | [8 empty] | 11 | [5 empty] | LOCAL$BAPOT_500_PM_01!PMU-ST8 | 0.0 | 1.0 | Device statistic for Device time deviation from average for all input devices in seconds | 0 | 1 | 1 |  | Any | STAT | Statistic | ST |  |  | STAT:11911 | 2022-01-11 17:55:38.486
|  |  | b94a4b9b-6067-4656-916e-cbb658279ccb | 2 | STAT |  | 11912 | ONS_LOCAL$BAPOT_500_PM_02!PMU:ST8 |  |  | 8736f6c7-ad41-4b43-b4f6-e684e0d4ad20 |  |  | 30 | [8 empty] | 11 | [5 empty] | LOCAL$BAPOT_500_PM_02!PMU-ST8 | 0.0 | 1.0 | Device statistic for Device time deviation from average for all input devices in seconds | 0 | 1 | 1 |  | Any | STAT | Statistic | ST |  |  | STAT:11912 | 2022-01-11 17:55:38.492
|  |  | 272aea7b-e1fc-4be6-a532-1fc00f45b7ea | 2 | STAT |  | 11913 | ONS_LOCAL$BAPOT_500_PM_03!PMU:ST8 |  |  | 8736f6c7-ad41-4b43-b4f6-e684e0d4ad20 |  |  | 30 | [8 empty] | 11 | [5 empty] | LOCAL$BAPOT_500_PM_03!PMU-ST8 | 0.0 | 1.0 | Device statistic for Device time deviation from average for all input devices in seconds | 0 | 1 | 1 |  | Any | STAT | Statistic | ST |  |  | STAT:11913 | 2022-01-11 17:55:38.501
|  |  | 8fa39e06-d1b3-40ca-9d3d-4f82f34ca211 | 2 | STAT |  | 11914 | ONS_LOCAL$BAPOT_500_PM_08!PMU:ST8 |  |  | 8736f6c7-ad41-4b43-b4f6-e684e0d4ad20 |  |  | 30 | [8 empty] | 11 | [5 empty] | LOCAL$BAPOT_500_PM_08!PMU-ST8 | 0.0 | 1.0 | Device statistic for Device time deviation from average for all input devices in seconds | 0 | 1 | 1 |  | Any | STAT | Statistic | ST |  |  | STAT:11914 | 2022-01-11 17:55:38.509
|  |  | 0e53c570-a6cd-4539-93be-db6b2aef911e | 2 | STAT |  | 11915 | ONS_LOCAL$BARDE_500_PM_01!PMU:ST8 |  |  | 8736f6c7-ad41-4b43-b4f6-e684e0d4ad20 |  |  | 30 | [8 empty] | 11 | [5 empty] | LOCAL$BARDE_500_PM_01!PMU-ST8 | 0.0 | 1.0 | Device statistic for Device time deviation from average for all input devices in seconds | 0 | 1 | 1 |  | Any | STAT | Statistic | ST |  |  | STAT:11915 | 2022-01-11 17:55:38.521
|  |  | 1aaca8ec-1048-4ad9-a01a-fdf4a7b37d89 | 2 | STAT |  | 11916 | ONS_LOCAL$BARDE_500_PM_02!PMU:ST8 |  |  | 8736f6c7-ad41-4b43-b4f6-e684e0d4ad20 |  |  | 30 | [8 empty] | 11 | [5 empty] | LOCAL$BARDE_500_PM_02!PMU-ST8 | 0.0 | 1.0 | Device statistic for Device time deviation from average for all input devices in seconds | 0 | 1 | 1 |  | Any | STAT | Statistic | ST |  |  | STAT:11916 | 2022-01-11 17:55:38.533
|  |  | 8994e5b7-0b97-4ff0-a64f-3ce1ccfe6a19 | 2 | STAT |  | 11917 | ONS_LOCAL$BASDS_500_PM_01!PMU:ST8 |  |  | 8736f6c7-ad41-4b43-b4f6-e684e0d4ad20 |  |  | 30 | [8 empty] | 11 | [5 empty] | LOCAL$BASDS_500_PM_01!PMU-ST8 | 0.0 | 1.0 | Device statistic for Device time deviation from average for all input devices in seconds | 0 | 1 | 1 |  | Any | STAT | Statistic | ST |  |  | STAT:11917 | 2022-01-11 17:55:38.541
|  |  | 7cd9da00-3bd5-4c98-9ad1-86e8dfb070a9 | 2 | STAT |  | 11918 | ONS_LOCAL$BASDS_500_PM_02!PMU:ST8 |  |  | 8736f6c7-ad41-4b43-b4f6-e684e0d4ad20 |  |  | 30 | [8 empty] | 11 | [5 empty] | LOCAL$BASDS_500_PM_02!PMU-ST8 | 0.0 | 1.0 | Device statistic for Device time deviation from average for all input devices in seconds | 0 | 1 | 1 |  | Any | STAT | Statistic | ST |  |  | STAT:11918 | 2022-01-11 17:55:38.547
|  |  | bf9adaa4-2564-4541-832e-f87c28f05c0c | 2 | STAT |  | 11919 | ONS_LOCAL$BASDS_500_PM_03!PMU:ST8 |  |  | 8736f6c7-ad41-4b43-b4f6-e684e0d4ad20 |  |  | 30 | [8 empty] | 11 | [5 empty] | LOCAL$BASDS_500_PM_03!PMU-ST8 | 0.0 | 1.0 | Device statistic for Device time deviation from average for all input devices in seconds | 0 | 1 | 1 |  | Any | STAT | Statistic | ST |  |  | STAT:11919 | 2022-01-11 17:55:38.553
|  |  | f5af85dc-5889-42a2-b2d6-9ecb8fd310df | 2 | STAT |  | 11920 | ONS_LOCAL$BASDS_500_PM_04!PMU:ST8 |  |  | 8736f6c7-ad41-4b43-b4f6-e684e0d4ad20 |  |  | 30 | [8 empty] | 11 | [5 empty] | LOCAL$BASDS_500_PM_04!PMU-ST8 | 0.0 | 1.0 | Device statistic for Device time deviation from average for all input devices in seconds | 0 | 1 | 1 |  | Any | STAT | Statistic | ST |  |  | STAT:11920 | 2022-01-11 17:55:38.560
|  |  | 35fe2063-fac2-42e2-9cd9-e59899cc38b5 | 2 | STAT |  | 11921 | ONS_LOCAL$CEAUT_500_PM_01!PMU:ST8 |  |  | 8736f6c7-ad41-4b43-b4f6-e684e0d4ad20 |  |  | 30 | [8 empty] | 11 | [5 empty] | LOCAL$CEAUT_500_PM_01!PMU-ST8 | 0.0 | 1.0 | Device statistic for Device time deviation from average for all input devices in seconds | 0 | 1 | 1 |  | Any | STAT | Statistic | ST |  |  | STAT:11921 | 2022-01-11 17:55:38.566
|  |  | f62819e5-d5dc-4b64-a603-aa82bbf21eb4 | 2 | STAT |  | 11922 | ONS_LOCAL$CEAUT_500_PM_02!PMU:ST8 |  |  | 8736f6c7-ad41-4b43-b4f6-e684e0d4ad20 |  |  | 30 | [8 empty] | 11 | [5 empty] | LOCAL$CEAUT_500_PM_02!PMU-ST8 | 0.0 | 1.0 | Device statistic for Device time deviation from average for all input devices in seconds | 0 | 1 | 1 |  | Any | STAT | Statistic | ST |  |  | STAT:11922 | 2022-01-11 17:55:38.574
|  |  | d87c2965-0d8c-49c0-b4cd-96023ce826cf | 2 | STAT |  | 11923 | ONS_LOCAL$CEAUT_500_PM_03!PMU:ST8 |  |  | 8736f6c7-ad41-4b43-b4f6-e684e0d4ad20 |  |  | 30 | [8 empty] | 11 | [5 empty] | LOCAL$CEAUT_500_PM_03!PMU-ST8 | 0.0 | 1.0 | Device statistic for Device time deviation from average for all input devices in seconds | 0 | 1 | 1 |  | Any | STAT | Statistic | ST |  |  | STAT:11923 | 2022-01-11 17:55:38.580
|  |  | 89a5ea27-affa-4f57-93c5-1164f6ceda8a | 2 | STAT |  | 11924 | ONS_LOCAL$CEAUT_500_PM_04!PMU:ST8 |  |  | 8736f6c7-ad41-4b43-b4f6-e684e0d4ad20 |  |  | 30 | [8 empty] | 11 | [5 empty] | LOCAL$CEAUT_500_PM_04!PMU-ST8 | 0.0 | 1.0 | Device statistic for Device time deviation from average for all input devices in seconds | 0 | 1 | 1 |  | Any | STAT | Statistic | ST |  |  | STAT:11924 | 2022-01-11 17:55:38.587
|  |  | 969843fc-2b5a-4e66-802b-43e2905880cc | 2 | STAT |  | 11925 | ONS_LOCAL$CEAUT_500_PM_05!PMU:ST8 |  |  | 8736f6c7-ad41-4b43-b4f6-e684e0d4ad20 |  |  | 30 | [8 empty] | 11 | [5 empty] | LOCAL$CEAUT_500_PM_05!PMU-ST8 | 0.0 | 1.0 | Device statistic for Device time deviation from average for all input devices in seconds | 0 | 1 | 1 |  | Any | STAT | Statistic | ST |  |  | STAT:11925 | 2022-01-11 17:55:38.593
|  |  | dddb9a2e-eeff-4144-afea-33ac4e0879a7 | 2 | STAT |  | 11926 | ONS_LOCAL$CEFZD_500_PM_01!PMU:ST8 |  |  | 8736f6c7-ad41-4b43-b4f6-e684e0d4ad20 |  |  | 30 | [8 empty] | 11 | [5 empty] | LOCAL$CEFZD_500_PM_01!PMU-ST8 | 0.0 | 1.0 | Device statistic for Device time deviation from average for all input devices in seconds | 0 | 1 | 1 |  | Any | STAT | Statistic | ST |  |  | STAT:11926 | 2022-01-11 17:55:38.600
|  |  | b98e53ee-4348-4bd3-83c5-a3ea1b5ac93b | 2 | STAT |  | 11927 | ONS_LOCAL$CEFZD_500_PM_02!PMU:ST8 |  |  | 8736f6c7-ad41-4b43-b4f6-e684e0d4ad20 |  |  | 30 | [8 empty] | 11 | [5 empty] | LOCAL$CEFZD_500_PM_02!PMU-ST8 | 0.0 | 1.0 | Device statistic for Device time deviation from average for all input devices in seconds | 0 | 1 | 1 |  | Any | STAT | Statistic | ST |  |  | STAT:11927 | 2022-01-11 17:55:38.609
|  |  | 853c909b-ede7-40a7-9256-07600ccaa80c | 2 | STAT |  | 11928 | ONS_LOCAL$CEFZD_500_PM_03!PMU:ST8 |  |  | 8736f6c7-ad41-4b43-b4f6-e684e0d4ad20 |  |  | 30 | [8 empty] | 11 | [5 empty] | LOCAL$CEFZD_500_PM_03!PMU-ST8 | 0.0 | 1.0 | Device statistic for Device time deviation from average for all input devices in seconds | 0 | 1 | 1 |  | Any | STAT | Statistic | ST |  |  | STAT:11928 | 2022-01-11 17:55:38.618
|  |  | 1a34b353-d0ec-42bb-83cd-516737a8df46 | 2 | STAT |  | 11929 | ONS_LOCAL$CEFZD_500_PM_04!PMU:ST8 |  |  | 8736f6c7-ad41-4b43-b4f6-e684e0d4ad20 |  |  | 30 | [8 empty] | 11 | [5 empty] | LOCAL$CEFZD_500_PM_04!PMU-ST8 | 0.0 | 1.0 | Device statistic for Device time deviation from average for all input devices in seconds | 0 | 1 | 1 |  | Any | STAT | Statistic | ST |  |  | STAT:11929 | 2022-01-11 17:55:38.643
|  |  | d6a5340f-e204-4dc9-bd25-174a2453933c | 2 | STAT |  | 11930 | ONS_LOCAL$CEFZD_500_PM_05!PMU:ST8 |  |  | 8736f6c7-ad41-4b43-b4f6-e684e0d4ad20 |  |  | 30 | [8 empty] | 11 | [5 empty] | LOCAL$CEFZD_500_PM_05!PMU-ST8 | 0.0 | 1.0 | Device statistic for Device time deviation from average for all input devices in seconds | 0 | 1 | 1 |  | Any | STAT | Statistic | ST |  |  | STAT:11930 | 2022-01-11 17:55:38.663
|  |  | 4953bc39-0c71-4fdf-b6a9-de3a3f7f30fd | 2 | STAT |  | 11931 | ONS_LOCAL$CEMLD_500_PM_04!PMU:ST8 |  |  | 8736f6c7-ad41-4b43-b4f6-e684e0d4ad20 |  |  | 30 | [8 empty] | 11 | [5 empty] | LOCAL$CEMLD_500_PM_04!PMU-ST8 | 0.0 | 1.0 | Device statistic for Device time deviation from average for all input devices in seconds | 0 | 1 | 1 |  | Any | STAT | Statistic | ST |  |  | STAT:11931 | 2022-01-11 17:55:38.751
|  |  | c9034117-815e-4fde-92e3-82eae1e1763e | 2 | STAT |  | 11932 | ONS_LOCAL$CEPED_500_PM_01!PMU:ST8 |  |  | 8736f6c7-ad41-4b43-b4f6-e684e0d4ad20 |  |  | 30 | [8 empty] | 11 | [5 empty] | LOCAL$CEPED_500_PM_01!PMU-ST8 | 0.0 | 1.0 | Device statistic for Device time deviation from average for all input devices in seconds | 0 | 1 | 1 |  | Any | STAT | Statistic | ST |  |  | STAT:11932 | 2022-01-11 17:55:38.765
|  |  | d846762d-f747-467c-b6f0-0ce7db970932 | 2 | STAT |  | 11933 | ONS_LOCAL$CETGD_500_PM_01!PMU:ST8 |  |  | 8736f6c7-ad41-4b43-b4f6-e684e0d4ad20 |  |  | 30 | [8 empty] | 11 | [5 empty] | LOCAL$CETGD_500_PM_01!PMU-ST8 | 0.0 | 1.0 | Device statistic for Device time deviation from average for all input devices in seconds | 0 | 1 | 1 |  | Any | STAT | Statistic | ST |  |  | STAT:11933 | 2022-01-11 17:55:38.773
|  |  | 7143d4ed-132e-46f0-9611-83cbbe9e728e | 2 | STAT |  | 11934 | ONS_LOCAL$CETGD_500_PM_02!PMU:ST8 |  |  | 8736f6c7-ad41-4b43-b4f6-e684e0d4ad20 |  |  | 30 | [8 empty] | 11 | [5 empty] | LOCAL$CETGD_500_PM_02!PMU-ST8 | 0.0 | 1.0 | Device statistic for Device time deviation from average for all input devices in seconds | 0 | 1 | 1 |  | Any | STAT | Statistic | ST |  |  | STAT:11934 | 2022-01-11 17:55:38.780
|  |  | 93fb541f-da57-4574-89a7-30d5d07dac65 | 2 | STAT |  | 11935 | ONS_LOCAL$CETGD_500_PM_03!PMU:ST8 |  |  | 8736f6c7-ad41-4b43-b4f6-e684e0d4ad20 |  |  | 30 | [8 empty] | 11 | [5 empty] | LOCAL$CETGD_500_PM_03!PMU-ST8 | 0.0 | 1.0 | Device statistic for Device time deviation from average for all input devices in seconds | 0 | 1 | 1 |  | Any | STAT | Statistic | ST |  |  | STAT:11935 | 2022-01-11 17:55:38.787
|  |  | d13d48aa-9e06-44d2-9165-7945ac059605 | 2 | STAT |  | 11936 | ONS_LOCAL$CETGD_500_PM_04!PMU:ST8 |  |  | 8736f6c7-ad41-4b43-b4f6-e684e0d4ad20 |  |  | 30 | [8 empty] | 11 | [5 empty] | LOCAL$CETGD_500_PM_04!PMU-ST8 | 0.0 | 1.0 | Device statistic for Device time deviation from average for all input devices in seconds | 0 | 1 | 1 |  | Any | STAT | Statistic | ST |  |  | STAT:11936 | 2022-01-11 17:55:38.795
|  |  | e2527997-2a51-425c-91cc-a39014250222 | 2 | STAT |  | 11937 | ONS_LOCAL$CETGD_500_PM_05!PMU:ST8 |  |  | 8736f6c7-ad41-4b43-b4f6-e684e0d4ad20 |  |  | 30 | [8 empty] | 11 | [5 empty] | LOCAL$CETGD_500_PM_05!PMU-ST8 | 0.0 | 1.0 | Device statistic for Device time deviation from average for all input devices in seconds | 0 | 1 | 1 |  | Any | STAT | Statistic | ST |  |  | STAT:11937 | 2022-01-11 17:55:38.802
|  |  | 4af8e355-348a-4bf7-9878-684632ffb5ae | 2 | STAT |  | 11938 | ONS_LOCAL$CETGD_500_PM_06!PMU:ST8 |  |  | 8736f6c7-ad41-4b43-b4f6-e684e0d4ad20 |  |  | 30 | [8 empty] | 11 | [5 empty] | LOCAL$CETGD_500_PM_06!PMU-ST8 | 0.0 | 1.0 | Device statistic for Device time deviation from average for all input devices in seconds | 0 | 1 | 1 |  | Any | STAT | Statistic | ST |  |  | STAT:11938 | 2022-01-11 17:55:38.809
|  |  | a4d40a7c-d146-48d8-9428-83e74f24955a | 2 | STAT |  | 11939 | ONS_LOCAL$COPPE!PMU:ST8 |  |  | 8736f6c7-ad41-4b43-b4f6-e684e0d4ad20 |  |  | 30 | [8 empty] | 11 | [5 empty] | LOCAL$COPPE!PMU-ST8 | 0.0 | 1.0 | Device statistic for Device time deviation from average for all input devices in seconds | 0 | 1 | 1 |  | Any | STAT | Statistic | ST |  |  | STAT:11939 | 2022-01-11 17:55:38.816
|  |  | 5313a5c6-4e38-44e9-b44f-105d9337c304 | 2 | STAT |  | 11940 | ONS_LOCAL$DFSTSB_500_PM_09!PMU:ST8 |  |  | 8736f6c7-ad41-4b43-b4f6-e684e0d4ad20 |  |  | 30 | [8 empty] | 11 | [5 empty] | LOCAL$DFSTSB_500_PM_09!PMU-ST8 | 0.0 | 1.0 | Device statistic for Device time deviation from average for all input devices in seconds | 0 | 1 | 1 |  | Any | STAT | Statistic | ST |  |  | STAT:11940 | 2022-01-11 17:55:38.825
|  |  | 002b69f5-6a11-470c-8365-71b5db0d9598 | 2 | STAT |  | 11941 | ONS_LOCAL$ESSRNS_345_PM_03!PMU:ST8 |  |  | 8736f6c7-ad41-4b43-b4f6-e684e0d4ad20 |  |  | 30 | [8 empty] | 11 | [5 empty] | LOCAL$ESSRNS_345_PM_03!PMU-ST8 | 0.0 | 1.0 | Device statistic for Device time deviation from average for all input devices in seconds | 0 | 1 | 1 |  | Any | STAT | Statistic | ST |  |  | STAT:11941 | 2022-01-11 17:55:38.833
|  |  | 5ee34b6b-655f-4d1f-8422-804945c05be9 | 2 | STAT |  | 11942 | ONS_LOCAL$ESSRNS_345_PM_04!PMU:ST8 |  |  | 8736f6c7-ad41-4b43-b4f6-e684e0d4ad20 |  |  | 30 | [8 empty] | 11 | [5 empty] | LOCAL$ESSRNS_345_PM_04!PMU-ST8 | 0.0 | 1.0 | Device statistic for Device time deviation from average for all input devices in seconds | 0 | 1 | 1 |  | Any | STAT | Statistic | ST |  |  | STAT:11942 | 2022-01-11 17:55:38.841
|  |  | 78a1af5b-b53f-49cb-8af0-11ebb548e923 | 2 | STAT |  | 11943 | ONS_LOCAL$ESSRNS_345_PM_05!PMU:ST8 |  |  | 8736f6c7-ad41-4b43-b4f6-e684e0d4ad20 |  |  | 30 | [8 empty] | 11 | [5 empty] | LOCAL$ESSRNS_345_PM_05!PMU-ST8 | 0.0 | 1.0 | Device statistic for Device time deviation from average for all input devices in seconds | 0 | 1 | 1 |  | Any | STAT | Statistic | ST |  |  | STAT:11943 | 2022-01-11 17:55:38.848
|  |  | 9f2a4296-4894-4617-91df-8eb4440821a1 | 2 | STAT |  | 11944 | ONS_LOCAL$ESSRNS_345_PM_06!PMU:ST8 |  |  | 8736f6c7-ad41-4b43-b4f6-e684e0d4ad20 |  |  | 30 | [8 empty] | 11 | [5 empty] | LOCAL$ESSRNS_345_PM_06!PMU-ST8 | 0.0 | 1.0 | Device statistic for Device time deviation from average for all input devices in seconds | 0 | 1 | 1 |  | Any | STAT | Statistic | ST |  |  | STAT:11944 | 2022-01-11 17:55:38.855
|  |  | a706f748-0797-4324-bd46-d42ae0923da7 | 2 | STAT |  | 11945 | ONS_LOCAL$ESSRNS_345_PM_07!PMU:ST8 |  |  | 8736f6c7-ad41-4b43-b4f6-e684e0d4ad20 |  |  | 30 | [8 empty] | 11 | [5 empty] | LOCAL$ESSRNS_345_PM_07!PMU-ST8 | 0.0 | 1.0 | Device statistic for Device time deviation from average for all input devices in seconds | 0 | 1 | 1 |  | Any | STAT | Statistic | ST |  |  | STAT:11945 | 2022-01-11 17:55:38.863
|  |  | 60921b53-4561-4f04-9fb3-6fd3e7b2a5a5 | 2 | STAT |  | 11946 | ONS_LOCAL$ESSRNS_500_PM_01!PMU:ST8 |  |  | 8736f6c7-ad41-4b43-b4f6-e684e0d4ad20 |  |  | 30 | [8 empty] | 11 | [5 empty] | LOCAL$ESSRNS_500_PM_01!PMU-ST8 | 0.0 | 1.0 | Device statistic for Device time deviation from average for all input devices in seconds | 0 | 1 | 1 |  | Any | STAT | Statistic | ST |  |  | STAT:11946 | 2022-01-11 17:55:38.870
|  |  | 601a3a98-25b7-4a27-8f98-395dfe5f6270 | 2 | STAT |  | 11947 | ONS_LOCAL$ESSRNS_500_PM_02!PMU:ST8 |  |  | 8736f6c7-ad41-4b43-b4f6-e684e0d4ad20 |  |  | 30 | [8 empty] | 11 | [5 empty] | LOCAL$ESSRNS_500_PM_02!PMU-ST8 | 0.0 | 1.0 | Device statistic for Device time deviation from average for all input devices in seconds | 0 | 1 | 1 |  | Any | STAT | Statistic | ST |  |  | STAT:11947 | 2022-01-11 17:55:38.877
|  |  | 7453422e-2ab9-49ca-babf-53ede682c711 | 2 | STAT |  | 11948 | ONS_LOCAL$ESSRNS_500_PM_03!PMU:ST8 |  |  | 8736f6c7-ad41-4b43-b4f6-e684e0d4ad20 |  |  | 30 | [8 empty] | 11 | [5 empty] | LOCAL$ESSRNS_500_PM_03!PMU-ST8 | 0.0 | 1.0 | Device statistic for Device time deviation from average for all input devices in seconds | 0 | 1 | 1 |  | Any | STAT | Statistic | ST |  |  | STAT:11948 | 2022-01-11 17:55:38.884
|  |  | dff13f72-51a0-4db4-89cc-aa0de6cb5668 | 2 | STAT |  | 11949 | ONS_LOCAL$GOBCQ_230_PM_01!PMU:ST8 |  |  | 8736f6c7-ad41-4b43-b4f6-e684e0d4ad20 |  |  | 30 | [8 empty] | 11 | [5 empty] | LOCAL$GOBCQ_230_PM_01!PMU-ST8 | 0.0 | 1.0 | Device statistic for Device time deviation from average for all input devices in seconds | 0 | 1 | 1 |  | Any | STAT | Statistic | ST |  |  | STAT:11949 | 2022-01-11 17:55:38.891
|  |  | ab9a6908-bb56-431a-ac49-f9fb9774704e | 2 | STAT |  | 11950 | ONS_LOCAL$GOIGU_230_PM_01!PMU:ST8 |  |  | 8736f6c7-ad41-4b43-b4f6-e684e0d4ad20 |  |  | 30 | [8 empty] | 11 | [5 empty] | LOCAL$GOIGU_230_PM_01!PMU-ST8 | 0.0 | 1.0 | Device statistic for Device time deviation from average for all input devices in seconds | 0 | 1 | 1 |  | Any | STAT | Statistic | ST |  |  | STAT:11950 | 2022-01-11 17:55:38.899
|  |  | a025df57-47bf-4880-994d-90f7c560654e | 2 | STAT |  | 11951 | ONS_LOCAL$GOIGU_500_PM_02!PMU:ST8 |  |  | 8736f6c7-ad41-4b43-b4f6-e684e0d4ad20 |  |  | 30 | [8 empty] | 11 | [5 empty] | LOCAL$GOIGU_500_PM_02!PMU-ST8 | 0.0 | 1.0 | Device statistic for Device time deviation from average for all input devices in seconds | 0 | 1 | 1 |  | Any | STAT | Statistic | ST |  |  | STAT:11951 | 2022-01-11 17:55:38.906
|  |  | 946f4ac6-1c52-4d4c-b2c8-9412fe97851b | 2 | STAT |  | 11952 | ONS_LOCAL$GOSTSM_500_PM_01!PMU:ST8 |  |  | 8736f6c7-ad41-4b43-b4f6-e684e0d4ad20 |  |  | 30 | [8 empty] | 11 | [5 empty] | LOCAL$GOSTSM_500_PM_01!PMU-ST8 | 0.0 | 1.0 | Device statistic for Device time deviation from average for all input devices in seconds | 0 | 1 | 1 |  | Any | STAT | Statistic | ST |  |  | STAT:11952 | 2022-01-11 17:55:38.913
|  |  | 8ad8f810-d686-4574-a2ca-c8740d2731de | 2 | STAT |  | 11953 | ONS_LOCAL$GOSTSM_500_PM_02!PMU:ST8 |  |  | 8736f6c7-ad41-4b43-b4f6-e684e0d4ad20 |  |  | 30 | [8 empty] | 11 | [5 empty] | LOCAL$GOSTSM_500_PM_02!PMU-ST8 | 0.0 | 1.0 | Device statistic for Device time deviation from average for all input devices in seconds | 0 | 1 | 1 |  | Any | STAT | Statistic | ST |  |  | STAT:11953 | 2022-01-11 17:55:38.921
|  |  | 8fc18c00-cb00-485f-ba9b-114a67b234de | 2 | STAT |  | 11954 | ONS_LOCAL$GOSTSM_500_PM_03!PMU:ST8 |  |  | 8736f6c7-ad41-4b43-b4f6-e684e0d4ad20 |  |  | 30 | [8 empty] | 11 | [5 empty] | LOCAL$GOSTSM_500_PM_03!PMU-ST8 | 0.0 | 1.0 | Device statistic for Device time deviation from average for all input devices in seconds | 0 | 1 | 1 |  | Any | STAT | Statistic | ST |  |  | STAT:11954 | 2022-01-11 17:55:38.928
|  |  | 29118d84-bd77-46c7-a3fc-db46faef3386 | 2 | STAT |  | 11955 | ONS_LOCAL$GOSTSM_500_PM_04!PMU:ST8 |  |  | 8736f6c7-ad41-4b43-b4f6-e684e0d4ad20 |  |  | 30 | [8 empty] | 11 | [5 empty] | LOCAL$GOSTSM_500_PM_04!PMU-ST8 | 0.0 | 1.0 | Device statistic for Device time deviation from average for all input devices in seconds | 0 | 1 | 1 |  | Any | STAT | Statistic | ST |  |  | STAT:11955 | 2022-01-11 17:55:38.935
|  |  | b76bd678-dd6e-4ef6-9cd7-1ed60773448b | 2 | STAT |  | 11956 | ONS_LOCAL$GOSTSM_500_PM_05!PMU:ST8 |  |  | 8736f6c7-ad41-4b43-b4f6-e684e0d4ad20 |  |  | 30 | [8 empty] | 11 | [5 empty] | LOCAL$GOSTSM_500_PM_05!PMU-ST8 | 0.0 | 1.0 | Device statistic for Device time deviation from average for all input devices in seconds | 0 | 1 | 1 |  | Any | STAT | Statistic | ST |  |  | STAT:11956 | 2022-01-11 17:55:38.942
|  |  | f68e0d9c-1483-4c24-adf8-2e7842499b16 | 2 | STAT |  | 11957 | ONS_LOCAL$GOSTSM_500_PM_06!PMU:ST8 |  |  | 8736f6c7-ad41-4b43-b4f6-e684e0d4ad20 |  |  | 30 | [8 empty] | 11 | [5 empty] | LOCAL$GOSTSM_500_PM_06!PMU-ST8 | 0.0 | 1.0 | Device statistic for Device time deviation from average for all input devices in seconds | 0 | 1 | 1 |  | Any | STAT | Statistic | ST |  |  | STAT:11957 | 2022-01-11 17:55:38.949
|  |  | 4305b5fb-71c1-4fdd-9d8c-9fb7a69d06c5 | 2 | STAT |  | 11958 | ONS_LOCAL$GOSTSM_500_PM_07!PMU:ST8 |  |  | 8736f6c7-ad41-4b43-b4f6-e684e0d4ad20 |  |  | 30 | [8 empty] | 11 | [5 empty] | LOCAL$GOSTSM_500_PM_07!PMU-ST8 | 0.0 | 1.0 | Device statistic for Device time deviation from average for all input devices in seconds | 0 | 1 | 1 |  | Any | STAT | Statistic | ST |  |  | STAT:11958 | 2022-01-11 17:55:38.956
|  |  | 617a5765-7166-4aff-8e9a-9b9a79f81062 | 2 | STAT |  | 11959 | ONS_LOCAL$GOSTSM_500_PM_08!PMU:ST8 |  |  | 8736f6c7-ad41-4b43-b4f6-e684e0d4ad20 |  |  | 30 | [8 empty] | 11 | [5 empty] | LOCAL$GOSTSM_500_PM_08!PMU-ST8 | 0.0 | 1.0 | Device statistic for Device time deviation from average for all input devices in seconds | 0 | 1 | 1 |  | Any | STAT | Statistic | ST |  |  | STAT:11959 | 2022-01-11 17:55:38.963
|  |  | 42010d5f-bb31-49ff-b26a-bd5d31d2b6c9 | 2 | STAT |  | 11960 | ONS_LOCAL$MABCB_500_PM_01!PMU:ST8 |  |  | 8736f6c7-ad41-4b43-b4f6-e684e0d4ad20 |  |  | 30 | [8 empty] | 11 | [5 empty] | LOCAL$MABCB_500_PM_01!PMU-ST8 | 0.0 | 1.0 | Device statistic for Device time deviation from average for all input devices in seconds | 0 | 1 | 1 |  | Any | STAT | Statistic | ST |  |  | STAT:11960 | 2022-01-11 17:55:38.970
|  |  | 07e0e6c0-1850-4519-b6c8-3e4872cb89b8 | 2 | STAT |  | 11961 | ONS_LOCAL$MABCB_500_PM_02!PMU:ST8 |  |  | 8736f6c7-ad41-4b43-b4f6-e684e0d4ad20 |  |  | 30 | [8 empty] | 11 | [5 empty] | LOCAL$MABCB_500_PM_02!PMU-ST8 | 0.0 | 1.0 | Device statistic for Device time deviation from average for all input devices in seconds | 0 | 1 | 1 |  | Any | STAT | Statistic | ST |  |  | STAT:11961 | 2022-01-11 17:55:38.976
|  |  | 178669c6-9c98-4bf5-99f1-2a22955c2cd9 | 2 | STAT |  | 11962 | ONS_LOCAL$MABCB_500_PM_03!PMU:ST8 |  |  | 8736f6c7-ad41-4b43-b4f6-e684e0d4ad20 |  |  | 30 | [8 empty] | 11 | [5 empty] | LOCAL$MABCB_500_PM_03!PMU-ST8 | 0.0 | 1.0 | Device statistic for Device time deviation from average for all input devices in seconds | 0 | 1 | 1 |  | Any | STAT | Statistic | ST |  |  | STAT:11962 | 2022-01-11 17:55:38.984
|  |  | 3c0c9ccd-17a6-4492-b0f2-87e2cfa8228c | 2 | STAT |  | 11963 | ONS_LOCAL$MABCB_500_PM_04!PMU:ST8 |  |  | 8736f6c7-ad41-4b43-b4f6-e684e0d4ad20 |  |  | 30 | [8 empty] | 11 | [5 empty] | LOCAL$MABCB_500_PM_04!PMU-ST8 | 0.0 | 1.0 | Device statistic for Device time deviation from average for all input devices in seconds | 0 | 1 | 1 |  | Any | STAT | Statistic | ST |  |  | STAT:11963 | 2022-01-11 17:55:38.991
|  |  | 97e4eaea-42d6-4b91-9847-5631e4ec028a | 2 | STAT |  | 11964 | ONS_LOCAL$MAENO_230_PM_01!PMU:ST8 |  |  | 8736f6c7-ad41-4b43-b4f6-e684e0d4ad20 |  |  | 30 | [8 empty] | 11 | [5 empty] | LOCAL$MAENO_230_PM_01!PMU-ST8 | 0.0 | 1.0 | Device statistic for Device time deviation from average for all input devices in seconds | 0 | 1 | 1 |  | Any | STAT | Statistic | ST |  |  | STAT:11964 | 2022-01-11 17:55:38.998
|  |  | e9741dd2-b50d-4de6-abd5-103e2d336b3c | 2 | STAT |  | 11965 | ONS_LOCAL$MAIZ_500_PM_01!PMU:ST8 |  |  | 8736f6c7-ad41-4b43-b4f6-e684e0d4ad20 |  |  | 30 | [8 empty] | 11 | [5 empty] | LOCAL$MAIZ_500_PM_01!PMU-ST8 | 0.0 | 1.0 | Device statistic for Device time deviation from average for all input devices in seconds | 0 | 1 | 1 |  | Any | STAT | Statistic | ST |  |  | STAT:11965 | 2022-01-11 17:55:39.005
|  |  | 98a03aae-90ef-4141-8038-bfad0c3a650c | 2 | STAT |  | 11966 | ONS_LOCAL$MAIZ_500_PM_05!PMU:ST8 |  |  | 8736f6c7-ad41-4b43-b4f6-e684e0d4ad20 |  |  | 30 | [8 empty] | 11 | [5 empty] | LOCAL$MAIZ_500_PM_05!PMU-ST8 | 0.0 | 1.0 | Device statistic for Device time deviation from average for all input devices in seconds | 0 | 1 | 1 |  | Any | STAT | Statistic | ST |  |  | STAT:11966 | 2022-01-11 17:55:39.011
|  |  | d7f0a3a6-d466-4d13-bede-be2ff64bca71 | 2 | STAT |  | 11967 | ONS_LOCAL$MAIZ_500_PM_06!PMU:ST8 |  |  | 8736f6c7-ad41-4b43-b4f6-e684e0d4ad20 |  |  | 30 | [8 empty] | 11 | [5 empty] | LOCAL$MAIZ_500_PM_06!PMU-ST8 | 0.0 | 1.0 | Device statistic for Device time deviation from average for all input devices in seconds | 0 | 1 | 1 |  | Any | STAT | Statistic | ST |  |  | STAT:11967 | 2022-01-11 17:55:39.019
|  |  | 91898bdc-6b27-4499-8d8d-ae04a04f17c5 | 2 | STAT |  | 11968 | ONS_LOCAL$MAIZ_500_PM_07!PMU:ST8 |  |  | 8736f6c7-ad41-4b43-b4f6-e684e0d4ad20 |  |  | 30 | [8 empty] | 11 | [5 empty] | LOCAL$MAIZ_500_PM_07!PMU-ST8 | 0.0 | 1.0 | Device statistic for Device time deviation from average for all input devices in seconds | 0 | 1 | 1 |  | Any | STAT | Statistic | ST |  |  | STAT:11968 | 2022-01-11 17:55:39.026
|  |  | 22aef17f-f2e0-442d-8958-fe66439655a5 | 2 | STAT |  | 11969 | ONS_LOCAL$MAIZ_500_PM_08!PMU:ST8 |  |  | 8736f6c7-ad41-4b43-b4f6-e684e0d4ad20 |  |  | 30 | [8 empty] | 11 | [5 empty] | LOCAL$MAIZ_500_PM_08!PMU-ST8 | 0.0 | 1.0 | Device statistic for Device time deviation from average for all input devices in seconds | 0 | 1 | 1 |  | Any | STAT | Statistic | ST |  |  | STAT:11969 | 2022-01-11 17:55:39.033
|  |  | 919b442e-8ccc-4f35-96da-638ca4529a86 | 2 | STAT |  | 11970 | ONS_LOCAL$MAIZ_500_PM_09!PMU:ST8 |  |  | 8736f6c7-ad41-4b43-b4f6-e684e0d4ad20 |  |  | 30 | [8 empty] | 11 | [5 empty] | LOCAL$MAIZ_500_PM_09!PMU-ST8 | 0.0 | 1.0 | Device statistic for Device time deviation from average for all input devices in seconds | 0 | 1 | 1 |  | Any | STAT | Statistic | ST |  |  | STAT:11970 | 2022-01-11 17:55:39.040
|  |  | eb4033fb-64dc-4100-9ca3-f034164ba6f3 | 2 | STAT |  | 11971 | ONS_LOCAL$MAIZ_500_PM_10!PMU:ST8 |  |  | 8736f6c7-ad41-4b43-b4f6-e684e0d4ad20 |  |  | 30 | [8 empty] | 11 | [5 empty] | LOCAL$MAIZ_500_PM_10!PMU-ST8 | 0.0 | 1.0 | Device statistic for Device time deviation from average for all input devices in seconds | 0 | 1 | 1 |  | Any | STAT | Statistic | ST |  |  | STAT:11971 | 2022-01-11 17:55:39.047
|  |  | cd15c2ae-4c77-42bd-8a0c-ac1cf5ca3450 | 2 | STAT |  | 11972 | ONS_LOCAL$MAIZ_500_PM_11!PMU:ST8 |  |  | 8736f6c7-ad41-4b43-b4f6-e684e0d4ad20 |  |  | 30 | [8 empty] | 11 | [5 empty] | LOCAL$MAIZ_500_PM_11!PMU-ST8 | 0.0 | 1.0 | Device statistic for Device time deviation from average for all input devices in seconds | 0 | 1 | 1 |  | Any | STAT | Statistic | ST |  |  | STAT:11972 | 2022-01-11 17:55:39.054
|  |  | 93c8b692-4fb5-4403-9eba-4c3e0b6b0a61 | 2 | STAT |  | 11973 | ONS_LOCAL$MAMR_230_PM_01!PMU:ST8 |  |  | 8736f6c7-ad41-4b43-b4f6-e684e0d4ad20 |  |  | 30 | [8 empty] | 11 | [5 empty] | LOCAL$MAMR_230_PM_01!PMU-ST8 | 0.0 | 1.0 | Device statistic for Device time deviation from average for all input devices in seconds | 0 | 1 | 1 |  | Any | STAT | Statistic | ST |  |  | STAT:11973 | 2022-01-11 17:55:39.061
|  |  | 4c9b6a55-842a-4d3a-bc33-e540d643ee5a | 2 | STAT |  | 11974 | ONS_LOCAL$MAPD_500_PM_01!PMU:ST8 |  |  | 8736f6c7-ad41-4b43-b4f6-e684e0d4ad20 |  |  | 30 | [8 empty] | 11 | [5 empty] | LOCAL$MAPD_500_PM_01!PMU-ST8 | 0.0 | 1.0 | Device statistic for Device time deviation from average for all input devices in seconds | 0 | 1 | 1 |  | Any | STAT | Statistic | ST |  |  | STAT:11974 | 2022-01-11 17:55:39.068
|  |  | a2bbb227-37fd-49eb-90ab-413630c15672 | 2 | STAT |  | 11975 | ONS_LOCAL$MAPD_500_PM_03!PMU:ST8 |  |  | 8736f6c7-ad41-4b43-b4f6-e684e0d4ad20 |  |  | 30 | [8 empty] | 11 | [5 empty] | LOCAL$MAPD_500_PM_03!PMU-ST8 | 0.0 | 1.0 | Device statistic for Device time deviation from average for all input devices in seconds | 0 | 1 | 1 |  | Any | STAT | Statistic | ST |  |  | STAT:11975 | 2022-01-11 17:55:39.075
|  |  | 466b7e58-b313-47ec-bfbb-8fd55469c0c4 | 2 | STAT |  | 11976 | ONS_LOCAL$MAPD_500_PM_04!PMU:ST8 |  |  | 8736f6c7-ad41-4b43-b4f6-e684e0d4ad20 |  |  | 30 | [8 empty] | 11 | [5 empty] | LOCAL$MAPD_500_PM_04!PMU-ST8 | 0.0 | 1.0 | Device statistic for Device time deviation from average for all input devices in seconds | 0 | 1 | 1 |  | Any | STAT | Statistic | ST |  |  | STAT:11976 | 2022-01-11 17:55:39.083
|  |  | 4af8998b-6355-4f6b-a63c-11fc27a6c46d | 2 | STAT |  | 11977 | ONS_LOCAL$MAPD_500_PM_05!PMU:ST8 |  |  | 8736f6c7-ad41-4b43-b4f6-e684e0d4ad20 |  |  | 30 | [8 empty] | 11 | [5 empty] | LOCAL$MAPD_500_PM_05!PMU-ST8 | 0.0 | 1.0 | Device statistic for Device time deviation from average for all input devices in seconds | 0 | 1 | 1 |  | Any | STAT | Statistic | ST |  |  | STAT:11977 | 2022-01-11 17:55:39.090
|  |  | 436e349d-6de4-4444-b4b4-73b2fdde7c69 | 2 | STAT |  | 11978 | ONS_LOCAL$MAPD_500_PM_06!PMU:ST8 |  |  | 8736f6c7-ad41-4b43-b4f6-e684e0d4ad20 |  |  | 30 | [8 empty] | 11 | [5 empty] | LOCAL$MAPD_500_PM_06!PMU-ST8 | 0.0 | 1.0 | Device statistic for Device time deviation from average for all input devices in seconds | 0 | 1 | 1 |  | Any | STAT | Statistic | ST |  |  | STAT:11978 | 2022-01-11 17:55:39.098
|  |  | b3c0e019-07d4-42a1-b368-24005e954cce | 2 | STAT |  | 11979 | ONS_LOCAL$MAPD_500_PM_07!PMU:ST8 |  |  | 8736f6c7-ad41-4b43-b4f6-e684e0d4ad20 |  |  | 30 | [8 empty] | 11 | [5 empty] | LOCAL$MAPD_500_PM_07!PMU-ST8 | 0.0 | 1.0 | Device statistic for Device time deviation from average for all input devices in seconds | 0 | 1 | 1 |  | Any | STAT | Statistic | ST |  |  | STAT:11979 | 2022-01-11 17:55:39.105
|  |  | 33933089-b9f3-4fa5-8e36-bdb13d4bb67f | 2 | STAT |  | 11980 | ONS_LOCAL$MAPD_500_PM_08!PMU:ST8 |  |  | 8736f6c7-ad41-4b43-b4f6-e684e0d4ad20 |  |  | 30 | [8 empty] | 11 | [5 empty] | LOCAL$MAPD_500_PM_08!PMU-ST8 | 0.0 | 1.0 | Device statistic for Device time deviation from average for all input devices in seconds | 0 | 1 | 1 |  | Any | STAT | Statistic | ST |  |  | STAT:11980 | 2022-01-11 17:55:39.112
|  |  | 04525449-aa16-4bb8-af93-044b1d3fcb82 | 2 | STAT |  | 11981 | ONS_LOCAL$MAPD_500_PM_09!PMU:ST8 |  |  | 8736f6c7-ad41-4b43-b4f6-e684e0d4ad20 |  |  | 30 | [8 empty] | 11 | [5 empty] | LOCAL$MAPD_500_PM_09!PMU-ST8 | 0.0 | 1.0 | Device statistic for Device time deviation from average for all input devices in seconds | 0 | 1 | 1 |  | Any | STAT | Statistic | ST |  |  | STAT:11981 | 2022-01-11 17:55:39.119
|  |  | 931a0bc8-826a-47b8-917d-16bf6e8883b9 | 2 | STAT |  | 11982 | ONS_LOCAL$MAPD_500_PM_10!PMU:ST8 |  |  | 8736f6c7-ad41-4b43-b4f6-e684e0d4ad20 |  |  | 30 | [8 empty] | 11 | [5 empty] | LOCAL$MAPD_500_PM_10!PMU-ST8 | 0.0 | 1.0 | Device statistic for Device time deviation from average for all input devices in seconds | 0 | 1 | 1 |  | Any | STAT | Statistic | ST |  |  | STAT:11982 | 2022-01-11 17:55:39.126
|  |  | 6b6f4e0e-7184-4e60-8d32-c5c16bb7ce69 | 2 | STAT |  | 11983 | ONS_LOCAL$MAPD_500_PM_11!PMU:ST8 |  |  | 8736f6c7-ad41-4b43-b4f6-e684e0d4ad20 |  |  | 30 | [8 empty] | 11 | [5 empty] | LOCAL$MAPD_500_PM_11!PMU-ST8 | 0.0 | 1.0 | Device statistic for Device time deviation from average for all input devices in seconds | 0 | 1 | 1 |  | Any | STAT | Statistic | ST |  |  | STAT:11983 | 2022-01-11 17:55:39.132
|  |  | ec598035-64b4-44e3-a557-baa8b55823ef | 2 | STAT |  | 11984 | ONS_LOCAL$MEDIDAS_CALCULADAS!PMU:ST8 |  |  | 8736f6c7-ad41-4b43-b4f6-e684e0d4ad20 |  |  | 30 | [8 empty] | 11 | [5 empty] | LOCAL$MEDIDAS_CALCULADAS!PMU-ST8 | 0.0 | 1.0 | Device statistic for Device time deviation from average for all input devices in seconds | 0 | 1 | 1 |  | Any | STAT | Statistic | ST |  |  | STAT:11984 | 2022-01-11 17:55:39.140
|  |  | 3894d3e7-334d-4bb7-a712-414dc297deea | 2 | STAT |  | 11985 | ONS_LOCAL$MGARI2_500_PM_01!PMU:ST8 |  |  | 8736f6c7-ad41-4b43-b4f6-e684e0d4ad20 |  |  | 30 | [8 empty] | 11 | [5 empty] | LOCAL$MGARI2_500_PM_01!PMU-ST8 | 0.0 | 1.0 | Device statistic for Device time deviation from average for all input devices in seconds | 0 | 1 | 1 |  | Any | STAT | Statistic | ST |  |  | STAT:11985 | 2022-01-11 17:55:39.147
|  |  | f7bd7843-8f47-41bc-b102-cccd3ffbbeaf | 2 | STAT |  | 11986 | ONS_LOCAL$MGARI2_500_PM_02!PMU:ST8 |  |  | 8736f6c7-ad41-4b43-b4f6-e684e0d4ad20 |  |  | 30 | [8 empty] | 11 | [5 empty] | LOCAL$MGARI2_500_PM_02!PMU-ST8 | 0.0 | 1.0 | Device statistic for Device time deviation from average for all input devices in seconds | 0 | 1 | 1 |  | Any | STAT | Statistic | ST |  |  | STAT:11986 | 2022-01-11 17:55:39.154
|  |  | 88d8568e-c006-4c3e-afc7-5c8f9f5a91b2 | 2 | STAT |  | 11987 | ONS_LOCAL$MGARI2_500_PM_03!PMU:ST8 |  |  | 8736f6c7-ad41-4b43-b4f6-e684e0d4ad20 |  |  | 30 | [8 empty] | 11 | [5 empty] | LOCAL$MGARI2_500_PM_03!PMU-ST8 | 0.0 | 1.0 | Device statistic for Device time deviation from average for all input devices in seconds | 0 | 1 | 1 |  | Any | STAT | Statistic | ST |  |  | STAT:11987 | 2022-01-11 17:55:39.161
|  |  | 7a3841d9-60d5-4ecc-b5ac-28814cde97d8 | 2 | STAT |  | 11988 | ONS_LOCAL$MGARI2_500_PM_04!PMU:ST8 |  |  | 8736f6c7-ad41-4b43-b4f6-e684e0d4ad20 |  |  | 30 | [8 empty] | 11 | [5 empty] | LOCAL$MGARI2_500_PM_04!PMU-ST8 | 0.0 | 1.0 | Device statistic for Device time deviation from average for all input devices in seconds | 0 | 1 | 1 |  | Any | STAT | Statistic | ST |  |  | STAT:11988 | 2022-01-11 17:55:39.168
|  |  | 135f68b8-69b9-469c-b646-db49b1c0a28f | 2 | STAT |  | 11989 | ONS_LOCAL$MGBDE3_500_PM_01!PMU:ST8 |  |  | 8736f6c7-ad41-4b43-b4f6-e684e0d4ad20 |  |  | 30 | [8 empty] | 11 | [5 empty] | LOCAL$MGBDE3_500_PM_01!PMU-ST8 | 0.0 | 1.0 | Device statistic for Device time deviation from average for all input devices in seconds | 0 | 1 | 1 |  | Any | STAT | Statistic | ST |  |  | STAT:11989 | 2022-01-11 17:55:39.175
|  |  | 641736e4-5212-4651-9984-0516c1c19c27 | 2 | STAT |  | 11990 | ONS_LOCAL$MGEMBO_500_PM_01!PMU:ST8 |  |  | 8736f6c7-ad41-4b43-b4f6-e684e0d4ad20 |  |  | 30 | [8 empty] | 11 | [5 empty] | LOCAL$MGEMBO_500_PM_01!PMU-ST8 | 0.0 | 1.0 | Device statistic for Device time deviation from average for all input devices in seconds | 0 | 1 | 1 |  | Any | STAT | Statistic | ST |  |  | STAT:11990 | 2022-01-11 17:55:39.183
|  |  | 1a8b5fd1-90d8-418d-af2c-7f56fb8a749e | 2 | STAT |  | 11991 | ONS_LOCAL$MGEST_500_PM_01!PMU:ST8 |  |  | 8736f6c7-ad41-4b43-b4f6-e684e0d4ad20 |  |  | 30 | [8 empty] | 11 | [5 empty] | LOCAL$MGEST_500_PM_01!PMU-ST8 | 0.0 | 1.0 | Device statistic for Device time deviation from average for all input devices in seconds | 0 | 1 | 1 |  | Any | STAT | Statistic | ST |  |  | STAT:11991 | 2022-01-11 17:55:39.191
|  |  | d6594e79-31ab-43ea-9ec8-6685721e6128 | 2 | STAT |  | 11992 | ONS_LOCAL$MGGVA6_500_PM_04!PMU:ST8 |  |  | 8736f6c7-ad41-4b43-b4f6-e684e0d4ad20 |  |  | 30 | [8 empty] | 11 | [5 empty] | LOCAL$MGGVA6_500_PM_04!PMU-ST8 | 0.0 | 1.0 | Device statistic for Device time deviation from average for all input devices in seconds | 0 | 1 | 1 |  | Any | STAT | Statistic | ST |  |  | STAT:11992 | 2022-01-11 17:55:39.199
|  |  | d5c88af8-3f95-45e2-a9a7-4059e05e0255 | 2 | STAT |  | 11993 | ONS_LOCAL$MGJBA3_500_PM_01!PMU:ST8 |  |  | 8736f6c7-ad41-4b43-b4f6-e684e0d4ad20 |  |  | 30 | [8 empty] | 11 | [5 empty] | LOCAL$MGJBA3_500_PM_01!PMU-ST8 | 0.0 | 1.0 | Device statistic for Device time deviation from average for all input devices in seconds | 0 | 1 | 1 |  | Any | STAT | Statistic | ST |  |  | STAT:11993 | 2022-01-11 17:55:39.207
|  |  | a0822f5e-4d36-4c7c-885f-550662d8feae | 2 | STAT |  | 11994 | ONS_LOCAL$MGJBA3_500_PM_02!PMU:ST8 |  |  | 8736f6c7-ad41-4b43-b4f6-e684e0d4ad20 |  |  | 30 | [8 empty] | 11 | [5 empty] | LOCAL$MGJBA3_500_PM_02!PMU-ST8 | 0.0 | 1.0 | Device statistic for Device time deviation from average for all input devices in seconds | 0 | 1 | 1 |  | Any | STAT | Statistic | ST |  |  | STAT:11994 | 2022-01-11 17:55:39.215
|  |  | 7f6886bd-8056-4719-94cd-989d3873c03a | 2 | STAT |  | 11995 | ONS_LOCAL$MGJBA3_500_PM_03!PMU:ST8 |  |  | 8736f6c7-ad41-4b43-b4f6-e684e0d4ad20 |  |  | 30 | [8 empty] | 11 | [5 empty] | LOCAL$MGJBA3_500_PM_03!PMU-ST8 | 0.0 | 1.0 | Device statistic for Device time deviation from average for all input devices in seconds | 0 | 1 | 1 |  | Any | STAT | Statistic | ST |  |  | STAT:11995 | 2022-01-11 17:55:39.222
|  |  | d0cf00e2-2741-4cc5-9778-0cdac0dfc2ba | 2 | STAT |  | 11996 | ONS_LOCAL$MGJBA3_500_PM_05!PMU:ST8 |  |  | 8736f6c7-ad41-4b43-b4f6-e684e0d4ad20 |  |  | 30 | [8 empty] | 11 | [5 empty] | LOCAL$MGJBA3_500_PM_05!PMU-ST8 | 0.0 | 1.0 | Device statistic for Device time deviation from average for all input devices in seconds | 0 | 1 | 1 |  | Any | STAT | Statistic | ST |  |  | STAT:11996 | 2022-01-11 17:55:39.230
|  |  | 085ab732-f51f-49a4-9fe5-c5b875abf778 | 2 | STAT |  | 11997 | ONS_LOCAL$MGJBA3_500_PM_06!PMU:ST8 |  |  | 8736f6c7-ad41-4b43-b4f6-e684e0d4ad20 |  |  | 30 | [8 empty] | 11 | [5 empty] | LOCAL$MGJBA3_500_PM_06!PMU-ST8 | 0.0 | 1.0 | Device statistic for Device time deviation from average for all input devices in seconds | 0 | 1 | 1 |  | Any | STAT | Statistic | ST |  |  | STAT:11997 | 2022-01-11 17:55:39.236
|  |  | ef586e99-8a30-443c-9128-dc403b517eb3 | 2 | STAT |  | 11998 | ONS_LOCAL$MGJBA3_500_PM_07!PMU:ST8 |  |  | 8736f6c7-ad41-4b43-b4f6-e684e0d4ad20 |  |  | 30 | [8 empty] | 11 | [5 empty] | LOCAL$MGJBA3_500_PM_07!PMU-ST8 | 0.0 | 1.0 | Device statistic for Device time deviation from average for all input devices in seconds | 0 | 1 | 1 |  | Any | STAT | Statistic | ST |  |  | STAT:11998 | 2022-01-11 17:55:39.244
|  |  | 72173b5d-5a32-484f-be33-9ba56417de71 | 2 | STAT |  | 11999 | ONS_LOCAL$MGJBA3_500_PM_08!PMU:ST8 |  |  | 8736f6c7-ad41-4b43-b4f6-e684e0d4ad20 |  |  | 30 | [8 empty] | 11 | [5 empty] | LOCAL$MGJBA3_500_PM_08!PMU-ST8 | 0.0 | 1.0 | Device statistic for Device time deviation from average for all input devices in seconds | 0 | 1 | 1 |  | Any | STAT | Statistic | ST |  |  | STAT:11999 | 2022-01-11 17:55:39.252
|  |  | ed9e8ac8-2233-408e-a5f7-ee60280d1e95 | 2 | STAT |  | 12000 | ONS_LOCAL$MGJGSE_500_PM_01!PMU:ST8 |  |  | 8736f6c7-ad41-4b43-b4f6-e684e0d4ad20 |  |  | 30 | [8 empty] | 11 | [5 empty] | LOCAL$MGJGSE_500_PM_01!PMU-ST8 | 0.0 | 1.0 | Device statistic for Device time deviation from average for all input devices in seconds | 0 | 1 | 1 |  | Any | STAT | Statistic | ST |  |  | STAT:12000 | 2022-01-11 17:55:39.259
|  |  | a6592cd3-3127-4451-b229-2338f62fe88a | 2 | STAT |  | 12001 | ONS_LOCAL$MGJGSE_500_PM_02!PMU:ST8 |  |  | 8736f6c7-ad41-4b43-b4f6-e684e0d4ad20 |  |  | 30 | [8 empty] | 11 | [5 empty] | LOCAL$MGJGSE_500_PM_02!PMU-ST8 | 0.0 | 1.0 | Device statistic for Device time deviation from average for all input devices in seconds | 0 | 1 | 1 |  | Any | STAT | Statistic | ST |  |  | STAT:12001 | 2022-01-11 17:55:39.267
|  |  | e4f92c09-d9a3-4890-966f-22874f0c7cdb | 2 | STAT |  | 12002 | ONS_LOCAL$MGMTUM_500_PM_01!PMU:ST8 |  |  | 8736f6c7-ad41-4b43-b4f6-e684e0d4ad20 |  |  | 30 | [8 empty] | 11 | [5 empty] | LOCAL$MGMTUM_500_PM_01!PMU-ST8 | 0.0 | 1.0 | Device statistic for Device time deviation from average for all input devices in seconds | 0 | 1 | 1 |  | Any | STAT | Statistic | ST |  |  | STAT:12002 | 2022-01-11 17:55:39.275
|  |  | 4a47f718-dcee-4dac-ae6b-360da7a371d7 | 2 | STAT |  | 12003 | ONS_LOCAL$MGMTUM_500_PM_02!PMU:ST8 |  |  | 8736f6c7-ad41-4b43-b4f6-e684e0d4ad20 |  |  | 30 | [8 empty] | 11 | [5 empty] | LOCAL$MGMTUM_500_PM_02!PMU-ST8 | 0.0 | 1.0 | Device statistic for Device time deviation from average for all input devices in seconds | 0 | 1 | 1 |  | Any | STAT | Statistic | ST |  |  | STAT:12003 | 2022-01-11 17:55:39.282
|  |  | c3bd3b14-908c-4166-a211-510b1fde4310 | 2 | STAT |  | 12004 | ONS_LOCAL$MGMTUM_500_PM_03!PMU:ST8 |  |  | 8736f6c7-ad41-4b43-b4f6-e684e0d4ad20 |  |  | 30 | [8 empty] | 11 | [5 empty] | LOCAL$MGMTUM_500_PM_03!PMU-ST8 | 0.0 | 1.0 | Device statistic for Device time deviation from average for all input devices in seconds | 0 | 1 | 1 |  | Any | STAT | Statistic | ST |  |  | STAT:12004 | 2022-01-11 17:55:39.290
|  |  | 91c009fa-203f-4a12-879e-7d6aac9e9bd8 | 2 | STAT |  | 12005 | ONS_LOCAL$MGMTUM_500_PM_04!PMU:ST8 |  |  | 8736f6c7-ad41-4b43-b4f6-e684e0d4ad20 |  |  | 30 | [8 empty] | 11 | [5 empty] | LOCAL$MGMTUM_500_PM_04!PMU-ST8 | 0.0 | 1.0 | Device statistic for Device time deviation from average for all input devices in seconds | 0 | 1 | 1 |  | Any | STAT | Statistic | ST |  |  | STAT:12005 | 2022-01-11 17:55:39.297
|  |  | 7559710d-192d-4624-9a31-61ef0bfd27ec | 2 | STAT |  | 12006 | ONS_LOCAL$MGNPON_500_PM_01!PMU:ST8 |  |  | 8736f6c7-ad41-4b43-b4f6-e684e0d4ad20 |  |  | 30 | [8 empty] | 11 | [5 empty] | LOCAL$MGNPON_500_PM_01!PMU-ST8 | 0.0 | 1.0 | Device statistic for Device time deviation from average for all input devices in seconds | 0 | 1 | 1 |  | Any | STAT | Statistic | ST |  |  | STAT:12006 | 2022-01-11 17:55:39.305
|  |  | a74176e9-9e5a-4b06-9b41-5096b8cc4918 | 2 | STAT |  | 12007 | ONS_LOCAL$MGNPON_500_PM_02!PMU:ST8 |  |  | 8736f6c7-ad41-4b43-b4f6-e684e0d4ad20 |  |  | 30 | [8 empty] | 11 | [5 empty] | LOCAL$MGNPON_500_PM_02!PMU-ST8 | 0.0 | 1.0 | Device statistic for Device time deviation from average for all input devices in seconds | 0 | 1 | 1 |  | Any | STAT | Statistic | ST |  |  | STAT:12007 | 2022-01-11 17:55:39.312
|  |  | 2d6daf6b-acd2-43b6-9599-a38f3c94b514 | 2 | STAT |  | 12008 | ONS_LOCAL$MGNPON_500_PM_03!PMU:ST8 |  |  | 8736f6c7-ad41-4b43-b4f6-e684e0d4ad20 |  |  | 30 | [8 empty] | 11 | [5 empty] | LOCAL$MGNPON_500_PM_03!PMU-ST8 | 0.0 | 1.0 | Device statistic for Device time deviation from average for all input devices in seconds | 0 | 1 | 1 |  | Any | STAT | Statistic | ST |  |  | STAT:12008 | 2022-01-11 17:55:39.318
|  |  | 924d1b7a-5b3c-4ec5-ab21-7fb344305f98 | 2 | STAT |  | 12009 | ONS_LOCAL$MGNPON_500_PM_04!PMU:ST8 |  |  | 8736f6c7-ad41-4b43-b4f6-e684e0d4ad20 |  |  | 30 | [8 empty] | 11 | [5 empty] | LOCAL$MGNPON_500_PM_04!PMU-ST8 | 0.0 | 1.0 | Device statistic for Device time deviation from average for all input devices in seconds | 0 | 1 | 1 |  | Any | STAT | Statistic | ST |  |  | STAT:12009 | 2022-01-11 17:55:39.325
|  |  | b54b4027-fba9-4b5f-ac91-3ebea6083eb0 | 2 | STAT |  | 12010 | ONS_LOCAL$MGOPR2_345_PM_01!PMU:ST8 |  |  | 8736f6c7-ad41-4b43-b4f6-e684e0d4ad20 |  |  | 30 | [8 empty] | 11 | [5 empty] | LOCAL$MGOPR2_345_PM_01!PMU-ST8 | 0.0 | 1.0 | Device statistic for Device time deviation from average for all input devices in seconds | 0 | 1 | 1 |  | Any | STAT | Statistic | ST |  |  | STAT:12010 | 2022-01-11 17:55:39.333
|  |  | 92c3ed4b-b49b-429b-9b96-34eb6763aded | 2 | STAT |  | 12011 | ONS_LOCAL$MGOPR2_345_PM_02!PMU:ST8 |  |  | 8736f6c7-ad41-4b43-b4f6-e684e0d4ad20 |  |  | 30 | [8 empty] | 11 | [5 empty] | LOCAL$MGOPR2_345_PM_02!PMU-ST8 | 0.0 | 1.0 | Device statistic for Device time deviation from average for all input devices in seconds | 0 | 1 | 1 |  | Any | STAT | Statistic | ST |  |  | STAT:12011 | 2022-01-11 17:55:39.341
|  |  | 05f72ce3-a22f-4658-9508-ca624d78a860 | 2 | STAT |  | 12012 | ONS_LOCAL$MGPI2_500_PM_01!PMU:ST8 |  |  | 8736f6c7-ad41-4b43-b4f6-e684e0d4ad20 |  |  | 30 | [8 empty] | 11 | [5 empty] | LOCAL$MGPI2_500_PM_01!PMU-ST8 | 0.0 | 1.0 | Device statistic for Device time deviation from average for all input devices in seconds | 0 | 1 | 1 |  | Any | STAT | Statistic | ST |  |  | STAT:12012 | 2022-01-11 17:55:39.349
|  |  | 391bbefe-ee41-421c-a38b-fb25fa90c54b | 2 | STAT |  | 12013 | ONS_LOCAL$MGPI2_500_PM_04!PMU:ST8 |  |  | 8736f6c7-ad41-4b43-b4f6-e684e0d4ad20 |  |  | 30 | [8 empty] | 11 | [5 empty] | LOCAL$MGPI2_500_PM_04!PMU-ST8 | 0.0 | 1.0 | Device statistic for Device time deviation from average for all input devices in seconds | 0 | 1 | 1 |  | Any | STAT | Statistic | ST |  |  | STAT:12013 | 2022-01-11 17:55:39.356
|  |  | 77294c3a-8fdf-48d5-8d27-c5f10f1747e1 | 2 | STAT |  | 12014 | ONS_LOCAL$MGPJU_500_PM_01!PMU:ST8 |  |  | 8736f6c7-ad41-4b43-b4f6-e684e0d4ad20 |  |  | 30 | [8 empty] | 11 | [5 empty] | LOCAL$MGPJU_500_PM_01!PMU-ST8 | 0.0 | 1.0 | Device statistic for Device time deviation from average for all input devices in seconds | 0 | 1 | 1 |  | Any | STAT | Statistic | ST |  |  | STAT:12014 | 2022-01-11 17:55:39.363
|  |  | 8e928ac3-ab62-4f93-bd7b-fd55836f8733 | 2 | STAT |  | 12015 | ONS_LOCAL$MGPJU_500_PM_02!PMU:ST8 |  |  | 8736f6c7-ad41-4b43-b4f6-e684e0d4ad20 |  |  | 30 | [8 empty] | 11 | [5 empty] | LOCAL$MGPJU_500_PM_02!PMU-ST8 | 0.0 | 1.0 | Device statistic for Device time deviation from average for all input devices in seconds | 0 | 1 | 1 |  | Any | STAT | Statistic | ST |  |  | STAT:12015 | 2022-01-11 17:55:39.370
|  |  | b206ffa8-d116-4257-b5db-6e13f1cd2d04 | 2 | STAT |  | 12016 | ONS_LOCAL$MGSGOT_500_PM_01!PMU:ST8 |  |  | 8736f6c7-ad41-4b43-b4f6-e684e0d4ad20 |  |  | 30 | [8 empty] | 11 | [5 empty] | LOCAL$MGSGOT_500_PM_01!PMU-ST8 | 0.0 | 1.0 | Device statistic for Device time deviation from average for all input devices in seconds | 0 | 1 | 1 |  | Any | STAT | Statistic | ST |  |  | STAT:12016 | 2022-01-11 17:55:39.378
|  |  | 0b6621bd-515b-4525-ae52-1f871a76a0f2 | 2 | STAT |  | 12017 | ONS_LOCAL$MGSGOT_500_PM_02!PMU:ST8 |  |  | 8736f6c7-ad41-4b43-b4f6-e684e0d4ad20 |  |  | 30 | [8 empty] | 11 | [5 empty] | LOCAL$MGSGOT_500_PM_02!PMU-ST8 | 0.0 | 1.0 | Device statistic for Device time deviation from average for all input devices in seconds | 0 | 1 | 1 |  | Any | STAT | Statistic | ST |  |  | STAT:12017 | 2022-01-11 17:55:39.385
|  |  | 16ab4b72-f4d9-42f5-8ca6-b58e676a2502 | 2 | STAT |  | 12018 | ONS_LOCAL$MGSSSE_500_PM_01!PMU:ST8 |  |  | 8736f6c7-ad41-4b43-b4f6-e684e0d4ad20 |  |  | 30 | [8 empty] | 11 | [5 empty] | LOCAL$MGSSSE_500_PM_01!PMU-ST8 | 0.0 | 1.0 | Device statistic for Device time deviation from average for all input devices in seconds | 0 | 1 | 1 |  | Any | STAT | Statistic | ST |  |  | STAT:12018 | 2022-01-11 17:55:39.393
|  |  | b148a4ee-8ed9-4948-87ce-60bf9becda99 | 2 | STAT |  | 12019 | ONS_LOCAL$MGUSIM_500_PM_01!PMU:ST8 |  |  | 8736f6c7-ad41-4b43-b4f6-e684e0d4ad20 |  |  | 30 | [8 empty] | 11 | [5 empty] | LOCAL$MGUSIM_500_PM_01!PMU-ST8 | 0.0 | 1.0 | Device statistic for Device time deviation from average for all input devices in seconds | 0 | 1 | 1 |  | Any | STAT | Statistic | ST |  |  | STAT:12019 | 2022-01-11 17:55:39.401
|  |  | bff0d57d-48a4-45f0-a12d-573d2d5c9efa | 2 | STAT |  | 12020 | ONS_LOCAL$MGUSIM_500_PM_02!PMU:ST8 |  |  | 8736f6c7-ad41-4b43-b4f6-e684e0d4ad20 |  |  | 30 | [8 empty] | 11 | [5 empty] | LOCAL$MGUSIM_500_PM_02!PMU-ST8 | 0.0 | 1.0 | Device statistic for Device time deviation from average for all input devices in seconds | 0 | 1 | 1 |  | Any | STAT | Statistic | ST |  |  | STAT:12020 | 2022-01-11 17:55:39.409
|  |  | bca3b901-849d-4166-b549-bfb7db82df41 | 2 | STAT |  | 12021 | ONS_LOCAL$MGUSIM_500_PM_03!PMU:ST8 |  |  | 8736f6c7-ad41-4b43-b4f6-e684e0d4ad20 |  |  | 30 | [8 empty] | 11 | [5 empty] | LOCAL$MGUSIM_500_PM_03!PMU-ST8 | 0.0 | 1.0 | Device statistic for Device time deviation from average for all input devices in seconds | 0 | 1 | 1 |  | Any | STAT | Statistic | ST |  |  | STAT:12021 | 2022-01-11 17:55:39.417
|  |  | 4863b9c4-5443-4630-b54f-a29f49427b9c | 2 | STAT |  | 12022 | ONS_LOCAL$MGUSIM_500_PM_05!PMU:ST8 |  |  | 8736f6c7-ad41-4b43-b4f6-e684e0d4ad20 |  |  | 30 | [8 empty] | 11 | [5 empty] | LOCAL$MGUSIM_500_PM_05!PMU-ST8 | 0.0 | 1.0 | Device statistic for Device time deviation from average for all input devices in seconds | 0 | 1 | 1 |  | Any | STAT | Statistic | ST |  |  | STAT:12022 | 2022-01-11 17:55:39.425
|  |  | c991a28d-7c9b-494b-9750-d357dba70eb9 | 2 | STAT |  | 12023 | ONS_LOCAL$MGUSIM_500_PM_06!PMU:ST8 |  |  | 8736f6c7-ad41-4b43-b4f6-e684e0d4ad20 |  |  | 30 | [8 empty] | 11 | [5 empty] | LOCAL$MGUSIM_500_PM_06!PMU-ST8 | 0.0 | 1.0 | Device statistic for Device time deviation from average for all input devices in seconds | 0 | 1 | 1 |  | Any | STAT | Statistic | ST |  |  | STAT:12023 | 2022-01-11 17:55:39.432
|  |  | dbefd5fc-5050-4cf9-876e-74507ff3ed8c | 2 | STAT |  | 12024 | ONS_LOCAL$MGUSIM_500_PM_07!PMU:ST8 |  |  | 8736f6c7-ad41-4b43-b4f6-e684e0d4ad20 |  |  | 30 | [8 empty] | 11 | [5 empty] | LOCAL$MGUSIM_500_PM_07!PMU-ST8 | 0.0 | 1.0 | Device statistic for Device time deviation from average for all input devices in seconds | 0 | 1 | 1 |  | Any | STAT | Statistic | ST |  |  | STAT:12024 | 2022-01-11 17:55:39.440
|  |  | 40c25e6f-5b25-4709-a71b-b1b84ef9a695 | 2 | STAT |  | 12025 | ONS_LOCAL$MGUSIM_500_PM_08!PMU:ST8 |  |  | 8736f6c7-ad41-4b43-b4f6-e684e0d4ad20 |  |  | 30 | [8 empty] | 11 | [5 empty] | LOCAL$MGUSIM_500_PM_08!PMU-ST8 | 0.0 | 1.0 | Device statistic for Device time deviation from average for all input devices in seconds | 0 | 1 | 1 |  | Any | STAT | Statistic | ST |  |  | STAT:12025 | 2022-01-11 17:55:39.447
|  |  | fafe6f8c-27c1-42a3-b4c9-8b24eaae588c | 2 | STAT |  | 12026 | ONS_LOCAL$MGUSIM_500_PM_09!PMU:ST8 |  |  | 8736f6c7-ad41-4b43-b4f6-e684e0d4ad20 |  |  | 30 | [8 empty] | 11 | [5 empty] | LOCAL$MGUSIM_500_PM_09!PMU-ST8 | 0.0 | 1.0 | Device statistic for Device time deviation from average for all input devices in seconds | 0 | 1 | 1 |  | Any | STAT | Statistic | ST |  |  | STAT:12026 | 2022-01-11 17:55:39.454
|  |  | 679d847e-5251-4782-904b-b7b73b3d44c2 | 2 | STAT |  | 12027 | ONS_LOCAL$MTCB_500_PM_99!PMU:ST8 |  |  | 8736f6c7-ad41-4b43-b4f6-e684e0d4ad20 |  |  | 30 | [8 empty] | 11 | [5 empty] | LOCAL$MTCB_500_PM_99!PMU-ST8 | 0.0 | 1.0 | Device statistic for Device time deviation from average for all input devices in seconds | 0 | 1 | 1 |  | Any | STAT | Statistic | ST |  |  | STAT:12027 | 2022-01-11 17:55:39.461
|  |  | 63f592b5-862e-4c63-a63f-0a78042ab378 | 2 | STAT |  | 12028 | ONS_LOCAL$MTCLD_500_PM_01!PMU:ST8 |  |  | 8736f6c7-ad41-4b43-b4f6-e684e0d4ad20 |  |  | 30 | [8 empty] | 11 | [5 empty] | LOCAL$MTCLD_500_PM_01!PMU-ST8 | 0.0 | 1.0 | Device statistic for Device time deviation from average for all input devices in seconds | 0 | 1 | 1 |  | Any | STAT | Statistic | ST |  |  | STAT:12028 | 2022-01-11 17:55:39.468
|  |  | c36b7916-970a-43eb-8fa9-e03b21c20b16 | 2 | STAT |  | 12029 | ONS_LOCAL$MTCLD_500_PM_02!PMU:ST8 |  |  | 8736f6c7-ad41-4b43-b4f6-e684e0d4ad20 |  |  | 30 | [8 empty] | 11 | [5 empty] | LOCAL$MTCLD_500_PM_02!PMU-ST8 | 0.0 | 1.0 | Device statistic for Device time deviation from average for all input devices in seconds | 0 | 1 | 1 |  | Any | STAT | Statistic | ST |  |  | STAT:12029 | 2022-01-11 17:55:39.475
|  |  | 4013de05-b17a-48aa-86f4-fe1dd6afca04 | 2 | STAT |  | 12030 | ONS_LOCAL$MTCLD_500_PM_03!PMU:ST8 |  |  | 8736f6c7-ad41-4b43-b4f6-e684e0d4ad20 |  |  | 30 | [8 empty] | 11 | [5 empty] | LOCAL$MTCLD_500_PM_03!PMU-ST8 | 0.0 | 1.0 | Device statistic for Device time deviation from average for all input devices in seconds | 0 | 1 | 1 |  | Any | STAT | Statistic | ST |  |  | STAT:12030 | 2022-01-11 17:55:39.483
|  |  | 6d5ef78b-7c1e-4d8d-b765-25bfe115730e | 2 | STAT |  | 12031 | ONS_LOCAL$MTJU_230_PM_01!PMU:ST8 |  |  | 8736f6c7-ad41-4b43-b4f6-e684e0d4ad20 |  |  | 30 | [8 empty] | 11 | [5 empty] | LOCAL$MTJU_230_PM_01!PMU-ST8 | 0.0 | 1.0 | Device statistic for Device time deviation from average for all input devices in seconds | 0 | 1 | 1 |  | Any | STAT | Statistic | ST |  |  | STAT:12031 | 2022-01-11 17:55:39.489
|  |  | 46bac72a-e9aa-4405-9611-23057fccea57 | 2 | STAT |  | 12032 | ONS_LOCAL$MTJU_230_PM_02!PMU:ST8 |  |  | 8736f6c7-ad41-4b43-b4f6-e684e0d4ad20 |  |  | 30 | [8 empty] | 11 | [5 empty] | LOCAL$MTJU_230_PM_02!PMU-ST8 | 0.0 | 1.0 | Device statistic for Device time deviation from average for all input devices in seconds | 0 | 1 | 1 |  | Any | STAT | Statistic | ST |  |  | STAT:12032 | 2022-01-11 17:55:39.497
|  |  | 3ab87e80-f46c-4f77-b0a8-9f985737ef75 | 2 | STAT |  | 12033 | ONS_LOCAL$MTJU_230_PM_05!PMU:ST8 |  |  | 8736f6c7-ad41-4b43-b4f6-e684e0d4ad20 |  |  | 30 | [8 empty] | 11 | [5 empty] | LOCAL$MTJU_230_PM_05!PMU-ST8 | 0.0 | 1.0 | Device statistic for Device time deviation from average for all input devices in seconds | 0 | 1 | 1 |  | Any | STAT | Statistic | ST |  |  | STAT:12033 | 2022-01-11 17:55:39.504
|  |  | 9d5aeacd-9efd-467c-91d1-83854c6ac101 | 2 | STAT |  | 12034 | ONS_LOCAL$MTJU_230_PM_06!PMU:ST8 |  |  | 8736f6c7-ad41-4b43-b4f6-e684e0d4ad20 |  |  | 30 | [8 empty] | 11 | [5 empty] | LOCAL$MTJU_230_PM_06!PMU-ST8 | 0.0 | 1.0 | Device statistic for Device time deviation from average for all input devices in seconds | 0 | 1 | 1 |  | Any | STAT | Statistic | ST |  |  | STAT:12034 | 2022-01-11 17:55:39.511
|  |  | 5a8062d4-11d4-4df1-b44e-70fe3ccae675 | 2 | STAT |  | 12035 | ONS_LOCAL$MTJU_230_PM_07!PMU:ST8 |  |  | 8736f6c7-ad41-4b43-b4f6-e684e0d4ad20 |  |  | 30 | [8 empty] | 11 | [5 empty] | LOCAL$MTJU_230_PM_07!PMU-ST8 | 0.0 | 1.0 | Device statistic for Device time deviation from average for all input devices in seconds | 0 | 1 | 1 |  | Any | STAT | Statistic | ST |  |  | STAT:12035 | 2022-01-11 17:55:39.518
|  |  | c854080d-07f8-40c4-892b-84459d27997a | 2 | STAT |  | 12036 | ONS_LOCAL$MTJU_230_PM_08!PMU:ST8 |  |  | 8736f6c7-ad41-4b43-b4f6-e684e0d4ad20 |  |  | 30 | [8 empty] | 11 | [5 empty] | LOCAL$MTJU_230_PM_08!PMU-ST8 | 0.0 | 1.0 | Device statistic for Device time deviation from average for all input devices in seconds | 0 | 1 | 1 |  | Any | STAT | Statistic | ST |  |  | STAT:12036 | 2022-01-11 17:55:39.526
|  |  | d6e625f8-f7d9-4ef0-8883-a1597ef99e1c | 2 | STAT |  | 12037 | ONS_LOCAL$MTJU_230_PM_28!PMU:ST8 |  |  | 8736f6c7-ad41-4b43-b4f6-e684e0d4ad20 |  |  | 30 | [8 empty] | 11 | [5 empty] | LOCAL$MTJU_230_PM_28!PMU-ST8 | 0.0 | 1.0 | Device statistic for Device time deviation from average for all input devices in seconds | 0 | 1 | 1 |  | Any | STAT | Statistic | ST |  |  | STAT:12037 | 2022-01-11 17:55:39.533
|  |  | 02eaea65-6984-494b-9b5e-47c141b69e23 | 2 | STAT |  | 12038 | ONS_LOCAL$MTJU_230_PM_29!PMU:ST8 |  |  | 8736f6c7-ad41-4b43-b4f6-e684e0d4ad20 |  |  | 30 | [8 empty] | 11 | [5 empty] | LOCAL$MTJU_230_PM_29!PMU-ST8 | 0.0 | 1.0 | Device statistic for Device time deviation from average for all input devices in seconds | 0 | 1 | 1 |  | Any | STAT | Statistic | ST |  |  | STAT:12038 | 2022-01-11 17:55:39.540
|  |  | 7a008506-caf3-4656-a64b-b330899e4a8b | 2 | STAT |  | 12039 | ONS_LOCAL$MTJU_500_PM_01!PMU:ST8 |  |  | 8736f6c7-ad41-4b43-b4f6-e684e0d4ad20 |  |  | 30 | [8 empty] | 11 | [5 empty] | LOCAL$MTJU_500_PM_01!PMU-ST8 | 0.0 | 1.0 | Device statistic for Device time deviation from average for all input devices in seconds | 0 | 1 | 1 |  | Any | STAT | Statistic | ST |  |  | STAT:12039 | 2022-01-11 17:55:39.548
|  |  | 771f371b-f7d4-451f-a51e-547bdd2d02dd | 2 | STAT |  | 12040 | ONS_LOCAL$MTPRG_500_PM_01!PMU:ST8 |  |  | 8736f6c7-ad41-4b43-b4f6-e684e0d4ad20 |  |  | 30 | [8 empty] | 11 | [5 empty] | LOCAL$MTPRG_500_PM_01!PMU-ST8 | 0.0 | 1.0 | Device statistic for Device time deviation from average for all input devices in seconds | 0 | 1 | 1 |  | Any | STAT | Statistic | ST |  |  | STAT:12040 | 2022-01-11 17:55:39.555
|  |  | ff2b96f5-1a00-4a6d-9f20-f9f6b11e57be | 2 | STAT |  | 12041 | ONS_LOCAL$MTPRG_500_PM_02!PMU:ST8 |  |  | 8736f6c7-ad41-4b43-b4f6-e684e0d4ad20 |  |  | 30 | [8 empty] | 11 | [5 empty] | LOCAL$MTPRG_500_PM_02!PMU-ST8 | 0.0 | 1.0 | Device statistic for Device time deviation from average for all input devices in seconds | 0 | 1 | 1 |  | Any | STAT | Statistic | ST |  |  | STAT:12041 | 2022-01-11 17:55:39.563
|  |  | df053c1c-154f-4989-9553-1b93ec350191 | 2 | STAT |  | 12042 | ONS_LOCAL$MTPRG_500_PM_03!PMU:ST8 |  |  | 8736f6c7-ad41-4b43-b4f6-e684e0d4ad20 |  |  | 30 | [8 empty] | 11 | [5 empty] | LOCAL$MTPRG_500_PM_03!PMU-ST8 | 0.0 | 1.0 | Device statistic for Device time deviation from average for all input devices in seconds | 0 | 1 | 1 |  | Any | STAT | Statistic | ST |  |  | STAT:12042 | 2022-01-11 17:55:39.570
|  |  | 39fdad72-8352-4d22-ae69-d5cfc8cb0938 | 2 | STAT |  | 12043 | ONS_LOCAL$MTPRT_500_PM_01!PMU:ST8 |  |  | 8736f6c7-ad41-4b43-b4f6-e684e0d4ad20 |  |  | 30 | [8 empty] | 11 | [5 empty] | LOCAL$MTPRT_500_PM_01!PMU-ST8 | 0.0 | 1.0 | Device statistic for Device time deviation from average for all input devices in seconds | 0 | 1 | 1 |  | Any | STAT | Statistic | ST |  |  | STAT:12043 | 2022-01-11 17:55:39.578
|  |  | d63148f7-458c-4231-b11e-c1187c1a45f0 | 2 | STAT |  | 12044 | ONS_LOCAL$MTPRT_500_PM_02!PMU:ST8 |  |  | 8736f6c7-ad41-4b43-b4f6-e684e0d4ad20 |  |  | 30 | [8 empty] | 11 | [5 empty] | LOCAL$MTPRT_500_PM_02!PMU-ST8 | 0.0 | 1.0 | Device statistic for Device time deviation from average for all input devices in seconds | 0 | 1 | 1 |  | Any | STAT | Statistic | ST |  |  | STAT:12044 | 2022-01-11 17:55:39.585
|  |  | 5382254b-dba8-4438-b160-8bb106cc8749 | 2 | STAT |  | 12045 | ONS_LOCAL$MTRIB_500_PM_01!PMU:ST8 |  |  | 8736f6c7-ad41-4b43-b4f6-e684e0d4ad20 |  |  | 30 | [8 empty] | 11 | [5 empty] | LOCAL$MTRIB_500_PM_01!PMU-ST8 | 0.0 | 1.0 | Device statistic for Device time deviation from average for all input devices in seconds | 0 | 1 | 1 |  | Any | STAT | Statistic | ST |  |  | STAT:12045 | 2022-01-11 17:55:39.593
|  |  | 0bc7140e-302a-4425-bfb5-528bc6e2b707 | 2 | STAT |  | 12046 | ONS_LOCAL$MTRIB_500_PM_02!PMU:ST8 |  |  | 8736f6c7-ad41-4b43-b4f6-e684e0d4ad20 |  |  | 30 | [8 empty] | 11 | [5 empty] | LOCAL$MTRIB_500_PM_02!PMU-ST8 | 0.0 | 1.0 | Device statistic for Device time deviation from average for all input devices in seconds | 0 | 1 | 1 |  | Any | STAT | Statistic | ST |  |  | STAT:12046 | 2022-01-11 17:55:39.600
|  |  | 3218603c-de18-4e77-ad40-346738590cdb | 2 | STAT |  | 12047 | ONS_LOCAL$PAMTB_500_PM_01!PMU:ST8 |  |  | 8736f6c7-ad41-4b43-b4f6-e684e0d4ad20 |  |  | 30 | [8 empty] | 11 | [5 empty] | LOCAL$PAMTB_500_PM_01!PMU-ST8 | 0.0 | 1.0 | Device statistic for Device time deviation from average for all input devices in seconds | 0 | 1 | 1 |  | Any | STAT | Statistic | ST |  |  | STAT:12047 | 2022-01-11 17:55:39.608
|  |  | 831ed7d2-6ec6-4d0b-ad95-cc897e07f672 | 2 | STAT |  | 12048 | ONS_LOCAL$PAMTB_500_PM_02!PMU:ST8 |  |  | 8736f6c7-ad41-4b43-b4f6-e684e0d4ad20 |  |  | 30 | [8 empty] | 11 | [5 empty] | LOCAL$PAMTB_500_PM_02!PMU-ST8 | 0.0 | 1.0 | Device statistic for Device time deviation from average for all input devices in seconds | 0 | 1 | 1 |  | Any | STAT | Statistic | ST |  |  | STAT:12048 | 2022-01-11 17:55:39.615
|  |  | eceafee0-eb37-47d9-b2aa-e1bde6170c5b | 2 | STAT |  | 12049 | ONS_LOCAL$PAMTB_500_PM_03!PMU:ST8 |  |  | 8736f6c7-ad41-4b43-b4f6-e684e0d4ad20 |  |  | 30 | [8 empty] | 11 | [5 empty] | LOCAL$PAMTB_500_PM_03!PMU-ST8 | 0.0 | 1.0 | Device statistic for Device time deviation from average for all input devices in seconds | 0 | 1 | 1 |  | Any | STAT | Statistic | ST |  |  | STAT:12049 | 2022-01-11 17:55:39.623
|  |  | b1d7d781-63a0-4443-9c5d-87655b5b600f | 2 | STAT |  | 12050 | ONS_LOCAL$PATC_500_PM_01!PMU:ST8 |  |  | 8736f6c7-ad41-4b43-b4f6-e684e0d4ad20 |  |  | 30 | [8 empty] | 11 | [5 empty] | LOCAL$PATC_500_PM_01!PMU-ST8 | 0.0 | 1.0 | Device statistic for Device time deviation from average for all input devices in seconds | 0 | 1 | 1 |  | Any | STAT | Statistic | ST |  |  | STAT:12050 | 2022-01-11 17:55:39.630
|  |  | 36dc0ada-cc00-41b8-ab53-80a621d0bfee | 2 | STAT |  | 12051 | ONS_LOCAL$PATC_500_PM_05!PMU:ST8 |  |  | 8736f6c7-ad41-4b43-b4f6-e684e0d4ad20 |  |  | 30 | [8 empty] | 11 | [5 empty] | LOCAL$PATC_500_PM_05!PMU-ST8 | 0.0 | 1.0 | Device statistic for Device time deviation from average for all input devices in seconds | 0 | 1 | 1 |  | Any | STAT | Statistic | ST |  |  | STAT:12051 | 2022-01-11 17:55:39.638
|  |  | d559dc8a-237c-4ab2-af2f-c552026a0ba5 | 2 | STAT |  | 12052 | ONS_LOCAL$PATC_500_PM_07!PMU:ST8 |  |  | 8736f6c7-ad41-4b43-b4f6-e684e0d4ad20 |  |  | 30 | [8 empty] | 11 | [5 empty] | LOCAL$PATC_500_PM_07!PMU-ST8 | 0.0 | 1.0 | Device statistic for Device time deviation from average for all input devices in seconds | 0 | 1 | 1 |  | Any | STAT | Statistic | ST |  |  | STAT:12052 | 2022-01-11 17:55:39.645
|  |  | 93fdaecb-9f0d-46e4-8362-705b1a79898c | 2 | STAT |  | 12053 | ONS_LOCAL$PATC_500_PM_08!PMU:ST8 |  |  | 8736f6c7-ad41-4b43-b4f6-e684e0d4ad20 |  |  | 30 | [8 empty] | 11 | [5 empty] | LOCAL$PATC_500_PM_08!PMU-ST8 | 0.0 | 1.0 | Device statistic for Device time deviation from average for all input devices in seconds | 0 | 1 | 1 |  | Any | STAT | Statistic | ST |  |  | STAT:12053 | 2022-01-11 17:55:39.652
|  |  | dfed69ad-a75a-4d81-b39d-dce3f25aec8c | 2 | STAT |  | 12054 | ONS_LOCAL$PATC_500_PM_09!PMU:ST8 |  |  | 8736f6c7-ad41-4b43-b4f6-e684e0d4ad20 |  |  | 30 | [8 empty] | 11 | [5 empty] | LOCAL$PATC_500_PM_09!PMU-ST8 | 0.0 | 1.0 | Device statistic for Device time deviation from average for all input devices in seconds | 0 | 1 | 1 |  | Any | STAT | Statistic | ST |  |  | STAT:12054 | 2022-01-11 17:55:39.659
|  |  | 1e42890b-319a-4ac6-b5de-8d0748ea3e69 | 2 | STAT |  | 12055 | ONS_LOCAL$PATC_500_PM_10!PMU:ST8 |  |  | 8736f6c7-ad41-4b43-b4f6-e684e0d4ad20 |  |  | 30 | [8 empty] | 11 | [5 empty] | LOCAL$PATC_500_PM_10!PMU-ST8 | 0.0 | 1.0 | Device statistic for Device time deviation from average for all input devices in seconds | 0 | 1 | 1 |  | Any | STAT | Statistic | ST |  |  | STAT:12055 | 2022-01-11 17:55:39.666
|  |  | 50e0033b-fb9a-41a0-92e0-15fd0b882365 | 2 | STAT |  | 12056 | ONS_LOCAL$PATC_500_PM_11!PMU:ST8 |  |  | 8736f6c7-ad41-4b43-b4f6-e684e0d4ad20 |  |  | 30 | [8 empty] | 11 | [5 empty] | LOCAL$PATC_500_PM_11!PMU-ST8 | 0.0 | 1.0 | Device statistic for Device time deviation from average for all input devices in seconds | 0 | 1 | 1 |  | Any | STAT | Statistic | ST |  |  | STAT:12056 | 2022-01-11 17:55:39.674
|  |  | e767c915-2452-4861-a32e-2f74fd8dcc8e | 2 | STAT |  | 12057 | ONS_LOCAL$PATC_500_PM_12!PMU:ST8 |  |  | 8736f6c7-ad41-4b43-b4f6-e684e0d4ad20 |  |  | 30 | [8 empty] | 11 | [5 empty] | LOCAL$PATC_500_PM_12!PMU-ST8 | 0.0 | 1.0 | Device statistic for Device time deviation from average for all input devices in seconds | 0 | 1 | 1 |  | Any | STAT | Statistic | ST |  |  | STAT:12057 | 2022-01-11 17:55:39.682
|  |  | bdfe97fb-ed41-4a38-8564-fa00c2ddf518 | 2 | STAT |  | 12058 | ONS_LOCAL$PATC_500_PM_13!PMU:ST8 |  |  | 8736f6c7-ad41-4b43-b4f6-e684e0d4ad20 |  |  | 30 | [8 empty] | 11 | [5 empty] | LOCAL$PATC_500_PM_13!PMU-ST8 | 0.0 | 1.0 | Device statistic for Device time deviation from average for all input devices in seconds | 0 | 1 | 1 |  | Any | STAT | Statistic | ST |  |  | STAT:12058 | 2022-01-11 17:55:39.689
|  |  | 902549c5-5f07-4ed9-a729-34eb01509a68 | 2 | STAT |  | 12059 | ONS_LOCAL$PATC_500_PM_14!PMU:ST8 |  |  | 8736f6c7-ad41-4b43-b4f6-e684e0d4ad20 |  |  | 30 | [8 empty] | 11 | [5 empty] | LOCAL$PATC_500_PM_14!PMU-ST8 | 0.0 | 1.0 | Device statistic for Device time deviation from average for all input devices in seconds | 0 | 1 | 1 |  | Any | STAT | Statistic | ST |  |  | STAT:12059 | 2022-01-11 17:55:39.696
|  |  | 876bd035-8d9e-4320-b0fe-a8b3d65939cc | 2 | STAT |  | 12060 | ONS_LOCAL$PAVC_500_PM_01!PMU:ST8 |  |  | 8736f6c7-ad41-4b43-b4f6-e684e0d4ad20 |  |  | 30 | [8 empty] | 11 | [5 empty] | LOCAL$PAVC_500_PM_01!PMU-ST8 | 0.0 | 1.0 | Device statistic for Device time deviation from average for all input devices in seconds | 0 | 1 | 1 |  | Any | STAT | Statistic | ST |  |  | STAT:12060 | 2022-01-11 17:55:39.704
|  |  | b85f4f39-4df6-4833-a89e-0d4beccea44e | 2 | STAT |  | 12061 | ONS_LOCAL$PAVC_500_PM_02!PMU:ST8 |  |  | 8736f6c7-ad41-4b43-b4f6-e684e0d4ad20 |  |  | 30 | [8 empty] | 11 | [5 empty] | LOCAL$PAVC_500_PM_02!PMU-ST8 | 0.0 | 1.0 | Device statistic for Device time deviation from average for all input devices in seconds | 0 | 1 | 1 |  | Any | STAT | Statistic | ST |  |  | STAT:12061 | 2022-01-11 17:55:39.712
|  |  | 85e64267-289a-4ebb-87e2-b2977079c41a | 2 | STAT |  | 12062 | ONS_LOCAL$PBCGT_500_PM_02!PMU:ST8 |  |  | 8736f6c7-ad41-4b43-b4f6-e684e0d4ad20 |  |  | 30 | [8 empty] | 11 | [5 empty] | LOCAL$PBCGT_500_PM_02!PMU-ST8 | 0.0 | 1.0 | Device statistic for Device time deviation from average for all input devices in seconds | 0 | 1 | 1 |  | Any | STAT | Statistic | ST |  |  | STAT:12062 | 2022-01-11 17:55:39.720
|  |  | ab25c4cc-c042-4483-9c42-66042230176c | 2 | STAT |  | 12063 | ONS_LOCAL$PBSLD_500_PM_01!PMU:ST8 |  |  | 8736f6c7-ad41-4b43-b4f6-e684e0d4ad20 |  |  | 30 | [8 empty] | 11 | [5 empty] | LOCAL$PBSLD_500_PM_01!PMU-ST8 | 0.0 | 1.0 | Device statistic for Device time deviation from average for all input devices in seconds | 0 | 1 | 1 |  | Any | STAT | Statistic | ST |  |  | STAT:12063 | 2022-01-11 17:55:39.728
|  |  | 18aea158-105d-4428-9b5d-27365282f8a1 | 2 | STAT |  | 12064 | ONS_LOCAL$PBSLD_500_PM_02!PMU:ST8 |  |  | 8736f6c7-ad41-4b43-b4f6-e684e0d4ad20 |  |  | 30 | [8 empty] | 11 | [5 empty] | LOCAL$PBSLD_500_PM_02!PMU-ST8 | 0.0 | 1.0 | Device statistic for Device time deviation from average for all input devices in seconds | 0 | 1 | 1 |  | Any | STAT | Statistic | ST |  |  | STAT:12064 | 2022-01-11 17:55:39.735
|  |  | 49eda457-d2d7-4f10-a833-71be0eb3d26d | 2 | STAT |  | 12065 | ONS_LOCAL$PBSLD_500_PM_03!PMU:ST8 |  |  | 8736f6c7-ad41-4b43-b4f6-e684e0d4ad20 |  |  | 30 | [8 empty] | 11 | [5 empty] | LOCAL$PBSLD_500_PM_03!PMU-ST8 | 0.0 | 1.0 | Device statistic for Device time deviation from average for all input devices in seconds | 0 | 1 | 1 |  | Any | STAT | Statistic | ST |  |  | STAT:12065 | 2022-01-11 17:55:39.743
|  |  | 00336f74-6004-418d-8fd6-d99c2f07bc94 | 2 | STAT |  | 12066 | ONS_LOCAL$PBSLD_500_PM_04!PMU:ST8 |  |  | 8736f6c7-ad41-4b43-b4f6-e684e0d4ad20 |  |  | 30 | [8 empty] | 11 | [5 empty] | LOCAL$PBSLD_500_PM_04!PMU-ST8 | 0.0 | 1.0 | Device statistic for Device time deviation from average for all input devices in seconds | 0 | 1 | 1 |  | Any | STAT | Statistic | ST |  |  | STAT:12066 | 2022-01-11 17:55:39.752
|  |  | 1f4f8d90-3eb0-46d3-8157-a1fcaf526ece | 2 | STAT |  | 12067 | ONS_LOCAL$PEULG_500_PM_02!PMU:ST8 |  |  | 8736f6c7-ad41-4b43-b4f6-e684e0d4ad20 |  |  | 30 | [8 empty] | 11 | [5 empty] | LOCAL$PEULG_500_PM_02!PMU-ST8 | 0.0 | 1.0 | Device statistic for Device time deviation from average for all input devices in seconds | 0 | 1 | 1 |  | Any | STAT | Statistic | ST |  |  | STAT:12067 | 2022-01-11 17:55:39.760
|  |  | 0adeadd8-99eb-4274-8a85-bc9244f133d8 | 2 | STAT |  | 12068 | ONS_LOCAL$PIPBT_500_PM_01!PMU:ST8 |  |  | 8736f6c7-ad41-4b43-b4f6-e684e0d4ad20 |  |  | 30 | [8 empty] | 11 | [5 empty] | LOCAL$PIPBT_500_PM_01!PMU-ST8 | 0.0 | 1.0 | Device statistic for Device time deviation from average for all input devices in seconds | 0 | 1 | 1 |  | Any | STAT | Statistic | ST |  |  | STAT:12068 | 2022-01-11 17:55:39.768
|  |  | 7fd21ded-b099-496c-a8f5-81a5c51ccaaf | 2 | STAT |  | 12069 | ONS_LOCAL$PIPBT_500_PM_02!PMU:ST8 |  |  | 8736f6c7-ad41-4b43-b4f6-e684e0d4ad20 |  |  | 30 | [8 empty] | 11 | [5 empty] | LOCAL$PIPBT_500_PM_02!PMU-ST8 | 0.0 | 1.0 | Device statistic for Device time deviation from average for all input devices in seconds | 0 | 1 | 1 |  | Any | STAT | Statistic | ST |  |  | STAT:12069 | 2022-01-11 17:55:39.776
|  |  | 242e37a0-271f-430d-85d2-9f795641cc3b | 2 | STAT |  | 12070 | ONS_LOCAL$PIPBT_500_PM_03!PMU:ST8 |  |  | 8736f6c7-ad41-4b43-b4f6-e684e0d4ad20 |  |  | 30 | [8 empty] | 11 | [5 empty] | LOCAL$PIPBT_500_PM_03!PMU-ST8 | 0.0 | 1.0 | Device statistic for Device time deviation from average for all input devices in seconds | 0 | 1 | 1 |  | Any | STAT | Statistic | ST |  |  | STAT:12070 | 2022-01-11 17:55:39.784
|  |  | 9a922c65-e830-4863-80e9-e569d78f0e87 | 2 | STAT |  | 12071 | ONS_LOCAL$PIPBT_500_PM_04!PMU:ST8 |  |  | 8736f6c7-ad41-4b43-b4f6-e684e0d4ad20 |  |  | 30 | [8 empty] | 11 | [5 empty] | LOCAL$PIPBT_500_PM_04!PMU-ST8 | 0.0 | 1.0 | Device statistic for Device time deviation from average for all input devices in seconds | 0 | 1 | 1 |  | Any | STAT | Statistic | ST |  |  | STAT:12071 | 2022-01-11 17:55:39.792
|  |  | f120464f-5d06-4132-8dad-045bd4b6f3eb | 2 | STAT |  | 12072 | ONS_LOCAL$PIPBT_500_PM_05!PMU:ST8 |  |  | 8736f6c7-ad41-4b43-b4f6-e684e0d4ad20 |  |  | 30 | [8 empty] | 11 | [5 empty] | LOCAL$PIPBT_500_PM_05!PMU-ST8 | 0.0 | 1.0 | Device statistic for Device time deviation from average for all input devices in seconds | 0 | 1 | 1 |  | Any | STAT | Statistic | ST |  |  | STAT:12072 | 2022-01-11 17:55:39.800
|  |  | 27c7db6d-538e-4205-b824-c063696f4424 | 2 | STAT |  | 12073 | ONS_LOCAL$PIPBT_500_PM_06!PMU:ST8 |  |  | 8736f6c7-ad41-4b43-b4f6-e684e0d4ad20 |  |  | 30 | [8 empty] | 11 | [5 empty] | LOCAL$PIPBT_500_PM_06!PMU-ST8 | 0.0 | 1.0 | Device statistic for Device time deviation from average for all input devices in seconds | 0 | 1 | 1 |  | Any | STAT | Statistic | ST |  |  | STAT:12073 | 2022-01-11 17:55:39.807
|  |  | 6135cbaf-7911-4c2b-94b9-149f12aeb1d6 | 2 | STAT |  | 12074 | ONS_LOCAL$PIQND_500_PM_01!PMU:ST8 |  |  | 8736f6c7-ad41-4b43-b4f6-e684e0d4ad20 |  |  | 30 | [8 empty] | 11 | [5 empty] | LOCAL$PIQND_500_PM_01!PMU-ST8 | 0.0 | 1.0 | Device statistic for Device time deviation from average for all input devices in seconds | 0 | 1 | 1 |  | Any | STAT | Statistic | ST |  |  | STAT:12074 | 2022-01-11 17:55:39.814
|  |  | ec1839a9-b79b-4f65-95dd-5cfa6075a198 | 2 | STAT |  | 12075 | ONS_LOCAL$PIQND_500_PM_07!PMU:ST8 |  |  | 8736f6c7-ad41-4b43-b4f6-e684e0d4ad20 |  |  | 30 | [8 empty] | 11 | [5 empty] | LOCAL$PIQND_500_PM_07!PMU-ST8 | 0.0 | 1.0 | Device statistic for Device time deviation from average for all input devices in seconds | 0 | 1 | 1 |  | Any | STAT | Statistic | ST |  |  | STAT:12075 | 2022-01-11 17:55:39.821
|  |  | d78369be-70ad-40ea-9bba-5fae37b049dc | 2 | STAT |  | 12076 | ONS_LOCAL$PRARE_525_PM_01!PMU:ST8 |  |  | 8736f6c7-ad41-4b43-b4f6-e684e0d4ad20 |  |  | 30 | [8 empty] | 11 | [5 empty] | LOCAL$PRARE_525_PM_01!PMU-ST8 | 0.0 | 1.0 | Device statistic for Device time deviation from average for all input devices in seconds | 0 | 1 | 1 |  | Any | STAT | Statistic | ST |  |  | STAT:12076 | 2022-01-11 17:55:39.828
|  |  | e3bc55d1-340f-4679-a263-ef36010e6daa | 2 | STAT |  | 12077 | ONS_LOCAL$PRARE_525_PM_02!PMU:ST8 |  |  | 8736f6c7-ad41-4b43-b4f6-e684e0d4ad20 |  |  | 30 | [8 empty] | 11 | [5 empty] | LOCAL$PRARE_525_PM_02!PMU-ST8 | 0.0 | 1.0 | Device statistic for Device time deviation from average for all input devices in seconds | 0 | 1 | 1 |  | Any | STAT | Statistic | ST |  |  | STAT:12077 | 2022-01-11 17:55:39.835
|  |  | ff4a5880-0ca4-4747-a387-e572a4d45a03 | 2 | STAT |  | 12078 | ONS_LOCAL$PRARE_525_PM_03!PMU:ST8 |  |  | 8736f6c7-ad41-4b43-b4f6-e684e0d4ad20 |  |  | 30 | [8 empty] | 11 | [5 empty] | LOCAL$PRARE_525_PM_03!PMU-ST8 | 0.0 | 1.0 | Device statistic for Device time deviation from average for all input devices in seconds | 0 | 1 | 1 |  | Any | STAT | Statistic | ST |  |  | STAT:12078 | 2022-01-11 17:55:39.843
|  |  | 814b37a4-eb54-4dd9-ad58-04a438ee367c | 2 | STAT |  | 12079 | ONS_LOCAL$PRARE_525_PM_04!PMU:ST8 |  |  | 8736f6c7-ad41-4b43-b4f6-e684e0d4ad20 |  |  | 30 | [8 empty] | 11 | [5 empty] | LOCAL$PRARE_525_PM_04!PMU-ST8 | 0.0 | 1.0 | Device statistic for Device time deviation from average for all input devices in seconds | 0 | 1 | 1 |  | Any | STAT | Statistic | ST |  |  | STAT:12079 | 2022-01-11 17:55:39.850
|  |  | 0cd6ca57-efcc-48cf-b1be-5bd642b8a785 | 2 | STAT |  | 12080 | ONS_LOCAL$PRARE_525_PM_05!PMU:ST8 |  |  | 8736f6c7-ad41-4b43-b4f6-e684e0d4ad20 |  |  | 30 | [8 empty] | 11 | [5 empty] | LOCAL$PRARE_525_PM_05!PMU-ST8 | 0.0 | 1.0 | Device statistic for Device time deviation from average for all input devices in seconds | 0 | 1 | 1 |  | Any | STAT | Statistic | ST |  |  | STAT:12080 | 2022-01-11 17:55:39.858
|  |  | 1429335a-c38e-4286-bbe6-ddbfc9e1799c | 2 | STAT |  | 12081 | ONS_LOCAL$PRARE_525_PM_06!PMU:ST8 |  |  | 8736f6c7-ad41-4b43-b4f6-e684e0d4ad20 |  |  | 30 | [8 empty] | 11 | [5 empty] | LOCAL$PRARE_525_PM_06!PMU-ST8 | 0.0 | 1.0 | Device statistic for Device time deviation from average for all input devices in seconds | 0 | 1 | 1 |  | Any | STAT | Statistic | ST |  |  | STAT:12081 | 2022-01-11 17:55:39.866
|  |  | be8aa186-5174-4f26-8e88-f0da068edccf | 2 | STAT |  | 12082 | ONS_LOCAL$PRARE_525_PM_07!PMU:ST8 |  |  | 8736f6c7-ad41-4b43-b4f6-e684e0d4ad20 |  |  | 30 | [8 empty] | 11 | [5 empty] | LOCAL$PRARE_525_PM_07!PMU-ST8 | 0.0 | 1.0 | Device statistic for Device time deviation from average for all input devices in seconds | 0 | 1 | 1 |  | Any | STAT | Statistic | ST |  |  | STAT:12082 | 2022-01-11 17:55:39.874
|  |  | 3f2b2111-e2ab-4a40-9d67-af82b43f1c85 | 2 | STAT |  | 12083 | ONS_LOCAL$PRARE_525_PM_08!PMU:ST8 |  |  | 8736f6c7-ad41-4b43-b4f6-e684e0d4ad20 |  |  | 30 | [8 empty] | 11 | [5 empty] | LOCAL$PRARE_525_PM_08!PMU-ST8 | 0.0 | 1.0 | Device statistic for Device time deviation from average for all input devices in seconds | 0 | 1 | 1 |  | Any | STAT | Statistic | ST |  |  | STAT:12083 | 2022-01-11 17:55:39.882
|  |  | 5486b5de-51d3-46e9-afeb-24215f8fb04a | 2 | STAT |  | 12084 | ONS_LOCAL$PRARE_525_PM_09!PMU:ST8 |  |  | 8736f6c7-ad41-4b43-b4f6-e684e0d4ad20 |  |  | 30 | [8 empty] | 11 | [5 empty] | LOCAL$PRARE_525_PM_09!PMU-ST8 | 0.0 | 1.0 | Device statistic for Device time deviation from average for all input devices in seconds | 0 | 1 | 1 |  | Any | STAT | Statistic | ST |  |  | STAT:12084 | 2022-01-11 17:55:39.889
|  |  | bcc220b8-e1d0-4cc8-8f2f-77458986dba4 | 2 | STAT |  | 12085 | ONS_LOCAL$PRBTA_500_PM_02!PMU:ST8 |  |  | 8736f6c7-ad41-4b43-b4f6-e684e0d4ad20 |  |  | 30 | [8 empty] | 11 | [5 empty] | LOCAL$PRBTA_500_PM_02!PMU-ST8 | 0.0 | 1.0 | Device statistic for Device time deviation from average for all input devices in seconds | 0 | 1 | 1 |  | Any | STAT | Statistic | ST |  |  | STAT:12085 | 2022-01-11 17:55:39.897
|  |  | ed18d840-d121-41a7-896b-4577dc776f02 | 2 | STAT |  | 12086 | ONS_LOCAL$PRBTA_500_PM_03!PMU:ST8 |  |  | 8736f6c7-ad41-4b43-b4f6-e684e0d4ad20 |  |  | 30 | [8 empty] | 11 | [5 empty] | LOCAL$PRBTA_500_PM_03!PMU-ST8 | 0.0 | 1.0 | Device statistic for Device time deviation from average for all input devices in seconds | 0 | 1 | 1 |  | Any | STAT | Statistic | ST |  |  | STAT:12086 | 2022-01-11 17:55:39.905
|  |  | 8a8f7057-d9a9-475e-9400-8a194b641cef | 2 | STAT |  | 12087 | ONS_LOCAL$PRBTA_500_PM_04!PMU:ST8 |  |  | 8736f6c7-ad41-4b43-b4f6-e684e0d4ad20 |  |  | 30 | [8 empty] | 11 | [5 empty] | LOCAL$PRBTA_500_PM_04!PMU-ST8 | 0.0 | 1.0 | Device statistic for Device time deviation from average for all input devices in seconds | 0 | 1 | 1 |  | Any | STAT | Statistic | ST |  |  | STAT:12087 | 2022-01-11 17:55:39.912
|  |  | 6fc2c8d9-a28e-4ce0-a0dc-cf4255cb8619 | 2 | STAT |  | 12088 | ONS_LOCAL$PRBTA_500_PM_05!PMU:ST8 |  |  | 8736f6c7-ad41-4b43-b4f6-e684e0d4ad20 |  |  | 30 | [8 empty] | 11 | [5 empty] | LOCAL$PRBTA_500_PM_05!PMU-ST8 | 0.0 | 1.0 | Device statistic for Device time deviation from average for all input devices in seconds | 0 | 1 | 1 |  | Any | STAT | Statistic | ST |  |  | STAT:12088 | 2022-01-11 17:55:39.918
|  |  | e2a44abd-6027-4448-a6e6-636ecf8890e1 | 2 | STAT |  | 12089 | ONS_LOCAL$PRBTA_500_PM_06!PMU:ST8 |  |  | 8736f6c7-ad41-4b43-b4f6-e684e0d4ad20 |  |  | 30 | [8 empty] | 11 | [5 empty] | LOCAL$PRBTA_500_PM_06!PMU-ST8 | 0.0 | 1.0 | Device statistic for Device time deviation from average for all input devices in seconds | 0 | 1 | 1 |  | Any | STAT | Statistic | ST |  |  | STAT:12089 | 2022-01-11 17:55:39.926
|  |  | c0de5966-ea0d-4198-8159-52b69e6117fa | 2 | STAT |  | 12090 | ONS_LOCAL$PRBTA_500_PM_07!PMU:ST8 |  |  | 8736f6c7-ad41-4b43-b4f6-e684e0d4ad20 |  |  | 30 | [8 empty] | 11 | [5 empty] | LOCAL$PRBTA_500_PM_07!PMU-ST8 | 0.0 | 1.0 | Device statistic for Device time deviation from average for all input devices in seconds | 0 | 1 | 1 |  | Any | STAT | Statistic | ST |  |  | STAT:12090 | 2022-01-11 17:55:40.135
|  |  | 819e2af3-52a9-433e-ab8c-08ec1604e57b | 2 | STAT |  | 12091 | ONS_LOCAL$PRBTA_525_PM_01!PMU:ST8 |  |  | 8736f6c7-ad41-4b43-b4f6-e684e0d4ad20 |  |  | 30 | [8 empty] | 11 | [5 empty] | LOCAL$PRBTA_525_PM_01!PMU-ST8 | 0.0 | 1.0 | Device statistic for Device time deviation from average for all input devices in seconds | 0 | 1 | 1 |  | Any | STAT | Statistic | ST |  |  | STAT:12091 | 2022-01-11 17:55:40.173
|  |  | 20c4f1d1-92ef-4c66-8706-20dc1d743c4b | 2 | STAT |  | 12092 | ONS_LOCAL$PRCTL_525_PM_01!PMU:ST8 |  |  | 8736f6c7-ad41-4b43-b4f6-e684e0d4ad20 |  |  | 30 | [8 empty] | 11 | [5 empty] | LOCAL$PRCTL_525_PM_01!PMU-ST8 | 0.0 | 1.0 | Device statistic for Device time deviation from average for all input devices in seconds | 0 | 1 | 1 |  | Any | STAT | Statistic | ST |  |  | STAT:12092 | 2022-01-11 17:55:40.184
|  |  | d5718bf6-249f-414e-9d3e-ecfe41ab5d86 | 2 | STAT |  | 12093 | ONS_LOCAL$PRCVO_525_PM_01!PMU:ST8 |  |  | 8736f6c7-ad41-4b43-b4f6-e684e0d4ad20 |  |  | 30 | [8 empty] | 11 | [5 empty] | LOCAL$PRCVO_525_PM_01!PMU-ST8 | 0.0 | 1.0 | Device statistic for Device time deviation from average for all input devices in seconds | 0 | 1 | 1 |  | Any | STAT | Statistic | ST |  |  | STAT:12093 | 2022-01-11 17:55:40.194
|  |  | f24a2d9c-2feb-4667-9d33-0236eb5a7f34 | 2 | STAT |  | 12094 | ONS_LOCAL$PRIVP_525_PM_01!PMU:ST8 |  |  | 8736f6c7-ad41-4b43-b4f6-e684e0d4ad20 |  |  | 30 | [8 empty] | 11 | [5 empty] | LOCAL$PRIVP_525_PM_01!PMU-ST8 | 0.0 | 1.0 | Device statistic for Device time deviation from average for all input devices in seconds | 0 | 1 | 1 |  | Any | STAT | Statistic | ST |  |  | STAT:12094 | 2022-01-11 17:55:40.202
|  |  | 00c6817b-831d-4853-ac82-ff1c2ec80990 | 2 | STAT |  | 12095 | ONS_LOCAL$PRIVP_525_PM_02!PMU:ST8 |  |  | 8736f6c7-ad41-4b43-b4f6-e684e0d4ad20 |  |  | 30 | [8 empty] | 11 | [5 empty] | LOCAL$PRIVP_525_PM_02!PMU-ST8 | 0.0 | 1.0 | Device statistic for Device time deviation from average for all input devices in seconds | 0 | 1 | 1 |  | Any | STAT | Statistic | ST |  |  | STAT:12095 | 2022-01-11 17:55:40.210
|  |  | 6790b00a-beb2-434a-8852-1b585a8a4b0b | 2 | STAT |  | 12096 | ONS_LOCAL$PRIVP_525_PM_03!PMU:ST8 |  |  | 8736f6c7-ad41-4b43-b4f6-e684e0d4ad20 |  |  | 30 | [8 empty] | 11 | [5 empty] | LOCAL$PRIVP_525_PM_03!PMU-ST8 | 0.0 | 1.0 | Device statistic for Device time deviation from average for all input devices in seconds | 0 | 1 | 1 |  | Any | STAT | Statistic | ST |  |  | STAT:12096 | 2022-01-11 17:55:40.218
|  |  | 0f33efb9-7439-4a84-8bca-ec57e9e695ca | 2 | STAT |  | 12097 | ONS_LOCAL$PRIVP_525_PM_04!PMU:ST8 |  |  | 8736f6c7-ad41-4b43-b4f6-e684e0d4ad20 |  |  | 30 | [8 empty] | 11 | [5 empty] | LOCAL$PRIVP_525_PM_04!PMU-ST8 | 0.0 | 1.0 | Device statistic for Device time deviation from average for all input devices in seconds | 0 | 1 | 1 |  | Any | STAT | Statistic | ST |  |  | STAT:12097 | 2022-01-11 17:55:40.226
|  |  | c40db081-74a8-4caf-a1b1-b7fd38aefe0d | 2 | STAT |  | 12098 | ONS_LOCAL$PRIVP_525_PM_05!PMU:ST8 |  |  | 8736f6c7-ad41-4b43-b4f6-e684e0d4ad20 |  |  | 30 | [8 empty] | 11 | [5 empty] | LOCAL$PRIVP_525_PM_05!PMU-ST8 | 0.0 | 1.0 | Device statistic for Device time deviation from average for all input devices in seconds | 0 | 1 | 1 |  | Any | STAT | Statistic | ST |  |  | STAT:12098 | 2022-01-11 17:55:40.233
|  |  | a1027c3f-2c82-433c-84cf-b5784a471637 | 2 | STAT |  | 12099 | ONS_LOCAL$PRIVP_525_PM_06!PMU:ST8 |  |  | 8736f6c7-ad41-4b43-b4f6-e684e0d4ad20 |  |  | 30 | [8 empty] | 11 | [5 empty] | LOCAL$PRIVP_525_PM_06!PMU-ST8 | 0.0 | 1.0 | Device statistic for Device time deviation from average for all input devices in seconds | 0 | 1 | 1 |  | Any | STAT | Statistic | ST |  |  | STAT:12099 | 2022-01-11 17:55:40.240
|  |  | 73e52ce1-5c32-4d0b-a70e-91e0326916a0 | 2 | STAT |  | 12100 | ONS_LOCAL$PRIVP_525_PM_07!PMU:ST8 |  |  | 8736f6c7-ad41-4b43-b4f6-e684e0d4ad20 |  |  | 30 | [8 empty] | 11 | [5 empty] | LOCAL$PRIVP_525_PM_07!PMU-ST8 | 0.0 | 1.0 | Device statistic for Device time deviation from average for all input devices in seconds | 0 | 1 | 1 |  | Any | STAT | Statistic | ST |  |  | STAT:12100 | 2022-01-11 17:55:40.248
|  |  | b716a88a-ce4d-45b7-86cc-08d66c3cbe22 | 2 | STAT |  | 12101 | ONS_LOCAL$PRIVP_525_PM_08!PMU:ST8 |  |  | 8736f6c7-ad41-4b43-b4f6-e684e0d4ad20 |  |  | 30 | [8 empty] | 11 | [5 empty] | LOCAL$PRIVP_525_PM_08!PMU-ST8 | 0.0 | 1.0 | Device statistic for Device time deviation from average for all input devices in seconds | 0 | 1 | 1 |  | Any | STAT | Statistic | ST |  |  | STAT:12101 | 2022-01-11 17:55:40.255
|  |  | 91dac247-3159-4c84-8716-4918f56c4858 | 2 | STAT |  | 12102 | ONS_LOCAL$PRIVP_525_PM_09!PMU:ST8 |  |  | 8736f6c7-ad41-4b43-b4f6-e684e0d4ad20 |  |  | 30 | [8 empty] | 11 | [5 empty] | LOCAL$PRIVP_525_PM_09!PMU-ST8 | 0.0 | 1.0 | Device statistic for Device time deviation from average for all input devices in seconds | 0 | 1 | 1 |  | Any | STAT | Statistic | ST |  |  | STAT:12102 | 2022-01-11 17:55:40.263
|  |  | bce4ce0b-1412-47d2-a710-62895e8dab50 | 2 | STAT |  | 12103 | ONS_LOCAL$PRIVP_525_PM_10!PMU:ST8 |  |  | 8736f6c7-ad41-4b43-b4f6-e684e0d4ad20 |  |  | 30 | [8 empty] | 11 | [5 empty] | LOCAL$PRIVP_525_PM_10!PMU-ST8 | 0.0 | 1.0 | Device statistic for Device time deviation from average for all input devices in seconds | 0 | 1 | 1 |  | Any | STAT | Statistic | ST |  |  | STAT:12103 | 2022-01-11 17:55:40.270
|  |  | 219218fd-2cfb-4841-ba62-b383051a5c15 | 2 | STAT |  | 12104 | ONS_LOCAL$PRIVP_525_PM_11!PMU:ST8 |  |  | 8736f6c7-ad41-4b43-b4f6-e684e0d4ad20 |  |  | 30 | [8 empty] | 11 | [5 empty] | LOCAL$PRIVP_525_PM_11!PMU-ST8 | 0.0 | 1.0 | Device statistic for Device time deviation from average for all input devices in seconds | 0 | 1 | 1 |  | Any | STAT | Statistic | ST |  |  | STAT:12104 | 2022-01-11 17:55:40.278
|  |  | 468518af-80c0-496b-a12d-73af8ef963ad | 2 | STAT |  | 12105 | ONS_LOCAL$PRIVP_525_PM_12!PMU:ST8 |  |  | 8736f6c7-ad41-4b43-b4f6-e684e0d4ad20 |  |  | 30 | [8 empty] | 11 | [5 empty] | LOCAL$PRIVP_525_PM_12!PMU-ST8 | 0.0 | 1.0 | Device statistic for Device time deviation from average for all input devices in seconds | 0 | 1 | 1 |  | Any | STAT | Statistic | ST |  |  | STAT:12105 | 2022-01-11 17:55:40.286
|  |  | a0681fc0-7d87-432c-984c-9b7d4b870be7 | 2 | STAT |  | 12106 | ONS_LOCAL$PRIVP_525_PM_13!PMU:ST8 |  |  | 8736f6c7-ad41-4b43-b4f6-e684e0d4ad20 |  |  | 30 | [8 empty] | 11 | [5 empty] | LOCAL$PRIVP_525_PM_13!PMU-ST8 | 0.0 | 1.0 | Device statistic for Device time deviation from average for all input devices in seconds | 0 | 1 | 1 |  | Any | STAT | Statistic | ST |  |  | STAT:12106 | 2022-01-11 17:55:40.293
|  |  | 337ee404-4c84-45ab-a89d-ed9c51b5af3b | 2 | STAT |  | 12107 | ONS_LOCAL$PRIVP_765_PM_02!PMU:ST8 |  |  | 8736f6c7-ad41-4b43-b4f6-e684e0d4ad20 |  |  | 30 | [8 empty] | 11 | [5 empty] | LOCAL$PRIVP_765_PM_02!PMU-ST8 | 0.0 | 1.0 | Device statistic for Device time deviation from average for all input devices in seconds | 0 | 1 | 1 |  | Any | STAT | Statistic | ST |  |  | STAT:12107 | 2022-01-11 17:55:40.300
|  |  | 191a30b5-3872-428f-afed-f6c5289f8c4d | 2 | STAT |  | 12108 | ONS_LOCAL$PRLON_525_PM_01!PMU:ST8 |  |  | 8736f6c7-ad41-4b43-b4f6-e684e0d4ad20 |  |  | 30 | [8 empty] | 11 | [5 empty] | LOCAL$PRLON_525_PM_01!PMU-ST8 | 0.0 | 1.0 | Device statistic for Device time deviation from average for all input devices in seconds | 0 | 1 | 1 |  | Any | STAT | Statistic | ST |  |  | STAT:12108 | 2022-01-11 17:55:40.308
|  |  | 3309f79c-635e-4ad7-afa3-dc7f26697ed7 | 2 | STAT |  | 12109 | ONS_LOCAL$PRSCX_525_PM_01!PMU:ST8 |  |  | 8736f6c7-ad41-4b43-b4f6-e684e0d4ad20 |  |  | 30 | [8 empty] | 11 | [5 empty] | LOCAL$PRSCX_525_PM_01!PMU-ST8 | 0.0 | 1.0 | Device statistic for Device time deviation from average for all input devices in seconds | 0 | 1 | 1 |  | Any | STAT | Statistic | ST |  |  | STAT:12109 | 2022-01-11 17:55:40.315
|  |  | c59a1e97-121c-4e9a-b5f8-bfdaa9a82fb0 | 2 | STAT |  | 12110 | ONS_LOCAL$PRSCX_525_PM_02!PMU:ST8 |  |  | 8736f6c7-ad41-4b43-b4f6-e684e0d4ad20 |  |  | 30 | [8 empty] | 11 | [5 empty] | LOCAL$PRSCX_525_PM_02!PMU-ST8 | 0.0 | 1.0 | Device statistic for Device time deviation from average for all input devices in seconds | 0 | 1 | 1 |  | Any | STAT | Statistic | ST |  |  | STAT:12110 | 2022-01-11 17:55:40.322
|  |  | 33ac3202-0ff4-419a-9ae4-c416cd12b45e | 2 | STAT |  | 12111 | ONS_LOCAL$PRSGD_525_PM_01!PMU:ST8 |  |  | 8736f6c7-ad41-4b43-b4f6-e684e0d4ad20 |  |  | 30 | [8 empty] | 11 | [5 empty] | LOCAL$PRSGD_525_PM_01!PMU-ST8 | 0.0 | 1.0 | Device statistic for Device time deviation from average for all input devices in seconds | 0 | 1 | 1 |  | Any | STAT | Statistic | ST |  |  | STAT:12111 | 2022-01-11 17:55:40.329
|  |  | fcc3d1d4-28a0-4566-aaa1-e66a01c90405 | 2 | STAT |  | 12112 | ONS_LOCAL$PRSSA_525_PM_01!PMU:ST8 |  |  | 8736f6c7-ad41-4b43-b4f6-e684e0d4ad20 |  |  | 30 | [8 empty] | 11 | [5 empty] | LOCAL$PRSSA_525_PM_01!PMU-ST8 | 0.0 | 1.0 | Device statistic for Device time deviation from average for all input devices in seconds | 0 | 1 | 1 |  | Any | STAT | Statistic | ST |  |  | STAT:12112 | 2022-01-11 17:55:40.336
|  |  | b2f9b457-377b-4ec5-8a35-04382ef14527 | 2 | STAT |  | 12113 | ONS_LOCAL$PRSTF6_525_PM_01!PMU:ST8 |  |  | 8736f6c7-ad41-4b43-b4f6-e684e0d4ad20 |  |  | 30 | [8 empty] | 11 | [5 empty] | LOCAL$PRSTF6_525_PM_01!PMU-ST8 | 0.0 | 1.0 | Device statistic for Device time deviation from average for all input devices in seconds | 0 | 1 | 1 |  | Any | STAT | Statistic | ST |  |  | STAT:12113 | 2022-01-11 17:55:40.343
|  |  | c8ec5075-9972-47f6-b145-dc341b359d9b | 2 | STAT |  | 12114 | ONS_LOCAL$PRSTF6_765_PM_01!PMU:ST8 |  |  | 8736f6c7-ad41-4b43-b4f6-e684e0d4ad20 |  |  | 30 | [8 empty] | 11 | [5 empty] | LOCAL$PRSTF6_765_PM_01!PMU-ST8 | 0.0 | 1.0 | Device statistic for Device time deviation from average for all input devices in seconds | 0 | 1 | 1 |  | Any | STAT | Statistic | ST |  |  | STAT:12114 | 2022-01-11 17:55:40.350
|  |  | e9e062a8-169a-400b-94dc-fb2cf324ed04 | 2 | STAT |  | 12115 | ONS_LOCAL$PRSTF6_765_PM_02!PMU:ST8 |  |  | 8736f6c7-ad41-4b43-b4f6-e684e0d4ad20 |  |  | 30 | [8 empty] | 11 | [5 empty] | LOCAL$PRSTF6_765_PM_02!PMU-ST8 | 0.0 | 1.0 | Device statistic for Device time deviation from average for all input devices in seconds | 0 | 1 | 1 |  | Any | STAT | Statistic | ST |  |  | STAT:12115 | 2022-01-11 17:55:40.358
|  |  | 3bb3d6e9-ed82-49dc-86f4-9654c044b332 | 2 | STAT |  | 12116 | ONS_LOCAL$PRSTF6_765_PM_03!PMU:ST8 |  |  | 8736f6c7-ad41-4b43-b4f6-e684e0d4ad20 |  |  | 30 | [8 empty] | 11 | [5 empty] | LOCAL$PRSTF6_765_PM_03!PMU-ST8 | 0.0 | 1.0 | Device statistic for Device time deviation from average for all input devices in seconds | 0 | 1 | 1 |  | Any | STAT | Statistic | ST |  |  | STAT:12116 | 2022-01-11 17:55:40.365
|  |  | 2d81ceaf-832d-4a86-81e4-1bc9d2753d3b | 2 | STAT |  | 12117 | ONS_LOCAL$PRSTF6_765_PM_04!PMU:ST8 |  |  | 8736f6c7-ad41-4b43-b4f6-e684e0d4ad20 |  |  | 30 | [8 empty] | 11 | [5 empty] | LOCAL$PRSTF6_765_PM_04!PMU-ST8 | 0.0 | 1.0 | Device statistic for Device time deviation from average for all input devices in seconds | 0 | 1 | 1 |  | Any | STAT | Statistic | ST |  |  | STAT:12117 | 2022-01-11 17:55:40.371
|  |  | a709fc6e-d3cf-476f-87bc-9595ef9b2b05 | 2 | STAT |  | 12118 | ONS_LOCAL$PRSTF6_765_PM_05!PMU:ST8 |  |  | 8736f6c7-ad41-4b43-b4f6-e684e0d4ad20 |  |  | 30 | [8 empty] | 11 | [5 empty] | LOCAL$PRSTF6_765_PM_05!PMU-ST8 | 0.0 | 1.0 | Device statistic for Device time deviation from average for all input devices in seconds | 0 | 1 | 1 |  | Any | STAT | Statistic | ST |  |  | STAT:12118 | 2022-01-11 17:55:40.378
|  |  | 9ca12af1-6343-46ae-8015-b0c1de769eba | 2 | STAT |  | 12119 | ONS_LOCAL$PRSTIV_765_PM_01!PMU:ST8 |  |  | 8736f6c7-ad41-4b43-b4f6-e684e0d4ad20 |  |  | 30 | [8 empty] | 11 | [5 empty] | LOCAL$PRSTIV_765_PM_01!PMU-ST8 | 0.0 | 1.0 | Device statistic for Device time deviation from average for all input devices in seconds | 0 | 1 | 1 |  | Any | STAT | Statistic | ST |  |  | STAT:12119 | 2022-01-11 17:55:40.385
|  |  | 1a11a6f9-855c-465c-a7de-768ef3ed162d | 2 | STAT |  | 12120 | ONS_LOCAL$PRSTIV_765_PM_03!PMU:ST8 |  |  | 8736f6c7-ad41-4b43-b4f6-e684e0d4ad20 |  |  | 30 | [8 empty] | 11 | [5 empty] | LOCAL$PRSTIV_765_PM_03!PMU-ST8 | 0.0 | 1.0 | Device statistic for Device time deviation from average for all input devices in seconds | 0 | 1 | 1 |  | Any | STAT | Statistic | ST |  |  | STAT:12120 | 2022-01-11 17:55:40.392
|  |  | 5abf0c60-01e4-4a68-ae79-0356b1bda5df | 2 | STAT |  | 12121 | ONS_LOCAL$PRSTIV_765_PM_04!PMU:ST8 |  |  | 8736f6c7-ad41-4b43-b4f6-e684e0d4ad20 |  |  | 30 | [8 empty] | 11 | [5 empty] | LOCAL$PRSTIV_765_PM_04!PMU-ST8 | 0.0 | 1.0 | Device statistic for Device time deviation from average for all input devices in seconds | 0 | 1 | 1 |  | Any | STAT | Statistic | ST |  |  | STAT:12121 | 2022-01-11 17:55:40.400
|  |  | 0354ad85-fd4e-47cc-9041-70bcf0a0d1e8 | 2 | STAT |  | 12122 | ONS_LOCAL$PRSTIV_765_PM_05!PMU:ST8 |  |  | 8736f6c7-ad41-4b43-b4f6-e684e0d4ad20 |  |  | 30 | [8 empty] | 11 | [5 empty] | LOCAL$PRSTIV_765_PM_05!PMU-ST8 | 0.0 | 1.0 | Device statistic for Device time deviation from average for all input devices in seconds | 0 | 1 | 1 |  | Any | STAT | Statistic | ST |  |  | STAT:12122 | 2022-01-11 17:55:40.408
|  |  | 7863da72-20b0-402a-ac58-58f56b24118a | 2 | STAT |  | 12123 | ONS_LOCAL$PRSTIV_765_PM_06!PMU:ST8 |  |  | 8736f6c7-ad41-4b43-b4f6-e684e0d4ad20 |  |  | 30 | [8 empty] | 11 | [5 empty] | LOCAL$PRSTIV_765_PM_06!PMU-ST8 | 0.0 | 1.0 | Device statistic for Device time deviation from average for all input devices in seconds | 0 | 1 | 1 |  | Any | STAT | Statistic | ST |  |  | STAT:12123 | 2022-01-11 17:55:40.417
|  |  | c765c1fa-0a21-4073-a5b4-9b47bd0d2393 | 2 | STAT |  | 12124 | ONS_LOCAL$PRSTIV_765_PM_07!PMU:ST8 |  |  | 8736f6c7-ad41-4b43-b4f6-e684e0d4ad20 |  |  | 30 | [8 empty] | 11 | [5 empty] | LOCAL$PRSTIV_765_PM_07!PMU-ST8 | 0.0 | 1.0 | Device statistic for Device time deviation from average for all input devices in seconds | 0 | 1 | 1 |  | Any | STAT | Statistic | ST |  |  | STAT:12124 | 2022-01-11 17:55:40.426
|  |  | 2df49945-74c3-4b53-9353-b8a69b80100c | 2 | STAT |  | 12125 | ONS_LOCAL$PRSTIV_765_PM_08!PMU:ST8 |  |  | 8736f6c7-ad41-4b43-b4f6-e684e0d4ad20 |  |  | 30 | [8 empty] | 11 | [5 empty] | LOCAL$PRSTIV_765_PM_08!PMU-ST8 | 0.0 | 1.0 | Device statistic for Device time deviation from average for all input devices in seconds | 0 | 1 | 1 |  | Any | STAT | Statistic | ST |  |  | STAT:12125 | 2022-01-11 17:55:40.435
|  |  | 7e328453-7da1-48d2-a194-deef0e001d0d | 2 | STAT |  | 12126 | ONS_LOCAL$RJSEVP_138_PM_25!PMU:ST8 |  |  | 8736f6c7-ad41-4b43-b4f6-e684e0d4ad20 |  |  | 30 | [8 empty] | 11 | [5 empty] | LOCAL$RJSEVP_138_PM_25!PMU-ST8 | 0.0 | 1.0 | Device statistic for Device time deviation from average for all input devices in seconds | 0 | 1 | 1 |  | Any | STAT | Statistic | ST |  |  | STAT:12126 | 2022-01-11 17:55:40.444
|  |  | 738ae517-befe-48a7-8fb2-0cd9bc866562 | 2 | STAT |  | 12127 | ONS_LOCAL$RJSEVP_138_PM_26!PMU:ST8 |  |  | 8736f6c7-ad41-4b43-b4f6-e684e0d4ad20 |  |  | 30 | [8 empty] | 11 | [5 empty] | LOCAL$RJSEVP_138_PM_26!PMU-ST8 | 0.0 | 1.0 | Device statistic for Device time deviation from average for all input devices in seconds | 0 | 1 | 1 |  | Any | STAT | Statistic | ST |  |  | STAT:12127 | 2022-01-11 17:55:40.601
|  |  | 647d15df-86f5-4a99-901b-59a8b0c19529 | 2 | STAT |  | 12128 | ONS_LOCAL$RJSEVP_345_PM_23!PMU:ST8 |  |  | 8736f6c7-ad41-4b43-b4f6-e684e0d4ad20 |  |  | 30 | [8 empty] | 11 | [5 empty] | LOCAL$RJSEVP_345_PM_23!PMU-ST8 | 0.0 | 1.0 | Device statistic for Device time deviation from average for all input devices in seconds | 0 | 1 | 1 |  | Any | STAT | Statistic | ST |  |  | STAT:12128 | 2022-01-11 17:55:40.609
|  |  | 364d88fe-af05-46ab-a753-bec7aefb483d | 2 | STAT |  | 12129 | ONS_LOCAL$RJSEVP_345_PM_24!PMU:ST8 |  |  | 8736f6c7-ad41-4b43-b4f6-e684e0d4ad20 |  |  | 30 | [8 empty] | 11 | [5 empty] | LOCAL$RJSEVP_345_PM_24!PMU-ST8 | 0.0 | 1.0 | Device statistic for Device time deviation from average for all input devices in seconds | 0 | 1 | 1 |  | Any | STAT | Statistic | ST |  |  | STAT:12129 | 2022-01-11 17:55:40.618
|  |  | fc5b5dd0-7be0-4459-ac2a-6e2a0dd64975 | 2 | STAT |  | 12130 | ONS_LOCAL$RJSTAN_500_PM_01!PMU:ST8 |  |  | 8736f6c7-ad41-4b43-b4f6-e684e0d4ad20 |  |  | 30 | [8 empty] | 11 | [5 empty] | LOCAL$RJSTAN_500_PM_01!PMU-ST8 | 0.0 | 1.0 | Device statistic for Device time deviation from average for all input devices in seconds | 0 | 1 | 1 |  | Any | STAT | Statistic | ST |  |  | STAT:12130 | 2022-01-11 17:55:40.626
|  |  | 92bb5afd-56a5-45bc-8937-0a864ec99988 | 2 | STAT |  | 12131 | ONS_LOCAL$RJSTAN_500_PM_02!PMU:ST8 |  |  | 8736f6c7-ad41-4b43-b4f6-e684e0d4ad20 |  |  | 30 | [8 empty] | 11 | [5 empty] | LOCAL$RJSTAN_500_PM_02!PMU-ST8 | 0.0 | 1.0 | Device statistic for Device time deviation from average for all input devices in seconds | 0 | 1 | 1 |  | Any | STAT | Statistic | ST |  |  | STAT:12131 | 2022-01-11 17:55:40.635
|  |  | dcc4cf1e-0236-4173-8564-fa5f39174102 | 2 | STAT |  | 12132 | ONS_LOCAL$RJSTAN_500_PM_03!PMU:ST8 |  |  | 8736f6c7-ad41-4b43-b4f6-e684e0d4ad20 |  |  | 30 | [8 empty] | 11 | [5 empty] | LOCAL$RJSTAN_500_PM_03!PMU-ST8 | 0.0 | 1.0 | Device statistic for Device time deviation from average for all input devices in seconds | 0 | 1 | 1 |  | Any | STAT | Statistic | ST |  |  | STAT:12132 | 2022-01-11 17:55:40.644
|  |  | c0436f81-13b0-4df9-80a6-aaa6ef1b6d15 | 2 | STAT |  | 12133 | ONS_LOCAL$ROAQ_230_PM_01!PMU:ST8 |  |  | 8736f6c7-ad41-4b43-b4f6-e684e0d4ad20 |  |  | 30 | [8 empty] | 11 | [5 empty] | LOCAL$ROAQ_230_PM_01!PMU-ST8 | 0.0 | 1.0 | Device statistic for Device time deviation from average for all input devices in seconds | 0 | 1 | 1 |  | Any | STAT | Statistic | ST |  |  | STAT:12133 | 2022-01-11 17:55:40.653
|  |  | 9b6d7292-d411-4649-bea7-2eed0e8284e4 | 2 | STAT |  | 12134 | ONS_LOCAL$ROAQ_230_PM_02!PMU:ST8 |  |  | 8736f6c7-ad41-4b43-b4f6-e684e0d4ad20 |  |  | 30 | [8 empty] | 11 | [5 empty] | LOCAL$ROAQ_230_PM_02!PMU-ST8 | 0.0 | 1.0 | Device statistic for Device time deviation from average for all input devices in seconds | 0 | 1 | 1 |  | Any | STAT | Statistic | ST |  |  | STAT:12134 | 2022-01-11 17:55:40.661
|  |  | 9d080f99-2ca7-4dd2-853f-2e95ed73a166 | 2 | STAT |  | 12135 | ONS_LOCAL$ROJP_230_PM_01!PMU:ST8 |  |  | 8736f6c7-ad41-4b43-b4f6-e684e0d4ad20 |  |  | 30 | [8 empty] | 11 | [5 empty] | LOCAL$ROJP_230_PM_01!PMU-ST8 | 0.0 | 1.0 | Device statistic for Device time deviation from average for all input devices in seconds | 0 | 1 | 1 |  | Any | STAT | Statistic | ST |  |  | STAT:12135 | 2022-01-11 17:55:40.670
|  |  | e0159b97-cba1-4b3c-b22b-301a57fd1595 | 2 | STAT |  | 12136 | ONS_LOCAL$ROJP_230_PM_02!PMU:ST8 |  |  | 8736f6c7-ad41-4b43-b4f6-e684e0d4ad20 |  |  | 30 | [8 empty] | 11 | [5 empty] | LOCAL$ROJP_230_PM_02!PMU-ST8 | 0.0 | 1.0 | Device statistic for Device time deviation from average for all input devices in seconds | 0 | 1 | 1 |  | Any | STAT | Statistic | ST |  |  | STAT:12136 | 2022-01-11 17:55:40.678
|  |  | 5e8e6f81-2fac-4986-ad5c-7c88266a8b4f | 2 | STAT |  | 12137 | ONS_LOCAL$ROPB_230_PM_01!PMU:ST8 |  |  | 8736f6c7-ad41-4b43-b4f6-e684e0d4ad20 |  |  | 30 | [8 empty] | 11 | [5 empty] | LOCAL$ROPB_230_PM_01!PMU-ST8 | 0.0 | 1.0 | Device statistic for Device time deviation from average for all input devices in seconds | 0 | 1 | 1 |  | Any | STAT | Statistic | ST |  |  | STAT:12137 | 2022-01-11 17:55:40.687
|  |  | 43d7f8d6-0b32-44db-964b-67fc1abc5863 | 2 | STAT |  | 12138 | ONS_LOCAL$ROPB_230_PM_02!PMU:ST8 |  |  | 8736f6c7-ad41-4b43-b4f6-e684e0d4ad20 |  |  | 30 | [8 empty] | 11 | [5 empty] | LOCAL$ROPB_230_PM_02!PMU-ST8 | 0.0 | 1.0 | Device statistic for Device time deviation from average for all input devices in seconds | 0 | 1 | 1 |  | Any | STAT | Statistic | ST |  |  | STAT:12138 | 2022-01-11 17:55:40.695
|  |  | 5cff84f9-2f92-4518-9653-391d72596eb4 | 2 | STAT |  | 12139 | ONS_LOCAL$ROPV_230_PM_01!PMU:ST8 |  |  | 8736f6c7-ad41-4b43-b4f6-e684e0d4ad20 |  |  | 30 | [8 empty] | 11 | [5 empty] | LOCAL$ROPV_230_PM_01!PMU-ST8 | 0.0 | 1.0 | Device statistic for Device time deviation from average for all input devices in seconds | 0 | 1 | 1 |  | Any | STAT | Statistic | ST |  |  | STAT:12139 | 2022-01-11 17:55:40.704
|  |  | 690b01bc-9425-4795-ba47-a5f1dd7caf78 | 2 | STAT |  | 12140 | ONS_LOCAL$ROPV_230_PM_02!PMU:ST8 |  |  | 8736f6c7-ad41-4b43-b4f6-e684e0d4ad20 |  |  | 30 | [8 empty] | 11 | [5 empty] | LOCAL$ROPV_230_PM_02!PMU-ST8 | 0.0 | 1.0 | Device statistic for Device time deviation from average for all input devices in seconds | 0 | 1 | 1 |  | Any | STAT | Statistic | ST |  |  | STAT:12140 | 2022-01-11 17:55:40.713
|  |  | 48ac92cb-1e8e-4aed-aab6-81e7632c5533 | 2 | STAT |  | 12141 | ONS_LOCAL$ROPV_230_PM_03!PMU:ST8 |  |  | 8736f6c7-ad41-4b43-b4f6-e684e0d4ad20 |  |  | 30 | [8 empty] | 11 | [5 empty] | LOCAL$ROPV_230_PM_03!PMU-ST8 | 0.0 | 1.0 | Device statistic for Device time deviation from average for all input devices in seconds | 0 | 1 | 1 |  | Any | STAT | Statistic | ST |  |  | STAT:12141 | 2022-01-11 17:55:40.722
|  |  | 222bbfb0-e61d-426c-b705-780cca894dad | 2 | STAT |  | 12142 | ONS_LOCAL$ROPV_230_PM_04!PMU:ST8 |  |  | 8736f6c7-ad41-4b43-b4f6-e684e0d4ad20 |  |  | 30 | [8 empty] | 11 | [5 empty] | LOCAL$ROPV_230_PM_04!PMU-ST8 | 0.0 | 1.0 | Device statistic for Device time deviation from average for all input devices in seconds | 0 | 1 | 1 |  | Any | STAT | Statistic | ST |  |  | STAT:12142 | 2022-01-11 17:55:40.731
|  |  | 4f932d3c-bfc3-461b-86f8-3c4b1dec2182 | 2 | STAT |  | 12143 | ONS_LOCAL$ROPV_230_PM_05!PMU:ST8 |  |  | 8736f6c7-ad41-4b43-b4f6-e684e0d4ad20 |  |  | 30 | [8 empty] | 11 | [5 empty] | LOCAL$ROPV_230_PM_05!PMU-ST8 | 0.0 | 1.0 | Device statistic for Device time deviation from average for all input devices in seconds | 0 | 1 | 1 |  | Any | STAT | Statistic | ST |  |  | STAT:12143 | 2022-01-11 17:55:40.741
|  |  | caeb056c-7b01-41c5-977d-f9efd54a2d77 | 2 | STAT |  | 12144 | ONS_LOCAL$ROPV_230_PM_06!PMU:ST8 |  |  | 8736f6c7-ad41-4b43-b4f6-e684e0d4ad20 |  |  | 30 | [8 empty] | 11 | [5 empty] | LOCAL$ROPV_230_PM_06!PMU-ST8 | 0.0 | 1.0 | Device statistic for Device time deviation from average for all input devices in seconds | 0 | 1 | 1 |  | Any | STAT | Statistic | ST |  |  | STAT:12144 | 2022-01-11 17:55:40.751
|  |  | 6ed05ca4-20da-4f7b-baf8-1e0b28e63a6e | 2 | STAT |  | 12145 | ONS_LOCAL$ROPV_230_PM_07!PMU:ST8 |  |  | 8736f6c7-ad41-4b43-b4f6-e684e0d4ad20 |  |  | 30 | [8 empty] | 11 | [5 empty] | LOCAL$ROPV_230_PM_07!PMU-ST8 | 0.0 | 1.0 | Device statistic for Device time deviation from average for all input devices in seconds | 0 | 1 | 1 |  | Any | STAT | Statistic | ST |  |  | STAT:12145 | 2022-01-11 17:55:40.873
|  |  | 798a6a12-585a-4026-88c7-24e3ac64a066 | 2 | STAT |  | 12146 | ONS_LOCAL$ROPV_230_PM_08!PMU:ST8 |  |  | 8736f6c7-ad41-4b43-b4f6-e684e0d4ad20 |  |  | 30 | [8 empty] | 11 | [5 empty] | LOCAL$ROPV_230_PM_08!PMU-ST8 | 0.0 | 1.0 | Device statistic for Device time deviation from average for all input devices in seconds | 0 | 1 | 1 |  | Any | STAT | Statistic | ST |  |  | STAT:12146 | 2022-01-11 17:55:41.129
|  |  | 0bd370a5-8c2e-4ee8-9414-d8a8e2e23037 | 2 | STAT |  | 12147 | ONS_LOCAL$ROSM_230_PM_01!PMU:ST8 |  |  | 8736f6c7-ad41-4b43-b4f6-e684e0d4ad20 |  |  | 30 | [8 empty] | 11 | [5 empty] | LOCAL$ROSM_230_PM_01!PMU-ST8 | 0.0 | 1.0 | Device statistic for Device time deviation from average for all input devices in seconds | 0 | 1 | 1 |  | Any | STAT | Statistic | ST |  |  | STAT:12147 | 2022-01-11 17:55:41.180
|  |  | cdf666a4-8d61-4f04-9a7e-b9459856ed3b | 2 | STAT |  | 12148 | ONS_LOCAL$ROSM_230_PM_04!PMU:ST8 |  |  | 8736f6c7-ad41-4b43-b4f6-e684e0d4ad20 |  |  | 30 | [8 empty] | 11 | [5 empty] | LOCAL$ROSM_230_PM_04!PMU-ST8 | 0.0 | 1.0 | Device statistic for Device time deviation from average for all input devices in seconds | 0 | 1 | 1 |  | Any | STAT | Statistic | ST |  |  | STAT:12148 | 2022-01-11 17:55:41.193
|  |  | d9b02aea-a27d-4c52-9bdc-3bacf7f727ce | 2 | STAT |  | 12149 | ONS_LOCAL$ROSM_230_PM_05!PMU:ST8 |  |  | 8736f6c7-ad41-4b43-b4f6-e684e0d4ad20 |  |  | 30 | [8 empty] | 11 | [5 empty] | LOCAL$ROSM_230_PM_05!PMU-ST8 | 0.0 | 1.0 | Device statistic for Device time deviation from average for all input devices in seconds | 0 | 1 | 1 |  | Any | STAT | Statistic | ST |  |  | STAT:12149 | 2022-01-11 17:55:41.202
|  |  | 21146d93-d148-41e9-b700-a31e6398a72b | 2 | STAT |  | 12150 | ONS_LOCAL$ROSM_230_PM_06!PMU:ST8 |  |  | 8736f6c7-ad41-4b43-b4f6-e684e0d4ad20 |  |  | 30 | [8 empty] | 11 | [5 empty] | LOCAL$ROSM_230_PM_06!PMU-ST8 | 0.0 | 1.0 | Device statistic for Device time deviation from average for all input devices in seconds | 0 | 1 | 1 |  | Any | STAT | Statistic | ST |  |  | STAT:12150 | 2022-01-11 17:55:41.213
|  |  | 4f62fef9-b462-4965-8cc2-ac28a4620443 | 2 | STAT |  | 12151 | ONS_LOCAL$ROSM_230_PM_07!PMU:ST8 |  |  | 8736f6c7-ad41-4b43-b4f6-e684e0d4ad20 |  |  | 30 | [8 empty] | 11 | [5 empty] | LOCAL$ROSM_230_PM_07!PMU-ST8 | 0.0 | 1.0 | Device statistic for Device time deviation from average for all input devices in seconds | 0 | 1 | 1 |  | Any | STAT | Statistic | ST |  |  | STAT:12151 | 2022-01-11 17:55:41.222
|  |  | 3ef0a08d-905e-432f-890f-e5fd87c015f7 | 2 | STAT |  | 12152 | ONS_LOCAL$ROSM_230_PM_08!PMU:ST8 |  |  | 8736f6c7-ad41-4b43-b4f6-e684e0d4ad20 |  |  | 30 | [8 empty] | 11 | [5 empty] | LOCAL$ROSM_230_PM_08!PMU-ST8 | 0.0 | 1.0 | Device statistic for Device time deviation from average for all input devices in seconds | 0 | 1 | 1 |  | Any | STAT | Statistic | ST |  |  | STAT:12152 | 2022-01-11 17:55:41.232
|  |  | 53a1c2ae-d2f8-428c-bddd-21ee35034e71 | 2 | STAT |  | 12153 | ONS_LOCAL$ROVN_230_PM_01!PMU:ST8 |  |  | 8736f6c7-ad41-4b43-b4f6-e684e0d4ad20 |  |  | 30 | [8 empty] | 11 | [5 empty] | LOCAL$ROVN_230_PM_01!PMU-ST8 | 0.0 | 1.0 | Device statistic for Device time deviation from average for all input devices in seconds | 0 | 1 | 1 |  | Any | STAT | Statistic | ST |  |  | STAT:12153 | 2022-01-11 17:55:41.240
|  |  | 4c021854-dfab-41f7-811d-45036f2df264 | 2 | STAT |  | 12154 | ONS_LOCAL$ROVN_230_PM_02!PMU:ST8 |  |  | 8736f6c7-ad41-4b43-b4f6-e684e0d4ad20 |  |  | 30 | [8 empty] | 11 | [5 empty] | LOCAL$ROVN_230_PM_02!PMU-ST8 | 0.0 | 1.0 | Device statistic for Device time deviation from average for all input devices in seconds | 0 | 1 | 1 |  | Any | STAT | Statistic | ST |  |  | STAT:12154 | 2022-01-11 17:55:41.249
|  |  | 90342e46-2275-43c6-96af-7bbf7c15f5b7 | 2 | STAT |  | 12155 | ONS_LOCAL$ROVN_230_PM_03!PMU:ST8 |  |  | 8736f6c7-ad41-4b43-b4f6-e684e0d4ad20 |  |  | 30 | [8 empty] | 11 | [5 empty] | LOCAL$ROVN_230_PM_03!PMU-ST8 | 0.0 | 1.0 | Device statistic for Device time deviation from average for all input devices in seconds | 0 | 1 | 1 |  | Any | STAT | Statistic | ST |  |  | STAT:12155 | 2022-01-11 17:55:41.258
|  |  | c0af8f7a-ccda-407e-adc4-34bb29e50bbb | 2 | STAT |  | 12156 | ONS_LOCAL$RSNSR_525_PM_01!PMU:ST8 |  |  | 8736f6c7-ad41-4b43-b4f6-e684e0d4ad20 |  |  | 30 | [8 empty] | 11 | [5 empty] | LOCAL$RSNSR_525_PM_01!PMU-ST8 | 0.0 | 1.0 | Device statistic for Device time deviation from average for all input devices in seconds | 0 | 1 | 1 |  | Any | STAT | Statistic | ST |  |  | STAT:12156 | 2022-01-11 17:55:41.274
|  |  | 8583b7ae-0256-49ae-85b1-b4ecf98689c6 | 2 | STAT |  | 12157 | ONS_LOCAL$RSNSR_525_PM_02!PMU:ST8 |  |  | 8736f6c7-ad41-4b43-b4f6-e684e0d4ad20 |  |  | 30 | [8 empty] | 11 | [5 empty] | LOCAL$RSNSR_525_PM_02!PMU-ST8 | 0.0 | 1.0 | Device statistic for Device time deviation from average for all input devices in seconds | 0 | 1 | 1 |  | Any | STAT | Statistic | ST |  |  | STAT:12157 | 2022-01-11 17:55:41.296
|  |  | fc415fa6-ccf4-4bbf-b0cb-117587f4a201 | 2 | STAT |  | 12158 | ONS_LOCAL$RSNSR_525_PM_03!PMU:ST8 |  |  | 8736f6c7-ad41-4b43-b4f6-e684e0d4ad20 |  |  | 30 | [8 empty] | 11 | [5 empty] | LOCAL$RSNSR_525_PM_03!PMU-ST8 | 0.0 | 1.0 | Device statistic for Device time deviation from average for all input devices in seconds | 0 | 1 | 1 |  | Any | STAT | Statistic | ST |  |  | STAT:12158 | 2022-01-11 17:55:41.306
|  |  | 3bf72b1c-5e9e-4456-b1b7-36455b0550ad | 2 | STAT |  | 12159 | ONS_LOCAL$RSNSR_525_PM_04!PMU:ST8 |  |  | 8736f6c7-ad41-4b43-b4f6-e684e0d4ad20 |  |  | 30 | [8 empty] | 11 | [5 empty] | LOCAL$RSNSR_525_PM_04!PMU-ST8 | 0.0 | 1.0 | Device statistic for Device time deviation from average for all input devices in seconds | 0 | 1 | 1 |  | Any | STAT | Statistic | ST |  |  | STAT:12159 | 2022-01-11 17:55:41.314
|  |  | d47316ec-4876-45ce-948a-2aad645d210f | 2 | STAT |  | 12160 | ONS_LOCAL$RSNSR_525_PM_05!PMU:ST8 |  |  | 8736f6c7-ad41-4b43-b4f6-e684e0d4ad20 |  |  | 30 | [8 empty] | 11 | [5 empty] | LOCAL$RSNSR_525_PM_05!PMU-ST8 | 0.0 | 1.0 | Device statistic for Device time deviation from average for all input devices in seconds | 0 | 1 | 1 |  | Any | STAT | Statistic | ST |  |  | STAT:12160 | 2022-01-11 17:55:41.323
|  |  | 5e5be4a9-ec8f-4398-9b3a-b8efdedae74a | 2 | STAT |  | 12161 | ONS_LOCAL$RSNSR_525_PM_06!PMU:ST8 |  |  | 8736f6c7-ad41-4b43-b4f6-e684e0d4ad20 |  |  | 30 | [8 empty] | 11 | [5 empty] | LOCAL$RSNSR_525_PM_06!PMU-ST8 | 0.0 | 1.0 | Device statistic for Device time deviation from average for all input devices in seconds | 0 | 1 | 1 |  | Any | STAT | Statistic | ST |  |  | STAT:12161 | 2022-01-11 17:55:41.339
|  |  | f8dbf5a0-9d9f-4600-a32c-303c7f499bd1 | 2 | STAT |  | 12162 | ONS_LOCAL$RSNSR_525_PM_07!PMU:ST8 |  |  | 8736f6c7-ad41-4b43-b4f6-e684e0d4ad20 |  |  | 30 | [8 empty] | 11 | [5 empty] | LOCAL$RSNSR_525_PM_07!PMU-ST8 | 0.0 | 1.0 | Device statistic for Device time deviation from average for all input devices in seconds | 0 | 1 | 1 |  | Any | STAT | Statistic | ST |  |  | STAT:12162 | 2022-01-11 17:55:41.364
|  |  | c111eca4-47c1-4d5b-9ad6-f21f3a56e546 | 2 | STAT |  | 12163 | ONS_LOCAL$RSNSR_525_PM_08!PMU:ST8 |  |  | 8736f6c7-ad41-4b43-b4f6-e684e0d4ad20 |  |  | 30 | [8 empty] | 11 | [5 empty] | LOCAL$RSNSR_525_PM_08!PMU-ST8 | 0.0 | 1.0 | Device statistic for Device time deviation from average for all input devices in seconds | 0 | 1 | 1 |  | Any | STAT | Statistic | ST |  |  | STAT:12163 | 2022-01-11 17:55:41.382
|  |  | c2f051e3-bd26-46d6-b058-b2e0f025d501 | 2 | STAT |  | 12164 | ONS_LOCAL$SCBLU_525_PM_01!PMU:ST8 |  |  | 8736f6c7-ad41-4b43-b4f6-e684e0d4ad20 |  |  | 30 | [8 empty] | 11 | [5 empty] | LOCAL$SCBLU_525_PM_01!PMU-ST8 | 0.0 | 1.0 | Device statistic for Device time deviation from average for all input devices in seconds | 0 | 1 | 1 |  | Any | STAT | Statistic | ST |  |  | STAT:12164 | 2022-01-11 17:55:41.395
|  |  | 461f15f0-ebb6-4e03-adc7-19e3a6afdeaa | 2 | STAT |  | 12165 | ONS_LOCAL$SCCNO_525_PM_03!PMU:ST8 |  |  | 8736f6c7-ad41-4b43-b4f6-e684e0d4ad20 |  |  | 30 | [8 empty] | 11 | [5 empty] | LOCAL$SCCNO_525_PM_03!PMU-ST8 | 0.0 | 1.0 | Device statistic for Device time deviation from average for all input devices in seconds | 0 | 1 | 1 |  | Any | STAT | Statistic | ST |  |  | STAT:12165 | 2022-01-11 17:55:41.405
|  |  | 5a1a28c8-dac9-49a3-ba05-f72566bfa2c8 | 2 | STAT |  | 12166 | ONS_LOCAL$SCCNO_525_PM_04!PMU:ST8 |  |  | 8736f6c7-ad41-4b43-b4f6-e684e0d4ad20 |  |  | 30 | [8 empty] | 11 | [5 empty] | LOCAL$SCCNO_525_PM_04!PMU-ST8 | 0.0 | 1.0 | Device statistic for Device time deviation from average for all input devices in seconds | 0 | 1 | 1 |  | Any | STAT | Statistic | ST |  |  | STAT:12166 | 2022-01-11 17:55:41.413
|  |  | 7f02b2a0-96da-45bc-8acc-05aa3fa2d13c | 2 | STAT |  | 12167 | ONS_LOCAL$SCCNO_525_PM_05!PMU:ST8 |  |  | 8736f6c7-ad41-4b43-b4f6-e684e0d4ad20 |  |  | 30 | [8 empty] | 11 | [5 empty] | LOCAL$SCCNO_525_PM_05!PMU-ST8 | 0.0 | 1.0 | Device statistic for Device time deviation from average for all input devices in seconds | 0 | 1 | 1 |  | Any | STAT | Statistic | ST |  |  | STAT:12167 | 2022-01-11 17:55:41.422
|  |  | 7935e3a3-c886-4fd3-85ea-06c27933de74 | 2 | STAT |  | 12168 | ONS_LOCAL$SCCNO_525_PM_06!PMU:ST8 |  |  | 8736f6c7-ad41-4b43-b4f6-e684e0d4ad20 |  |  | 30 | [8 empty] | 11 | [5 empty] | LOCAL$SCCNO_525_PM_06!PMU-ST8 | 0.0 | 1.0 | Device statistic for Device time deviation from average for all input devices in seconds | 0 | 1 | 1 |  | Any | STAT | Statistic | ST |  |  | STAT:12168 | 2022-01-11 17:55:41.431
|  |  | 1979603e-0df4-49d0-8291-f055814eccbb | 2 | STAT |  | 12169 | ONS_LOCAL$SCCNO_525_PM_07!PMU:ST8 |  |  | 8736f6c7-ad41-4b43-b4f6-e684e0d4ad20 |  |  | 30 | [8 empty] | 11 | [5 empty] | LOCAL$SCCNO_525_PM_07!PMU-ST8 | 0.0 | 1.0 | Device statistic for Device time deviation from average for all input devices in seconds | 0 | 1 | 1 |  | Any | STAT | Statistic | ST |  |  | STAT:12169 | 2022-01-11 17:55:41.441
|  |  | b58159b0-b29c-459c-8f2e-0db9743a2e9d | 2 | STAT |  | 12170 | ONS_LOCAL$SCCNO_525_PM_08!PMU:ST8 |  |  | 8736f6c7-ad41-4b43-b4f6-e684e0d4ad20 |  |  | 30 | [8 empty] | 11 | [5 empty] | LOCAL$SCCNO_525_PM_08!PMU-ST8 | 0.0 | 1.0 | Device statistic for Device time deviation from average for all input devices in seconds | 0 | 1 | 1 |  | Any | STAT | Statistic | ST |  |  | STAT:12170 | 2022-01-11 17:55:41.450
|  |  | 5633bcc3-f481-4801-99f0-c6f137e2fad9 | 2 | STAT |  | 12171 | ONS_LOCAL$SCCNO_525_PM_09!PMU:ST8 |  |  | 8736f6c7-ad41-4b43-b4f6-e684e0d4ad20 |  |  | 30 | [8 empty] | 11 | [5 empty] | LOCAL$SCCNO_525_PM_09!PMU-ST8 | 0.0 | 1.0 | Device statistic for Device time deviation from average for all input devices in seconds | 0 | 1 | 1 |  | Any | STAT | Statistic | ST |  |  | STAT:12171 | 2022-01-11 17:55:41.462
|  |  | 9d1432a2-6b03-490e-8119-faabb60041d7 | 2 | STAT |  | 12172 | ONS_LOCAL$SCCNO_525_PM_10!PMU:ST8 |  |  | 8736f6c7-ad41-4b43-b4f6-e684e0d4ad20 |  |  | 30 | [8 empty] | 11 | [5 empty] | LOCAL$SCCNO_525_PM_10!PMU-ST8 | 0.0 | 1.0 | Device statistic for Device time deviation from average for all input devices in seconds | 0 | 1 | 1 |  | Any | STAT | Statistic | ST |  |  | STAT:12172 | 2022-01-11 17:55:41.473
|  |  | 66d7703d-8bc0-40ad-9837-6eef66773305 | 2 | STAT |  | 12173 | ONS_LOCAL$SCCNO_525_PM_11!PMU:ST8 |  |  | 8736f6c7-ad41-4b43-b4f6-e684e0d4ad20 |  |  | 30 | [8 empty] | 11 | [5 empty] | LOCAL$SCCNO_525_PM_11!PMU-ST8 | 0.0 | 1.0 | Device statistic for Device time deviation from average for all input devices in seconds | 0 | 1 | 1 |  | Any | STAT | Statistic | ST |  |  | STAT:12173 | 2022-01-11 17:55:41.481
|  |  | 0bbdf54d-94c3-4ed6-b40e-4161c68377f0 | 2 | STAT |  | 12174 | ONS_LOCAL$SCYTA_525_PM_01!PMU:ST8 |  |  | 8736f6c7-ad41-4b43-b4f6-e684e0d4ad20 |  |  | 30 | [8 empty] | 11 | [5 empty] | LOCAL$SCYTA_525_PM_01!PMU-ST8 | 0.0 | 1.0 | Device statistic for Device time deviation from average for all input devices in seconds | 0 | 1 | 1 |  | Any | STAT | Statistic | ST |  |  | STAT:12174 | 2022-01-11 17:55:41.490
|  |  | 30266bd1-2b86-4284-9c28-35418dfdd8aa | 2 | STAT |  | 12175 | ONS_LOCAL$SCYTA_525_PM_02!PMU:ST8 |  |  | 8736f6c7-ad41-4b43-b4f6-e684e0d4ad20 |  |  | 30 | [8 empty] | 11 | [5 empty] | LOCAL$SCYTA_525_PM_02!PMU-ST8 | 0.0 | 1.0 | Device statistic for Device time deviation from average for all input devices in seconds | 0 | 1 | 1 |  | Any | STAT | Statistic | ST |  |  | STAT:12175 | 2022-01-11 17:55:41.499
|  |  | 3d31f081-389f-4114-9894-aca0b606a72a | 2 | STAT |  | 12176 | ONS_LOCAL$SCYTA_525_PM_03!PMU:ST8 |  |  | 8736f6c7-ad41-4b43-b4f6-e684e0d4ad20 |  |  | 30 | [8 empty] | 11 | [5 empty] | LOCAL$SCYTA_525_PM_03!PMU-ST8 | 0.0 | 1.0 | Device statistic for Device time deviation from average for all input devices in seconds | 0 | 1 | 1 |  | Any | STAT | Statistic | ST |  |  | STAT:12176 | 2022-01-11 17:55:41.506
|  |  | bfcdc4e4-93a5-464b-b1c3-300964ae854b | 2 | STAT |  | 12177 | ONS_LOCAL$SCYTA_525_PM_04!PMU:ST8 |  |  | 8736f6c7-ad41-4b43-b4f6-e684e0d4ad20 |  |  | 30 | [8 empty] | 11 | [5 empty] | LOCAL$SCYTA_525_PM_04!PMU-ST8 | 0.0 | 1.0 | Device statistic for Device time deviation from average for all input devices in seconds | 0 | 1 | 1 |  | Any | STAT | Statistic | ST |  |  | STAT:12177 | 2022-01-11 17:55:41.515
|  |  | f3d29f08-f79b-4159-9c7d-40761cdd21e0 | 2 | STAT |  | 12178 | ONS_LOCAL$SCYTA_525_PM_05!PMU:ST8 |  |  | 8736f6c7-ad41-4b43-b4f6-e684e0d4ad20 |  |  | 30 | [8 empty] | 11 | [5 empty] | LOCAL$SCYTA_525_PM_05!PMU-ST8 | 0.0 | 1.0 | Device statistic for Device time deviation from average for all input devices in seconds | 0 | 1 | 1 |  | Any | STAT | Statistic | ST |  |  | STAT:12178 | 2022-01-11 17:55:41.524
|  |  | a542b2bf-41cc-41eb-a5cc-1f311e076aee | 2 | STAT |  | 12179 | ONS_LOCAL$SCYTA_525_PM_06!PMU:ST8 |  |  | 8736f6c7-ad41-4b43-b4f6-e684e0d4ad20 |  |  | 30 | [8 empty] | 11 | [5 empty] | LOCAL$SCYTA_525_PM_06!PMU-ST8 | 0.0 | 1.0 | Device statistic for Device time deviation from average for all input devices in seconds | 0 | 1 | 1 |  | Any | STAT | Statistic | ST |  |  | STAT:12179 | 2022-01-11 17:55:41.533
|  |  | f4670ccb-660c-4c31-b08f-057005101c4b | 2 | STAT |  | 12180 | ONS_LOCAL$SCYTA_525_PM_07!PMU:ST8 |  |  | 8736f6c7-ad41-4b43-b4f6-e684e0d4ad20 |  |  | 30 | [8 empty] | 11 | [5 empty] | LOCAL$SCYTA_525_PM_07!PMU-ST8 | 0.0 | 1.0 | Device statistic for Device time deviation from average for all input devices in seconds | 0 | 1 | 1 |  | Any | STAT | Statistic | ST |  |  | STAT:12180 | 2022-01-11 17:55:41.541
|  |  | fe54b109-235a-4fa5-af44-7abd3329e4ee | 2 | STAT |  | 12181 | ONS_LOCAL$SCYTA_525_PM_08!PMU:ST8 |  |  | 8736f6c7-ad41-4b43-b4f6-e684e0d4ad20 |  |  | 30 | [8 empty] | 11 | [5 empty] | LOCAL$SCYTA_525_PM_08!PMU-ST8 | 0.0 | 1.0 | Device statistic for Device time deviation from average for all input devices in seconds | 0 | 1 | 1 |  | Any | STAT | Statistic | ST |  |  | STAT:12181 | 2022-01-11 17:55:41.552
|  |  | 05261dea-e06d-45b8-9137-66bb2b5a84da | 2 | STAT |  | 12182 | ONS_LOCAL$SCYTA_525_PM_09!PMU:ST8 |  |  | 8736f6c7-ad41-4b43-b4f6-e684e0d4ad20 |  |  | 30 | [8 empty] | 11 | [5 empty] | LOCAL$SCYTA_525_PM_09!PMU-ST8 | 0.0 | 1.0 | Device statistic for Device time deviation from average for all input devices in seconds | 0 | 1 | 1 |  | Any | STAT | Statistic | ST |  |  | STAT:12182 | 2022-01-11 17:55:41.562
|  |  | 47a341e3-4a0c-4905-91d4-852d34dce654 | 2 | STAT |  | 12183 | ONS_LOCAL$SCYTA_525_PM_10!PMU:ST8 |  |  | 8736f6c7-ad41-4b43-b4f6-e684e0d4ad20 |  |  | 30 | [8 empty] | 11 | [5 empty] | LOCAL$SCYTA_525_PM_10!PMU-ST8 | 0.0 | 1.0 | Device statistic for Device time deviation from average for all input devices in seconds | 0 | 1 | 1 |  | Any | STAT | Statistic | ST |  |  | STAT:12183 | 2022-01-11 17:55:41.570
|  |  | 8fa03fb4-d493-4fe0-9a87-6ee8ebcdc79b | 2 | STAT |  | 12184 | ONS_LOCAL$SEJDM_500_PM_01!PMU:ST8 |  |  | 8736f6c7-ad41-4b43-b4f6-e684e0d4ad20 |  |  | 30 | [8 empty] | 11 | [5 empty] | LOCAL$SEJDM_500_PM_01!PMU-ST8 | 0.0 | 1.0 | Device statistic for Device time deviation from average for all input devices in seconds | 0 | 1 | 1 |  | Any | STAT | Statistic | ST |  |  | STAT:12184 | 2022-01-11 17:55:41.578
|  |  | 22741ee9-b61f-40aa-bbe1-6e5e3af0726f | 2 | STAT |  | 12185 | ONS_LOCAL$SHELBY!PMU:ST8 |  |  | 8736f6c7-ad41-4b43-b4f6-e684e0d4ad20 |  |  | 30 | [8 empty] | 11 | [5 empty] | LOCAL$SHELBY!PMU-ST8 | 0.0 | 1.0 | Device statistic for Device time deviation from average for all input devices in seconds | 0 | 1 | 1 |  | Any | STAT | Statistic | ST |  |  | STAT:12185 | 2022-01-11 17:55:41.586
|  |  | 06c0ee09-4b58-47c8-ba1f-935219f457b9 | 2 | STAT |  | 12186 | ONS_LOCAL$SPAGV_440_PM_01!PMU:ST8 |  |  | 8736f6c7-ad41-4b43-b4f6-e684e0d4ad20 |  |  | 30 | [8 empty] | 11 | [5 empty] | LOCAL$SPAGV_440_PM_01!PMU-ST8 | 0.0 | 1.0 | Device statistic for Device time deviation from average for all input devices in seconds | 0 | 1 | 1 |  | Any | STAT | Statistic | ST |  |  | STAT:12186 | 2022-01-11 17:55:41.595
|  |  | 212a32c5-0f36-411c-af72-83ebdb0771eb | 2 | STAT |  | 12187 | ONS_LOCAL$SPAGV_440_PM_02!PMU:ST8 |  |  | 8736f6c7-ad41-4b43-b4f6-e684e0d4ad20 |  |  | 30 | [8 empty] | 11 | [5 empty] | LOCAL$SPAGV_440_PM_02!PMU-ST8 | 0.0 | 1.0 | Device statistic for Device time deviation from average for all input devices in seconds | 0 | 1 | 1 |  | Any | STAT | Statistic | ST |  |  | STAT:12187 | 2022-01-11 17:55:41.603
|  |  | fbf5ea51-d32b-4e9b-af79-7eb1abb66802 | 2 | STAT |  | 12188 | ONS_LOCAL$SPAGV_440_PM_03!PMU:ST8 |  |  | 8736f6c7-ad41-4b43-b4f6-e684e0d4ad20 |  |  | 30 | [8 empty] | 11 | [5 empty] | LOCAL$SPAGV_440_PM_03!PMU-ST8 | 0.0 | 1.0 | Device statistic for Device time deviation from average for all input devices in seconds | 0 | 1 | 1 |  | Any | STAT | Statistic | ST |  |  | STAT:12188 | 2022-01-11 17:55:41.612
|  |  | 43bc7e59-c30c-4d9f-8294-ab965a34d60b | 2 | STAT |  | 12189 | ONS_LOCAL$SPALP_440_PM_01!PMU:ST8 |  |  | 8736f6c7-ad41-4b43-b4f6-e684e0d4ad20 |  |  | 30 | [8 empty] | 11 | [5 empty] | LOCAL$SPALP_440_PM_01!PMU-ST8 | 0.0 | 1.0 | Device statistic for Device time deviation from average for all input devices in seconds | 0 | 1 | 1 |  | Any | STAT | Statistic | ST |  |  | STAT:12189 | 2022-01-11 17:55:41.622
|  |  | 3ebd34d8-ac02-4773-a542-d7673621acc4 | 2 | STAT |  | 12190 | ONS_LOCAL$SPALP_440_PM_02!PMU:ST8 |  |  | 8736f6c7-ad41-4b43-b4f6-e684e0d4ad20 |  |  | 30 | [8 empty] | 11 | [5 empty] | LOCAL$SPALP_440_PM_02!PMU-ST8 | 0.0 | 1.0 | Device statistic for Device time deviation from average for all input devices in seconds | 0 | 1 | 1 |  | Any | STAT | Statistic | ST |  |  | STAT:12190 | 2022-01-11 17:55:41.631
|  |  | c0cce349-9a4d-4cee-882f-a828b0b49d04 | 2 | STAT |  | 12191 | ONS_LOCAL$SPALP_440_PM_03!PMU:ST8 |  |  | 8736f6c7-ad41-4b43-b4f6-e684e0d4ad20 |  |  | 30 | [8 empty] | 11 | [5 empty] | LOCAL$SPALP_440_PM_03!PMU-ST8 | 0.0 | 1.0 | Device statistic for Device time deviation from average for all input devices in seconds | 0 | 1 | 1 |  | Any | STAT | Statistic | ST |  |  | STAT:12191 | 2022-01-11 17:55:41.640
|  |  | 96e2fdde-abe6-4a15-9f65-f8c73c155b32 | 2 | STAT |  | 12192 | ONS_LOCAL$SPALP_440_PM_04!PMU:ST8 |  |  | 8736f6c7-ad41-4b43-b4f6-e684e0d4ad20 |  |  | 30 | [8 empty] | 11 | [5 empty] | LOCAL$SPALP_440_PM_04!PMU-ST8 | 0.0 | 1.0 | Device statistic for Device time deviation from average for all input devices in seconds | 0 | 1 | 1 |  | Any | STAT | Statistic | ST |  |  | STAT:12192 | 2022-01-11 17:55:41.649
|  |  | 19058f99-db02-4ee6-8e83-e06262d8cc9f | 2 | STAT |  | 12193 | ONS_LOCAL$SPASS_525_PM_01!PMU:ST8 |  |  | 8736f6c7-ad41-4b43-b4f6-e684e0d4ad20 |  |  | 30 | [8 empty] | 11 | [5 empty] | LOCAL$SPASS_525_PM_01!PMU-ST8 | 0.0 | 1.0 | Device statistic for Device time deviation from average for all input devices in seconds | 0 | 1 | 1 |  | Any | STAT | Statistic | ST |  |  | STAT:12193 | 2022-01-11 17:55:41.661
|  |  | 9e00d561-c1ee-4fe2-8b18-be48e84e83a6 | 2 | STAT |  | 12194 | ONS_LOCAL$SPAZL_440_PM_01!PMU:ST8 |  |  | 8736f6c7-ad41-4b43-b4f6-e684e0d4ad20 |  |  | 30 | [8 empty] | 11 | [5 empty] | LOCAL$SPAZL_440_PM_01!PMU-ST8 | 0.0 | 1.0 | Device statistic for Device time deviation from average for all input devices in seconds | 0 | 1 | 1 |  | Any | STAT | Statistic | ST |  |  | STAT:12194 | 2022-01-11 17:55:41.673
|  |  | 3f48ddee-8647-4898-b8e6-425a3104233f | 2 | STAT |  | 12195 | ONS_LOCAL$SPAZL_440_PM_02!PMU:ST8 |  |  | 8736f6c7-ad41-4b43-b4f6-e684e0d4ad20 |  |  | 30 | [8 empty] | 11 | [5 empty] | LOCAL$SPAZL_440_PM_02!PMU-ST8 | 0.0 | 1.0 | Device statistic for Device time deviation from average for all input devices in seconds | 0 | 1 | 1 |  | Any | STAT | Statistic | ST |  |  | STAT:12195 | 2022-01-11 17:55:41.681
|  |  | f0f1e19c-680d-4684-94eb-4468c70baf49 | 2 | STAT |  | 12196 | ONS_LOCAL$SPAZL_440_PM_98!PMU:ST8 |  |  | 8736f6c7-ad41-4b43-b4f6-e684e0d4ad20 |  |  | 30 | [8 empty] | 11 | [5 empty] | LOCAL$SPAZL_440_PM_98!PMU-ST8 | 0.0 | 1.0 | Device statistic for Device time deviation from average for all input devices in seconds | 0 | 1 | 1 |  | Any | STAT | Statistic | ST |  |  | STAT:12196 | 2022-01-11 17:55:41.690
|  |  | 6a70acd7-506d-4879-85f0-33a4ed78a3ab | 2 | STAT |  | 12197 | ONS_LOCAL$SPAZL_440_PM_99!PMU:ST8 |  |  | 8736f6c7-ad41-4b43-b4f6-e684e0d4ad20 |  |  | 30 | [8 empty] | 11 | [5 empty] | LOCAL$SPAZL_440_PM_99!PMU-ST8 | 0.0 | 1.0 | Device statistic for Device time deviation from average for all input devices in seconds | 0 | 1 | 1 |  | Any | STAT | Statistic | ST |  |  | STAT:12197 | 2022-01-11 17:55:41.699
|  |  | 6d0b205a-e641-4b42-9baf-6bb714aa69ab | 2 | STAT |  | 12198 | ONS_LOCAL$SPBAG_440_PM_01!PMU:ST8 |  |  | 8736f6c7-ad41-4b43-b4f6-e684e0d4ad20 |  |  | 30 | [8 empty] | 11 | [5 empty] | LOCAL$SPBAG_440_PM_01!PMU-ST8 | 0.0 | 1.0 | Device statistic for Device time deviation from average for all input devices in seconds | 0 | 1 | 1 |  | Any | STAT | Statistic | ST |  |  | STAT:12198 | 2022-01-11 17:55:41.708
|  |  | 63a1f4ca-e2b4-48f8-8ff9-8288a5c35d04 | 2 | STAT |  | 12199 | ONS_LOCAL$SPBAG_440_PM_02!PMU:ST8 |  |  | 8736f6c7-ad41-4b43-b4f6-e684e0d4ad20 |  |  | 30 | [8 empty] | 11 | [5 empty] | LOCAL$SPBAG_440_PM_02!PMU-ST8 | 0.0 | 1.0 | Device statistic for Device time deviation from average for all input devices in seconds | 0 | 1 | 1 |  | Any | STAT | Statistic | ST |  |  | STAT:12199 | 2022-01-11 17:55:41.717
|  |  | 44f74a34-6cfd-4055-9edd-663b647570e9 | 2 | STAT |  | 12200 | ONS_LOCAL$SPBAG_440_PM_03!PMU:ST8 |  |  | 8736f6c7-ad41-4b43-b4f6-e684e0d4ad20 |  |  | 30 | [8 empty] | 11 | [5 empty] | LOCAL$SPBAG_440_PM_03!PMU-ST8 | 0.0 | 1.0 | Device statistic for Device time deviation from average for all input devices in seconds | 0 | 1 | 1 |  | Any | STAT | Statistic | ST |  |  | STAT:12200 | 2022-01-11 17:55:41.726
|  |  | 7f7582f6-24ca-4b94-bb2c-f7b72e9bf773 | 2 | STAT |  | 12201 | ONS_LOCAL$SPBAG_440_PM_04!PMU:ST8 |  |  | 8736f6c7-ad41-4b43-b4f6-e684e0d4ad20 |  |  | 30 | [8 empty] | 11 | [5 empty] | LOCAL$SPBAG_440_PM_04!PMU-ST8 | 0.0 | 1.0 | Device statistic for Device time deviation from average for all input devices in seconds | 0 | 1 | 1 |  | Any | STAT | Statistic | ST |  |  | STAT:12201 | 2022-01-11 17:55:41.733
|  |  | 9e2fa21d-8397-416b-a21d-004a65362744 | 2 | STAT |  | 12202 | ONS_LOCAL$SPBAG_440_PM_05!PMU:ST8 |  |  | 8736f6c7-ad41-4b43-b4f6-e684e0d4ad20 |  |  | 30 | [8 empty] | 11 | [5 empty] | LOCAL$SPBAG_440_PM_05!PMU-ST8 | 0.0 | 1.0 | Device statistic for Device time deviation from average for all input devices in seconds | 0 | 1 | 1 |  | Any | STAT | Statistic | ST |  |  | STAT:12202 | 2022-01-11 17:55:41.742
|  |  | ab6c011b-df96-4595-8383-d125ee7d75b9 | 2 | STAT |  | 12203 | ONS_LOCAL$SPBAG_440_PM_06!PMU:ST8 |  |  | 8736f6c7-ad41-4b43-b4f6-e684e0d4ad20 |  |  | 30 | [8 empty] | 11 | [5 empty] | LOCAL$SPBAG_440_PM_06!PMU-ST8 | 0.0 | 1.0 | Device statistic for Device time deviation from average for all input devices in seconds | 0 | 1 | 1 |  | Any | STAT | Statistic | ST |  |  | STAT:12203 | 2022-01-11 17:55:41.750
|  |  | 852cb83a-90c9-4dbc-bb57-20d92bf69d3c | 2 | STAT |  | 12204 | ONS_LOCAL$SPBRC_440_PM_01!PMU:ST8 |  |  | 8736f6c7-ad41-4b43-b4f6-e684e0d4ad20 |  |  | 30 | [8 empty] | 11 | [5 empty] | LOCAL$SPBRC_440_PM_01!PMU-ST8 | 0.0 | 1.0 | Device statistic for Device time deviation from average for all input devices in seconds | 0 | 1 | 1 |  | Any | STAT | Statistic | ST |  |  | STAT:12204 | 2022-01-11 17:55:41.758
|  |  | 942661c2-baa7-444f-94c4-a2b02933f144 | 2 | STAT |  | 12205 | ONS_LOCAL$SPBRC_440_PM_02!PMU:ST8 |  |  | 8736f6c7-ad41-4b43-b4f6-e684e0d4ad20 |  |  | 30 | [8 empty] | 11 | [5 empty] | LOCAL$SPBRC_440_PM_02!PMU-ST8 | 0.0 | 1.0 | Device statistic for Device time deviation from average for all input devices in seconds | 0 | 1 | 1 |  | Any | STAT | Statistic | ST |  |  | STAT:12205 | 2022-01-11 17:55:41.768
|  |  | de39ff47-8f03-498c-b58b-8a76adde2fc6 | 2 | STAT |  | 12206 | ONS_LOCAL$SPBRC_440_PM_03!PMU:ST8 |  |  | 8736f6c7-ad41-4b43-b4f6-e684e0d4ad20 |  |  | 30 | [8 empty] | 11 | [5 empty] | LOCAL$SPBRC_440_PM_03!PMU-ST8 | 0.0 | 1.0 | Device statistic for Device time deviation from average for all input devices in seconds | 0 | 1 | 1 |  | Any | STAT | Statistic | ST |  |  | STAT:12206 | 2022-01-11 17:55:41.777
|  |  | e8f4acab-fd82-4429-b181-cea12037af00 | 2 | STAT |  | 12207 | ONS_LOCAL$SPBRC_440_PM_04!PMU:ST8 |  |  | 8736f6c7-ad41-4b43-b4f6-e684e0d4ad20 |  |  | 30 | [8 empty] | 11 | [5 empty] | LOCAL$SPBRC_440_PM_04!PMU-ST8 | 0.0 | 1.0 | Device statistic for Device time deviation from average for all input devices in seconds | 0 | 1 | 1 |  | Any | STAT | Statistic | ST |  |  | STAT:12207 | 2022-01-11 17:55:41.786
|  |  | f7bc19b9-3ac0-43b1-8635-620d7e670f33 | 2 | STAT |  | 12208 | ONS_LOCAL$SPCAV_440_PM_01!PMU:ST8 |  |  | 8736f6c7-ad41-4b43-b4f6-e684e0d4ad20 |  |  | 30 | [8 empty] | 11 | [5 empty] | LOCAL$SPCAV_440_PM_01!PMU-ST8 | 0.0 | 1.0 | Device statistic for Device time deviation from average for all input devices in seconds | 0 | 1 | 1 |  | Any | STAT | Statistic | ST |  |  | STAT:12208 | 2022-01-11 17:55:41.795
|  |  | 2e369fc8-1c5c-4c04-a19e-f0a7c937d5df | 2 | STAT |  | 12209 | ONS_LOCAL$SPCAV_440_PM_02!PMU:ST8 |  |  | 8736f6c7-ad41-4b43-b4f6-e684e0d4ad20 |  |  | 30 | [8 empty] | 11 | [5 empty] | LOCAL$SPCAV_440_PM_02!PMU-ST8 | 0.0 | 1.0 | Device statistic for Device time deviation from average for all input devices in seconds | 0 | 1 | 1 |  | Any | STAT | Statistic | ST |  |  | STAT:12209 | 2022-01-11 17:55:41.804
|  |  | b3789ba1-d71f-44c0-837f-40b4caf7db9a | 2 | STAT |  | 12210 | ONS_LOCAL$SPCAV_440_PM_03!PMU:ST8 |  |  | 8736f6c7-ad41-4b43-b4f6-e684e0d4ad20 |  |  | 30 | [8 empty] | 11 | [5 empty] | LOCAL$SPCAV_440_PM_03!PMU-ST8 | 0.0 | 1.0 | Device statistic for Device time deviation from average for all input devices in seconds | 0 | 1 | 1 |  | Any | STAT | Statistic | ST |  |  | STAT:12210 | 2022-01-11 17:55:41.813
|  |  | 139afd12-e40a-4b0c-a258-68077943df94 | 2 | STAT |  | 12211 | ONS_LOCAL$SPCAV_440_PM_04!PMU:ST8 |  |  | 8736f6c7-ad41-4b43-b4f6-e684e0d4ad20 |  |  | 30 | [8 empty] | 11 | [5 empty] | LOCAL$SPCAV_440_PM_04!PMU-ST8 | 0.0 | 1.0 | Device statistic for Device time deviation from average for all input devices in seconds | 0 | 1 | 1 |  | Any | STAT | Statistic | ST |  |  | STAT:12211 | 2022-01-11 17:55:41.821
|  |  | fcbfbedd-5f2d-4b7c-b252-d6650d782ff9 | 2 | STAT |  | 12212 | ONS_LOCAL$SPILS_440_PM_01!PMU:ST8 |  |  | 8736f6c7-ad41-4b43-b4f6-e684e0d4ad20 |  |  | 30 | [8 empty] | 11 | [5 empty] | LOCAL$SPILS_440_PM_01!PMU-ST8 | 0.0 | 1.0 | Device statistic for Device time deviation from average for all input devices in seconds | 0 | 1 | 1 |  | Any | STAT | Statistic | ST |  |  | STAT:12212 | 2022-01-11 17:55:41.833
|  |  | 4bc394f3-b888-4fad-ac6d-cd0549fb47b1 | 2 | STAT |  | 12213 | ONS_LOCAL$SPILS_440_PM_02!PMU:ST8 |  |  | 8736f6c7-ad41-4b43-b4f6-e684e0d4ad20 |  |  | 30 | [8 empty] | 11 | [5 empty] | LOCAL$SPILS_440_PM_02!PMU-ST8 | 0.0 | 1.0 | Device statistic for Device time deviation from average for all input devices in seconds | 0 | 1 | 1 |  | Any | STAT | Statistic | ST |  |  | STAT:12213 | 2022-01-11 17:55:41.842
|  |  | 2a562a27-760a-49c8-b5d0-23abee6c4895 | 2 | STAT |  | 12214 | ONS_LOCAL$SPILS_440_PM_03!PMU:ST8 |  |  | 8736f6c7-ad41-4b43-b4f6-e684e0d4ad20 |  |  | 30 | [8 empty] | 11 | [5 empty] | LOCAL$SPILS_440_PM_03!PMU-ST8 | 0.0 | 1.0 | Device statistic for Device time deviation from average for all input devices in seconds | 0 | 1 | 1 |  | Any | STAT | Statistic | ST |  |  | STAT:12214 | 2022-01-11 17:55:41.854
|  |  | feedc480-f377-4861-ac92-0bedf9f1bf0e | 2 | STAT |  | 12215 | ONS_LOCAL$SPILS_440_PM_04!PMU:ST8 |  |  | 8736f6c7-ad41-4b43-b4f6-e684e0d4ad20 |  |  | 30 | [8 empty] | 11 | [5 empty] | LOCAL$SPILS_440_PM_04!PMU-ST8 | 0.0 | 1.0 | Device statistic for Device time deviation from average for all input devices in seconds | 0 | 1 | 1 |  | Any | STAT | Statistic | ST |  |  | STAT:12215 | 2022-01-11 17:55:41.863
|  |  | 0123fe0e-60ba-41f2-be62-6021687fc3bb | 2 | STAT |  | 12216 | ONS_LOCAL$SPROS_230_PM_01!PMU:ST8 |  |  | 8736f6c7-ad41-4b43-b4f6-e684e0d4ad20 |  |  | 30 | [8 empty] | 11 | [5 empty] | LOCAL$SPROS_230_PM_01!PMU-ST8 | 0.0 | 1.0 | Device statistic for Device time deviation from average for all input devices in seconds | 0 | 1 | 1 |  | Any | STAT | Statistic | ST |  |  | STAT:12216 | 2022-01-11 17:55:41.873
|  |  | 8a33b108-bc8d-4cb7-8094-a1d0ec2c6571 | 2 | STAT |  | 12217 | ONS_LOCAL$SPROS_230_PM_02!PMU:ST8 |  |  | 8736f6c7-ad41-4b43-b4f6-e684e0d4ad20 |  |  | 30 | [8 empty] | 11 | [5 empty] | LOCAL$SPROS_230_PM_02!PMU-ST8 | 0.0 | 1.0 | Device statistic for Device time deviation from average for all input devices in seconds | 0 | 1 | 1 |  | Any | STAT | Statistic | ST |  |  | STAT:12217 | 2022-01-11 17:55:41.883
|  |  | dddebfe1-0431-4054-8536-595d4bd0d51f | 2 | STAT |  | 12218 | ONS_LOCAL$SPROS_230_PM_03!PMU:ST8 |  |  | 8736f6c7-ad41-4b43-b4f6-e684e0d4ad20 |  |  | 30 | [8 empty] | 11 | [5 empty] | LOCAL$SPROS_230_PM_03!PMU-ST8 | 0.0 | 1.0 | Device statistic for Device time deviation from average for all input devices in seconds | 0 | 1 | 1 |  | Any | STAT | Statistic | ST |  |  | STAT:12218 | 2022-01-11 17:55:41.893
|  |  | 2afd239c-d654-4089-be98-ecfaef794805 | 2 | STAT |  | 12219 | ONS_LOCAL$SPROS_230_PM_04!PMU:ST8 |  |  | 8736f6c7-ad41-4b43-b4f6-e684e0d4ad20 |  |  | 30 | [8 empty] | 11 | [5 empty] | LOCAL$SPROS_230_PM_04!PMU-ST8 | 0.0 | 1.0 | Device statistic for Device time deviation from average for all input devices in seconds | 0 | 1 | 1 |  | Any | STAT | Statistic | ST |  |  | STAT:12219 | 2022-01-11 17:55:41.903
|  |  | 8e7508d4-a547-4122-8f01-f4b560580836 | 2 | STAT |  | 12220 | ONS_LOCAL$SPSTCH_500_PM_01!PMU:ST8 |  |  | 8736f6c7-ad41-4b43-b4f6-e684e0d4ad20 |  |  | 30 | [8 empty] | 11 | [5 empty] | LOCAL$SPSTCH_500_PM_01!PMU-ST8 | 0.0 | 1.0 | Device statistic for Device time deviation from average for all input devices in seconds | 0 | 1 | 1 |  | Any | STAT | Statistic | ST |  |  | STAT:12220 | 2022-01-11 17:55:41.912
|  |  | 2b4e9ed4-9f59-490a-8139-0a5de8b18ee2 | 2 | STAT |  | 12221 | ONS_LOCAL$SPSTCH_500_PM_02!PMU:ST8 |  |  | 8736f6c7-ad41-4b43-b4f6-e684e0d4ad20 |  |  | 30 | [8 empty] | 11 | [5 empty] | LOCAL$SPSTCH_500_PM_02!PMU-ST8 | 0.0 | 1.0 | Device statistic for Device time deviation from average for all input devices in seconds | 0 | 1 | 1 |  | Any | STAT | Statistic | ST |  |  | STAT:12221 | 2022-01-11 17:55:41.921
|  |  | 8ee10d7d-7901-439a-bf89-686f55312869 | 2 | STAT |  | 12222 | ONS_LOCAL$SPSTCH_500_PM_03!PMU:ST8 |  |  | 8736f6c7-ad41-4b43-b4f6-e684e0d4ad20 |  |  | 30 | [8 empty] | 11 | [5 empty] | LOCAL$SPSTCH_500_PM_03!PMU-ST8 | 0.0 | 1.0 | Device statistic for Device time deviation from average for all input devices in seconds | 0 | 1 | 1 |  | Any | STAT | Statistic | ST |  |  | STAT:12222 | 2022-01-11 17:55:41.931
|  |  | b1fdd77a-5824-45bc-a5da-bd73ac4a1b55 | 2 | STAT |  | 12223 | ONS_LOCAL$SPSTCH_500_PM_04!PMU:ST8 |  |  | 8736f6c7-ad41-4b43-b4f6-e684e0d4ad20 |  |  | 30 | [8 empty] | 11 | [5 empty] | LOCAL$SPSTCH_500_PM_04!PMU-ST8 | 0.0 | 1.0 | Device statistic for Device time deviation from average for all input devices in seconds | 0 | 1 | 1 |  | Any | STAT | Statistic | ST |  |  | STAT:12223 | 2022-01-11 17:55:41.940
|  |  | 0277d927-16de-4612-b901-20b18876cd51 | 2 | STAT |  | 12224 | ONS_LOCAL$SPSTCH_500_PM_05!PMU:ST8 |  |  | 8736f6c7-ad41-4b43-b4f6-e684e0d4ad20 |  |  | 30 | [8 empty] | 11 | [5 empty] | LOCAL$SPSTCH_500_PM_05!PMU-ST8 | 0.0 | 1.0 | Device statistic for Device time deviation from average for all input devices in seconds | 0 | 1 | 1 |  | Any | STAT | Statistic | ST |  |  | STAT:12224 | 2022-01-11 17:55:41.949
|  |  | 6ccfcc24-950c-4080-92c4-da5865c1c3ab | 2 | STAT |  | 12225 | ONS_LOCAL$SPSTCH_500_PM_06!PMU:ST8 |  |  | 8736f6c7-ad41-4b43-b4f6-e684e0d4ad20 |  |  | 30 | [8 empty] | 11 | [5 empty] | LOCAL$SPSTCH_500_PM_06!PMU-ST8 | 0.0 | 1.0 | Device statistic for Device time deviation from average for all input devices in seconds | 0 | 1 | 1 |  | Any | STAT | Statistic | ST |  |  | STAT:12225 | 2022-01-11 17:55:41.958
|  |  | f2aec16f-52d7-47e1-8da0-01fffbc2cc24 | 2 | STAT |  | 12226 | ONS_LOCAL$SPSTCH_500_PM_07!PMU:ST8 |  |  | 8736f6c7-ad41-4b43-b4f6-e684e0d4ad20 |  |  | 30 | [8 empty] | 11 | [5 empty] | LOCAL$SPSTCH_500_PM_07!PMU-ST8 | 0.0 | 1.0 | Device statistic for Device time deviation from average for all input devices in seconds | 0 | 1 | 1 |  | Any | STAT | Statistic | ST |  |  | STAT:12226 | 2022-01-11 17:55:41.966
|  |  | b4aa58ab-07f2-4b52-b524-f2753d464a47 | 2 | STAT |  | 12227 | ONS_LOCAL$SPSTCH_500_PM_08!PMU:ST8 |  |  | 8736f6c7-ad41-4b43-b4f6-e684e0d4ad20 |  |  | 30 | [8 empty] | 11 | [5 empty] | LOCAL$SPSTCH_500_PM_08!PMU-ST8 | 0.0 | 1.0 | Device statistic for Device time deviation from average for all input devices in seconds | 0 | 1 | 1 |  | Any | STAT | Statistic | ST |  |  | STAT:12227 | 2022-01-11 17:55:41.975
|  |  | ad3c378f-6980-49b1-8682-0b87e4d71e98 | 2 | STAT |  | 12228 | ONS_LOCAL$SPSTIA_765_PM_01!PMU:ST8 |  |  | 8736f6c7-ad41-4b43-b4f6-e684e0d4ad20 |  |  | 30 | [8 empty] | 11 | [5 empty] | LOCAL$SPSTIA_765_PM_01!PMU-ST8 | 0.0 | 1.0 | Device statistic for Device time deviation from average for all input devices in seconds | 0 | 1 | 1 |  | Any | STAT | Statistic | ST |  |  | STAT:12228 | 2022-01-11 17:55:41.984
|  |  | 953a170e-9abb-4da2-92ca-c30dfe35d980 | 2 | STAT |  | 12229 | ONS_LOCAL$SPSTIA_765_PM_02!PMU:ST8 |  |  | 8736f6c7-ad41-4b43-b4f6-e684e0d4ad20 |  |  | 30 | [8 empty] | 11 | [5 empty] | LOCAL$SPSTIA_765_PM_02!PMU-ST8 | 0.0 | 1.0 | Device statistic for Device time deviation from average for all input devices in seconds | 0 | 1 | 1 |  | Any | STAT | Statistic | ST |  |  | STAT:12229 | 2022-01-11 17:55:41.993
|  |  | d97372d0-de86-4ddd-8d92-c13de40822d5 | 2 | STAT |  | 12230 | ONS_LOCAL$SPSTIA_765_PM_03!PMU:ST8 |  |  | 8736f6c7-ad41-4b43-b4f6-e684e0d4ad20 |  |  | 30 | [8 empty] | 11 | [5 empty] | LOCAL$SPSTIA_765_PM_03!PMU-ST8 | 0.0 | 1.0 | Device statistic for Device time deviation from average for all input devices in seconds | 0 | 1 | 1 |  | Any | STAT | Statistic | ST |  |  | STAT:12230 | 2022-01-11 17:55:42.001
|  |  | 66dce3cd-5e59-4e0b-bcd0-41a3d704e73c | 2 | STAT |  | 12231 | ONS_LOCAL$SPSTIA_765_PM_04!PMU:ST8 |  |  | 8736f6c7-ad41-4b43-b4f6-e684e0d4ad20 |  |  | 30 | [8 empty] | 11 | [5 empty] | LOCAL$SPSTIA_765_PM_04!PMU-ST8 | 0.0 | 1.0 | Device statistic for Device time deviation from average for all input devices in seconds | 0 | 1 | 1 |  | Any | STAT | Statistic | ST |  |  | STAT:12231 | 2022-01-11 17:55:42.011
|  |  | 4ad30a37-1846-441d-b405-2bd63dad95ae | 2 | STAT |  | 12232 | ONS_LOCAL$SPSTIA_765_PM_05!PMU:ST8 |  |  | 8736f6c7-ad41-4b43-b4f6-e684e0d4ad20 |  |  | 30 | [8 empty] | 11 | [5 empty] | LOCAL$SPSTIA_765_PM_05!PMU-ST8 | 0.0 | 1.0 | Device statistic for Device time deviation from average for all input devices in seconds | 0 | 1 | 1 |  | Any | STAT | Statistic | ST |  |  | STAT:12232 | 2022-01-11 17:55:42.019
|  |  | 87820712-189b-4d93-bf8d-b1873ae6f856 | 2 | STAT |  | 12233 | ONS_LOCAL$SPSTIA_765_PM_06!PMU:ST8 |  |  | 8736f6c7-ad41-4b43-b4f6-e684e0d4ad20 |  |  | 30 | [8 empty] | 11 | [5 empty] | LOCAL$SPSTIA_765_PM_06!PMU-ST8 | 0.0 | 1.0 | Device statistic for Device time deviation from average for all input devices in seconds | 0 | 1 | 1 |  | Any | STAT | Statistic | ST |  |  | STAT:12233 | 2022-01-11 17:55:42.029
|  |  | 0c66eb96-954d-4132-b844-9a9cfa44e853 | 2 | STAT |  | 12234 | ONS_LOCAL$SPSTIA_765_PM_07!PMU:ST8 |  |  | 8736f6c7-ad41-4b43-b4f6-e684e0d4ad20 |  |  | 30 | [8 empty] | 11 | [5 empty] | LOCAL$SPSTIA_765_PM_07!PMU-ST8 | 0.0 | 1.0 | Device statistic for Device time deviation from average for all input devices in seconds | 0 | 1 | 1 |  | Any | STAT | Statistic | ST |  |  | STAT:12234 | 2022-01-11 17:55:42.143
|  |  | d82bb74f-d56b-4bd4-826b-8acdeff93e3e | 2 | STAT |  | 12235 | ONS_LOCAL$SPSTIA_765_PM_08!PMU:ST8 |  |  | 8736f6c7-ad41-4b43-b4f6-e684e0d4ad20 |  |  | 30 | [8 empty] | 11 | [5 empty] | LOCAL$SPSTIA_765_PM_08!PMU-ST8 | 0.0 | 1.0 | Device statistic for Device time deviation from average for all input devices in seconds | 0 | 1 | 1 |  | Any | STAT | Statistic | ST |  |  | STAT:12235 | 2022-01-11 17:55:42.189
|  |  | 7515141c-45a2-46ba-a3a5-095d7c371dd4 | 2 | STAT |  | 12236 | ONS_LOCAL$SPSTIN_500_PM_01!PMU:ST8 |  |  | 8736f6c7-ad41-4b43-b4f6-e684e0d4ad20 |  |  | 30 | [8 empty] | 11 | [5 empty] | LOCAL$SPSTIN_500_PM_01!PMU-ST8 | 0.0 | 1.0 | Device statistic for Device time deviation from average for all input devices in seconds | 0 | 1 | 1 |  | Any | STAT | Statistic | ST |  |  | STAT:12236 | 2022-01-11 17:55:42.203
|  |  | e5eb04bf-372b-41f7-9b9d-022046b342dc | 2 | STAT |  | 12237 | ONS_LOCAL$SPSTIN_500_PM_02!PMU:ST8 |  |  | 8736f6c7-ad41-4b43-b4f6-e684e0d4ad20 |  |  | 30 | [8 empty] | 11 | [5 empty] | LOCAL$SPSTIN_500_PM_02!PMU-ST8 | 0.0 | 1.0 | Device statistic for Device time deviation from average for all input devices in seconds | 0 | 1 | 1 |  | Any | STAT | Statistic | ST |  |  | STAT:12237 | 2022-01-11 17:55:42.214
|  |  | 40f88352-fc08-4c8d-b8ea-8582934c94d5 | 2 | STAT |  | 12238 | ONS_LOCAL$SPSTIN_500_PM_03!PMU:ST8 |  |  | 8736f6c7-ad41-4b43-b4f6-e684e0d4ad20 |  |  | 30 | [8 empty] | 11 | [5 empty] | LOCAL$SPSTIN_500_PM_03!PMU-ST8 | 0.0 | 1.0 | Device statistic for Device time deviation from average for all input devices in seconds | 0 | 1 | 1 |  | Any | STAT | Statistic | ST |  |  | STAT:12238 | 2022-01-11 17:55:42.223
|  |  | 23d6b854-689d-4477-b228-c93ea6cb7222 | 2 | STAT |  | 12239 | ONS_LOCAL$SPSTIN_500_PM_04!PMU:ST8 |  |  | 8736f6c7-ad41-4b43-b4f6-e684e0d4ad20 |  |  | 30 | [8 empty] | 11 | [5 empty] | LOCAL$SPSTIN_500_PM_04!PMU-ST8 | 0.0 | 1.0 | Device statistic for Device time deviation from average for all input devices in seconds | 0 | 1 | 1 |  | Any | STAT | Statistic | ST |  |  | STAT:12239 | 2022-01-11 17:55:42.232
|  |  | 93d282b9-aa5c-478e-940a-802c12ba2f12 | 2 | STAT |  | 12240 | ONS_LOCAL$SPSTIN_500_PM_05!PMU:ST8 |  |  | 8736f6c7-ad41-4b43-b4f6-e684e0d4ad20 |  |  | 30 | [8 empty] | 11 | [5 empty] | LOCAL$SPSTIN_500_PM_05!PMU-ST8 | 0.0 | 1.0 | Device statistic for Device time deviation from average for all input devices in seconds | 0 | 1 | 1 |  | Any | STAT | Statistic | ST |  |  | STAT:12240 | 2022-01-11 17:55:42.244
|  |  | db1038c1-9d72-4b59-9476-5203dce5b6c7 | 2 | STAT |  | 12241 | ONS_LOCAL$SPSTTP_765_PM_01!PMU:ST8 |  |  | 8736f6c7-ad41-4b43-b4f6-e684e0d4ad20 |  |  | 30 | [8 empty] | 11 | [5 empty] | LOCAL$SPSTTP_765_PM_01!PMU-ST8 | 0.0 | 1.0 | Device statistic for Device time deviation from average for all input devices in seconds | 0 | 1 | 1 |  | Any | STAT | Statistic | ST |  |  | STAT:12241 | 2022-01-11 17:55:42.254
|  |  | c70a054f-2b5e-4311-add7-44f590d6dbd0 | 2 | STAT |  | 12242 | ONS_LOCAL$SPSTTP_765_PM_02!PMU:ST8 |  |  | 8736f6c7-ad41-4b43-b4f6-e684e0d4ad20 |  |  | 30 | [8 empty] | 11 | [5 empty] | LOCAL$SPSTTP_765_PM_02!PMU-ST8 | 0.0 | 1.0 | Device statistic for Device time deviation from average for all input devices in seconds | 0 | 1 | 1 |  | Any | STAT | Statistic | ST |  |  | STAT:12242 | 2022-01-11 17:55:42.263
|  |  | 06cb5a30-2b2a-4620-8809-9fe33e5859c1 | 2 | STAT |  | 12243 | ONS_LOCAL$SPSTTP_765_PM_03!PMU:ST8 |  |  | 8736f6c7-ad41-4b43-b4f6-e684e0d4ad20 |  |  | 30 | [8 empty] | 11 | [5 empty] | LOCAL$SPSTTP_765_PM_03!PMU-ST8 | 0.0 | 1.0 | Device statistic for Device time deviation from average for all input devices in seconds | 0 | 1 | 1 |  | Any | STAT | Statistic | ST |  |  | STAT:12243 | 2022-01-11 17:55:42.273
|  |  | 529c74ae-47b0-4951-bd6b-a0cc35de72bc | 2 | STAT |  | 12244 | ONS_LOCAL$SPSTTP_765_PM_04!PMU:ST8 |  |  | 8736f6c7-ad41-4b43-b4f6-e684e0d4ad20 |  |  | 30 | [8 empty] | 11 | [5 empty] | LOCAL$SPSTTP_765_PM_04!PMU-ST8 | 0.0 | 1.0 | Device statistic for Device time deviation from average for all input devices in seconds | 0 | 1 | 1 |  | Any | STAT | Statistic | ST |  |  | STAT:12244 | 2022-01-11 17:55:42.284
|  |  | c1543081-0ea9-4633-ba93-a2f73969e871 | 2 | STAT |  | 12245 | ONS_LOCAL$SPSTTP_765_PM_05!PMU:ST8 |  |  | 8736f6c7-ad41-4b43-b4f6-e684e0d4ad20 |  |  | 30 | [8 empty] | 11 | [5 empty] | LOCAL$SPSTTP_765_PM_05!PMU-ST8 | 0.0 | 1.0 | Device statistic for Device time deviation from average for all input devices in seconds | 0 | 1 | 1 |  | Any | STAT | Statistic | ST |  |  | STAT:12245 | 2022-01-11 17:55:42.293
|  |  | 2d6e609f-b57d-4197-9a89-ac14c7a9e046 | 2 | STAT |  | 12246 | ONS_LOCAL$TOCO_500_PM_01!PMU:ST8 |  |  | 8736f6c7-ad41-4b43-b4f6-e684e0d4ad20 |  |  | 30 | [8 empty] | 11 | [5 empty] | LOCAL$TOCO_500_PM_01!PMU-ST8 | 0.0 | 1.0 | Device statistic for Device time deviation from average for all input devices in seconds | 0 | 1 | 1 |  | Any | STAT | Statistic | ST |  |  | STAT:12246 | 2022-01-11 17:55:42.303
|  |  | 706ebcda-287e-4c38-bd9f-cfa9b598c85d | 2 | STAT |  | 12247 | ONS_LOCAL$TOCO_500_PM_02!PMU:ST8 |  |  | 8736f6c7-ad41-4b43-b4f6-e684e0d4ad20 |  |  | 30 | [8 empty] | 11 | [5 empty] | LOCAL$TOCO_500_PM_02!PMU-ST8 | 0.0 | 1.0 | Device statistic for Device time deviation from average for all input devices in seconds | 0 | 1 | 1 |  | Any | STAT | Statistic | ST |  |  | STAT:12247 | 2022-01-11 17:55:42.311
|  |  | 32e7933f-c058-4e13-9baa-252183a0e5f2 | 2 | STAT |  | 12248 | ONS_LOCAL$TOCO_500_PM_03!PMU:ST8 |  |  | 8736f6c7-ad41-4b43-b4f6-e684e0d4ad20 |  |  | 30 | [8 empty] | 11 | [5 empty] | LOCAL$TOCO_500_PM_03!PMU-ST8 | 0.0 | 1.0 | Device statistic for Device time deviation from average for all input devices in seconds | 0 | 1 | 1 |  | Any | STAT | Statistic | ST |  |  | STAT:12248 | 2022-01-11 17:55:42.321
|  |  | 1e52e58e-b14f-45e8-a309-2d2f0e3f1536 | 2 | STAT |  | 12249 | ONS_LOCAL$TOCO_500_PM_04!PMU:ST8 |  |  | 8736f6c7-ad41-4b43-b4f6-e684e0d4ad20 |  |  | 30 | [8 empty] | 11 | [5 empty] | LOCAL$TOCO_500_PM_04!PMU-ST8 | 0.0 | 1.0 | Device statistic for Device time deviation from average for all input devices in seconds | 0 | 1 | 1 |  | Any | STAT | Statistic | ST |  |  | STAT:12249 | 2022-01-11 17:55:42.329
|  |  | e94878fe-20dd-4efd-a314-2521a09e5dfd | 2 | STAT |  | 12250 | ONS_LOCAL$TOCO_500_PM_05!PMU:ST8 |  |  | 8736f6c7-ad41-4b43-b4f6-e684e0d4ad20 |  |  | 30 | [8 empty] | 11 | [5 empty] | LOCAL$TOCO_500_PM_05!PMU-ST8 | 0.0 | 1.0 | Device statistic for Device time deviation from average for all input devices in seconds | 0 | 1 | 1 |  | Any | STAT | Statistic | ST |  |  | STAT:12250 | 2022-01-11 17:55:42.337
|  |  | 1216e675-5da3-440b-90e1-771346288c9c | 2 | STAT |  | 12251 | ONS_LOCAL$TOCO_500_PM_06!PMU:ST8 |  |  | 8736f6c7-ad41-4b43-b4f6-e684e0d4ad20 |  |  | 30 | [8 empty] | 11 | [5 empty] | LOCAL$TOCO_500_PM_06!PMU-ST8 | 0.0 | 1.0 | Device statistic for Device time deviation from average for all input devices in seconds | 0 | 1 | 1 |  | Any | STAT | Statistic | ST |  |  | STAT:12251 | 2022-01-11 17:55:42.347
|  |  | 22658245-e6e7-4724-9e8c-a8f80082b753 | 2 | STAT |  | 12252 | ONS_LOCAL$TOCO_500_PM_07!PMU:ST8 |  |  | 8736f6c7-ad41-4b43-b4f6-e684e0d4ad20 |  |  | 30 | [8 empty] | 11 | [5 empty] | LOCAL$TOCO_500_PM_07!PMU-ST8 | 0.0 | 1.0 | Device statistic for Device time deviation from average for all input devices in seconds | 0 | 1 | 1 |  | Any | STAT | Statistic | ST |  |  | STAT:12252 | 2022-01-11 17:55:42.356
|  |  | bb9d052b-081e-4754-bcaf-ca1edf9cb497 | 2 | STAT |  | 12253 | ONS_LOCAL$TOCO_500_PM_08!PMU:ST8 |  |  | 8736f6c7-ad41-4b43-b4f6-e684e0d4ad20 |  |  | 30 | [8 empty] | 11 | [5 empty] | LOCAL$TOCO_500_PM_08!PMU-ST8 | 0.0 | 1.0 | Device statistic for Device time deviation from average for all input devices in seconds | 0 | 1 | 1 |  | Any | STAT | Statistic | ST |  |  | STAT:12253 | 2022-01-11 17:55:42.365
|  |  | 46bc8c0a-9a03-4ec8-89fe-4795a1d59469 | 2 | STAT |  | 12254 | ONS_LOCAL$TOCO_500_PM_09!PMU:ST8 |  |  | 8736f6c7-ad41-4b43-b4f6-e684e0d4ad20 |  |  | 30 | [8 empty] | 11 | [5 empty] | LOCAL$TOCO_500_PM_09!PMU-ST8 | 0.0 | 1.0 | Device statistic for Device time deviation from average for all input devices in seconds | 0 | 1 | 1 |  | Any | STAT | Statistic | ST |  |  | STAT:12254 | 2022-01-11 17:55:42.374
|  |  | 4e640213-b3ff-48fb-9511-a9e90ad42ec4 | 2 | STAT |  | 12255 | ONS_LOCAL$TOLJ_500_PM_20!PMU:ST8 |  |  | 8736f6c7-ad41-4b43-b4f6-e684e0d4ad20 |  |  | 30 | [8 empty] | 11 | [5 empty] | LOCAL$TOLJ_500_PM_20!PMU-ST8 | 0.0 | 1.0 | Device statistic for Device time deviation from average for all input devices in seconds | 0 | 1 | 1 |  | Any | STAT | Statistic | ST |  |  | STAT:12255 | 2022-01-11 17:55:42.384
|  |  | cd2fe189-78f5-4cee-aa56-ba37f3b45882 | 2 | STAT |  | 12256 | ONS_LOCAL$TOLJ_500_PM_21!PMU:ST8 |  |  | 8736f6c7-ad41-4b43-b4f6-e684e0d4ad20 |  |  | 30 | [8 empty] | 11 | [5 empty] | LOCAL$TOLJ_500_PM_21!PMU-ST8 | 0.0 | 1.0 | Device statistic for Device time deviation from average for all input devices in seconds | 0 | 1 | 1 |  | Any | STAT | Statistic | ST |  |  | STAT:12256 | 2022-01-11 17:55:42.393
|  |  | fb6ca020-10a7-4ed7-83bd-5f7c4672584f | 2 | STAT |  | 12257 | ONS_LOCAL$TOMC_500_PM_10!PMU:ST8 |  |  | 8736f6c7-ad41-4b43-b4f6-e684e0d4ad20 |  |  | 30 | [8 empty] | 11 | [5 empty] | LOCAL$TOMC_500_PM_10!PMU-ST8 | 0.0 | 1.0 | Device statistic for Device time deviation from average for all input devices in seconds | 0 | 1 | 1 |  | Any | STAT | Statistic | ST |  |  | STAT:12257 | 2022-01-11 17:55:42.402
|  |  | 9c6cfa1b-5fc5-44f6-bc1a-f180b672950f | 2 | STAT |  | 12258 | ONS_LOCAL$TOMC_500_PM_11!PMU:ST8 |  |  | 8736f6c7-ad41-4b43-b4f6-e684e0d4ad20 |  |  | 30 | [8 empty] | 11 | [5 empty] | LOCAL$TOMC_500_PM_11!PMU-ST8 | 0.0 | 1.0 | Device statistic for Device time deviation from average for all input devices in seconds | 0 | 1 | 1 |  | Any | STAT | Statistic | ST |  |  | STAT:12258 | 2022-01-11 17:55:42.410
|  |  | 474e33bb-5132-4e7f-b727-b942f9c5673d | 2 | STAT |  | 12259 | ONS_LOCAL$TOMC_500_PM_24!PMU:ST8 |  |  | 8736f6c7-ad41-4b43-b4f6-e684e0d4ad20 |  |  | 30 | [8 empty] | 11 | [5 empty] | LOCAL$TOMC_500_PM_24!PMU-ST8 | 0.0 | 1.0 | Device statistic for Device time deviation from average for all input devices in seconds | 0 | 1 | 1 |  | Any | STAT | Statistic | ST |  |  | STAT:12259 | 2022-01-11 17:55:42.419
|  |  | 74be53c9-e153-45d2-9906-f90769bbbfc3 | 2 | STAT |  | 12260 | ONS_LOCAL$TOMC_500_PM_25!PMU:ST8 |  |  | 8736f6c7-ad41-4b43-b4f6-e684e0d4ad20 |  |  | 30 | [8 empty] | 11 | [5 empty] | LOCAL$TOMC_500_PM_25!PMU-ST8 | 0.0 | 1.0 | Device statistic for Device time deviation from average for all input devices in seconds | 0 | 1 | 1 |  | Any | STAT | Statistic | ST |  |  | STAT:12260 | 2022-01-11 17:55:42.429
|  |  | e99a6e9f-89cc-4f73-838d-410192c6b1ec | 2 | STAT |  | 12261 | ONS_LOCAL$TOSTGU_500_PM_12!PMU:ST8 |  |  | 8736f6c7-ad41-4b43-b4f6-e684e0d4ad20 |  |  | 30 | [8 empty] | 11 | [5 empty] | LOCAL$TOSTGU_500_PM_12!PMU-ST8 | 0.0 | 1.0 | Device statistic for Device time deviation from average for all input devices in seconds | 0 | 1 | 1 |  | Any | STAT | Statistic | ST |  |  | STAT:12261 | 2022-01-11 17:55:42.438
|  |  | df92f1b6-3c77-41bc-aa31-9374b6f7aca6 | 2 | STAT |  | 12262 | ONS_LOCAL$TOSTGU_500_PM_13!PMU:ST8 |  |  | 8736f6c7-ad41-4b43-b4f6-e684e0d4ad20 |  |  | 30 | [8 empty] | 11 | [5 empty] | LOCAL$TOSTGU_500_PM_13!PMU-ST8 | 0.0 | 1.0 | Device statistic for Device time deviation from average for all input devices in seconds | 0 | 1 | 1 |  | Any | STAT | Statistic | ST |  |  | STAT:12262 | 2022-01-11 17:55:42.449
|  |  | c4dc537c-3ce8-4564-ad97-7ea8d04bce3a | 2 | STAT |  | 12263 | ONS_LOCAL$UFAC!PMU:ST8 |  |  | 8736f6c7-ad41-4b43-b4f6-e684e0d4ad20 |  |  | 30 | [8 empty] | 11 | [5 empty] | LOCAL$UFAC!PMU-ST8 | 0.0 | 1.0 | Device statistic for Device time deviation from average for all input devices in seconds | 0 | 1 | 1 |  | Any | STAT | Statistic | ST |  |  | STAT:12263 | 2022-01-11 17:55:42.460
|  |  | a7a04912-d316-4179-863b-080ecb9a894a | 2 | STAT |  | 12264 | ONS_LOCAL$UFAM!PMU:ST8 |  |  | 8736f6c7-ad41-4b43-b4f6-e684e0d4ad20 |  |  | 30 | [8 empty] | 11 | [5 empty] | LOCAL$UFAM!PMU-ST8 | 0.0 | 1.0 | Device statistic for Device time deviation from average for all input devices in seconds | 0 | 1 | 1 |  | Any | STAT | Statistic | ST |  |  | STAT:12264 | 2022-01-11 17:55:42.469
|  |  | c461a053-6fb7-4155-a3e5-b3786675f337 | 2 | STAT |  | 12265 | ONS_LOCAL$UFBA!PMU:ST8 |  |  | 8736f6c7-ad41-4b43-b4f6-e684e0d4ad20 |  |  | 30 | [8 empty] | 11 | [5 empty] | LOCAL$UFBA!PMU-ST8 | 0.0 | 1.0 | Device statistic for Device time deviation from average for all input devices in seconds | 0 | 1 | 1 |  | Any | STAT | Statistic | ST |  |  | STAT:12265 | 2022-01-11 17:55:42.479
|  |  | 64ba83d8-a864-493d-bbcc-b0cd1ffade64 | 2 | STAT |  | 12266 | ONS_LOCAL$UFC!PMU:ST8 |  |  | 8736f6c7-ad41-4b43-b4f6-e684e0d4ad20 |  |  | 30 | [8 empty] | 11 | [5 empty] | LOCAL$UFC!PMU-ST8 | 0.0 | 1.0 | Device statistic for Device time deviation from average for all input devices in seconds | 0 | 1 | 1 |  | Any | STAT | Statistic | ST |  |  | STAT:12266 | 2022-01-11 17:55:42.488
|  |  | 22815810-c7bf-49e7-bfb2-7becde07c5ec | 2 | STAT |  | 12267 | ONS_LOCAL$UFES!PMU:ST8 |  |  | 8736f6c7-ad41-4b43-b4f6-e684e0d4ad20 |  |  | 30 | [8 empty] | 11 | [5 empty] | LOCAL$UFES!PMU-ST8 | 0.0 | 1.0 | Device statistic for Device time deviation from average for all input devices in seconds | 0 | 1 | 1 |  | Any | STAT | Statistic | ST |  |  | STAT:12267 | 2022-01-11 17:55:42.497
|  |  | 398d609e-d466-4e7f-bd50-cc055766eeeb | 2 | STAT |  | 12268 | ONS_LOCAL$UFJF!PMU:ST8 |  |  | 8736f6c7-ad41-4b43-b4f6-e684e0d4ad20 |  |  | 30 | [8 empty] | 11 | [5 empty] | LOCAL$UFJF!PMU-ST8 | 0.0 | 1.0 | Device statistic for Device time deviation from average for all input devices in seconds | 0 | 1 | 1 |  | Any | STAT | Statistic | ST |  |  | STAT:12268 | 2022-01-11 17:55:42.515
|  |  | f1694d13-6a74-4e32-8ca6-1e139f7af827 | 2 | STAT |  | 12269 | ONS_LOCAL$UFMA!PMU:ST8 |  |  | 8736f6c7-ad41-4b43-b4f6-e684e0d4ad20 |  |  | 30 | [8 empty] | 11 | [5 empty] | LOCAL$UFMA!PMU-ST8 | 0.0 | 1.0 | Device statistic for Device time deviation from average for all input devices in seconds | 0 | 1 | 1 |  | Any | STAT | Statistic | ST |  |  | STAT:12269 | 2022-01-11 17:55:42.556
|  |  | cde5e351-8921-4c10-9286-60dc500bb4f1 | 2 | STAT |  | 12270 | ONS_LOCAL$UFMG!PMU:ST8 |  |  | 8736f6c7-ad41-4b43-b4f6-e684e0d4ad20 |  |  | 30 | [8 empty] | 11 | [5 empty] | LOCAL$UFMG!PMU-ST8 | 0.0 | 1.0 | Device statistic for Device time deviation from average for all input devices in seconds | 0 | 1 | 1 |  | Any | STAT | Statistic | ST |  |  | STAT:12270 | 2022-01-11 17:55:42.569
|  |  | 577e49b4-b96a-4f36-a5c8-f2f295c88eb0 | 2 | STAT |  | 12271 | ONS_LOCAL$UFMS!PMU:ST8 |  |  | 8736f6c7-ad41-4b43-b4f6-e684e0d4ad20 |  |  | 30 | [8 empty] | 11 | [5 empty] | LOCAL$UFMS!PMU-ST8 | 0.0 | 1.0 | Device statistic for Device time deviation from average for all input devices in seconds | 0 | 1 | 1 |  | Any | STAT | Statistic | ST |  |  | STAT:12271 | 2022-01-11 17:55:42.579
|  |  | 5d7b364c-a52c-439a-9ed2-96f6819a539d | 2 | STAT |  | 12272 | ONS_LOCAL$UFMT!PMU:ST8 |  |  | 8736f6c7-ad41-4b43-b4f6-e684e0d4ad20 |  |  | 30 | [8 empty] | 11 | [5 empty] | LOCAL$UFMT!PMU-ST8 | 0.0 | 1.0 | Device statistic for Device time deviation from average for all input devices in seconds | 0 | 1 | 1 |  | Any | STAT | Statistic | ST |  |  | STAT:12272 | 2022-01-11 17:55:42.590
|  |  | bc063ccc-aad4-499e-8ff2-4f1db3040df3 | 2 | STAT |  | 12273 | ONS_LOCAL$UFPA!PMU:ST8 |  |  | 8736f6c7-ad41-4b43-b4f6-e684e0d4ad20 |  |  | 30 | [8 empty] | 11 | [5 empty] | LOCAL$UFPA!PMU-ST8 | 0.0 | 1.0 | Device statistic for Device time deviation from average for all input devices in seconds | 0 | 1 | 1 |  | Any | STAT | Statistic | ST |  |  | STAT:12273 | 2022-01-11 17:55:42.602
|  |  | d6f89dbd-69e1-41b9-8c3c-0f9ccc9e00a4 | 2 | STAT |  | 12274 | ONS_LOCAL$UFPE!PMU:ST8 |  |  | 8736f6c7-ad41-4b43-b4f6-e684e0d4ad20 |  |  | 30 | [8 empty] | 11 | [5 empty] | LOCAL$UFPE!PMU-ST8 | 0.0 | 1.0 | Device statistic for Device time deviation from average for all input devices in seconds | 0 | 1 | 1 |  | Any | STAT | Statistic | ST |  |  | STAT:12274 | 2022-01-11 17:55:42.615
|  |  | a28fb1c1-ffa0-449f-a8e6-85ad4e4226cd | 2 | STAT |  | 12275 | ONS_LOCAL$UFPI!PMU:ST8 |  |  | 8736f6c7-ad41-4b43-b4f6-e684e0d4ad20 |  |  | 30 | [8 empty] | 11 | [5 empty] | LOCAL$UFPI!PMU-ST8 | 0.0 | 1.0 | Device statistic for Device time deviation from average for all input devices in seconds | 0 | 1 | 1 |  | Any | STAT | Statistic | ST |  |  | STAT:12275 | 2022-01-11 17:55:42.626
|  |  | 8666a804-30ef-4d5b-8beb-a0fd7d1fd49f | 2 | STAT |  | 12276 | ONS_LOCAL$UFRGS!PMU:ST8 |  |  | 8736f6c7-ad41-4b43-b4f6-e684e0d4ad20 |  |  | 30 | [8 empty] | 11 | [5 empty] | LOCAL$UFRGS!PMU-ST8 | 0.0 | 1.0 | Device statistic for Device time deviation from average for all input devices in seconds | 0 | 1 | 1 |  | Any | STAT | Statistic | ST |  |  | STAT:12276 | 2022-01-11 17:55:42.637
|  |  | d01e6a34-6117-43de-8f79-c5d1ec695dbc | 2 | STAT |  | 12277 | ONS_LOCAL$UFRR!PMU:ST8 |  |  | 8736f6c7-ad41-4b43-b4f6-e684e0d4ad20 |  |  | 30 | [8 empty] | 11 | [5 empty] | LOCAL$UFRR!PMU-ST8 | 0.0 | 1.0 | Device statistic for Device time deviation from average for all input devices in seconds | 0 | 1 | 1 |  | Any | STAT | Statistic | ST |  |  | STAT:12277 | 2022-01-11 17:55:42.649
|  |  | 9a12f81d-7489-46c4-8d6f-bceedbb3e9d0 | 2 | STAT |  | 12278 | ONS_LOCAL$UFSC!PMU:ST8 |  |  | 8736f6c7-ad41-4b43-b4f6-e684e0d4ad20 |  |  | 30 | [8 empty] | 11 | [5 empty] | LOCAL$UFSC!PMU-ST8 | 0.0 | 1.0 | Device statistic for Device time deviation from average for all input devices in seconds | 0 | 1 | 1 |  | Any | STAT | Statistic | ST |  |  | STAT:12278 | 2022-01-11 17:55:42.661
|  |  | 2a5024e8-bf63-47fa-b8ff-56f3f62a0888 | 2 | STAT |  | 12279 | ONS_LOCAL$UFT!PMU:ST8 |  |  | 8736f6c7-ad41-4b43-b4f6-e684e0d4ad20 |  |  | 30 | [8 empty] | 11 | [5 empty] | LOCAL$UFT!PMU-ST8 | 0.0 | 1.0 | Device statistic for Device time deviation from average for all input devices in seconds | 0 | 1 | 1 |  | Any | STAT | Statistic | ST |  |  | STAT:12279 | 2022-01-11 17:55:42.673
|  |  | 228bc30d-75bf-4572-b637-c8d37d1b329c | 2 | STAT |  | 12280 | ONS_LOCAL$UNB!PMU:ST8 |  |  | 8736f6c7-ad41-4b43-b4f6-e684e0d4ad20 |  |  | 30 | [8 empty] | 11 | [5 empty] | LOCAL$UNB!PMU-ST8 | 0.0 | 1.0 | Device statistic for Device time deviation from average for all input devices in seconds | 0 | 1 | 1 |  | Any | STAT | Statistic | ST |  |  | STAT:12280 | 2022-01-11 17:55:42.682
|  |  | d26623d7-b02f-413d-aa17-1e270c422f70 | 2 | STAT |  | 12281 | ONS_LOCAL$UNICAMP!PMU:ST8 |  |  | 8736f6c7-ad41-4b43-b4f6-e684e0d4ad20 |  |  | 30 | [8 empty] | 11 | [5 empty] | LOCAL$UNICAMP!PMU-ST8 | 0.0 | 1.0 | Device statistic for Device time deviation from average for all input devices in seconds | 0 | 1 | 1 |  | Any | STAT | Statistic | ST |  |  | STAT:12281 | 2022-01-11 17:55:42.692
|  |  | 808e9151-4949-416c-8904-e9b2882e920f | 2 | STAT |  | 12282 | ONS_LOCAL$UNIFAP!PMU:ST8 |  |  | 8736f6c7-ad41-4b43-b4f6-e684e0d4ad20 |  |  | 30 | [8 empty] | 11 | [5 empty] | LOCAL$UNIFAP!PMU-ST8 | 0.0 | 1.0 | Device statistic for Device time deviation from average for all input devices in seconds | 0 | 1 | 1 |  | Any | STAT | Statistic | ST |  |  | STAT:12282 | 2022-01-11 17:55:42.701
|  |  | 2aecbb62-4f30-4417-a25c-0a0c040fdd45 | 2 | STAT |  | 12283 | ONS_LOCAL$UNIFEI!PMU:ST8 |  |  | 8736f6c7-ad41-4b43-b4f6-e684e0d4ad20 |  |  | 30 | [8 empty] | 11 | [5 empty] | LOCAL$UNIFEI!PMU-ST8 | 0.0 | 1.0 | Device statistic for Device time deviation from average for all input devices in seconds | 0 | 1 | 1 |  | Any | STAT | Statistic | ST |  |  | STAT:12283 | 2022-01-11 17:55:42.711
|  |  | 54d8073d-c06b-4d9d-b94a-102c9d6890c7 | 2 | STAT |  | 12284 | ONS_LOCAL$UNIPAMPA!PMU:ST8 |  |  | 8736f6c7-ad41-4b43-b4f6-e684e0d4ad20 |  |  | 30 | [8 empty] | 11 | [5 empty] | LOCAL$UNIPAMPA!PMU-ST8 | 0.0 | 1.0 | Device statistic for Device time deviation from average for all input devices in seconds | 0 | 1 | 1 |  | Any | STAT | Statistic | ST |  |  | STAT:12284 | 2022-01-11 17:55:42.722
|  |  | 1fc939bc-5442-4a4f-93a2-dd56f0007220 | 2 | STAT |  | 12285 | ONS_LOCAL$UNIR!PMU:ST8 |  |  | 8736f6c7-ad41-4b43-b4f6-e684e0d4ad20 |  |  | 30 | [8 empty] | 11 | [5 empty] | LOCAL$UNIR!PMU-ST8 | 0.0 | 1.0 | Device statistic for Device time deviation from average for all input devices in seconds | 0 | 1 | 1 |  | Any | STAT | Statistic | ST |  |  | STAT:12285 | 2022-01-11 17:55:42.730
|  |  | 1a1f2070-ebfb-4c18-9cb6-c2798a3d8625 | 2 | STAT |  | 12286 | ONS_LOCAL$USIM01B!PMU:ST8 |  |  | 8736f6c7-ad41-4b43-b4f6-e684e0d4ad20 |  |  | 30 | [8 empty] | 11 | [5 empty] | LOCAL$USIM01B!PMU-ST8 | 0.0 | 1.0 | Device statistic for Device time deviation from average for all input devices in seconds | 0 | 1 | 1 |  | Any | STAT | Statistic | ST |  |  | STAT:12286 | 2022-01-11 17:55:42.738
|  |  | 8bde75f4-ba71-4b35-bc7e-2aa4143265ac | 2 | STAT |  | 12287 | ONS_LOCAL$USP_SC!PMU:ST8 |  |  | 8736f6c7-ad41-4b43-b4f6-e684e0d4ad20 |  |  | 30 | [8 empty] | 11 | [5 empty] | LOCAL$USP_SC!PMU-ST8 | 0.0 | 1.0 | Device statistic for Device time deviation from average for all input devices in seconds | 0 | 1 | 1 |  | Any | STAT | Statistic | ST |  |  | STAT:12287 | 2022-01-11 17:55:42.745
|  |  | cc20d121-d325-4731-845f-fdd1f2ca4462 | 2 | STAT |  | 12288 | ONS_LOCAL$UTFPR!PMU:ST8 |  |  | 8736f6c7-ad41-4b43-b4f6-e684e0d4ad20 |  |  | 30 | [8 empty] | 11 | [5 empty] | LOCAL$UTFPR!PMU-ST8 | 0.0 | 1.0 | Device statistic for Device time deviation from average for all input devices in seconds | 0 | 1 | 1 |  | Any | STAT | Statistic | ST |  |  | STAT:12288 | 2022-01-11 17:55:42.754
|  |  | 352da44f-73f5-48e9-8374-6eb87ac3110e | 1 | PPA | ArchiveDirectories={D:\openHistorian\Archive
|  |  | 83388568-a560-4b9b-858e-7ab847cc45c9 | 1 | PPA | ArchiveDirectories={D:\openHistorian\Archive
|  |  | 81a72262-1cde-4692-8c45-e9025f96abad | 1 | PPA | ArchiveDirectories={D:\openHistorian\Archive
|  |  | 33f6b82f-576a-4d2c-a81c-a5d18aa3dea9 | 1 | PPA | ArchiveDirectories={D:\openHistorian\Archive
|  |  | b22c322b-fb84-4ef8-ac0c-9d826d1c62f9 | 1 | PPA | ArchiveDirectories={D:\openHistorian\Archive
|  |  | e0499037-a32b-4fdb-b34d-8606809b6440 | 1 | PPA | ArchiveDirectories={D:\openHistorian\Archive
|  |  | 8a6f3285-ae38-4ba5-9783-509d30275125 | 1 | PPA | ArchiveDirectories={D:\openHistorian\Archive
|  |  | 18148ba6-efc1-4db9-9ca8-0a9eb292089d | 1 | PPA | ArchiveDirectories={D:\openHistorian\Archive
|  |  | 4d7c4029-2698-4c0f-8554-720b36f97d54 | 1 | PPA | ArchiveDirectories={D:\openHistorian\Archive
|  |  | ae3644c1-491f-42ec-aa6a-1c94d793f1e9 | 1 | PPA | ArchiveDirectories={D:\openHistorian\Archive
|  |  | 9e226713-2680-4ebf-9bfb-d105561bd958 | 1 | PPA | ArchiveDirectories={D:\openHistorian\Archive
|  |  | 2be892dc-deaa-4921-a46c-74aa95d2da39 | 1 | PPA | ArchiveDirectories={D:\openHistorian\Archive
|  |  | 95e964da-284e-4cec-b720-3faf695851f6 | 1 | PPA | ArchiveDirectories={D:\openHistorian\Archive
|  |  | ffa1854b-e6ae-485b-aba6-c9656cb61be0 | 1 | PPA | ArchiveDirectories={D:\openHistorian\Archive
|  |  | 79d139f5-af65-451f-8786-b0c4e001da7b | 1 | PPA | ArchiveDirectories={D:\openHistorian\Archive
|  |  | 01492291-cafb-4424-957d-e738ddc909e3 | 1 | PPA | ArchiveDirectories={D:\openHistorian\Archive
|  |  | b5e8d121-3061-4479-9f4b-7967ad637f9f | 1 | PPA | ArchiveDirectories={D:\openHistorian\Archive
|  |  | 2fa10e4f-1937-429a-a730-904df5ba1b52 | 1 | PPA | ArchiveDirectories={D:\openHistorian\Archive
|  |  | 0df875a9-25ef-4d24-b24e-dbaaae19dc29 | 1 | PPA | ArchiveDirectories={D:\openHistorian\Archive
|  |  | cf5291f7-c259-4afb-8a8b-db89d49b116f | 1 | PPA | ArchiveDirectories={D:\openHistorian\Archive
|  |  | 9facf882-d0bd-4b7f-83b7-26670afbcd67 | 1 | PPA | ArchiveDirectories={D:\openHistorian\Archive
|  |  | 503d080a-b300-4f62-a998-24cb3788be60 | 1 | PPA | ArchiveDirectories={D:\openHistorian\Archive
|  |  | e5179954-a9d0-47d0-9c9a-3a95244bc10d | 1 | PPA | ArchiveDirectories={D:\openHistorian\Archive
|  |  | 153b5552-c043-452d-a017-9a27fa34c095 | 1 | PPA | ArchiveDirectories={D:\openHistorian\Archive
|  |  | 671461f5-beeb-4e35-a00a-fdcf5c66b371 | 1 | PPA | ArchiveDirectories={D:\openHistorian\Archive
|  |  | 499a0846-0f25-4a0a-a942-488bff52f07a | 1 | PPA | ArchiveDirectories={D:\openHistorian\Archive
|  |  | 7c21c5ba-90d1-47e1-8391-056be07ac59f | 1 | PPA | ArchiveDirectories={D:\openHistorian\Archive
|  |  | 26b60cd9-4a59-4ac3-a220-b324af7af68f | 1 | PPA | ArchiveDirectories={D:\openHistorian\Archive
|  |  | 08657968-5c5b-4986-95ee-8c9a4a4043c0 | 1 | PPA | ArchiveDirectories={D:\openHistorian\Archive
|  |  | a7c900b7-7336-4d96-a221-2a74c0a122b2 | 1 | PPA | ArchiveDirectories={D:\openHistorian\Archive
|  |  | 334105f2-9fa2-49bb-bf21-4d80d805c9fc | 1 | PPA | ArchiveDirectories={D:\openHistorian\Archive
|  |  | 76da092b-2c36-4c21-9988-35f4480c7131 | 1 | PPA | ArchiveDirectories={D:\openHistorian\Archive
|  |  | f244267f-1317-4fd3-b73e-c1d8f3b30db3 | 1 | PPA | ArchiveDirectories={D:\openHistorian\Archive
|  |  | c9fb3050-c415-435e-9f9a-cbb5e88598b2 | 1 | PPA | ArchiveDirectories={D:\openHistorian\Archive
|  |  | 7408792e-862c-4afb-aa2f-38e8f4ebba16 | 1 | PPA | ArchiveDirectories={D:\openHistorian\Archive
|  |  | 759338ef-4126-4ebc-96ba-87035cf85321 | 1 | PPA | ArchiveDirectories={D:\openHistorian\Archive
|  |  | 028f2501-fa52-4334-9a52-13c5d936d633 | 1 | PPA | ArchiveDirectories={D:\openHistorian\Archive
|  |  | 0c137524-9832-4184-bfb1-542fd56dcea6 | 1 | PPA | ArchiveDirectories={D:\openHistorian\Archive
|  |  | 534a5790-87c1-432e-bf6a-7fe4d8ff9e4f | 1 | PPA | ArchiveDirectories={D:\openHistorian\Archive
|  |  | f8247aa6-d455-4fb2-badb-5814ca562148 | 1 | PPA | ArchiveDirectories={D:\openHistorian\Archive
|  |  | c58e9fe3-8a4b-41f1-95fd-005f882ad870 | 1 | PPA | ArchiveDirectories={D:\openHistorian\Archive
|  |  | 38caec05-b624-4195-8596-4554f5338a72 | 1 | PPA | ArchiveDirectories={D:\openHistorian\Archive
|  |  | 20a9808d-a2ea-4049-a355-4badd613473c | 1 | PPA | ArchiveDirectories={D:\openHistorian\Archive
|  |  | eaeb7c01-e55b-4c5c-b983-91654c88d2a3 | 1 | PPA | ArchiveDirectories={D:\openHistorian\Archive
|  |  | 1b6ddd68-8b00-426f-b640-e0418eccd2e0 | 1 | PPA | ArchiveDirectories={D:\openHistorian\Archive
|  |  | db276ed0-ac40-4270-819d-9717b055f0fb | 1 | PPA | ArchiveDirectories={D:\openHistorian\Archive
|  |  | 27a76fb0-f6cb-4d38-8f1c-ae6515e01bd1 | 1 | PPA | ArchiveDirectories={D:\openHistorian\Archive
|  |  | d1dbea8f-886d-475d-8917-5155523d912b | 1 | PPA | ArchiveDirectories={D:\openHistorian\Archive
|  |  | 8e2c71cb-a126-42b6-8a70-54c74ed9d9ee | 1 | PPA | ArchiveDirectories={D:\openHistorian\Archive
|  |  | dc0b4c51-e92b-4c55-ac37-aed74638348a | 1 | PPA | ArchiveDirectories={D:\openHistorian\Archive
|  |  | 6a2a7d49-04a1-4a79-9606-3976d1660f94 | 1 | PPA | ArchiveDirectories={D:\openHistorian\Archive
|  |  | 867bc271-5f8d-4695-8872-40be64365758 | 1 | PPA | ArchiveDirectories={D:\openHistorian\Archive
|  |  | 25b36e6f-a82f-4db2-99ab-b7245abb9915 | 1 | PPA | ArchiveDirectories={D:\openHistorian\Archive
|  |  | 0a473da0-e2c2-4c03-89e9-cffb480f6046 | 1 | PPA | ArchiveDirectories={D:\openHistorian\Archive
|  |  | 1da6787a-c9c2-49a5-aef8-78f791534a37 | 1 | PPA | ArchiveDirectories={D:\openHistorian\Archive
|  |  | 6bd9b405-8206-4f9b-a9c6-3f114e63b30e | 1 | PPA | ArchiveDirectories={D:\openHistorian\Archive
|  |  | a71fcc26-60d5-46f8-a032-e77ddcc674ed | 1 | PPA | ArchiveDirectories={D:\openHistorian\Archive
|  |  | 0e31de7e-020c-4f67-b808-4bb8f1e19f4d | 1 | PPA | ArchiveDirectories={D:\openHistorian\Archive
|  |  | 527f27c0-7e79-46a3-893d-8a4d5da74151 | 1 | PPA | ArchiveDirectories={D:\openHistorian\Archive
|  |  | e9951602-06d4-472d-8687-be004ab203c2 | 1 | PPA | ArchiveDirectories={D:\openHistorian\Archive
|  |  | ba45dae0-54ac-45ad-85f1-c886ac7e956d | 1 | PPA | ArchiveDirectories={D:\openHistorian\Archive
|  |  | dc90bbba-4bd1-40ec-b1bb-41b1809bb2d8 | 1 | PPA | ArchiveDirectories={D:\openHistorian\Archive
|  |  | d5358322-c832-4257-b17e-86e6b9df811e | 1 | PPA | ArchiveDirectories={D:\openHistorian\Archive
|  |  | 504985a4-88fa-4d41-b585-46c7771a7ecc | 1 | PPA | ArchiveDirectories={D:\openHistorian\Archive
|  |  | 55cbbd59-59a2-4388-94d4-53e9df54cc0d | 1 | PPA | ArchiveDirectories={D:\openHistorian\Archive
|  |  | 5936131b-5107-44e2-96c3-498c13567921 | 1 | PPA | ArchiveDirectories={D:\openHistorian\Archive
|  |  | 9b858e39-8eaa-40c1-bb49-dbc271385b64 | 1 | PPA | ArchiveDirectories={D:\openHistorian\Archive
|  |  | 2fefb726-0209-4078-9d6c-6e8d5ca18115 | 1 | PPA | ArchiveDirectories={D:\openHistorian\Archive
|  |  | fd7d6bd7-f428-491f-af5f-f5d1899bf0db | 1 | PPA | ArchiveDirectories={D:\openHistorian\Archive
|  |  | 772f1206-d96e-43b2-a40f-57d8d894c4d6 | 1 | PPA | ArchiveDirectories={D:\openHistorian\Archive
|  |  | 309596fe-9060-4560-b772-6d88bf04ac66 | 1 | PPA | ArchiveDirectories={D:\openHistorian\Archive
|  |  | 17ac4d3f-9ed3-4270-bbd5-aff1e73ddaa0 | 1 | PPA | ArchiveDirectories={D:\openHistorian\Archive
|  |  | 469e3d31-e130-4dca-b0d3-d759577f0c1f | 1 | PPA | ArchiveDirectories={D:\openHistorian\Archive
|  |  | 39bfbb03-f4dd-4cd3-bf5a-084aefd214ce | 1 | PPA | ArchiveDirectories={D:\openHistorian\Archive
|  |  | d8b61cf1-67ac-4b16-af9d-fd02ccba2976 | 1 | PPA | ArchiveDirectories={D:\openHistorian\Archive
|  |  | 2ca1751c-3b35-497a-8fb2-c02c37089e1a | 1 | PPA | ArchiveDirectories={D:\openHistorian\Archive
|  |  | e8307dc1-e3f8-45db-818a-7b248fb8bbd4 | 1 | PPA | ArchiveDirectories={D:\openHistorian\Archive
|  |  | bfa75674-a493-44cc-95eb-9fa7c31ac585 | 1 | PPA | ArchiveDirectories={D:\openHistorian\Archive
|  |  | e984f907-290d-4af1-b505-c6ee5e25e076 | 1 | PPA | ArchiveDirectories={D:\openHistorian\Archive
|  |  | ab50882f-7b5c-4091-ad87-555e22af888a | 1 | PPA | ArchiveDirectories={D:\openHistorian\Archive
|  |  | da6e1007-81e6-4df8-8adc-91103816c0ce | 1 | PPA | ArchiveDirectories={D:\openHistorian\Archive
|  |  | 9c42281f-afe9-4879-854a-33d15dd9fb5b | 1 | PPA | ArchiveDirectories={D:\openHistorian\Archive
|  |  | 3ee7523a-ec9f-471b-b137-979d6a20715c | 1 | PPA | ArchiveDirectories={D:\openHistorian\Archive
|  |  | 921ad8ff-307c-49d1-b302-8716f48b6ff7 | 1 | PPA | ArchiveDirectories={D:\openHistorian\Archive
|  |  | f718f9db-eece-40c6-9217-6805cc398b15 | 1 | PPA | ArchiveDirectories={D:\openHistorian\Archive
|  |  | 8afd16f5-7a2f-45c4-8688-85a13d051e20 | 1 | PPA | ArchiveDirectories={D:\openHistorian\Archive
|  |  | 0503dda2-0aec-474b-8d82-4344e63e155d | 1 | PPA | ArchiveDirectories={D:\openHistorian\Archive
|  |  | 2375923d-6801-4b6b-b044-48fa2e87cfda | 1 | PPA | ArchiveDirectories={D:\openHistorian\Archive
|  |  | 1d79aacb-76af-43a9-b342-73ccb6ec3d31 | 1 | PPA | ArchiveDirectories={D:\openHistorian\Archive
|  |  | 93e2c67e-9b2c-4df6-a287-98f1295a3a2e | 1 | PPA | ArchiveDirectories={D:\openHistorian\Archive
|  |  | b083a4b4-4093-4996-b2b5-3b1b15d622ba | 1 | PPA | ArchiveDirectories={D:\openHistorian\Archive
|  |  | 4457f8e2-c34a-4b60-b77b-c71546faafa6 | 1 | PPA | ArchiveDirectories={D:\openHistorian\Archive
|  |  | b5b87e45-6d47-49cb-b440-1f07ce6c2f4c | 1 | PPA | ArchiveDirectories={D:\openHistorian\Archive
|  |  | 657c5142-ca1a-4673-b500-f7e93392903f | 1 | PPA | ArchiveDirectories={D:\openHistorian\Archive
|  |  | 23071c19-2358-4d2d-882d-76dbb053b5ed | 1 | PPA | ArchiveDirectories={D:\openHistorian\Archive
|  |  | d2854d63-5f3e-4914-9e7f-0355ed1cdd79 | 1 | PPA | ArchiveDirectories={D:\openHistorian\Archive
|  |  | c714e465-dc97-4198-a9df-708451541ce5 | 1 | PPA | ArchiveDirectories={D:\openHistorian\Archive
|  |  | 5fcce4e4-c152-4824-9107-226ed650afca | 1 | PPA | ArchiveDirectories={D:\openHistorian\Archive
|  |  | 4a149d20-d1c2-49b1-bbb0-ef9f0fb6c60e | 1 | PPA | ArchiveDirectories={D:\openHistorian\Archive
|  |  | 625302cb-6145-4da6-a9cb-0665ebaa798b | 1 | PPA | ArchiveDirectories={D:\openHistorian\Archive
|  |  | ecc19b9a-92fa-4a06-847f-0f5af06314b9 | 1 | PPA | ArchiveDirectories={D:\openHistorian\Archive
|  |  | 383b5978-6b42-4af3-a2be-31279bd687e5 | 1 | PPA | ArchiveDirectories={D:\openHistorian\Archive
|  |  | 2329e721-93bc-4e79-a173-6542d20b90d4 | 1 | PPA | ArchiveDirectories={D:\openHistorian\Archive
|  |  | fd1f7f6a-8796-4b4e-bf78-63fe71c90d37 | 1 | PPA | ArchiveDirectories={D:\openHistorian\Archive
|  |  | 5c9c12f5-e53b-411b-9368-c72cf8acdf63 | 1 | PPA | ArchiveDirectories={D:\openHistorian\Archive
|  |  | 5478ec44-e210-482e-9709-87cd8ce1d364 | 1 | PPA | ArchiveDirectories={D:\openHistorian\Archive
|  |  | b963fc6f-c131-4713-a5ae-aea9b00b2029 | 1 | PPA | ArchiveDirectories={D:\openHistorian\Archive
|  |  | 41532c8c-bbfc-4bbc-a514-5b19ddc973ed | 1 | PPA | ArchiveDirectories={D:\openHistorian\Archive
|  |  | 8b47a63c-64fe-437f-9805-05e5e2066587 | 1 | PPA | ArchiveDirectories={D:\openHistorian\Archive
|  |  | 48f20183-caf6-42e3-966a-226720f5cc03 | 1 | PPA | ArchiveDirectories={D:\openHistorian\Archive
|  |  | b071da31-224c-4c33-91be-ed1034ee267f | 1 | PPA | ArchiveDirectories={D:\openHistorian\Archive
|  |  | 481f7165-10ae-4725-94b9-c323ba960a43 | 1 | PPA | ArchiveDirectories={D:\openHistorian\Archive
|  |  | 98e67e5b-cc4a-4580-b9d0-fe37e6462fe8 | 1 | PPA | ArchiveDirectories={D:\openHistorian\Archive
|  |  | ec82747e-3698-41e7-9bf6-2437d8c7bc9f | 1 | PPA | ArchiveDirectories={D:\openHistorian\Archive
|  |  | 772ab1e0-4eae-4113-bcc4-6da8e2902f4f | 1 | PPA | ArchiveDirectories={D:\openHistorian\Archive
|  |  | 5d04ffe2-a19a-492a-86a0-9736af205f92 | 1 | PPA | ArchiveDirectories={D:\openHistorian\Archive
|  |  | 4bec1b88-8a72-4567-9f93-942430ec730f | 1 | PPA | ArchiveDirectories={D:\openHistorian\Archive
|  |  | 3c48623a-fe81-44be-9da4-020a376c6cf0 | 1 | PPA | ArchiveDirectories={D:\openHistorian\Archive
|  |  | 16a1aeeb-a573-4c99-830c-e2afc16219c9 | 1 | PPA | ArchiveDirectories={D:\openHistorian\Archive
|  |  | d9d600de-5c7a-4783-9be4-d86dabee2ae6 | 1 | PPA | ArchiveDirectories={D:\openHistorian\Archive
|  |  | 975aff50-b2ca-49fe-8521-1a911c80ed4f | 1 | PPA | ArchiveDirectories={D:\openHistorian\Archive
|  |  | 7405ace1-34da-4bc1-a082-ed5fa0518e92 | 1 | PPA | ArchiveDirectories={D:\openHistorian\Archive
|  |  | e907de60-5fa8-46a7-9d09-6e348e608a3f | 1 | PPA | ArchiveDirectories={D:\openHistorian\Archive
|  |  | 311e4b9a-589d-4b61-8cc4-6dfb917bee8f | 1 | PPA | ArchiveDirectories={D:\openHistorian\Archive
|  |  | 66ac2975-8a3a-4c8f-aa8d-7b9ac83f523c | 1 | PPA | ArchiveDirectories={D:\openHistorian\Archive
|  |  | 01674728-59a1-4187-96a7-a78b3bea61ab | 1 | PPA | ArchiveDirectories={D:\openHistorian\Archive
|  |  | cdb4b626-64e0-41a5-bd73-cf4f048b6ead | 1 | PPA | ArchiveDirectories={D:\openHistorian\Archive
|  |  | 93f8e2a4-b70e-4b21-8eba-954084855a92 | 1 | PPA | ArchiveDirectories={D:\openHistorian\Archive
|  |  | 5cbfac4c-a6d3-4548-abb6-9c9f842bd91b | 1 | PPA | ArchiveDirectories={D:\openHistorian\Archive
|  |  | 15ff2da8-5dec-4ca4-8a51-9ada65452898 | 1 | PPA | ArchiveDirectories={D:\openHistorian\Archive
|  |  | ce065aab-6d63-4911-abc7-3226d7fdab7c | 1 | PPA | ArchiveDirectories={D:\openHistorian\Archive
|  |  | f94769c4-8ab9-4ba5-a1d7-67f8c34dc2de | 1 | PPA | ArchiveDirectories={D:\openHistorian\Archive
|  |  | 8cff2539-45bd-4862-b799-cf658f331ed5 | 1 | PPA | ArchiveDirectories={D:\openHistorian\Archive
|  |  | 166072d6-ee4d-48cc-b25a-b2e97eb263ab | 1 | PPA | ArchiveDirectories={D:\openHistorian\Archive
|  |  | e896d520-8088-443b-a7c4-756558b2c3e3 | 1 | PPA | ArchiveDirectories={D:\openHistorian\Archive
|  |  | 50aee8ea-edde-4980-a2c1-d020ea891a80 | 1 | PPA | ArchiveDirectories={D:\openHistorian\Archive
|  |  | 76390d93-68a9-49b9-a26d-8bbe1f746c89 | 1 | PPA | ArchiveDirectories={D:\openHistorian\Archive
|  |  | ab14702d-1265-401d-9c1a-d80b5ae1707f | 1 | PPA | ArchiveDirectories={D:\openHistorian\Archive
|  |  | 47e2fb95-cf20-4a8f-bd1d-69aaed2519a7 | 1 | PPA | ArchiveDirectories={D:\openHistorian\Archive
|  |  | 5466a82c-b8f6-4341-ac8e-88a3c20368a0 | 1 | PPA | ArchiveDirectories={D:\openHistorian\Archive
|  |  | f8ceb70e-3711-4f13-9bc5-da485792aeee | 1 | PPA | ArchiveDirectories={D:\openHistorian\Archive
|  |  | a169a293-d84a-4d9b-8e26-2f480e11cabc | 1 | PPA | ArchiveDirectories={D:\openHistorian\Archive
|  |  | 470ffb2f-acef-4e40-a4a2-11be505d4832 | 1 | PPA | ArchiveDirectories={D:\openHistorian\Archive
|  |  | 00aacf4f-965d-4fe8-9d92-2d9e0723b10c | 1 | PPA | ArchiveDirectories={D:\openHistorian\Archive
|  |  | cb0a9795-847c-408f-862f-ff0dd5001b47 | 1 | PPA | ArchiveDirectories={D:\openHistorian\Archive
|  |  | 4a6f4d3d-30f7-47a2-9763-4123a620011c | 1 | PPA | ArchiveDirectories={D:\openHistorian\Archive
|  |  | 27e816ad-639b-4c62-acc8-7c76a382df96 | 1 | PPA | ArchiveDirectories={D:\openHistorian\Archive
|  |  | 14f576ff-e44a-48b4-a889-5b7181556555 | 1 | PPA | ArchiveDirectories={D:\openHistorian\Archive
|  |  | 2eeb919f-cb51-45ba-85c2-25b020bb831a | 1 | PPA | ArchiveDirectories={D:\openHistorian\Archive
|  |  | 6da3111f-d6e1-4e55-a6e4-5f0682f1f4ee | 1 | PPA | ArchiveDirectories={D:\openHistorian\Archive
|  |  | 1247b777-c3f9-462b-9f6e-a3e7e6055afb | 1 | PPA | ArchiveDirectories={D:\openHistorian\Archive
|  |  | 38acecf6-2957-4077-af2f-2a861d607827 | 1 | PPA | ArchiveDirectories={D:\openHistorian\Archive
|  |  | 11d746a8-00ab-4367-ba8b-d46f3df9d8f8 | 1 | PPA | ArchiveDirectories={D:\openHistorian\Archive
|  |  | 8b9fdeea-6d67-406a-969a-ae795e45fd4c | 1 | PPA | ArchiveDirectories={D:\openHistorian\Archive
|  |  | 8382826a-7025-4bc1-a474-1ba873f69979 | 1 | PPA | ArchiveDirectories={D:\openHistorian\Archive
|  |  | 159dda45-3134-437c-8f1c-8a812d358821 | 1 | PPA | ArchiveDirectories={D:\openHistorian\Archive
|  |  | 755ffd2b-8185-4eff-b6f1-0a0e4e2ba919 | 1 | PPA | ArchiveDirectories={D:\openHistorian\Archive
|  |  | b8ef9a93-9755-4b52-8541-c3223da74046 | 1 | PPA | ArchiveDirectories={D:\openHistorian\Archive
|  |  | 4bcbc952-b94a-4c30-b9d6-320ce9706a5b | 1 | PPA | ArchiveDirectories={D:\openHistorian\Archive
|  |  | 93fd31f3-c742-4b81-a0d0-e38b36652117 | 1 | PPA | ArchiveDirectories={D:\openHistorian\Archive
|  |  | 3a3d859b-a55b-4a95-a3fa-11019a59e342 | 1 | PPA | ArchiveDirectories={D:\openHistorian\Archive
|  |  | 7662be81-d1f4-455e-b30f-7245542e9b21 | 1 | PPA | ArchiveDirectories={D:\openHistorian\Archive
|  |  | e878ec2c-3188-49a6-a5b9-13d080de89e2 | 1 | PPA | ArchiveDirectories={D:\openHistorian\Archive
|  |  | 7ab67e8e-9846-4ce6-be67-c11d2a0531df | 1 | PPA | ArchiveDirectories={D:\openHistorian\Archive
|  |  | bde133ad-6cda-484e-953d-8436691c5eae | 1 | PPA | ArchiveDirectories={D:\openHistorian\Archive
|  |  | 108fb44e-a1ae-45b4-80cf-366e904ce27c | 1 | PPA | ArchiveDirectories={D:\openHistorian\Archive
|  |  | bd9c0994-b25a-411d-ac88-4f23dfab4332 | 1 | PPA | ArchiveDirectories={D:\openHistorian\Archive
|  |  | c1130cc9-3955-4d68-b134-e6b09f961311 | 1 | PPA | ArchiveDirectories={D:\openHistorian\Archive
|  |  | 7a8665ae-6346-4d53-9aa6-52f1cb68c7ba | 1 | PPA | ArchiveDirectories={D:\openHistorian\Archive
|  |  | 9b9da9ab-628a-4c9e-a3fa-afde3cfea518 | 1 | PPA | ArchiveDirectories={D:\openHistorian\Archive
|  |  | ac4fc21b-127b-4c1f-9637-329a5f831374 | 1 | PPA | ArchiveDirectories={D:\openHistorian\Archive
|  |  | 3e549150-e14b-4ce0-a359-844f08b50e5e | 1 | PPA | ArchiveDirectories={D:\openHistorian\Archive
|  |  | 63aa08e5-52a9-4cfb-a99c-671250210294 | 1 | PPA | ArchiveDirectories={D:\openHistorian\Archive
|  |  | 7b379a7d-be9b-46a2-960d-c124bab387e0 | 1 | PPA | ArchiveDirectories={D:\openHistorian\Archive
|  |  | c3cb8d8e-3c6b-4aa5-bce4-f75c11ed5223 | 1 | PPA | ArchiveDirectories={D:\openHistorian\Archive
|  |  | 46129a6c-7159-4025-a032-8570529046ba | 1 | PPA | ArchiveDirectories={D:\openHistorian\Archive
|  |  | 9545e0c3-3dcc-4a7b-bbff-cfe3d678837f | 1 | PPA | ArchiveDirectories={D:\openHistorian\Archive
|  |  | 733894f0-4194-4ce9-8635-68f7fdd78988 | 1 | PPA | ArchiveDirectories={D:\openHistorian\Archive
|  |  | e76368ae-f3ec-46c5-90bb-70c4edcffa4a | 1 | PPA | ArchiveDirectories={D:\openHistorian\Archive
|  |  | 1a86be8a-1b36-41c1-86fe-56ed6ac098be | 1 | PPA | ArchiveDirectories={D:\openHistorian\Archive
|  |  | 7c7bab0b-b82a-48fa-951d-b654d404059c | 1 | PPA | ArchiveDirectories={D:\openHistorian\Archive
|  |  | a45812e4-84bd-47c8-a9b8-609bea0d1e5b | 1 | PPA | ArchiveDirectories={D:\openHistorian\Archive
|  |  | 8e2b31b0-69b3-41e3-bfa0-ac14b6089a55 | 1 | PPA | ArchiveDirectories={D:\openHistorian\Archive
|  |  | 7316c282-9a59-4c94-9fdb-b31ffd9d55f7 | 1 | PPA | ArchiveDirectories={D:\openHistorian\Archive
|  |  | 1317a5ad-d0dc-43fc-9e0f-a150ca865841 | 1 | PPA | ArchiveDirectories={D:\openHistorian\Archive
|  |  | aab78708-c3b1-4ca6-af75-5547707c3b51 | 1 | PPA | ArchiveDirectories={D:\openHistorian\Archive
|  |  | efb772e0-7579-428f-968b-18b94f5e6524 | 1 | PPA | ArchiveDirectories={D:\openHistorian\Archive
|  |  | 6e36030e-a045-414c-820e-92e4d3435a52 | 1 | PPA | ArchiveDirectories={D:\openHistorian\Archive
|  |  | a60029e7-2d5a-4786-8e8f-ecb0a78b8fcc | 1 | PPA | ArchiveDirectories={D:\openHistorian\Archive
|  |  | 5d51f694-7475-4e9c-b072-b2f6bb734747 | 1 | PPA | ArchiveDirectories={D:\openHistorian\Archive
|  |  | ce0c1202-45b4-411b-8012-836f56712a1c | 1 | PPA | ArchiveDirectories={D:\openHistorian\Archive
|  |  | 591623e2-1568-4435-8073-41c5356e3cee | 1 | PPA | ArchiveDirectories={D:\openHistorian\Archive
|  |  | 37c7759b-9071-4b96-8420-a938a8155e03 | 1 | PPA | ArchiveDirectories={D:\openHistorian\Archive
|  |  | 9d8ca9f6-ea4a-4f96-841e-f3bac20868ca | 1 | PPA | ArchiveDirectories={D:\openHistorian\Archive
|  |  | 0a925a00-4d04-4880-9f8e-3ac45a3a0f0a | 1 | PPA | ArchiveDirectories={D:\openHistorian\Archive
|  |  | bec239f3-a785-440a-b9ba-c2768bde1c8c | 1 | PPA | ArchiveDirectories={D:\openHistorian\Archive
|  |  | 74128145-e1a9-4ee0-a04e-67b61158cd1e | 1 | PPA | ArchiveDirectories={D:\openHistorian\Archive
|  |  | 4ce04dc6-c0c2-42ee-b229-65268bb3f639 | 1 | PPA | ArchiveDirectories={D:\openHistorian\Archive
|  |  | c523d234-c46f-4ceb-887d-82a75d606dfb | 1 | PPA | ArchiveDirectories={D:\openHistorian\Archive
|  |  | 9c6d9420-a160-425b-b292-61146e99fef4 | 1 | PPA | ArchiveDirectories={D:\openHistorian\Archive
|  |  | c5a64c09-f76b-4e83-bbea-2ccd8837038f | 1 | PPA | ArchiveDirectories={D:\openHistorian\Archive
|  |  | 6d603ab4-65da-4ab0-a7ea-a30f63065385 | 1 | PPA | ArchiveDirectories={D:\openHistorian\Archive
|  |  | 810455b2-35c1-4bd1-b648-f6854d6f89e9 | 1 | PPA | ArchiveDirectories={D:\openHistorian\Archive
|  |  | 14bb4445-20fa-4cc6-86f8-7b6f612a9d43 | 1 | PPA | ArchiveDirectories={D:\openHistorian\Archive
|  |  | 93ae5208-57ec-47fa-a5bc-c221ed3e814e | 1 | PPA | ArchiveDirectories={D:\openHistorian\Archive
|  |  | 4a576e8c-639c-4f09-8887-a982872341cc | 1 | PPA | ArchiveDirectories={D:\openHistorian\Archive
|  |  | 2e76a7cd-959d-48e7-b9e3-ac34a0f15d48 | 1 | PPA | ArchiveDirectories={D:\openHistorian\Archive
|  |  | ed28eb8d-7893-4ea0-bd6d-449e4de27cd0 | 1 | PPA | ArchiveDirectories={D:\openHistorian\Archive
|  |  | 2a726e68-a2d8-4383-8cc2-9d50a0fdf3b6 | 1 | PPA | ArchiveDirectories={D:\openHistorian\Archive
|  |  | ae73e3be-ca0c-4744-9c88-da7b2b16d1ee | 1 | PPA | ArchiveDirectories={D:\openHistorian\Archive
|  |  | b0cfaf83-010a-4b1c-8d9d-35245635c9fd | 1 | PPA | ArchiveDirectories={D:\openHistorian\Archive
|  |  | 3e215e87-4573-4196-871f-991e1aba2937 | 1 | PPA | ArchiveDirectories={D:\openHistorian\Archive
|  |  | 984a04be-9685-46d7-873b-54eeb9e737d4 | 1 | PPA | ArchiveDirectories={D:\openHistorian\Archive
|  |  | 39270997-d9e3-4f6b-bb73-89786a983445 | 1 | PPA | ArchiveDirectories={D:\openHistorian\Archive
|  |  | 3f6cdd52-2e4c-40b6-947c-823c66b1de27 | 1 | PPA | ArchiveDirectories={D:\openHistorian\Archive
|  |  | ba1cc9db-610a-4908-a1a7-aa42e6034198 | 1 | PPA | ArchiveDirectories={D:\openHistorian\Archive
|  |  | e78021e0-e49b-4653-9c7d-09f622ecd36f | 1 | PPA | ArchiveDirectories={D:\openHistorian\Archive
|  |  | 27a3f229-b0c1-4714-967c-1368ab8c3529 | 1 | PPA | ArchiveDirectories={D:\openHistorian\Archive
|  |  | 589ccbe0-7f77-47a4-b365-2a9420be8049 | 1 | PPA | ArchiveDirectories={D:\openHistorian\Archive
|  |  | a94299c8-b024-4380-a3cb-9f4de634c073 | 1 | PPA | ArchiveDirectories={D:\openHistorian\Archive
|  |  | 2236333f-cce8-4486-8a46-093c93eb79ef | 1 | PPA | ArchiveDirectories={D:\openHistorian\Archive
|  |  | 6fa5e3b4-75aa-43ed-9479-bc26c144cff7 | 1 | PPA | ArchiveDirectories={D:\openHistorian\Archive
|  |  | 1d341d14-cb9b-4268-89a8-6c3d6f984f36 | 1 | PPA | ArchiveDirectories={D:\openHistorian\Archive
|  |  | 2d428915-a3cc-448c-a96f-3181735cbbfc | 1 | PPA | ArchiveDirectories={D:\openHistorian\Archive
|  |  | b8292e7a-64d1-4529-b675-bf3174a82fa6 | 1 | PPA | ArchiveDirectories={D:\openHistorian\Archive
|  |  | 71a8eb14-ad91-43e1-b8f0-c5680b5ed520 | 1 | PPA | ArchiveDirectories={D:\openHistorian\Archive
|  |  | 91d13988-9fea-4b57-8e8a-31e172ecb0fe | 1 | PPA | ArchiveDirectories={D:\openHistorian\Archive
|  |  | ceee347d-9adf-4731-b48e-bb4cbe820bf7 | 1 | PPA | ArchiveDirectories={D:\openHistorian\Archive
|  |  | d7c1687f-f9f7-48b4-b090-8b72df0bf2c1 | 1 | PPA | ArchiveDirectories={D:\openHistorian\Archive
|  |  | 2d0e19c4-4c2d-4f17-9b17-02e083bf3f9a | 1 | PPA | ArchiveDirectories={D:\openHistorian\Archive
|  |  | b12326b1-41d3-4cb6-aa3f-8255ce5ce041 | 1 | PPA | ArchiveDirectories={D:\openHistorian\Archive
|  |  | 0e0755d7-212f-4970-adbf-fbac4869b3c3 | 1 | PPA | ArchiveDirectories={D:\openHistorian\Archive
|  |  | 08688c51-ca3a-47af-af33-8ec36ef28631 | 1 | PPA | ArchiveDirectories={D:\openHistorian\Archive
|  |  | 3b7709db-d3a8-4be5-812b-e1999cf148d3 | 1 | PPA | ArchiveDirectories={D:\openHistorian\Archive
|  |  | 4c76fad2-3de4-4ed4-8c5a-30b5bad60d5f | 1 | PPA | ArchiveDirectories={D:\openHistorian\Archive
|  |  | ad8561f1-14b5-4e3f-9747-9b901e5c81f1 | 1 | PPA | ArchiveDirectories={D:\openHistorian\Archive
|  |  | f54998bf-45f4-4011-83ff-12b8621e9993 | 1 | PPA | ArchiveDirectories={D:\openHistorian\Archive
|  |  | 001fc8eb-66eb-4324-8c91-4243ff7f6775 | 1 | PPA | ArchiveDirectories={D:\openHistorian\Archive
|  |  | 4e0b9145-f473-4705-95af-3c8cb30eb7ef | 1 | PPA | ArchiveDirectories={D:\openHistorian\Archive
|  |  | c333adce-1c57-42b3-9740-2f8f78a9c5ea | 1 | PPA | ArchiveDirectories={D:\openHistorian\Archive
|  |  | af29f3ee-d63f-47b0-8b14-89b6ed79c463 | 1 | PPA | ArchiveDirectories={D:\openHistorian\Archive
|  |  | 02066f07-48cb-446a-a720-41fec509a8be | 1 | PPA | ArchiveDirectories={D:\openHistorian\Archive
|  |  | fda4efba-8e63-498e-b583-0e3b0e6dc82b | 1 | PPA | ArchiveDirectories={D:\openHistorian\Archive
|  |  | b7fc2b60-ce53-41bd-8d6f-5121d206752a | 1 | PPA | ArchiveDirectories={D:\openHistorian\Archive
|  |  | 33395ff6-7cb7-44d1-b6f9-5fd573a5878b | 1 | PPA | ArchiveDirectories={D:\openHistorian\Archive
|  |  | ec86a021-18e7-4183-ad2c-c0e3d9c883c4 | 1 | PPA | ArchiveDirectories={D:\openHistorian\Archive
|  |  | 4322636d-4288-44ef-96ba-1a30c3188b9d | 1 | PPA | ArchiveDirectories={D:\openHistorian\Archive
|  |  | 9a2470d7-829a-4e22-89bf-d997a43c0898 | 1 | PPA | ArchiveDirectories={D:\openHistorian\Archive
|  |  | 1d27464d-b3f5-4752-bc72-5bced2d2eed0 | 1 | PPA | ArchiveDirectories={D:\openHistorian\Archive
|  |  | f7554b3d-30a2-41f3-bff0-9c02bea08633 | 1 | PPA | ArchiveDirectories={D:\openHistorian\Archive
|  |  | ca3e154f-9db0-4d99-8d82-a405231722a7 | 1 | PPA | ArchiveDirectories={D:\openHistorian\Archive
|  |  | fd01eefa-655d-4006-8f7a-fc1eef97a040 | 1 | PPA | ArchiveDirectories={D:\openHistorian\Archive
|  |  | 37a5b73a-c138-4ef7-9b1f-6ef98c7f40cd | 1 | PPA | ArchiveDirectories={D:\openHistorian\Archive
|  |  | e39d46de-471e-4c02-b77b-ee5f75d7caad | 1 | PPA | ArchiveDirectories={D:\openHistorian\Archive
|  |  | de9cbaf0-61b0-41eb-ad0b-fa49a9fd6ff8 | 1 | PPA | ArchiveDirectories={D:\openHistorian\Archive
|  |  | e4e0f2da-9b88-4839-80d7-5412f311042e | 1 | PPA | ArchiveDirectories={D:\openHistorian\Archive
|  |  | 0fd4449b-4178-4db6-b82f-c457330ad2df | 1 | PPA | ArchiveDirectories={D:\openHistorian\Archive
|  |  | 83b4a421-7831-4fc6-bc7a-ad4df455adb7 | 1 | PPA | ArchiveDirectories={D:\openHistorian\Archive
|  |  | ca77e902-065c-4df9-88ff-cf74ec6b86c0 | 1 | PPA | ArchiveDirectories={D:\openHistorian\Archive
|  |  | 4b018271-cc83-4367-9098-27cf5d313379 | 1 | PPA | ArchiveDirectories={D:\openHistorian\Archive
|  |  | 72d7d5fd-b730-4b80-b387-373d2e1abcee | 1 | PPA | ArchiveDirectories={D:\openHistorian\Archive
|  |  | 16362c83-4257-4565-b7a4-03d54b1c7648 | 1 | PPA | ArchiveDirectories={D:\openHistorian\Archive
|  |  | b7600ded-257c-4b50-992d-eb77ca0ce6d1 | 1 | PPA | ArchiveDirectories={D:\openHistorian\Archive
|  |  | b4c1e7d7-a125-4686-8957-33060c66d671 | 1 | PPA | ArchiveDirectories={D:\openHistorian\Archive
|  |  | f256958b-615d-404d-83cb-563713250e02 | 1 | PPA | ArchiveDirectories={D:\openHistorian\Archive
|  |  | 24fce1d5-6639-4145-a4b1-442ce129872c | 1 | PPA | ArchiveDirectories={D:\openHistorian\Archive
|  |  | 3344ff3c-619f-45a0-ad60-cea8f556bdc2 | 1 | PPA | ArchiveDirectories={D:\openHistorian\Archive
|  |  | 7130c5f7-d83f-406e-bb44-9ae6939aa2d9 | 1 | PPA | ArchiveDirectories={D:\openHistorian\Archive
|  |  | 03751600-f5c8-4edc-b112-49c462781cba | 1 | PPA | ArchiveDirectories={D:\openHistorian\Archive
|  |  | 61339457-7dce-4dfe-bd59-3d9d92e4fbc8 | 1 | PPA | ArchiveDirectories={D:\openHistorian\Archive
|  |  | dfca3064-87c9-4199-ac80-cd2d952b518b | 1 | PPA | ArchiveDirectories={D:\openHistorian\Archive
|  |  | 07697e87-552d-483c-9b75-f43afd197795 | 1 | PPA | ArchiveDirectories={D:\openHistorian\Archive
|  |  | 4bcb6718-40b8-4f8c-b87b-c81b8c122291 | 1 | PPA | ArchiveDirectories={D:\openHistorian\Archive
|  |  | d28ecbc0-9c05-48f7-bcd6-862aabbcd129 | 1 | PPA | ArchiveDirectories={D:\openHistorian\Archive
|  |  | 54791b61-cf55-4f40-955b-82acf3f00e2a | 1 | PPA | ArchiveDirectories={D:\openHistorian\Archive
|  |  | b5956417-3404-4737-8442-b5bc2ab9b61d | 1 | PPA | ArchiveDirectories={D:\openHistorian\Archive
|  |  | 24578c60-f25a-451d-9ead-dc9950f7da65 | 1 | PPA | ArchiveDirectories={D:\openHistorian\Archive
|  |  | 3d1bf434-0323-4bd4-b222-710a476b8a13 | 1 | PPA | ArchiveDirectories={D:\openHistorian\Archive
|  |  | 7baebadf-e58a-4a75-ac92-9272f3533ca1 | 1 | PPA | ArchiveDirectories={D:\openHistorian\Archive
|  |  | e9990645-7ea1-4c02-b6ae-195fcda9a1b3 | 1 | PPA | ArchiveDirectories={D:\openHistorian\Archive
|  |  | 9be8733e-bb6f-495c-899e-e4012ad10443 | 1 | PPA | ArchiveDirectories={D:\openHistorian\Archive
|  |  | 76382d32-b7ec-4773-aff2-2eee29e5af92 | 1 | PPA | ArchiveDirectories={D:\openHistorian\Archive
|  |  | c5dbbdbf-90d1-4d9e-8ebe-ea9415e2a084 | 1 | PPA | ArchiveDirectories={D:\openHistorian\Archive
|  |  | 9d95d343-ee9c-435f-a670-e4adf97f86c0 | 1 | PPA | ArchiveDirectories={D:\openHistorian\Archive
|  |  | 4b728942-42d9-4a61-9a4f-5dc22630892f | 1 | PPA | ArchiveDirectories={D:\openHistorian\Archive
|  |  | 2b638f0d-422c-4297-82eb-b2e9046204ce | 1 | PPA | ArchiveDirectories={D:\openHistorian\Archive
|  |  | 305a6b87-5bfb-43df-91ee-3a88a8114b07 | 1 | PPA | ArchiveDirectories={D:\openHistorian\Archive
|  |  | 1607bf23-23bc-4b39-acb7-553f132059e7 | 1 | PPA | ArchiveDirectories={D:\openHistorian\Archive
|  |  | 0d4782c8-f140-4237-a8e5-0895999594ac | 1 | PPA | ArchiveDirectories={D:\openHistorian\Archive
|  |  | 7885b2b1-6255-4110-acb1-c67cdb687080 | 1 | PPA | ArchiveDirectories={D:\openHistorian\Archive
|  |  | 1cf004a9-9978-48d8-bc41-000de01d37a8 | 1 | PPA | ArchiveDirectories={D:\openHistorian\Archive
|  |  | c66899bf-1442-48ef-954e-3e1d3eaf05f5 | 1 | PPA | ArchiveDirectories={D:\openHistorian\Archive
|  |  | 796f0da5-8eb1-498d-8332-39a916aa4a6f | 1 | PPA | ArchiveDirectories={D:\openHistorian\Archive
|  |  | c7970ca6-b022-4046-ba07-ee8c14187ba5 | 1 | PPA | ArchiveDirectories={D:\openHistorian\Archive
|  |  | d72982e9-de0b-41a8-b631-d2b1b8a2cd46 | 1 | PPA | ArchiveDirectories={D:\openHistorian\Archive
|  |  | 298c1b7f-0a92-425d-959a-f54ea4718d74 | 1 | PPA | ArchiveDirectories={D:\openHistorian\Archive
|  |  | 8cad91d3-a0ff-4864-a608-2c6877e055c7 | 1 | PPA | ArchiveDirectories={D:\openHistorian\Archive
|  |  | 1b4d83ed-83a1-4232-8deb-a8bdf1c06b24 | 1 | PPA | ArchiveDirectories={D:\openHistorian\Archive
|  |  | b085714d-74f0-4c5a-b46b-afd8d9f9fad3 | 1 | PPA | ArchiveDirectories={D:\openHistorian\Archive
|  |  | d7633940-3543-4ea8-aa0a-cfa272c83b07 | 1 | PPA | ArchiveDirectories={D:\openHistorian\Archive
|  |  | d6810661-9719-4d05-87b5-35c5068f4852 | 1 | PPA | ArchiveDirectories={D:\openHistorian\Archive
|  |  | df8e81a3-675c-415b-bd68-ae8708b34dc6 | 1 | PPA | ArchiveDirectories={D:\openHistorian\Archive
|  |  | 0a4e2e21-14af-4b49-a6f9-f643cdabdc0c | 1 | PPA | ArchiveDirectories={D:\openHistorian\Archive
|  |  | a7f37cc8-1cf6-497a-b93d-86f49bee9957 | 1 | PPA | ArchiveDirectories={D:\openHistorian\Archive
|  |  | c1a45f87-90a3-4bb5-a110-cfe3b78b649e | 1 | PPA | ArchiveDirectories={D:\openHistorian\Archive
|  |  | 7d7ef6d1-c806-44c0-9c6d-46be5c1a2261 | 1 | PPA | ArchiveDirectories={D:\openHistorian\Archive
|  |  | ad2d186c-b361-44e1-b020-15505fa4ee9e | 1 | PPA | ArchiveDirectories={D:\openHistorian\Archive
|  |  | 0f8cc162-4271-43fe-82a1-59cd97cd68f9 | 1 | PPA | ArchiveDirectories={D:\openHistorian\Archive
|  |  | 35bd78ab-020b-41cc-9892-becde9d68889 | 1 | PPA | ArchiveDirectories={D:\openHistorian\Archive
|  |  | 7c2eedb2-56d3-4568-9c36-b52a6a6be72c | 1 | PPA | ArchiveDirectories={D:\openHistorian\Archive
|  |  | 37858531-8e16-41a6-8b6f-552813ee5bbd | 1 | PPA | ArchiveDirectories={D:\openHistorian\Archive
|  |  | ec764201-fc95-4dbb-996a-3584d240abdd | 1 | PPA | ArchiveDirectories={D:\openHistorian\Archive
|  |  | d0e999c6-4c71-4300-97a0-2ccfd8a18654 | 1 | PPA | ArchiveDirectories={D:\openHistorian\Archive
|  |  | e9d30bb7-bbfd-44fa-80ad-8d3bd7b2939a | 1 | PPA | ArchiveDirectories={D:\openHistorian\Archive
|  |  | 7e112b2b-8712-480f-be8b-cefcfad9815c | 1 | PPA | ArchiveDirectories={D:\openHistorian\Archive
|  |  | 94c4a973-3c72-4692-92b4-1a30c37c5579 | 1 | PPA | ArchiveDirectories={D:\openHistorian\Archive
|  |  | ca420a90-5c5c-4be1-b72e-2c98739b4371 | 1 | PPA | ArchiveDirectories={D:\openHistorian\Archive
|  |  | 544a8e4e-5dbe-4c7a-be36-8aa1026b9ead | 1 | PPA | ArchiveDirectories={D:\openHistorian\Archive
|  |  | 3e580a11-bc86-4f99-a8bc-797c2f86a588 | 1 | PPA | ArchiveDirectories={D:\openHistorian\Archive
|  |  | 4b8362fb-9b0b-48a7-96e6-5716e8195140 | 1 | PPA | ArchiveDirectories={D:\openHistorian\Archive
|  |  | 1b8e686e-0f9d-445a-acb8-da6de350f4eb | 1 | PPA | ArchiveDirectories={D:\openHistorian\Archive
|  |  | a51ad4d9-0cbf-425f-bac5-68d1c6904de0 | 1 | PPA | ArchiveDirectories={D:\openHistorian\Archive
|  |  | 86a13e66-6932-412e-a9ae-108c7c1f3cdc | 1 | PPA | ArchiveDirectories={D:\openHistorian\Archive
|  |  | 335c84b1-0ed0-4348-9f76-98f0c594c457 | 1 | PPA | ArchiveDirectories={D:\openHistorian\Archive
|  |  | fcbb1626-fdb2-4d9b-b6f1-ca33afe7c4a2 | 1 | PPA | ArchiveDirectories={D:\openHistorian\Archive
|  |  | c88d6c3f-3f87-4c5f-a918-32415b416081 | 1 | PPA | ArchiveDirectories={D:\openHistorian\Archive
|  |  | 17cc2c20-a663-4011-b29b-8aa05f46219d | 1 | PPA | ArchiveDirectories={D:\openHistorian\Archive
|  |  | 75d8fa8f-ba84-4f34-9521-6bedf92f6b51 | 1 | PPA | ArchiveDirectories={D:\openHistorian\Archive
|  |  | ba0d4231-788f-41a8-b62b-574e8bda7d4d | 1 | PPA | ArchiveDirectories={D:\openHistorian\Archive
|  |  | 5dc4cb5a-4309-43d8-983f-54e4bdeb61ff | 1 | PPA | ArchiveDirectories={D:\openHistorian\Archive
|  |  | b6aed290-034c-43e6-8490-a9f859a697b4 | 1 | PPA | ArchiveDirectories={D:\openHistorian\Archive
|  |  | dcdbdc5c-4557-442c-96be-afde255605f6 | 1 | PPA | ArchiveDirectories={D:\openHistorian\Archive
|  |  | 72f9c8bb-c160-4728-9104-08e1fea98e5a | 1 | PPA | ArchiveDirectories={D:\openHistorian\Archive
|  |  | 27c1cba0-71f1-44a6-8538-63bc42f84355 | 1 | PPA | ArchiveDirectories={D:\openHistorian\Archive
|  |  | 7a0321ba-af9f-4f46-9645-a5768c6b744e | 1 | PPA | ArchiveDirectories={D:\openHistorian\Archive
|  |  | ba808b61-b3ee-4e4c-b0fc-2ec53ea06052 | 1 | PPA | ArchiveDirectories={D:\openHistorian\Archive
|  |  | 2e45be2f-fb30-4dd7-8bb9-95cb80acd66e | 1 | PPA | ArchiveDirectories={D:\openHistorian\Archive
|  |  | 45c8ca2e-fa96-43d9-80d9-5a0673ade96a | 1 | PPA | ArchiveDirectories={D:\openHistorian\Archive
|  |  | 9c4945c7-2070-4b0d-aad3-5cb79cec4d98 | 1 | PPA | ArchiveDirectories={D:\openHistorian\Archive
|  |  | 4fda5998-6d90-43d6-a9d4-e49a3b8f199d | 1 | PPA | ArchiveDirectories={D:\openHistorian\Archive
|  |  | 16d3d221-c726-42b5-8291-ba0fbbdb5de3 | 1 | PPA | ArchiveDirectories={D:\openHistorian\Archive
|  |  | bd135aff-17cd-4cc9-91ac-92e876bf27c0 | 1 | PPA | ArchiveDirectories={D:\openHistorian\Archive
|  |  | bc22ba69-6f87-4fe6-801d-3e757a2c28cf | 1 | PPA | ArchiveDirectories={D:\openHistorian\Archive
|  |  | ed46e173-db57-4aca-b52a-5ab68b332f2b | 1 | PPA | ArchiveDirectories={D:\openHistorian\Archive
|  |  | cfd9670e-68eb-440f-bfbd-22fec1f30d78 | 1 | PPA | ArchiveDirectories={D:\openHistorian\Archive
|  |  | a6c95c22-58bc-4955-9671-7aca6a0d1a5c | 1 | PPA | ArchiveDirectories={D:\openHistorian\Archive
|  |  | 5bf59391-9542-4b56-9358-0e4474200e5e | 1 | PPA | ArchiveDirectories={D:\openHistorian\Archive
|  |  | c9d293f0-d9d7-4e24-b6e8-a52eade6cd83 | 1 | PPA | ArchiveDirectories={D:\openHistorian\Archive
|  |  | bc6c6736-1f6a-4bad-a955-bd6feea51f49 | 1 | PPA | ArchiveDirectories={D:\openHistorian\Archive
|  |  | 5051c2ae-48c0-441a-8e5c-0f2673b47e2c | 1 | PPA | ArchiveDirectories={D:\openHistorian\Archive
|  |  | 0a191cc6-4c97-4f41-a3f5-9de54bd0e601 | 1 | PPA | ArchiveDirectories={D:\openHistorian\Archive
|  |  | 528af43f-ce26-4b24-a754-56627dea8c22 | 1 | PPA | ArchiveDirectories={D:\openHistorian\Archive
|  |  | 4194877d-2697-47cd-8109-7bb0588302bf | 1 | PPA | ArchiveDirectories={D:\openHistorian\Archive
|  |  | 40bcd01f-e25e-4baa-b6db-b506c76debc7 | 1 | PPA | ArchiveDirectories={D:\openHistorian\Archive
|  |  | d8805172-e6ab-436a-acbd-d02536037ebe | 1 | PPA | ArchiveDirectories={D:\openHistorian\Archive
|  |  | b04bdbab-1382-4640-a103-447d65e5adfc | 1 | PPA | ArchiveDirectories={D:\openHistorian\Archive
|  |  | 6368fd91-02ad-4c29-96fd-cb424822f978 | 1 | PPA | ArchiveDirectories={D:\openHistorian\Archive
|  |  | 058d0777-7ba3-4bba-816a-026ff07b2164 | 1 | PPA | ArchiveDirectories={D:\openHistorian\Archive
|  |  | 4758da69-fbbf-4205-880c-ce6343a3daee | 1 | PPA | ArchiveDirectories={D:\openHistorian\Archive
|  |  | d300f9e4-f771-4731-b223-2154e5835093 | 1 | PPA | ArchiveDirectories={D:\openHistorian\Archive
|  |  | acd71ecf-0e5f-4265-b68d-4c446e675938 | 1 | PPA | ArchiveDirectories={D:\openHistorian\Archive
|  |  | 91dad246-3b95-4bcd-a0b9-7ad169826e18 | 1 | PPA | ArchiveDirectories={D:\openHistorian\Archive
|  |  | c9cd614e-8802-4e87-8337-aa400c0f3da0 | 1 | PPA | ArchiveDirectories={D:\openHistorian\Archive
|  |  | a0d3c5e3-4c37-4b84-8258-dc8cf6692d6f | 1 | PPA | ArchiveDirectories={D:\openHistorian\Archive
|  |  | 3ec24cdc-c104-4fe1-a557-df9e04ab7332 | 1 | PPA | ArchiveDirectories={D:\openHistorian\Archive
|  |  | ff413f09-46f6-4b40-bd92-f1db9f3a6929 | 1 | PPA | ArchiveDirectories={D:\openHistorian\Archive
|  |  | a894331b-754e-4526-9b3d-07a87fda519e | 1 | PPA | ArchiveDirectories={D:\openHistorian\Archive
|  |  | 94d12c69-e399-4be4-8859-c0eeeaef4551 | 1 | PPA | ArchiveDirectories={D:\openHistorian\Archive
|  |  | 25194154-a5c9-4195-9502-58cbae33b408 | 1 | PPA | ArchiveDirectories={D:\openHistorian\Archive
|  |  | ffbf88f3-2ed3-4fe9-8566-ce9302a973b8 | 1 | PPA | ArchiveDirectories={D:\openHistorian\Archive
|  |  | 468989f3-11ee-44ae-9c59-de51f186e41e | 1 | PPA | ArchiveDirectories={D:\openHistorian\Archive
|  |  | 7709cc4a-22c4-419e-88d9-1fce4fd2bf46 | 1 | PPA | ArchiveDirectories={D:\openHistorian\Archive
|  |  | eca0641b-822a-4cf7-ad82-e0131ae79783 | 1 | PPA | ArchiveDirectories={D:\openHistorian\Archive
|  |  | e4d2874b-4be6-485d-b602-668a5e3d1c73 | 1 | PPA | ArchiveDirectories={D:\openHistorian\Archive
|  |  | 8df1ffba-151b-48f3-b19e-2efae07f627e | 1 | PPA | ArchiveDirectories={D:\openHistorian\Archive
|  |  | 214470be-79a6-47e5-bade-93e26e2602e3 | 1 | PPA | ArchiveDirectories={D:\openHistorian\Archive
|  |  | 53447ade-5692-4470-aed0-afa9da695ab3 | 1 | PPA | ArchiveDirectories={D:\openHistorian\Archive
|  |  | c2e46302-09ab-45bd-a6d4-6de82e95ab4a | 1 | PPA | ArchiveDirectories={D:\openHistorian\Archive
|  |  | ee575bad-e46b-4bf9-8995-d49110d6434b | 1 | PPA | ArchiveDirectories={D:\openHistorian\Archive
|  |  | f90df17c-423f-4929-a6a8-627eeb948b6c | 1 | PPA | ArchiveDirectories={D:\openHistorian\Archive
|  |  | 801958cc-246e-47ce-99ab-897740d828cf | 1 | PPA | ArchiveDirectories={D:\openHistorian\Archive
|  |  | 5843ba2b-12d6-4cf5-bfc7-663864084ff2 | 1 | PPA | ArchiveDirectories={D:\openHistorian\Archive
|  |  | 80c8fba6-4903-4ca0-aa82-f27b9796207f | 1 | PPA | ArchiveDirectories={D:\openHistorian\Archive
|  |  | 354756a5-7481-41b1-a7a0-a0c4bc9224ea | 1 | PPA | ArchiveDirectories={D:\openHistorian\Archive
|  |  | 0e06d332-1723-43eb-9efa-61973ef5d7f9 | 1 | PPA | ArchiveDirectories={D:\openHistorian\Archive
|  |  | f59e2a9f-da8d-461f-b548-112dba0dedcc | 1 | PPA | ArchiveDirectories={D:\openHistorian\Archive
|  |  | 0adc6439-8dbd-4f2a-8f5a-4bbbce9bd03b | 1 | PPA | ArchiveDirectories={D:\openHistorian\Archive
|  |  | afbf32d1-2b6f-43d9-b76f-ca1ecf3625bb | 1 | PPA | ArchiveDirectories={D:\openHistorian\Archive
|  |  | 2f6cd9e6-7a1a-4a60-999d-48ff3173a89f | 1 | PPA | ArchiveDirectories={D:\openHistorian\Archive
|  |  | 75dbce47-e538-4d9b-8286-c973daa2e8d9 | 1 | PPA | ArchiveDirectories={D:\openHistorian\Archive
|  |  | aab6a4d1-499d-4465-9b15-fbf3b86c0575 | 1 | PPA | ArchiveDirectories={D:\openHistorian\Archive
|  |  | 9ae5ae13-ccec-409b-8434-59f30c9393b4 | 1 | PPA | ArchiveDirectories={D:\openHistorian\Archive
|  |  | bc2d261d-218e-401d-a7d5-e2b4821cb85e | 1 | PPA | ArchiveDirectories={D:\openHistorian\Archive
|  |  | ce80e917-9c8f-4b1f-9267-618b9632c326 | 1 | PPA | ArchiveDirectories={D:\openHistorian\Archive
|  |  | 0775f0b8-2bfe-4b2f-84bb-20fda1e4cd9d | 1 | PPA | ArchiveDirectories={D:\openHistorian\Archive
|  |  | 562a6856-32df-4fac-8090-ac0aa6936234 | 1 | PPA | ArchiveDirectories={D:\openHistorian\Archive
|  |  | 5889c185-f1cc-4d78-83c6-d0c6282ac31c | 1 | PPA | ArchiveDirectories={D:\openHistorian\Archive
|  |  | 999c6129-4f38-43c9-9109-8e4cb9d9cd42 | 1 | PPA | ArchiveDirectories={D:\openHistorian\Archive
|  |  | 8b41ab70-0cd4-497a-8655-354386cf47c0 | 1 | PPA | ArchiveDirectories={D:\openHistorian\Archive
|  |  | f888d23d-875b-42fe-bd8d-7abbdcdac4cc | 1 | PPA | ArchiveDirectories={D:\openHistorian\Archive
|  |  | 9519046c-649b-4747-9732-1040f07b74e3 | 1 | PPA | ArchiveDirectories={D:\openHistorian\Archive
|  |  | d0da31b6-431b-4b9d-984f-46ed5265da36 | 1 | PPA | ArchiveDirectories={D:\openHistorian\Archive
|  |  | 977555e3-e2f4-4ee4-b8f7-4ee8c0ff414f | 1 | PPA | ArchiveDirectories={D:\openHistorian\Archive
|  |  | dcc407ca-930e-4cc7-bf15-fa499869f9fc | 1 | PPA | ArchiveDirectories={D:\openHistorian\Archive
|  |  | 55131697-cec9-471a-b65d-61b41c1e2c24 | 1 | PPA | ArchiveDirectories={D:\openHistorian\Archive
|  |  | aab5415e-9615-40ac-a352-4df127005560 | 1 | PPA | ArchiveDirectories={D:\openHistorian\Archive
|  |  | badefccc-33ec-41ee-83d8-0e90be533feb | 1 | PPA | ArchiveDirectories={D:\openHistorian\Archive
|  |  | 8e2a3b89-68e5-494d-b811-65e831722e3f | 1 | PPA | ArchiveDirectories={D:\openHistorian\Archive
|  |  | e921143b-3fdd-4b11-b1ae-4a6406e59c2b | 1 | PPA | ArchiveDirectories={D:\openHistorian\Archive
|  |  | 681bbf99-7909-46c4-9e56-c1230e71a4d0 | 1 | PPA | ArchiveDirectories={D:\openHistorian\Archive
|  |  | 8c77b747-4c00-47e9-a82c-e2d4ad05c386 | 1 | PPA | ArchiveDirectories={D:\openHistorian\Archive
|  |  | 75314057-658d-4534-877c-cec749805f3e | 1 | PPA | ArchiveDirectories={D:\openHistorian\Archive
|  |  | b0c2bba6-e81e-4450-aa06-6f8590625b7a | 1 | PPA | ArchiveDirectories={D:\openHistorian\Archive
|  |  | 2cbfbf45-be4d-44c5-94ad-f55c3dba1ca0 | 1 | PPA | ArchiveDirectories={D:\openHistorian\Archive
|  |  | 6eebb9fe-ab3d-404b-a49b-92120ee6f1e8 | 1 | PPA | ArchiveDirectories={D:\openHistorian\Archive
|  |  | e6d39323-1292-4e07-9177-795e3a7824c4 | 1 | PPA | ArchiveDirectories={D:\openHistorian\Archive
|  |  | b3f501cd-5447-40f7-a04b-05b2a3ea4527 | 1 | PPA | ArchiveDirectories={D:\openHistorian\Archive
|  |  | c867b6e4-aab2-4f6b-8711-66c8bdd81a37 | 1 | PPA | ArchiveDirectories={D:\openHistorian\Archive
|  |  | 9e42e29e-7eea-445d-8666-c44d2e856256 | 1 | PPA | ArchiveDirectories={D:\openHistorian\Archive
|  |  | 335a66b5-79bd-4f15-b01f-1a05d91ccd8b | 1 | PPA | ArchiveDirectories={D:\openHistorian\Archive
|  |  | 24a4076f-3570-4f79-8ffd-361db9fa85bf | 1 | PPA | ArchiveDirectories={D:\openHistorian\Archive
|  |  | 6546f839-583b-459b-bd8c-2ab212ef2385 | 1 | PPA | ArchiveDirectories={D:\openHistorian\Archive
|  |  | 4bd3e7bb-8333-4837-9147-92403ea0ceeb | 1 | PPA | ArchiveDirectories={D:\openHistorian\Archive
|  |  | e59c6c2b-0e03-4f81-bbe9-12574445e67d | 1 | PPA | ArchiveDirectories={D:\openHistorian\Archive
|  |  | 0ce02a9d-119e-41c6-81ed-a2ac443fcfb6 | 1 | PPA | ArchiveDirectories={D:\openHistorian\Archive
|  |  | 69754d67-dfb0-4d3e-8719-0d0b9acc72fc | 1 | PPA | ArchiveDirectories={D:\openHistorian\Archive
|  |  | 386e8879-dc60-4450-8fee-d6d318f82df0 | 1 | PPA | ArchiveDirectories={D:\openHistorian\Archive
|  |  | 2b352ef4-f7ea-45ac-b3fb-06df420f0054 | 1 | PPA | ArchiveDirectories={D:\openHistorian\Archive
|  |  | 17f9855e-15cf-430a-b34c-1bb7862b884e | 1 | PPA | ArchiveDirectories={D:\openHistorian\Archive
|  |  | 0801593e-7bb4-44bf-b76e-7b2ea4b9c62e | 1 | PPA | ArchiveDirectories={D:\openHistorian\Archive
|  |  | 11477dbc-5495-4bde-9528-051d983eb051 | 1 | PPA | ArchiveDirectories={D:\openHistorian\Archive
|  |  | 2e2aad10-f7a3-4d77-8e58-71ce7eb784bf | 1 | PPA | ArchiveDirectories={D:\openHistorian\Archive
|  |  | 77b3dd12-3fda-4d09-bd5d-b63f731ab32d | 1 | PPA | ArchiveDirectories={D:\openHistorian\Archive
|  |  | cae5d3b3-7482-410e-a24f-7c9a1f8c3fb9 | 1 | PPA | ArchiveDirectories={D:\openHistorian\Archive
|  |  | 74ea595c-e62e-4906-8a8c-35fddfb7e6dd | 1 | PPA | ArchiveDirectories={D:\openHistorian\Archive
|  |  | dc731cc2-2a65-4832-a811-9970416a782d | 1 | PPA | ArchiveDirectories={D:\openHistorian\Archive
|  |  | e92763c8-d1ec-4ab2-810b-642f057c7bcd | 1 | PPA | ArchiveDirectories={D:\openHistorian\Archive
|  |  | b8572c17-277a-422c-b4af-d552358737eb | 1 | PPA | ArchiveDirectories={D:\openHistorian\Archive
|  |  | d5fd6472-c1d0-46b5-910f-b0abfd6f67f3 | 1 | PPA | ArchiveDirectories={D:\openHistorian\Archive
|  |  | f6a20f47-e0d5-4dc2-b946-6bbd33466806 | 1 | PPA | ArchiveDirectories={D:\openHistorian\Archive
|  |  | f6e5888c-240a-4c5f-a250-79b032aaba31 | 1 | PPA | ArchiveDirectories={D:\openHistorian\Archive
|  |  | 105f9c70-428d-4b86-a81a-fba422950874 | 2 | STAT |  | 12730 | ONS_LOCAL$TESTE!PMU:ST1 |  |  | 8736f6c7-ad41-4b43-b4f6-e684e0d4ad20 |  |  | 30 | [8 empty] | 11 | [5 empty] | LOCAL$TESTE!PMU-ST1 | 0.0 | 1.0 | Device statistic for Number of data quality errors reported by device during last reporting interval. | 0 | 1 | 1 |  | Any | STAT | Statistic | ST |  |  | STAT:12730 | 2022-01-11 17:55:51.759
|  |  | 644e8cc8-ef1b-45a3-8c2d-7021fe47e0db | 2 | STAT |  | 12731 | ONS_LOCAL$TESTE!PMU:ST2 |  |  | 8736f6c7-ad41-4b43-b4f6-e684e0d4ad20 |  |  | 30 | [8 empty] | 11 | [5 empty] | LOCAL$TESTE!PMU-ST2 | 0.0 | 1.0 | Device statistic for Number of time quality errors reported by device during last reporting interval. | 0 | 1 | 1 |  | Any | STAT | Statistic | ST |  |  | STAT:12731 | 2022-01-11 17:55:51.762
|  |  | 7f264327-5e4f-4a29-b3b3-0babbe471b88 | 2 | STAT |  | 12732 | ONS_LOCAL$TESTE!PMU:ST3 |  |  | 8736f6c7-ad41-4b43-b4f6-e684e0d4ad20 |  |  | 30 | [8 empty] | 11 | [5 empty] | LOCAL$TESTE!PMU-ST3 | 0.0 | 1.0 | Device statistic for Number of device errors reported by device during last reporting interval. | 0 | 1 | 1 |  | Any | STAT | Statistic | ST |  |  | STAT:12732 | 2022-01-11 17:55:51.765
|  |  | 8ce811d3-d202-4605-a50b-46e95196be79 | 2 | STAT |  | 12733 | ONS_LOCAL$TESTE!PMU:ST4 |  |  | 8736f6c7-ad41-4b43-b4f6-e684e0d4ad20 |  |  | 30 | [8 empty] | 11 | [5 empty] | LOCAL$TESTE!PMU-ST4 | 0.0 | 1.0 | Device statistic for Number of measurements received from device during last reporting interval. | 0 | 1 | 1 |  | Any | STAT | Statistic | ST |  |  | STAT:12733 | 2022-01-11 17:55:51.768
|  |  | f80389dc-989e-40c4-b288-35fcf89147fd | 2 | STAT |  | 12734 | ONS_LOCAL$TESTE!PMU:ST5 |  |  | 8736f6c7-ad41-4b43-b4f6-e684e0d4ad20 |  |  | 30 | [8 empty] | 11 | [5 empty] | LOCAL$TESTE!PMU-ST5 | 0.0 | 1.0 | Device statistic for Expected number of measurements received from device during last reporting interval. | 0 | 1 | 1 |  | Any | STAT | Statistic | ST |  |  | STAT:12734 | 2022-01-11 17:55:51.771
|  |  | 8800c062-3d5b-4e89-a4e5-1b2aa55ad3b8 | 2 | STAT |  | 12735 | ONS_LOCAL$TESTE!PMU:ST6 |  |  | 8736f6c7-ad41-4b43-b4f6-e684e0d4ad20 |  |  | 30 | [8 empty] | 11 | [5 empty] | LOCAL$TESTE!PMU-ST6 | 0.0 | 1.0 | Device statistic for Number of measurements received while device was reporting errors during last reporting interval. | 0 | 1 | 1 |  | Any | STAT | Statistic | ST |  |  | STAT:12735 | 2022-01-11 17:55:51.774
|  |  | 5996f14e-4f38-4c59-a757-f710846df6c3 | 2 | STAT |  | 12736 | ONS_LOCAL$TESTE!PMU:ST7 |  |  | 8736f6c7-ad41-4b43-b4f6-e684e0d4ad20 |  |  | 30 | [8 empty] | 11 | [5 empty] | LOCAL$TESTE!PMU-ST7 | 0.0 | 1.0 | Device statistic for Number of defined measurements from device during last reporting interval. | 0 | 1 | 1 |  | Any | STAT | Statistic | ST |  |  | STAT:12736 | 2022-01-11 17:55:51.777
|  |  | a34032ac-b2f1-4031-a141-df4da4521d25 | 2 | STAT |  | 12737 | ONS_LOCAL$TESTE!PMU:ST8 |  |  | 8736f6c7-ad41-4b43-b4f6-e684e0d4ad20 |  |  | 30 | [8 empty] | 11 | [5 empty] | LOCAL$TESTE!PMU-ST8 | 0.0 | 1.0 | Device statistic for Device time deviation from average for all input devices in seconds | 0 | 1 | 1 |  | Any | STAT | Statistic | ST |  |  | STAT:12737 | 2022-01-11 17:55:51.781

## Planilha1
}
}
}
}
}
}
}
}
}
}
}
}
}
}
} | MaximumArchiveDays=90 | DesiredRemainingSpace=500,148,TVA_SHELBY:ABBS,,3,8736f6c7-ad41-4b43-b4f6-e684e0d4ad20,SHELBY,Shelby,30,1,companyAcronym=TVA | protocolName=IEEE 1344-1995 | vendorAcronym=ABB | vendorDeviceName=ABB-521 | interconnectionName=Eastern Interconnection,,,,10,STTP,Streaming Telemetry Transport Protocol,8,,,,,,SHELBY-SF,0.0,1.0,Shelby ABB-521 Status Flags,0,1,1,,PMU,FLAG,Status Flags,SF,-89.8038,35.3871,PPA:148,2021-05-12 22:31:20
} | MaximumArchiveDays=90 | DesiredRemainingSpace=500,149,TVA_SHELBY:ABBF,,3,8736f6c7-ad41-4b43-b4f6-e684e0d4ad20,SHELBY,Shelby,30,1,companyAcronym=TVA | protocolName=IEEE 1344-1995 | vendorAcronym=ABB | vendorDeviceName=ABB-521 | interconnectionName=Eastern Interconnection,,,,10,STTP,Streaming Telemetry Transport Protocol,5,,,,,,SHELBY-FQ,0.0,1.0,Shelby ABB-521 Frequency,0,1,1,Hz,PMU,FREQ,Frequency,FQ,-89.8038,35.3871,PPA:149,2021-05-12 22:31:20
} | MaximumArchiveDays=90 | DesiredRemainingSpace=500,150,TVA_SHELBY:ABBD1,,3,8736f6c7-ad41-4b43-b4f6-e684e0d4ad20,SHELBY,Shelby,30,1,companyAcronym=TVA | protocolName=IEEE 1344-1995 | vendorAcronym=ABB | vendorDeviceName=ABB-521 | interconnectionName=Eastern Interconnection,,,,10,STTP,Streaming Telemetry Transport Protocol,9,,,,,,SHELBY-DV1,0.0,1.0,Shelby ABB-521 Digital Value 1,0,1,1,,PMU,DIGI,Digital Value,DV,-89.8038,35.3871,PPA:150,2021-05-12 22:31:20
} | MaximumArchiveDays=90 | DesiredRemainingSpace=500,151,TVA_SHELBY:ABBDF,,3,8736f6c7-ad41-4b43-b4f6-e684e0d4ad20,SHELBY,Shelby,30,1,companyAcronym=TVA | protocolName=IEEE 1344-1995 | vendorAcronym=ABB | vendorDeviceName=ABB-521 | interconnectionName=Eastern Interconnection,,,,10,STTP,Streaming Telemetry Transport Protocol,6,,,,,,SHELBY-DF,0.0,1.0,Shelby ABB-521 Frequency Delta (dF/dt),0,1,1,,PMU,DFDT,Frequency Delta (dF/dt),DF,-89.8038,35.3871,PPA:151,2021-05-12 22:31:20
} | MaximumArchiveDays=90 | DesiredRemainingSpace=500,152,TVA_SHELBY-BUS1:ABBV,,3,8736f6c7-ad41-4b43-b4f6-e684e0d4ad20,SHELBY,Shelby,30,1,companyAcronym=TVA | protocolName=IEEE 1344-1995 | vendorAcronym=ABB | vendorDeviceName=ABB-521 | interconnectionName=Eastern Interconnection,,,,10,STTP,Streaming Telemetry Transport Protocol,3,1,500 kV Bus 1,V,+,0,SHELBY-PM1,0.0,1.0,Shelby ABB-521 500 kV Bus 1 Positive Sequence Voltage Magnitude,0,1,1,Volts,Phasor,VPHM,Voltage Magnitude,PM,-89.8038,35.3871,PPA:152,2021-05-12 22:31:20
} | MaximumArchiveDays=90 | DesiredRemainingSpace=500,153,TVA_SHELBY-BUS1:ABBVH,,3,8736f6c7-ad41-4b43-b4f6-e684e0d4ad20,SHELBY,Shelby,30,1,companyAcronym=TVA | protocolName=IEEE 1344-1995 | vendorAcronym=ABB | vendorDeviceName=ABB-521 | interconnectionName=Eastern Interconnection,,,,10,STTP,Streaming Telemetry Transport Protocol,4,1,500 kV Bus 1,V,+,0,SHELBY-PA1,0.0,1.0,Shelby ABB-521 500 kV Bus 1 Positive Sequence Voltage Phase Angle,0,1,1,Degrees,Phasor,VPHA,Voltage Phase Angle,PA,-89.8038,35.3871,PPA:153,2021-05-12 22:31:20
} | MaximumArchiveDays=90 | DesiredRemainingSpace=500,154,TVA_SHELBY-BUS2:ABBV,,3,8736f6c7-ad41-4b43-b4f6-e684e0d4ad20,SHELBY,Shelby,30,1,companyAcronym=TVA | protocolName=IEEE 1344-1995 | vendorAcronym=ABB | vendorDeviceName=ABB-521 | interconnectionName=Eastern Interconnection,,,,10,STTP,Streaming Telemetry Transport Protocol,3,2,500 kV Bus 2,V,+,0,SHELBY-PM2,0.0,1.0,Shelby ABB-521 500 kV Bus 2 Positive Sequence Voltage Magnitude,0,1,1,Volts,Phasor,VPHM,Voltage Magnitude,PM,-89.8038,35.3871,PPA:154,2021-05-12 22:31:20
} | MaximumArchiveDays=90 | DesiredRemainingSpace=500,155,TVA_SHELBY-BUS2:ABBVH,,3,8736f6c7-ad41-4b43-b4f6-e684e0d4ad20,SHELBY,Shelby,30,1,companyAcronym=TVA | protocolName=IEEE 1344-1995 | vendorAcronym=ABB | vendorDeviceName=ABB-521 | interconnectionName=Eastern Interconnection,,,,10,STTP,Streaming Telemetry Transport Protocol,4,2,500 kV Bus 2,V,+,0,SHELBY-PA2,0.0,1.0,Shelby ABB-521 500 kV Bus 2 Positive Sequence Voltage Phase Angle,0,1,1,Degrees,Phasor,VPHA,Voltage Phase Angle,PA,-89.8038,35.3871,PPA:155,2021-05-12 22:31:20
} | MaximumArchiveDays=90 | DesiredRemainingSpace=500,156,TVA_SHELBY-CORD:ABBI,,3,8736f6c7-ad41-4b43-b4f6-e684e0d4ad20,SHELBY,Shelby,30,1,companyAcronym=TVA | protocolName=IEEE 1344-1995 | vendorAcronym=ABB | vendorDeviceName=ABB-521 | interconnectionName=Eastern Interconnection,,,,10,STTP,Streaming Telemetry Transport Protocol,1,3,Cordova,I,+,0,SHELBY-PM3,0.0,1.0,Shelby ABB-521 Cordova Positive Sequence Current Magnitude,0,1,1,Amps,Phasor,IPHM,Current Magnitude,PM,-89.8038,35.3871,PPA:156,2021-05-12 22:31:20
} | MaximumArchiveDays=90 | DesiredRemainingSpace=500,157,TVA_SHELBY-CORD:ABBIH,,3,8736f6c7-ad41-4b43-b4f6-e684e0d4ad20,SHELBY,Shelby,30,1,companyAcronym=TVA | protocolName=IEEE 1344-1995 | vendorAcronym=ABB | vendorDeviceName=ABB-521 | interconnectionName=Eastern Interconnection,,,,10,STTP,Streaming Telemetry Transport Protocol,2,3,Cordova,I,+,0,SHELBY-PA3,0.0,1.0,Shelby ABB-521 Cordova Positive Sequence Current Phase Angle,0,1,1,Degrees,Phasor,IPHA,Current Phase Angle,PA,-89.8038,35.3871,PPA:157,2021-05-12 22:31:20
} | MaximumArchiveDays=90 | DesiredRemainingSpace=500,158,TVA_SHELBY-DELL:ABBI,,3,8736f6c7-ad41-4b43-b4f6-e684e0d4ad20,SHELBY,Shelby,30,1,companyAcronym=TVA | protocolName=IEEE 1344-1995 | vendorAcronym=ABB | vendorDeviceName=ABB-521 | interconnectionName=Eastern Interconnection,,,,10,STTP,Streaming Telemetry Transport Protocol,1,4,Dell,I,+,0,SHELBY-PM4,0.0,1.0,Shelby ABB-521 Dell Positive Sequence Current Magnitude,0,1,1,Amps,Phasor,IPHM,Current Magnitude,PM,-89.8038,35.3871,PPA:158,2021-05-12 22:31:20
} | MaximumArchiveDays=90 | DesiredRemainingSpace=500,159,TVA_SHELBY-DELL:ABBIH,,3,8736f6c7-ad41-4b43-b4f6-e684e0d4ad20,SHELBY,Shelby,30,1,companyAcronym=TVA | protocolName=IEEE 1344-1995 | vendorAcronym=ABB | vendorDeviceName=ABB-521 | interconnectionName=Eastern Interconnection,,,,10,STTP,Streaming Telemetry Transport Protocol,2,4,Dell,I,+,0,SHELBY-PA4,0.0,1.0,Shelby ABB-521 Dell Positive Sequence Current Phase Angle,0,1,1,Degrees,Phasor,IPHA,Current Phase Angle,PA,-89.8038,35.3871,PPA:159,2021-05-12 22:31:20
} | MaximumArchiveDays=90 | DesiredRemainingSpace=500,160,TVA_SHELBY-LAGO:ABBI,,3,8736f6c7-ad41-4b43-b4f6-e684e0d4ad20,SHELBY,Shelby,30,1,companyAcronym=TVA | protocolName=IEEE 1344-1995 | vendorAcronym=ABB | vendorDeviceName=ABB-521 | interconnectionName=Eastern Interconnection,,,,10,STTP,Streaming Telemetry Transport Protocol,1,5,Lagoon Creek,I,+,0,SHELBY-PM5,0.0,1.0,Shelby ABB-521 Lagoon Creek Positive Sequence Current Magnitude,0,1,1,Amps,Phasor,IPHM,Current Magnitude,PM,-89.8038,35.3871,PPA:160,2021-05-12 22:31:20
} | MaximumArchiveDays=90 | DesiredRemainingSpace=500,161,TVA_SHELBY-LAGO:ABBIH,,3,8736f6c7-ad41-4b43-b4f6-e684e0d4ad20,SHELBY,Shelby,30,1,companyAcronym=TVA | protocolName=IEEE 1344-1995 | vendorAcronym=ABB | vendorDeviceName=ABB-521 | interconnectionName=Eastern Interconnection,,,,10,STTP,Streaming Telemetry Transport Protocol,2,5,Lagoon Creek,I,+,0,SHELBY-PA5,0.0,1.0,Shelby ABB-521 Lagoon Creek Positive Sequence Current Phase Angle,0,1,1,Degrees,Phasor,IPHA,Current Phase Angle,PA,-89.8038,35.3871,PPA:161,2021-05-12 22:31:20
} | MaximumArchiveDays=90 | DesiredRemainingSpace=500,162,TVA_SHELBY!PMU:ST1,,3,8736f6c7-ad41-4b43-b4f6-e684e0d4ad20,SHELBY,Shelby,30,1,companyAcronym=TVA | protocolName=IEEE 1344-1995 | vendorAcronym=ABB | vendorDeviceName=ABB-521 | interconnectionName=Eastern Interconnection,,,,10,STTP,Streaming Telemetry Transport Protocol,11,,,,,,SHELBY!PMU-ST1,0.0,1.0,Device statistic for Number of data quality errors reported by device during last reporting interval.,0,1,1,,Any,STAT,Statistic,ST,-89.8038,35.3871,PPA:162,2021-05-12 22:31:20
} | MaximumArchiveDays=90 | DesiredRemainingSpace=500,163,TVA_SHELBY!PMU:ST2,,3,8736f6c7-ad41-4b43-b4f6-e684e0d4ad20,SHELBY,Shelby,30,1,companyAcronym=TVA | protocolName=IEEE 1344-1995 | vendorAcronym=ABB | vendorDeviceName=ABB-521 | interconnectionName=Eastern Interconnection,,,,10,STTP,Streaming Telemetry Transport Protocol,11,,,,,,SHELBY!PMU-ST2,0.0,1.0,Device statistic for Number of time quality errors reported by device during last reporting interval.,0,1,1,,Any,STAT,Statistic,ST,-89.8038,35.3871,PPA:163,2021-05-12 22:31:20
} | MaximumArchiveDays=90 | DesiredRemainingSpace=500,164,TVA_SHELBY!PMU:ST3,,3,8736f6c7-ad41-4b43-b4f6-e684e0d4ad20,SHELBY,Shelby,30,1,companyAcronym=TVA | protocolName=IEEE 1344-1995 | vendorAcronym=ABB | vendorDeviceName=ABB-521 | interconnectionName=Eastern Interconnection,,,,10,STTP,Streaming Telemetry Transport Protocol,11,,,,,,SHELBY!PMU-ST3,0.0,1.0,Device statistic for Number of device errors reported by device during last reporting interval.,0,1,1,,Any,STAT,Statistic,ST,-89.8038,35.3871,PPA:164,2021-05-12 22:31:20
} | MaximumArchiveDays=90 | DesiredRemainingSpace=500,165,TVA_SHELBY!PMU:ST4,,3,8736f6c7-ad41-4b43-b4f6-e684e0d4ad20,SHELBY,Shelby,30,1,companyAcronym=TVA | protocolName=IEEE 1344-1995 | vendorAcronym=ABB | vendorDeviceName=ABB-521 | interconnectionName=Eastern Interconnection,,,,10,STTP,Streaming Telemetry Transport Protocol,11,,,,,,SHELBY!PMU-ST4,0.0,1.0,Device statistic for Number of measurements received from device during last reporting interval.,0,1,1,,Any,STAT,Statistic,ST,-89.8038,35.3871,PPA:165,2021-05-12 22:31:20
} | MaximumArchiveDays=90 | DesiredRemainingSpace=500,166,TVA_SHELBY!PMU:ST5,,3,8736f6c7-ad41-4b43-b4f6-e684e0d4ad20,SHELBY,Shelby,30,1,companyAcronym=TVA | protocolName=IEEE 1344-1995 | vendorAcronym=ABB | vendorDeviceName=ABB-521 | interconnectionName=Eastern Interconnection,,,,10,STTP,Streaming Telemetry Transport Protocol,11,,,,,,SHELBY!PMU-ST5,0.0,1.0,Device statistic for Expected number of measurements received from device during last reporting interval.,0,1,1,,Any,STAT,Statistic,ST,-89.8038,35.3871,PPA:166,2021-05-12 22:31:20
} | MaximumArchiveDays=90 | DesiredRemainingSpace=500,167,TVA_SHELBY!PMU:ST6,,3,8736f6c7-ad41-4b43-b4f6-e684e0d4ad20,SHELBY,Shelby,30,1,companyAcronym=TVA | protocolName=IEEE 1344-1995 | vendorAcronym=ABB | vendorDeviceName=ABB-521 | interconnectionName=Eastern Interconnection,,,,10,STTP,Streaming Telemetry Transport Protocol,11,,,,,,SHELBY!PMU-ST6,0.0,1.0,Device statistic for Number of measurements received while device was reporting errors during last reporting interval.,0,1,1,,Any,STAT,Statistic,ST,-89.8038,35.3871,PPA:167,2021-05-12 22:31:20
} | MaximumArchiveDays=90 | DesiredRemainingSpace=500,168,TVA_SHELBY!PMU:ST7,,3,8736f6c7-ad41-4b43-b4f6-e684e0d4ad20,SHELBY,Shelby,30,1,companyAcronym=TVA | protocolName=IEEE 1344-1995 | vendorAcronym=ABB | vendorDeviceName=ABB-521 | interconnectionName=Eastern Interconnection,,,,10,STTP,Streaming Telemetry Transport Protocol,11,,,,,,SHELBY!PMU-ST7,0.0,1.0,Device statistic for Number of defined measurements (per frame) from device during last reporting interval.,0,1,1,,Any,STAT,Statistic,ST,-89.8038,35.3871,PPA:168,2021-05-12 22:31:20
} | MaximumArchiveDays=90 | DesiredRemainingSpace=500,169,TVA_SHELBY!IS:ST1,,3,8736f6c7-ad41-4b43-b4f6-e684e0d4ad20,SHELBY,Shelby,30,1,companyAcronym=TVA | protocolName=IEEE 1344-1995 | vendorAcronym=ABB | vendorDeviceName=ABB-521 | interconnectionName=Eastern Interconnection,,,,10,STTP,Streaming Telemetry Transport Protocol,11,,,,,,SHELBY!IS-ST1,0.0,1.0,InputStream statistic for Total number of frames received from input stream during last reporting interval.,0,1,1,,Any,STAT,Statistic,ST,-89.8038,35.3871,PPA:169,2021-05-12 22:31:20
} | MaximumArchiveDays=90 | DesiredRemainingSpace=500,170,TVA_SHELBY!IS:ST2,,3,8736f6c7-ad41-4b43-b4f6-e684e0d4ad20,SHELBY,Shelby,30,1,companyAcronym=TVA | protocolName=IEEE 1344-1995 | vendorAcronym=ABB | vendorDeviceName=ABB-521 | interconnectionName=Eastern Interconnection,,,,10,STTP,Streaming Telemetry Transport Protocol,11,,,,,,SHELBY!IS-ST2,0.0,1.0,InputStream statistic for Timestamp of last received data frame from input stream.,0,1,1,,Any,STAT,Statistic,ST,-89.8038,35.3871,PPA:170,2021-05-12 22:31:20
} | MaximumArchiveDays=90 | DesiredRemainingSpace=500,171,TVA_SHELBY!IS:ST3,,3,8736f6c7-ad41-4b43-b4f6-e684e0d4ad20,SHELBY,Shelby,30,1,companyAcronym=TVA | protocolName=IEEE 1344-1995 | vendorAcronym=ABB | vendorDeviceName=ABB-521 | interconnectionName=Eastern Interconnection,,,,10,STTP,Streaming Telemetry Transport Protocol,11,,,,,,SHELBY!IS-ST3,0.0,1.0,InputStream statistic for Number of frames that were not received from input stream during last reporting interval.,0,1,1,,Any,STAT,Statistic,ST,-89.8038,35.3871,PPA:171,2021-05-12 22:31:20
} | MaximumArchiveDays=90 | DesiredRemainingSpace=500,172,TVA_SHELBY!IS:ST4,,3,8736f6c7-ad41-4b43-b4f6-e684e0d4ad20,SHELBY,Shelby,30,1,companyAcronym=TVA | protocolName=IEEE 1344-1995 | vendorAcronym=ABB | vendorDeviceName=ABB-521 | interconnectionName=Eastern Interconnection,,,,10,STTP,Streaming Telemetry Transport Protocol,11,,,,,,SHELBY!IS-ST4,0.0,1.0,InputStream statistic for Number of CRC errors reported from input stream during last reporting interval.,0,1,1,,Any,STAT,Statistic,ST,-89.8038,35.3871,PPA:172,2021-05-12 22:31:20
} | MaximumArchiveDays=90 | DesiredRemainingSpace=500,173,TVA_SHELBY!IS:ST5,,3,8736f6c7-ad41-4b43-b4f6-e684e0d4ad20,SHELBY,Shelby,30,1,companyAcronym=TVA | protocolName=IEEE 1344-1995 | vendorAcronym=ABB | vendorDeviceName=ABB-521 | interconnectionName=Eastern Interconnection,,,,10,STTP,Streaming Telemetry Transport Protocol,11,,,,,,SHELBY!IS-ST5,0.0,1.0,InputStream statistic for Number of out-of-order frames received from input stream during last reporting interval.,0,1,1,,Any,STAT,Statistic,ST,-89.8038,35.3871,PPA:173,2021-05-12 22:31:20
} | MaximumArchiveDays=90 | DesiredRemainingSpace=500,174,TVA_SHELBY!IS:ST6,,3,8736f6c7-ad41-4b43-b4f6-e684e0d4ad20,SHELBY,Shelby,30,1,companyAcronym=TVA | protocolName=IEEE 1344-1995 | vendorAcronym=ABB | vendorDeviceName=ABB-521 | interconnectionName=Eastern Interconnection,,,,10,STTP,Streaming Telemetry Transport Protocol,11,,,,,,SHELBY!IS-ST6,0.0,1.0,"InputStream statistic for Minimum latency from input stream, in milliseconds, during last reporting interval.",0,1,1,,Any,STAT,Statistic,ST,-89.8038,35.3871,PPA:174,2021-05-12 22:31:20
} | MaximumArchiveDays=90 | DesiredRemainingSpace=500,175,TVA_SHELBY!IS:ST7,,3,8736f6c7-ad41-4b43-b4f6-e684e0d4ad20,SHELBY,Shelby,30,1,companyAcronym=TVA | protocolName=IEEE 1344-1995 | vendorAcronym=ABB | vendorDeviceName=ABB-521 | interconnectionName=Eastern Interconnection,,,,10,STTP,Streaming Telemetry Transport Protocol,11,,,,,,SHELBY!IS-ST7,0.0,1.0,"InputStream statistic for Maximum latency from input stream, in milliseconds, during last reporting interval.",0,1,1,,Any,STAT,Statistic,ST,-89.8038,35.3871,PPA:175,2021-05-12 22:31:20
} | MaximumArchiveDays=90 | DesiredRemainingSpace=500,176,TVA_SHELBY!IS:ST8,,3,8736f6c7-ad41-4b43-b4f6-e684e0d4ad20,SHELBY,Shelby,30,1,companyAcronym=TVA | protocolName=IEEE 1344-1995 | vendorAcronym=ABB | vendorDeviceName=ABB-521 | interconnectionName=Eastern Interconnection,,,,10,STTP,Streaming Telemetry Transport Protocol,11,,,,,,SHELBY!IS-ST8,0.0,1.0,InputStream statistic for Boolean value representing if input stream was continually connected during last reporting interval.,0,1,1,,Any,STAT,Statistic,ST,-89.8038,35.3871,PPA:176,2021-05-12 22:31:20
} | MaximumArchiveDays=90 | DesiredRemainingSpace=500,177,TVA_SHELBY!IS:ST9,,3,8736f6c7-ad41-4b43-b4f6-e684e0d4ad20,SHELBY,Shelby,30,1,companyAcronym=TVA | protocolName=IEEE 1344-1995 | vendorAcronym=ABB | vendorDeviceName=ABB-521 | interconnectionName=Eastern Interconnection,,,,10,STTP,Streaming Telemetry Transport Protocol,11,,,,,,SHELBY!IS-ST9,0.0,1.0,InputStream statistic for Boolean value representing if input stream has received (or has cached) a configuration frame during last reporting interval.,0,1,1,,Any,STAT,Statistic,ST,-89.8038,35.3871,PPA:177,2021-05-12 22:31:20
} | MaximumArchiveDays=90 | DesiredRemainingSpace=500,178,TVA_SHELBY!IS:ST10,,3,8736f6c7-ad41-4b43-b4f6-e684e0d4ad20,SHELBY,Shelby,30,1,companyAcronym=TVA | protocolName=IEEE 1344-1995 | vendorAcronym=ABB | vendorDeviceName=ABB-521 | interconnectionName=Eastern Interconnection,,,,10,STTP,Streaming Telemetry Transport Protocol,11,,,,,,SHELBY!IS-ST10,0.0,1.0,InputStream statistic for Number of configuration changes reported by input stream during last reporting interval.,0,1,1,,Any,STAT,Statistic,ST,-89.8038,35.3871,PPA:178,2021-05-12 22:31:20
} | MaximumArchiveDays=90 | DesiredRemainingSpace=500,179,TVA_SHELBY!IS:ST11,,3,8736f6c7-ad41-4b43-b4f6-e684e0d4ad20,SHELBY,Shelby,30,1,companyAcronym=TVA | protocolName=IEEE 1344-1995 | vendorAcronym=ABB | vendorDeviceName=ABB-521 | interconnectionName=Eastern Interconnection,,,,10,STTP,Streaming Telemetry Transport Protocol,11,,,,,,SHELBY!IS-ST11,0.0,1.0,InputStream statistic for Number of data frames received from input stream during last reporting interval.,0,1,1,,Any,STAT,Statistic,ST,-89.8038,35.3871,PPA:179,2021-05-12 22:31:20
} | MaximumArchiveDays=90 | DesiredRemainingSpace=500,180,TVA_SHELBY!IS:ST12,,3,8736f6c7-ad41-4b43-b4f6-e684e0d4ad20,SHELBY,Shelby,30,1,companyAcronym=TVA | protocolName=IEEE 1344-1995 | vendorAcronym=ABB | vendorDeviceName=ABB-521 | interconnectionName=Eastern Interconnection,,,,10,STTP,Streaming Telemetry Transport Protocol,11,,,,,,SHELBY!IS-ST12,0.0,1.0,InputStream statistic for Number of configuration frames received from input stream during last reporting interval.,0,1,1,,Any,STAT,Statistic,ST,-89.8038,35.3871,PPA:180,2021-05-12 22:31:20
} | MaximumArchiveDays=90 | DesiredRemainingSpace=500,181,TVA_SHELBY!IS:ST13,,3,8736f6c7-ad41-4b43-b4f6-e684e0d4ad20,SHELBY,Shelby,30,1,companyAcronym=TVA | protocolName=IEEE 1344-1995 | vendorAcronym=ABB | vendorDeviceName=ABB-521 | interconnectionName=Eastern Interconnection,,,,10,STTP,Streaming Telemetry Transport Protocol,11,,,,,,SHELBY!IS-ST13,0.0,1.0,InputStream statistic for Number of header frames received from input stream during last reporting interval.,0,1,1,,Any,STAT,Statistic,ST,-89.8038,35.3871,PPA:181,2021-05-12 22:31:20
} | MaximumArchiveDays=90 | DesiredRemainingSpace=500,182,TVA_SHELBY!IS:ST14,,3,8736f6c7-ad41-4b43-b4f6-e684e0d4ad20,SHELBY,Shelby,30,1,companyAcronym=TVA | protocolName=IEEE 1344-1995 | vendorAcronym=ABB | vendorDeviceName=ABB-521 | interconnectionName=Eastern Interconnection,,,,10,STTP,Streaming Telemetry Transport Protocol,11,,,,,,SHELBY!IS-ST14,0.0,1.0,"InputStream statistic for Average latency, in milliseconds, for data received from input stream during last reporting interval.",0,1,1,,Any,STAT,Statistic,ST,-89.8038,35.3871,PPA:182,2021-05-12 22:31:20
} | MaximumArchiveDays=90 | DesiredRemainingSpace=500,183,TVA_SHELBY!IS:ST15,,3,8736f6c7-ad41-4b43-b4f6-e684e0d4ad20,SHELBY,Shelby,30,1,companyAcronym=TVA | protocolName=IEEE 1344-1995 | vendorAcronym=ABB | vendorDeviceName=ABB-521 | interconnectionName=Eastern Interconnection,,,,10,STTP,Streaming Telemetry Transport Protocol,11,,,,,,SHELBY!IS-ST15,0.0,1.0,InputStream statistic for Frame rate as defined by input stream during last reporting interval.,0,1,1,,Any,STAT,Statistic,ST,-89.8038,35.3871,PPA:183,2021-05-12 22:31:20
} | MaximumArchiveDays=90 | DesiredRemainingSpace=500,184,TVA_SHELBY!IS:ST16,,3,8736f6c7-ad41-4b43-b4f6-e684e0d4ad20,SHELBY,Shelby,30,1,companyAcronym=TVA | protocolName=IEEE 1344-1995 | vendorAcronym=ABB | vendorDeviceName=ABB-521 | interconnectionName=Eastern Interconnection,,,,10,STTP,Streaming Telemetry Transport Protocol,11,,,,,,SHELBY!IS-ST16,0.0,1.0,InputStream statistic for Latest actual mean frame rate for data received from input stream during last reporting interval.,0,1,1,,Any,STAT,Statistic,ST,-89.8038,35.3871,PPA:184,2021-05-12 22:31:20
} | MaximumArchiveDays=90 | DesiredRemainingSpace=500,185,TVA_SHELBY!IS:ST17,,3,8736f6c7-ad41-4b43-b4f6-e684e0d4ad20,SHELBY,Shelby,30,1,companyAcronym=TVA | protocolName=IEEE 1344-1995 | vendorAcronym=ABB | vendorDeviceName=ABB-521 | interconnectionName=Eastern Interconnection,,,,10,STTP,Streaming Telemetry Transport Protocol,11,,,,,,SHELBY!IS-ST17,0.0,1.0,InputStream statistic for Latest actual mean Mbps data rate for data received from input stream during last reporting interval.,0,1,1,,Any,STAT,Statistic,ST,-89.8038,35.3871,PPA:185,2021-05-12 22:31:20
} | MaximumArchiveDays=90 | DesiredRemainingSpace=500,186,TVA_SHELBY!IS:ST18,,3,8736f6c7-ad41-4b43-b4f6-e684e0d4ad20,SHELBY,Shelby,30,1,companyAcronym=TVA | protocolName=IEEE 1344-1995 | vendorAcronym=ABB | vendorDeviceName=ABB-521 | interconnectionName=Eastern Interconnection,,,,10,STTP,Streaming Telemetry Transport Protocol,11,,,,,,SHELBY!IS-ST18,0.0,1.0,InputStream statistic for Number of data units that were not received at least once from input stream during last reporting interval.,0,1,1,,Any,STAT,Statistic,ST,-89.8038,35.3871,PPA:186,2021-05-12 22:31:20
} | MaximumArchiveDays=90 | DesiredRemainingSpace=500,187,TVA_SHELBY!IS:ST19,,3,8736f6c7-ad41-4b43-b4f6-e684e0d4ad20,SHELBY,Shelby,30,1,companyAcronym=TVA | protocolName=IEEE 1344-1995 | vendorAcronym=ABB | vendorDeviceName=ABB-521 | interconnectionName=Eastern Interconnection,,,,10,STTP,Streaming Telemetry Transport Protocol,11,,,,,,SHELBY!IS-ST19,0.0,1.0,InputStream statistic for Number of bytes received from the input source during last reporting interval.,0,1,1,,Any,STAT,Statistic,ST,-89.8038,35.3871,PPA:187,2021-05-12 22:31:20
} | MaximumArchiveDays=90 | DesiredRemainingSpace=500,188,TVA_SHELBY!IS:ST20,,3,8736f6c7-ad41-4b43-b4f6-e684e0d4ad20,SHELBY,Shelby,30,1,companyAcronym=TVA | protocolName=IEEE 1344-1995 | vendorAcronym=ABB | vendorDeviceName=ABB-521 | interconnectionName=Eastern Interconnection,,,,10,STTP,Streaming Telemetry Transport Protocol,11,,,,,,SHELBY!IS-ST20,0.0,1.0,InputStream statistic for Number of processed measurements reported by the input stream during the lifetime of the input stream.,0,1,1,,Any,STAT,Statistic,ST,-89.8038,35.3871,PPA:188,2021-05-12 22:31:20
} | MaximumArchiveDays=90 | DesiredRemainingSpace=500,189,TVA_SHELBY!IS:ST21,,3,8736f6c7-ad41-4b43-b4f6-e684e0d4ad20,SHELBY,Shelby,30,1,companyAcronym=TVA | protocolName=IEEE 1344-1995 | vendorAcronym=ABB | vendorDeviceName=ABB-521 | interconnectionName=Eastern Interconnection,,,,10,STTP,Streaming Telemetry Transport Protocol,11,,,,,,SHELBY!IS-ST21,0.0,1.0,InputStream statistic for Number of bytes received from the input source during the lifetime of the input stream.,0,1,1,,Any,STAT,Statistic,ST,-89.8038,35.3871,PPA:189,2021-05-12 22:31:20
} | MaximumArchiveDays=90 | DesiredRemainingSpace=500,190,TVA_SHELBY!IS:ST22,,3,8736f6c7-ad41-4b43-b4f6-e684e0d4ad20,SHELBY,Shelby,30,1,companyAcronym=TVA | protocolName=IEEE 1344-1995 | vendorAcronym=ABB | vendorDeviceName=ABB-521 | interconnectionName=Eastern Interconnection,,,,10,STTP,Streaming Telemetry Transport Protocol,11,,,,,,SHELBY!IS-ST22,0.0,1.0,InputStream statistic for The minimum number of measurements received per second during the last reporting interval.,0,1,1,,Any,STAT,Statistic,ST,-89.8038,35.3871,PPA:190,2021-05-12 22:31:20
} | MaximumArchiveDays=90 | DesiredRemainingSpace=500,191,TVA_SHELBY!IS:ST23,,3,8736f6c7-ad41-4b43-b4f6-e684e0d4ad20,SHELBY,Shelby,30,1,companyAcronym=TVA | protocolName=IEEE 1344-1995 | vendorAcronym=ABB | vendorDeviceName=ABB-521 | interconnectionName=Eastern Interconnection,,,,10,STTP,Streaming Telemetry Transport Protocol,11,,,,,,SHELBY!IS-ST23,0.0,1.0,InputStream statistic for The maximum number of measurements received per second during the last reporting interval.,0,1,1,,Any,STAT,Statistic,ST,-89.8038,35.3871,PPA:191,2021-05-12 22:31:20
} | MaximumArchiveDays=90 | DesiredRemainingSpace=500,192,TVA_SHELBY!IS:ST24,,3,8736f6c7-ad41-4b43-b4f6-e684e0d4ad20,SHELBY,Shelby,30,1,companyAcronym=TVA | protocolName=IEEE 1344-1995 | vendorAcronym=ABB | vendorDeviceName=ABB-521 | interconnectionName=Eastern Interconnection,,,,10,STTP,Streaming Telemetry Transport Protocol,11,,,,,,SHELBY!IS-ST24,0.0,1.0,InputStream statistic for The average number of measurements received per second during the last reporting interval.,0,1,1,,Any,STAT,Statistic,ST,-89.8038,35.3871,PPA:192,2021-05-12 22:31:20
} | MaximumArchiveDays=90 | DesiredRemainingSpace=500,193,TVA_SHELBY!IS:ST25,,3,8736f6c7-ad41-4b43-b4f6-e684e0d4ad20,SHELBY,Shelby,30,1,companyAcronym=TVA | protocolName=IEEE 1344-1995 | vendorAcronym=ABB | vendorDeviceName=ABB-521 | interconnectionName=Eastern Interconnection,,,,10,STTP,Streaming Telemetry Transport Protocol,11,,,,,,SHELBY!IS-ST25,0.0,1.0,"InputStream statistic for Minimum latency from input stream, in milliseconds, during the lifetime of the input stream.",0,1,1,,Any,STAT,Statistic,ST,-89.8038,35.3871,PPA:193,2021-05-12 22:31:20
} | MaximumArchiveDays=90 | DesiredRemainingSpace=500,194,TVA_SHELBY!IS:ST26,,3,8736f6c7-ad41-4b43-b4f6-e684e0d4ad20,SHELBY,Shelby,30,1,companyAcronym=TVA | protocolName=IEEE 1344-1995 | vendorAcronym=ABB | vendorDeviceName=ABB-521 | interconnectionName=Eastern Interconnection,,,,10,STTP,Streaming Telemetry Transport Protocol,11,,,,,,SHELBY!IS-ST26,0.0,1.0,"InputStream statistic for Maximum latency from input stream, in milliseconds, during the lifetime of the input stream.",0,1,1,,Any,STAT,Statistic,ST,-89.8038,35.3871,PPA:194,2021-05-12 22:31:20
} | MaximumArchiveDays=90 | DesiredRemainingSpace=500,195,TVA_SHELBY!IS:ST27,,3,8736f6c7-ad41-4b43-b4f6-e684e0d4ad20,SHELBY,Shelby,30,1,companyAcronym=TVA | protocolName=IEEE 1344-1995 | vendorAcronym=ABB | vendorDeviceName=ABB-521 | interconnectionName=Eastern Interconnection,,,,10,STTP,Streaming Telemetry Transport Protocol,11,,,,,,SHELBY!IS-ST27,0.0,1.0,"InputStream statistic for Average latency, in milliseconds, for data received from input stream during the lifetime of the input stream.",0,1,1,,Any,STAT,Statistic,ST,-89.8038,35.3871,PPA:195,2021-05-12 22:31:20
} | MaximumArchiveDays=90 | DesiredRemainingSpace=500,196,TVA_SHELBY!IS:ST28,,3,8736f6c7-ad41-4b43-b4f6-e684e0d4ad20,SHELBY,Shelby,30,1,companyAcronym=TVA | protocolName=IEEE 1344-1995 | vendorAcronym=ABB | vendorDeviceName=ABB-521 | interconnectionName=Eastern Interconnection,,,,10,STTP,Streaming Telemetry Transport Protocol,11,,,,,,SHELBY!IS-ST28,0.0,1.0,InputStream statistic for Total number of seconds input stream has been running.,0,1,1,,Any,STAT,Statistic,ST,-89.8038,35.3871,PPA:196,2021-05-12 22:31:20
} | MaximumArchiveDays=90 | DesiredRemainingSpace=500,204,GPA_COPPE:F,,4,8736f6c7-ad41-4b43-b4f6-e684e0d4ad20,COPPE,Coppe,60,1,companyAcronym= | protocolName=IEEE C37.118-2005 | vendorAcronym= | vendorDeviceName= | interconnectionName=,,,,10,STTP,Streaming Telemetry Transport Protocol,5,,,,,,COPPE-FQ,0.0,1.0,Coppe Frequency,0,1,1,Hz,PMU,FREQ,Frequency,FQ,-98.6,37.5,PPA:204,2021-05-21 14:01:33
} | MaximumArchiveDays=90 | DesiredRemainingSpace=500,205,GPA_COPPE:DF,,4,8736f6c7-ad41-4b43-b4f6-e684e0d4ad20,COPPE,Coppe,60,1,companyAcronym= | protocolName=IEEE C37.118-2005 | vendorAcronym= | vendorDeviceName= | interconnectionName=,,,,10,STTP,Streaming Telemetry Transport Protocol,6,,,,,,COPPE-DF,0.0,1.0,Coppe Frequency Delta (dF/dt),0,1,1,,PMU,DFDT,Frequency Delta (dF/dt),DF,-98.6,37.5,PPA:205,2021-05-21 14:01:33
} | MaximumArchiveDays=90 | DesiredRemainingSpace=500,206,GPA_COPPE:S,,4,8736f6c7-ad41-4b43-b4f6-e684e0d4ad20,COPPE,Coppe,60,1,companyAcronym= | protocolName=IEEE C37.118-2005 | vendorAcronym= | vendorDeviceName= | interconnectionName=,,,,10,STTP,Streaming Telemetry Transport Protocol,8,,,,,,COPPE-SF,0.0,1.0,Coppe Status Flags,0,1,1,,PMU,FLAG,Status Flags,SF,-98.6,37.5,PPA:206,2021-05-21 14:01:33
} | MaximumArchiveDays=90 | DesiredRemainingSpace=500,207,GPA_COPPE-PM1:V,,4,8736f6c7-ad41-4b43-b4f6-e684e0d4ad20,COPPE,Coppe,60,1,companyAcronym= | protocolName=IEEE C37.118-2005 | vendorAcronym= | vendorDeviceName= | interconnectionName=,,,,10,STTP,Streaming Telemetry Transport Protocol,3,1,VA1 v1 +SV,V,+,0,COPPE-PM1,0.0,1.0,Coppe VA1 v1 +SV + Voltage Magnitude,0,1,1,Volts,Phasor,VPHM,Voltage Magnitude,PM,-98.6,37.5,PPA:207,2021-05-21 14:01:33
} | MaximumArchiveDays=90 | DesiredRemainingSpace=500,208,GPA_COPPE-PA1:VH,,4,8736f6c7-ad41-4b43-b4f6-e684e0d4ad20,COPPE,Coppe,60,1,companyAcronym= | protocolName=IEEE C37.118-2005 | vendorAcronym= | vendorDeviceName= | interconnectionName=,,,,10,STTP,Streaming Telemetry Transport Protocol,4,1,VA1 v1 +SV,V,+,0,COPPE-PA1,0.0,1.0,Coppe VA1 v1 +SV + Voltage Phase Angle,0,1,1,Degrees,Phasor,VPHA,Voltage Phase Angle,PA,-98.6,37.5,PPA:208,2021-05-21 14:01:33
} | MaximumArchiveDays=90 | DesiredRemainingSpace=500,209,GPA_COPPE-PM2:V,,4,8736f6c7-ad41-4b43-b4f6-e684e0d4ad20,COPPE,Coppe,60,1,companyAcronym= | protocolName=IEEE C37.118-2005 | vendorAcronym= | vendorDeviceName= | interconnectionName=,,,,10,STTP,Streaming Telemetry Transport Protocol,3,2,VB1 v1 +SV,V,+,0,COPPE-PM2,0.0,1.0,Coppe VB1 v1 +SV + Voltage Magnitude,0,1,1,Volts,Phasor,VPHM,Voltage Magnitude,PM,-98.6,37.5,PPA:209,2021-05-21 14:01:33
} | MaximumArchiveDays=90 | DesiredRemainingSpace=500,210,GPA_COPPE-PA2:VH,,4,8736f6c7-ad41-4b43-b4f6-e684e0d4ad20,COPPE,Coppe,60,1,companyAcronym= | protocolName=IEEE C37.118-2005 | vendorAcronym= | vendorDeviceName= | interconnectionName=,,,,10,STTP,Streaming Telemetry Transport Protocol,4,2,VB1 v1 +SV,V,+,0,COPPE-PA2,0.0,1.0,Coppe VB1 v1 +SV + Voltage Phase Angle,0,1,1,Degrees,Phasor,VPHA,Voltage Phase Angle,PA,-98.6,37.5,PPA:210,2021-05-21 14:01:33
} | MaximumArchiveDays=90 | DesiredRemainingSpace=500,211,GPA_COPPE-PM3:V,,4,8736f6c7-ad41-4b43-b4f6-e684e0d4ad20,COPPE,Coppe,60,1,companyAcronym= | protocolName=IEEE C37.118-2005 | vendorAcronym= | vendorDeviceName= | interconnectionName=,,,,10,STTP,Streaming Telemetry Transport Protocol,3,3,VC1 v1 +SV,V,+,0,COPPE-PM3,0.0,1.0,Coppe VC1 v1 +SV + Voltage Magnitude,0,1,1,Volts,Phasor,VPHM,Voltage Magnitude,PM,-98.6,37.5,PPA:211,2021-05-21 14:01:33
} | MaximumArchiveDays=90 | DesiredRemainingSpace=500,212,GPA_COPPE-PA3:VH,,4,8736f6c7-ad41-4b43-b4f6-e684e0d4ad20,COPPE,Coppe,60,1,companyAcronym= | protocolName=IEEE C37.118-2005 | vendorAcronym= | vendorDeviceName= | interconnectionName=,,,,10,STTP,Streaming Telemetry Transport Protocol,4,3,VC1 v1 +SV,V,+,0,COPPE-PA3,0.0,1.0,Coppe VC1 v1 +SV + Voltage Phase Angle,0,1,1,Degrees,Phasor,VPHA,Voltage Phase Angle,PA,-98.6,37.5,PPA:212,2021-05-21 14:01:33
} | MaximumArchiveDays=90 | DesiredRemainingSpace=500,213,GPA_UFAC:F,,5,8736f6c7-ad41-4b43-b4f6-e684e0d4ad20,UFAC,Ufac,60,1,companyAcronym= | protocolName=IEEE C37.118-2005 | vendorAcronym= | vendorDeviceName= | interconnectionName=,,,,10,STTP,Streaming Telemetry Transport Protocol,5,,,,,,UFAC-FQ,0.0,1.0,Ufac Frequency,0,1,1,Hz,PMU,FREQ,Frequency,FQ,-98.6,37.5,PPA:213,2021-05-21 14:01:33
} | MaximumArchiveDays=90 | DesiredRemainingSpace=500,214,GPA_UFAC:DF,,5,8736f6c7-ad41-4b43-b4f6-e684e0d4ad20,UFAC,Ufac,60,1,companyAcronym= | protocolName=IEEE C37.118-2005 | vendorAcronym= | vendorDeviceName= | interconnectionName=,,,,10,STTP,Streaming Telemetry Transport Protocol,6,,,,,,UFAC-DF,0.0,1.0,Ufac Frequency Delta (dF/dt),0,1,1,,PMU,DFDT,Frequency Delta (dF/dt),DF,-98.6,37.5,PPA:214,2021-05-21 14:01:33
} | MaximumArchiveDays=90 | DesiredRemainingSpace=500,215,GPA_UFAC:S,,5,8736f6c7-ad41-4b43-b4f6-e684e0d4ad20,UFAC,Ufac,60,1,companyAcronym= | protocolName=IEEE C37.118-2005 | vendorAcronym= | vendorDeviceName= | interconnectionName=,,,,10,STTP,Streaming Telemetry Transport Protocol,8,,,,,,UFAC-SF,0.0,1.0,Ufac Status Flags,0,1,1,,PMU,FLAG,Status Flags,SF,-98.6,37.5,PPA:215,2021-05-21 14:01:33
} | MaximumArchiveDays=90 | DesiredRemainingSpace=500,216,GPA_UFAC-PM1:V,,5,8736f6c7-ad41-4b43-b4f6-e684e0d4ad20,UFAC,Ufac,60,1,companyAcronym= | protocolName=IEEE C37.118-2005 | vendorAcronym= | vendorDeviceName= | interconnectionName=,,,,10,STTP,Streaming Telemetry Transport Protocol,3,1,VA1 v1 +SV,V,+,0,UFAC-PM1,0.0,1.0,Ufac VA1 v1 +SV + Voltage Magnitude,0,1,1,Volts,Phasor,VPHM,Voltage Magnitude,PM,-98.6,37.5,PPA:216,2021-05-21 14:01:33
} | MaximumArchiveDays=90 | DesiredRemainingSpace=500,217,GPA_UFAC-PA1:VH,,5,8736f6c7-ad41-4b43-b4f6-e684e0d4ad20,UFAC,Ufac,60,1,companyAcronym= | protocolName=IEEE C37.118-2005 | vendorAcronym= | vendorDeviceName= | interconnectionName=,,,,10,STTP,Streaming Telemetry Transport Protocol,4,1,VA1 v1 +SV,V,+,0,UFAC-PA1,0.0,1.0,Ufac VA1 v1 +SV + Voltage Phase Angle,0,1,1,Degrees,Phasor,VPHA,Voltage Phase Angle,PA,-98.6,37.5,PPA:217,2021-05-21 14:01:33
} | MaximumArchiveDays=90 | DesiredRemainingSpace=500,218,GPA_UFAC-PM2:V,,5,8736f6c7-ad41-4b43-b4f6-e684e0d4ad20,UFAC,Ufac,60,1,companyAcronym= | protocolName=IEEE C37.118-2005 | vendorAcronym= | vendorDeviceName= | interconnectionName=,,,,10,STTP,Streaming Telemetry Transport Protocol,3,2,VB1 v1 +SV,V,+,0,UFAC-PM2,0.0,1.0,Ufac VB1 v1 +SV + Voltage Magnitude,0,1,1,Volts,Phasor,VPHM,Voltage Magnitude,PM,-98.6,37.5,PPA:218,2021-05-21 14:01:33
} | MaximumArchiveDays=90 | DesiredRemainingSpace=500,219,GPA_UFAC-PA2:VH,,5,8736f6c7-ad41-4b43-b4f6-e684e0d4ad20,UFAC,Ufac,60,1,companyAcronym= | protocolName=IEEE C37.118-2005 | vendorAcronym= | vendorDeviceName= | interconnectionName=,,,,10,STTP,Streaming Telemetry Transport Protocol,4,2,VB1 v1 +SV,V,+,0,UFAC-PA2,0.0,1.0,Ufac VB1 v1 +SV + Voltage Phase Angle,0,1,1,Degrees,Phasor,VPHA,Voltage Phase Angle,PA,-98.6,37.5,PPA:219,2021-05-21 14:01:33
} | MaximumArchiveDays=90 | DesiredRemainingSpace=500,220,GPA_UFAC-PM3:V,,5,8736f6c7-ad41-4b43-b4f6-e684e0d4ad20,UFAC,Ufac,60,1,companyAcronym= | protocolName=IEEE C37.118-2005 | vendorAcronym= | vendorDeviceName= | interconnectionName=,,,,10,STTP,Streaming Telemetry Transport Protocol,3,3,VC1 v1 +SV,V,+,0,UFAC-PM3,0.0,1.0,Ufac VC1 v1 +SV + Voltage Magnitude,0,1,1,Volts,Phasor,VPHM,Voltage Magnitude,PM,-98.6,37.5,PPA:220,2021-05-21 14:01:33
} | MaximumArchiveDays=90 | DesiredRemainingSpace=500,221,GPA_UFAC-PA3:VH,,5,8736f6c7-ad41-4b43-b4f6-e684e0d4ad20,UFAC,Ufac,60,1,companyAcronym= | protocolName=IEEE C37.118-2005 | vendorAcronym= | vendorDeviceName= | interconnectionName=,,,,10,STTP,Streaming Telemetry Transport Protocol,4,3,VC1 v1 +SV,V,+,0,UFAC-PA3,0.0,1.0,Ufac VC1 v1 +SV + Voltage Phase Angle,0,1,1,Degrees,Phasor,VPHA,Voltage Phase Angle,PA,-98.6,37.5,PPA:221,2021-05-21 14:01:33
} | MaximumArchiveDays=90 | DesiredRemainingSpace=500,222,GPA_UFAM:F,,6,8736f6c7-ad41-4b43-b4f6-e684e0d4ad20,UFAM,Ufam,60,1,companyAcronym= | protocolName=IEEE C37.118-2005 | vendorAcronym= | vendorDeviceName= | interconnectionName=,,,,10,STTP,Streaming Telemetry Transport Protocol,5,,,,,,UFAM-FQ,0.0,1.0,Ufam Frequency,0,1,1,Hz,PMU,FREQ,Frequency,FQ,-98.6,37.5,PPA:222,2021-05-21 14:01:33
} | MaximumArchiveDays=90 | DesiredRemainingSpace=500,223,GPA_UFAM:DF,,6,8736f6c7-ad41-4b43-b4f6-e684e0d4ad20,UFAM,Ufam,60,1,companyAcronym= | protocolName=IEEE C37.118-2005 | vendorAcronym= | vendorDeviceName= | interconnectionName=,,,,10,STTP,Streaming Telemetry Transport Protocol,6,,,,,,UFAM-DF,0.0,1.0,Ufam Frequency Delta (dF/dt),0,1,1,,PMU,DFDT,Frequency Delta (dF/dt),DF,-98.6,37.5,PPA:223,2021-05-21 14:01:33
} | MaximumArchiveDays=90 | DesiredRemainingSpace=500,224,GPA_UFAM:S,,6,8736f6c7-ad41-4b43-b4f6-e684e0d4ad20,UFAM,Ufam,60,1,companyAcronym= | protocolName=IEEE C37.118-2005 | vendorAcronym= | vendorDeviceName= | interconnectionName=,,,,10,STTP,Streaming Telemetry Transport Protocol,8,,,,,,UFAM-SF,0.0,1.0,Ufam Status Flags,0,1,1,,PMU,FLAG,Status Flags,SF,-98.6,37.5,PPA:224,2021-05-21 14:01:33
} | MaximumArchiveDays=90 | DesiredRemainingSpace=500,225,GPA_UFAM-PM1:V,,6,8736f6c7-ad41-4b43-b4f6-e684e0d4ad20,UFAM,Ufam,60,1,companyAcronym= | protocolName=IEEE C37.118-2005 | vendorAcronym= | vendorDeviceName= | interconnectionName=,,,,10,STTP,Streaming Telemetry Transport Protocol,3,1,MMXU1.VA +SV,V,A,0,UFAM-PM1,0.0,1.0,Ufam MMXU1.VA +SV A Voltage Magnitude,0,1,1,Volts,Phasor,VPHM,Voltage Magnitude,PM,-98.6,37.5,PPA:225,2021-05-21 14:01:33
} | MaximumArchiveDays=90 | DesiredRemainingSpace=500,226,GPA_UFAM-PA1:VH,,6,8736f6c7-ad41-4b43-b4f6-e684e0d4ad20,UFAM,Ufam,60,1,companyAcronym= | protocolName=IEEE C37.118-2005 | vendorAcronym= | vendorDeviceName= | interconnectionName=,,,,10,STTP,Streaming Telemetry Transport Protocol,4,1,MMXU1.VA +SV,V,A,0,UFAM-PA1,0.0,1.0,Ufam MMXU1.VA +SV A Voltage Phase Angle,0,1,1,Degrees,Phasor,VPHA,Voltage Phase Angle,PA,-98.6,37.5,PPA:226,2021-05-21 14:01:33
} | MaximumArchiveDays=90 | DesiredRemainingSpace=500,227,GPA_UFAM-PM2:V,,6,8736f6c7-ad41-4b43-b4f6-e684e0d4ad20,UFAM,Ufam,60,1,companyAcronym= | protocolName=IEEE C37.118-2005 | vendorAcronym= | vendorDeviceName= | interconnectionName=,,,,10,STTP,Streaming Telemetry Transport Protocol,3,2,MMXU1.VB +SV,V,B,0,UFAM-PM2,0.0,1.0,Ufam MMXU1.VB +SV B Voltage Magnitude,0,1,1,Volts,Phasor,VPHM,Voltage Magnitude,PM,-98.6,37.5,PPA:227,2021-05-21 14:01:33
} | MaximumArchiveDays=90 | DesiredRemainingSpace=500,228,GPA_UFAM-PA2:VH,,6,8736f6c7-ad41-4b43-b4f6-e684e0d4ad20,UFAM,Ufam,60,1,companyAcronym= | protocolName=IEEE C37.118-2005 | vendorAcronym= | vendorDeviceName= | interconnectionName=,,,,10,STTP,Streaming Telemetry Transport Protocol,4,2,MMXU1.VB +SV,V,B,0,UFAM-PA2,0.0,1.0,Ufam MMXU1.VB +SV B Voltage Phase Angle,0,1,1,Degrees,Phasor,VPHA,Voltage Phase Angle,PA,-98.6,37.5,PPA:228,2021-05-21 14:01:33
} | MaximumArchiveDays=90 | DesiredRemainingSpace=500,229,GPA_UFAM-PM3:V,,6,8736f6c7-ad41-4b43-b4f6-e684e0d4ad20,UFAM,Ufam,60,1,companyAcronym= | protocolName=IEEE C37.118-2005 | vendorAcronym= | vendorDeviceName= | interconnectionName=,,,,10,STTP,Streaming Telemetry Transport Protocol,3,3,MMXU1.VC +SV,V,C,0,UFAM-PM3,0.0,1.0,Ufam MMXU1.VC +SV C Voltage Magnitude,0,1,1,Volts,Phasor,VPHM,Voltage Magnitude,PM,-98.6,37.5,PPA:229,2021-05-21 14:01:33
} | MaximumArchiveDays=90 | DesiredRemainingSpace=500,230,GPA_UFAM-PA3:VH,,6,8736f6c7-ad41-4b43-b4f6-e684e0d4ad20,UFAM,Ufam,60,1,companyAcronym= | protocolName=IEEE C37.118-2005 | vendorAcronym= | vendorDeviceName= | interconnectionName=,,,,10,STTP,Streaming Telemetry Transport Protocol,4,3,MMXU1.VC +SV,V,C,0,UFAM-PA3,0.0,1.0,Ufam MMXU1.VC +SV C Voltage Phase Angle,0,1,1,Degrees,Phasor,VPHA,Voltage Phase Angle,PA,-98.6,37.5,PPA:230,2021-05-21 14:01:33
} | MaximumArchiveDays=90 | DesiredRemainingSpace=500,231,GPA_UFBA:F,,7,8736f6c7-ad41-4b43-b4f6-e684e0d4ad20,UFBA,Ufba,60,1,companyAcronym= | protocolName=IEEE C37.118-2005 | vendorAcronym= | vendorDeviceName= | interconnectionName=,,,,10,STTP,Streaming Telemetry Transport Protocol,5,,,,,,UFBA-FQ,0.0,1.0,Ufba Frequency,0,1,1,Hz,PMU,FREQ,Frequency,FQ,-98.6,37.5,PPA:231,2021-05-21 14:01:33
} | MaximumArchiveDays=90 | DesiredRemainingSpace=500,232,GPA_UFBA:DF,,7,8736f6c7-ad41-4b43-b4f6-e684e0d4ad20,UFBA,Ufba,60,1,companyAcronym= | protocolName=IEEE C37.118-2005 | vendorAcronym= | vendorDeviceName= | interconnectionName=,,,,10,STTP,Streaming Telemetry Transport Protocol,6,,,,,,UFBA-DF,0.0,1.0,Ufba Frequency Delta (dF/dt),0,1,1,,PMU,DFDT,Frequency Delta (dF/dt),DF,-98.6,37.5,PPA:232,2021-05-21 14:01:33
} | MaximumArchiveDays=90 | DesiredRemainingSpace=500,233,GPA_UFBA:S,,7,8736f6c7-ad41-4b43-b4f6-e684e0d4ad20,UFBA,Ufba,60,1,companyAcronym= | protocolName=IEEE C37.118-2005 | vendorAcronym= | vendorDeviceName= | interconnectionName=,,,,10,STTP,Streaming Telemetry Transport Protocol,8,,,,,,UFBA-SF,0.0,1.0,Ufba Status Flags,0,1,1,,PMU,FLAG,Status Flags,SF,-98.6,37.5,PPA:233,2021-05-21 14:01:33
} | MaximumArchiveDays=90 | DesiredRemainingSpace=500,234,GPA_UFBA-PM1:V,,7,8736f6c7-ad41-4b43-b4f6-e684e0d4ad20,UFBA,Ufba,60,1,companyAcronym= | protocolName=IEEE C37.118-2005 | vendorAcronym= | vendorDeviceName= | interconnectionName=,,,,10,STTP,Streaming Telemetry Transport Protocol,3,1,VA1 v1 +SV,V,+,0,UFBA-PM1,0.0,1.0,Ufba VA1 v1 +SV + Voltage Magnitude,0,1,1,Volts,Phasor,VPHM,Voltage Magnitude,PM,-98.6,37.5,PPA:234,2021-05-21 14:01:33
} | MaximumArchiveDays=90 | DesiredRemainingSpace=500,235,GPA_UFBA-PA1:VH,,7,8736f6c7-ad41-4b43-b4f6-e684e0d4ad20,UFBA,Ufba,60,1,companyAcronym= | protocolName=IEEE C37.118-2005 | vendorAcronym= | vendorDeviceName= | interconnectionName=,,,,10,STTP,Streaming Telemetry Transport Protocol,4,1,VA1 v1 +SV,V,+,0,UFBA-PA1,0.0,1.0,Ufba VA1 v1 +SV + Voltage Phase Angle,0,1,1,Degrees,Phasor,VPHA,Voltage Phase Angle,PA,-98.6,37.5,PPA:235,2021-05-21 14:01:33
} | MaximumArchiveDays=90 | DesiredRemainingSpace=500,236,GPA_UFBA-PM2:V,,7,8736f6c7-ad41-4b43-b4f6-e684e0d4ad20,UFBA,Ufba,60,1,companyAcronym= | protocolName=IEEE C37.118-2005 | vendorAcronym= | vendorDeviceName= | interconnectionName=,,,,10,STTP,Streaming Telemetry Transport Protocol,3,2,VB1 v1 +SV,V,+,0,UFBA-PM2,0.0,1.0,Ufba VB1 v1 +SV + Voltage Magnitude,0,1,1,Volts,Phasor,VPHM,Voltage Magnitude,PM,-98.6,37.5,PPA:236,2021-05-21 14:01:33
} | MaximumArchiveDays=90 | DesiredRemainingSpace=500,237,GPA_UFBA-PA2:VH,,7,8736f6c7-ad41-4b43-b4f6-e684e0d4ad20,UFBA,Ufba,60,1,companyAcronym= | protocolName=IEEE C37.118-2005 | vendorAcronym= | vendorDeviceName= | interconnectionName=,,,,10,STTP,Streaming Telemetry Transport Protocol,4,2,VB1 v1 +SV,V,+,0,UFBA-PA2,0.0,1.0,Ufba VB1 v1 +SV + Voltage Phase Angle,0,1,1,Degrees,Phasor,VPHA,Voltage Phase Angle,PA,-98.6,37.5,PPA:237,2021-05-21 14:01:33
} | MaximumArchiveDays=90 | DesiredRemainingSpace=500,238,GPA_UFBA-PM3:V,,7,8736f6c7-ad41-4b43-b4f6-e684e0d4ad20,UFBA,Ufba,60,1,companyAcronym= | protocolName=IEEE C37.118-2005 | vendorAcronym= | vendorDeviceName= | interconnectionName=,,,,10,STTP,Streaming Telemetry Transport Protocol,3,3,VC1 v1 +SV,V,+,0,UFBA-PM3,0.0,1.0,Ufba VC1 v1 +SV + Voltage Magnitude,0,1,1,Volts,Phasor,VPHM,Voltage Magnitude,PM,-98.6,37.5,PPA:238,2021-05-21 14:01:33
} | MaximumArchiveDays=90 | DesiredRemainingSpace=500,239,GPA_UFBA-PA3:VH,,7,8736f6c7-ad41-4b43-b4f6-e684e0d4ad20,UFBA,Ufba,60,1,companyAcronym= | protocolName=IEEE C37.118-2005 | vendorAcronym= | vendorDeviceName= | interconnectionName=,,,,10,STTP,Streaming Telemetry Transport Protocol,4,3,VC1 v1 +SV,V,+,0,UFBA-PA3,0.0,1.0,Ufba VC1 v1 +SV + Voltage Phase Angle,0,1,1,Degrees,Phasor,VPHA,Voltage Phase Angle,PA,-98.6,37.5,PPA:239,2021-05-21 14:01:33
} | MaximumArchiveDays=90 | DesiredRemainingSpace=500,240,GPA_UFC:F,,8,8736f6c7-ad41-4b43-b4f6-e684e0d4ad20,UFC,Ufc,60,1,companyAcronym= | protocolName=IEEE C37.118-2005 | vendorAcronym= | vendorDeviceName= | interconnectionName=,,,,10,STTP,Streaming Telemetry Transport Protocol,5,,,,,,UFC-FQ,0.0,1.0,Ufc Frequency,0,1,1,Hz,PMU,FREQ,Frequency,FQ,-98.6,37.5,PPA:240,2021-05-21 14:01:33
} | MaximumArchiveDays=90 | DesiredRemainingSpace=500,241,GPA_UFC:DF,,8,8736f6c7-ad41-4b43-b4f6-e684e0d4ad20,UFC,Ufc,60,1,companyAcronym= | protocolName=IEEE C37.118-2005 | vendorAcronym= | vendorDeviceName= | interconnectionName=,,,,10,STTP,Streaming Telemetry Transport Protocol,6,,,,,,UFC-DF,0.0,1.0,Ufc Frequency Delta (dF/dt),0,1,1,,PMU,DFDT,Frequency Delta (dF/dt),DF,-98.6,37.5,PPA:241,2021-05-21 14:01:33
} | MaximumArchiveDays=90 | DesiredRemainingSpace=500,242,GPA_UFC:S,,8,8736f6c7-ad41-4b43-b4f6-e684e0d4ad20,UFC,Ufc,60,1,companyAcronym= | protocolName=IEEE C37.118-2005 | vendorAcronym= | vendorDeviceName= | interconnectionName=,,,,10,STTP,Streaming Telemetry Transport Protocol,8,,,,,,UFC-SF,0.0,1.0,Ufc Status Flags,0,1,1,,PMU,FLAG,Status Flags,SF,-98.6,37.5,PPA:242,2021-05-21 14:01:33
} | MaximumArchiveDays=90 | DesiredRemainingSpace=500,243,GPA_UFC-PM1:V,,8,8736f6c7-ad41-4b43-b4f6-e684e0d4ad20,UFC,Ufc,60,1,companyAcronym= | protocolName=IEEE C37.118-2005 | vendorAcronym= | vendorDeviceName= | interconnectionName=,,,,10,STTP,Streaming Telemetry Transport Protocol,3,1,VA1 v1 +SV,V,+,0,UFC-PM1,0.0,1.0,Ufc VA1 v1 +SV + Voltage Magnitude,0,1,1,Volts,Phasor,VPHM,Voltage Magnitude,PM,-98.6,37.5,PPA:243,2021-05-21 14:01:33
} | MaximumArchiveDays=90 | DesiredRemainingSpace=500,244,GPA_UFC-PA1:VH,,8,8736f6c7-ad41-4b43-b4f6-e684e0d4ad20,UFC,Ufc,60,1,companyAcronym= | protocolName=IEEE C37.118-2005 | vendorAcronym= | vendorDeviceName= | interconnectionName=,,,,10,STTP,Streaming Telemetry Transport Protocol,4,1,VA1 v1 +SV,V,+,0,UFC-PA1,0.0,1.0,Ufc VA1 v1 +SV + Voltage Phase Angle,0,1,1,Degrees,Phasor,VPHA,Voltage Phase Angle,PA,-98.6,37.5,PPA:244,2021-05-21 14:01:33
} | MaximumArchiveDays=90 | DesiredRemainingSpace=500,245,GPA_UFC-PM2:V,,8,8736f6c7-ad41-4b43-b4f6-e684e0d4ad20,UFC,Ufc,60,1,companyAcronym= | protocolName=IEEE C37.118-2005 | vendorAcronym= | vendorDeviceName= | interconnectionName=,,,,10,STTP,Streaming Telemetry Transport Protocol,3,2,VB1 v1 +SV,V,+,0,UFC-PM2,0.0,1.0,Ufc VB1 v1 +SV + Voltage Magnitude,0,1,1,Volts,Phasor,VPHM,Voltage Magnitude,PM,-98.6,37.5,PPA:245,2021-05-21 14:01:33
} | MaximumArchiveDays=90 | DesiredRemainingSpace=500,246,GPA_UFC-PA2:VH,,8,8736f6c7-ad41-4b43-b4f6-e684e0d4ad20,UFC,Ufc,60,1,companyAcronym= | protocolName=IEEE C37.118-2005 | vendorAcronym= | vendorDeviceName= | interconnectionName=,,,,10,STTP,Streaming Telemetry Transport Protocol,4,2,VB1 v1 +SV,V,+,0,UFC-PA2,0.0,1.0,Ufc VB1 v1 +SV + Voltage Phase Angle,0,1,1,Degrees,Phasor,VPHA,Voltage Phase Angle,PA,-98.6,37.5,PPA:246,2021-05-21 14:01:33
} | MaximumArchiveDays=90 | DesiredRemainingSpace=500,247,GPA_UFC-PM3:V,,8,8736f6c7-ad41-4b43-b4f6-e684e0d4ad20,UFC,Ufc,60,1,companyAcronym= | protocolName=IEEE C37.118-2005 | vendorAcronym= | vendorDeviceName= | interconnectionName=,,,,10,STTP,Streaming Telemetry Transport Protocol,3,3,VC1 v1 +SV,V,+,0,UFC-PM3,0.0,1.0,Ufc VC1 v1 +SV + Voltage Magnitude,0,1,1,Volts,Phasor,VPHM,Voltage Magnitude,PM,-98.6,37.5,PPA:247,2021-05-21 14:01:33
} | MaximumArchiveDays=90 | DesiredRemainingSpace=500,248,GPA_UFC-PA3:VH,,8,8736f6c7-ad41-4b43-b4f6-e684e0d4ad20,UFC,Ufc,60,1,companyAcronym= | protocolName=IEEE C37.118-2005 | vendorAcronym= | vendorDeviceName= | interconnectionName=,,,,10,STTP,Streaming Telemetry Transport Protocol,4,3,VC1 v1 +SV,V,+,0,UFC-PA3,0.0,1.0,Ufc VC1 v1 +SV + Voltage Phase Angle,0,1,1,Degrees,Phasor,VPHA,Voltage Phase Angle,PA,-98.6,37.5,PPA:248,2021-05-21 14:01:33
} | MaximumArchiveDays=90 | DesiredRemainingSpace=500,249,GPA_UFES:F,,9,8736f6c7-ad41-4b43-b4f6-e684e0d4ad20,UFES,Ufes,60,1,companyAcronym= | protocolName=IEEE C37.118-2005 | vendorAcronym= | vendorDeviceName= | interconnectionName=,,,,10,STTP,Streaming Telemetry Transport Protocol,5,,,,,,UFES-FQ,0.0,1.0,Ufes Frequency,0,1,1,Hz,PMU,FREQ,Frequency,FQ,-98.6,37.5,PPA:249,2021-05-21 14:01:33
} | MaximumArchiveDays=90 | DesiredRemainingSpace=500,250,GPA_UFES:DF,,9,8736f6c7-ad41-4b43-b4f6-e684e0d4ad20,UFES,Ufes,60,1,companyAcronym= | protocolName=IEEE C37.118-2005 | vendorAcronym= | vendorDeviceName= | interconnectionName=,,,,10,STTP,Streaming Telemetry Transport Protocol,6,,,,,,UFES-DF,0.0,1.0,Ufes Frequency Delta (dF/dt),0,1,1,,PMU,DFDT,Frequency Delta (dF/dt),DF,-98.6,37.5,PPA:250,2021-05-21 14:01:33
} | MaximumArchiveDays=90 | DesiredRemainingSpace=500,251,GPA_UFES:S,,9,8736f6c7-ad41-4b43-b4f6-e684e0d4ad20,UFES,Ufes,60,1,companyAcronym= | protocolName=IEEE C37.118-2005 | vendorAcronym= | vendorDeviceName= | interconnectionName=,,,,10,STTP,Streaming Telemetry Transport Protocol,8,,,,,,UFES-SF,0.0,1.0,Ufes Status Flags,0,1,1,,PMU,FLAG,Status Flags,SF,-98.6,37.5,PPA:251,2021-05-21 14:01:33
} | MaximumArchiveDays=90 | DesiredRemainingSpace=500,252,GPA_UFES-PM1:V,,9,8736f6c7-ad41-4b43-b4f6-e684e0d4ad20,UFES,Ufes,60,1,companyAcronym= | protocolName=IEEE C37.118-2005 | vendorAcronym= | vendorDeviceName= | interconnectionName=,,,,10,STTP,Streaming Telemetry Transport Protocol,3,1,VA1 v1 +SV,V,+,0,UFES-PM1,0.0,1.0,Ufes VA1 v1 +SV + Voltage Magnitude,0,1,1,Volts,Phasor,VPHM,Voltage Magnitude,PM,-98.6,37.5,PPA:252,2021-05-21 14:01:33
} | MaximumArchiveDays=90 | DesiredRemainingSpace=500,253,GPA_UFES-PA1:VH,,9,8736f6c7-ad41-4b43-b4f6-e684e0d4ad20,UFES,Ufes,60,1,companyAcronym= | protocolName=IEEE C37.118-2005 | vendorAcronym= | vendorDeviceName= | interconnectionName=,,,,10,STTP,Streaming Telemetry Transport Protocol,4,1,VA1 v1 +SV,V,+,0,UFES-PA1,0.0,1.0,Ufes VA1 v1 +SV + Voltage Phase Angle,0,1,1,Degrees,Phasor,VPHA,Voltage Phase Angle,PA,-98.6,37.5,PPA:253,2021-05-21 14:01:33
} | MaximumArchiveDays=90 | DesiredRemainingSpace=500,254,GPA_UFES-PM2:V,,9,8736f6c7-ad41-4b43-b4f6-e684e0d4ad20,UFES,Ufes,60,1,companyAcronym= | protocolName=IEEE C37.118-2005 | vendorAcronym= | vendorDeviceName= | interconnectionName=,,,,10,STTP,Streaming Telemetry Transport Protocol,3,2,VB1 v1 +SV,V,+,0,UFES-PM2,0.0,1.0,Ufes VB1 v1 +SV + Voltage Magnitude,0,1,1,Volts,Phasor,VPHM,Voltage Magnitude,PM,-98.6,37.5,PPA:254,2021-05-21 14:01:33
} | MaximumArchiveDays=90 | DesiredRemainingSpace=500,255,GPA_UFES-PA2:VH,,9,8736f6c7-ad41-4b43-b4f6-e684e0d4ad20,UFES,Ufes,60,1,companyAcronym= | protocolName=IEEE C37.118-2005 | vendorAcronym= | vendorDeviceName= | interconnectionName=,,,,10,STTP,Streaming Telemetry Transport Protocol,4,2,VB1 v1 +SV,V,+,0,UFES-PA2,0.0,1.0,Ufes VB1 v1 +SV + Voltage Phase Angle,0,1,1,Degrees,Phasor,VPHA,Voltage Phase Angle,PA,-98.6,37.5,PPA:255,2021-05-21 14:01:33
} | MaximumArchiveDays=90 | DesiredRemainingSpace=500,256,GPA_UFES-PM3:V,,9,8736f6c7-ad41-4b43-b4f6-e684e0d4ad20,UFES,Ufes,60,1,companyAcronym= | protocolName=IEEE C37.118-2005 | vendorAcronym= | vendorDeviceName= | interconnectionName=,,,,10,STTP,Streaming Telemetry Transport Protocol,3,3,VC1 v1 +SV,V,+,0,UFES-PM3,0.0,1.0,Ufes VC1 v1 +SV + Voltage Magnitude,0,1,1,Volts,Phasor,VPHM,Voltage Magnitude,PM,-98.6,37.5,PPA:256,2021-05-21 14:01:33
} | MaximumArchiveDays=90 | DesiredRemainingSpace=500,257,GPA_UFES-PA3:VH,,9,8736f6c7-ad41-4b43-b4f6-e684e0d4ad20,UFES,Ufes,60,1,companyAcronym= | protocolName=IEEE C37.118-2005 | vendorAcronym= | vendorDeviceName= | interconnectionName=,,,,10,STTP,Streaming Telemetry Transport Protocol,4,3,VC1 v1 +SV,V,+,0,UFES-PA3,0.0,1.0,Ufes VC1 v1 +SV + Voltage Phase Angle,0,1,1,Degrees,Phasor,VPHA,Voltage Phase Angle,PA,-98.6,37.5,PPA:257,2021-05-21 14:01:33
} | MaximumArchiveDays=90 | DesiredRemainingSpace=500,258,GPA_UFJF:F,,10,8736f6c7-ad41-4b43-b4f6-e684e0d4ad20,UFJF,Ufjf,60,1,companyAcronym= | protocolName=IEEE C37.118-2005 | vendorAcronym= | vendorDeviceName= | interconnectionName=,,,,10,STTP,Streaming Telemetry Transport Protocol,5,,,,,,UFJF-FQ,0.0,1.0,Ufjf Frequency,0,1,1,Hz,PMU,FREQ,Frequency,FQ,-98.6,37.5,PPA:258,2021-05-21 14:01:33
} | MaximumArchiveDays=90 | DesiredRemainingSpace=500,259,GPA_UFJF:DF,,10,8736f6c7-ad41-4b43-b4f6-e684e0d4ad20,UFJF,Ufjf,60,1,companyAcronym= | protocolName=IEEE C37.118-2005 | vendorAcronym= | vendorDeviceName= | interconnectionName=,,,,10,STTP,Streaming Telemetry Transport Protocol,6,,,,,,UFJF-DF,0.0,1.0,Ufjf Frequency Delta (dF/dt),0,1,1,,PMU,DFDT,Frequency Delta (dF/dt),DF,-98.6,37.5,PPA:259,2021-05-21 14:01:33
} | MaximumArchiveDays=90 | DesiredRemainingSpace=500,260,GPA_UFJF:S,,10,8736f6c7-ad41-4b43-b4f6-e684e0d4ad20,UFJF,Ufjf,60,1,companyAcronym= | protocolName=IEEE C37.118-2005 | vendorAcronym= | vendorDeviceName= | interconnectionName=,,,,10,STTP,Streaming Telemetry Transport Protocol,8,,,,,,UFJF-SF,0.0,1.0,Ufjf Status Flags,0,1,1,,PMU,FLAG,Status Flags,SF,-98.6,37.5,PPA:260,2021-05-21 14:01:33
} | MaximumArchiveDays=90 | DesiredRemainingSpace=500,261,GPA_UFJF-PM1:V,,10,8736f6c7-ad41-4b43-b4f6-e684e0d4ad20,UFJF,Ufjf,60,1,companyAcronym= | protocolName=IEEE C37.118-2005 | vendorAcronym= | vendorDeviceName= | interconnectionName=,,,,10,STTP,Streaming Telemetry Transport Protocol,3,1,VA1 v1 +SV,V,+,0,UFJF-PM1,0.0,1.0,Ufjf VA1 v1 +SV + Voltage Magnitude,0,1,1,Volts,Phasor,VPHM,Voltage Magnitude,PM,-98.6,37.5,PPA:261,2021-05-21 14:01:33
} | MaximumArchiveDays=90 | DesiredRemainingSpace=500,262,GPA_UFJF-PA1:VH,,10,8736f6c7-ad41-4b43-b4f6-e684e0d4ad20,UFJF,Ufjf,60,1,companyAcronym= | protocolName=IEEE C37.118-2005 | vendorAcronym= | vendorDeviceName= | interconnectionName=,,,,10,STTP,Streaming Telemetry Transport Protocol,4,1,VA1 v1 +SV,V,+,0,UFJF-PA1,0.0,1.0,Ufjf VA1 v1 +SV + Voltage Phase Angle,0,1,1,Degrees,Phasor,VPHA,Voltage Phase Angle,PA,-98.6,37.5,PPA:262,2021-05-21 14:01:33
} | MaximumArchiveDays=90 | DesiredRemainingSpace=500,263,GPA_UFJF-PM2:V,,10,8736f6c7-ad41-4b43-b4f6-e684e0d4ad20,UFJF,Ufjf,60,1,companyAcronym= | protocolName=IEEE C37.118-2005 | vendorAcronym= | vendorDeviceName= | interconnectionName=,,,,10,STTP,Streaming Telemetry Transport Protocol,3,2,VB1 v1 +SV,V,+,0,UFJF-PM2,0.0,1.0,Ufjf VB1 v1 +SV + Voltage Magnitude,0,1,1,Volts,Phasor,VPHM,Voltage Magnitude,PM,-98.6,37.5,PPA:263,2021-05-21 14:01:33
} | MaximumArchiveDays=90 | DesiredRemainingSpace=500,264,GPA_UFJF-PA2:VH,,10,8736f6c7-ad41-4b43-b4f6-e684e0d4ad20,UFJF,Ufjf,60,1,companyAcronym= | protocolName=IEEE C37.118-2005 | vendorAcronym= | vendorDeviceName= | interconnectionName=,,,,10,STTP,Streaming Telemetry Transport Protocol,4,2,VB1 v1 +SV,V,+,0,UFJF-PA2,0.0,1.0,Ufjf VB1 v1 +SV + Voltage Phase Angle,0,1,1,Degrees,Phasor,VPHA,Voltage Phase Angle,PA,-98.6,37.5,PPA:264,2021-05-21 14:01:33
} | MaximumArchiveDays=90 | DesiredRemainingSpace=500,265,GPA_UFJF-PM3:V,,10,8736f6c7-ad41-4b43-b4f6-e684e0d4ad20,UFJF,Ufjf,60,1,companyAcronym= | protocolName=IEEE C37.118-2005 | vendorAcronym= | vendorDeviceName= | interconnectionName=,,,,10,STTP,Streaming Telemetry Transport Protocol,3,3,VC1 v1 +SV,V,+,0,UFJF-PM3,0.0,1.0,Ufjf VC1 v1 +SV + Voltage Magnitude,0,1,1,Volts,Phasor,VPHM,Voltage Magnitude,PM,-98.6,37.5,PPA:265,2021-05-21 14:01:33
} | MaximumArchiveDays=90 | DesiredRemainingSpace=500,266,GPA_UFJF-PA3:VH,,10,8736f6c7-ad41-4b43-b4f6-e684e0d4ad20,UFJF,Ufjf,60,1,companyAcronym= | protocolName=IEEE C37.118-2005 | vendorAcronym= | vendorDeviceName= | interconnectionName=,,,,10,STTP,Streaming Telemetry Transport Protocol,4,3,VC1 v1 +SV,V,+,0,UFJF-PA3,0.0,1.0,Ufjf VC1 v1 +SV + Voltage Phase Angle,0,1,1,Degrees,Phasor,VPHA,Voltage Phase Angle,PA,-98.6,37.5,PPA:266,2021-05-21 14:01:33
} | MaximumArchiveDays=90 | DesiredRemainingSpace=500,267,GPA_UFMA:F,,11,8736f6c7-ad41-4b43-b4f6-e684e0d4ad20,UFMA,Ufma,60,1,companyAcronym= | protocolName=IEEE C37.118-2005 | vendorAcronym= | vendorDeviceName= | interconnectionName=,,,,10,STTP,Streaming Telemetry Transport Protocol,5,,,,,,UFMA-FQ,0.0,1.0,Ufma Frequency,0,1,1,Hz,PMU,FREQ,Frequency,FQ,-98.6,37.5,PPA:267,2021-05-21 14:01:33
} | MaximumArchiveDays=90 | DesiredRemainingSpace=500,268,GPA_UFMA:DF,,11,8736f6c7-ad41-4b43-b4f6-e684e0d4ad20,UFMA,Ufma,60,1,companyAcronym= | protocolName=IEEE C37.118-2005 | vendorAcronym= | vendorDeviceName= | interconnectionName=,,,,10,STTP,Streaming Telemetry Transport Protocol,6,,,,,,UFMA-DF,0.0,1.0,Ufma Frequency Delta (dF/dt),0,1,1,,PMU,DFDT,Frequency Delta (dF/dt),DF,-98.6,37.5,PPA:268,2021-05-21 14:01:33
} | MaximumArchiveDays=90 | DesiredRemainingSpace=500,269,GPA_UFMA:S,,11,8736f6c7-ad41-4b43-b4f6-e684e0d4ad20,UFMA,Ufma,60,1,companyAcronym= | protocolName=IEEE C37.118-2005 | vendorAcronym= | vendorDeviceName= | interconnectionName=,,,,10,STTP,Streaming Telemetry Transport Protocol,8,,,,,,UFMA-SF,0.0,1.0,Ufma Status Flags,0,1,1,,PMU,FLAG,Status Flags,SF,-98.6,37.5,PPA:269,2021-05-21 14:01:33
} | MaximumArchiveDays=90 | DesiredRemainingSpace=500,270,GPA_UFMA-PM1:V,,11,8736f6c7-ad41-4b43-b4f6-e684e0d4ad20,UFMA,Ufma,60,1,companyAcronym= | protocolName=IEEE C37.118-2005 | vendorAcronym= | vendorDeviceName= | interconnectionName=,,,,10,STTP,Streaming Telemetry Transport Protocol,3,1,VA1 v2 +SV,V,+,0,UFMA-PM1,0.0,1.0,Ufma VA1 v2 +SV + Voltage Magnitude,0,1,1,Volts,Phasor,VPHM,Voltage Magnitude,PM,-98.6,37.5,PPA:270,2021-05-21 14:01:33
} | MaximumArchiveDays=90 | DesiredRemainingSpace=500,271,GPA_UFMA-PA1:VH,,11,8736f6c7-ad41-4b43-b4f6-e684e0d4ad20,UFMA,Ufma,60,1,companyAcronym= | protocolName=IEEE C37.118-2005 | vendorAcronym= | vendorDeviceName= | interconnectionName=,,,,10,STTP,Streaming Telemetry Transport Protocol,4,1,VA1 v2 +SV,V,+,0,UFMA-PA1,0.0,1.0,Ufma VA1 v2 +SV + Voltage Phase Angle,0,1,1,Degrees,Phasor,VPHA,Voltage Phase Angle,PA,-98.6,37.5,PPA:271,2021-05-21 14:01:33
} | MaximumArchiveDays=90 | DesiredRemainingSpace=500,272,GPA_UFMA-PM2:V,,11,8736f6c7-ad41-4b43-b4f6-e684e0d4ad20,UFMA,Ufma,60,1,companyAcronym= | protocolName=IEEE C37.118-2005 | vendorAcronym= | vendorDeviceName= | interconnectionName=,,,,10,STTP,Streaming Telemetry Transport Protocol,3,2,VB1 v2 +SV,V,+,0,UFMA-PM2,0.0,1.0,Ufma VB1 v2 +SV + Voltage Magnitude,0,1,1,Volts,Phasor,VPHM,Voltage Magnitude,PM,-98.6,37.5,PPA:272,2021-05-21 14:01:33
} | MaximumArchiveDays=90 | DesiredRemainingSpace=500,273,GPA_UFMA-PA2:VH,,11,8736f6c7-ad41-4b43-b4f6-e684e0d4ad20,UFMA,Ufma,60,1,companyAcronym= | protocolName=IEEE C37.118-2005 | vendorAcronym= | vendorDeviceName= | interconnectionName=,,,,10,STTP,Streaming Telemetry Transport Protocol,4,2,VB1 v2 +SV,V,+,0,UFMA-PA2,0.0,1.0,Ufma VB1 v2 +SV + Voltage Phase Angle,0,1,1,Degrees,Phasor,VPHA,Voltage Phase Angle,PA,-98.6,37.5,PPA:273,2021-05-21 14:01:33
} | MaximumArchiveDays=90 | DesiredRemainingSpace=500,274,GPA_UFMA-PM3:V,,11,8736f6c7-ad41-4b43-b4f6-e684e0d4ad20,UFMA,Ufma,60,1,companyAcronym= | protocolName=IEEE C37.118-2005 | vendorAcronym= | vendorDeviceName= | interconnectionName=,,,,10,STTP,Streaming Telemetry Transport Protocol,3,3,VC1 v2 +SV,V,+,0,UFMA-PM3,0.0,1.0,Ufma VC1 v2 +SV + Voltage Magnitude,0,1,1,Volts,Phasor,VPHM,Voltage Magnitude,PM,-98.6,37.5,PPA:274,2021-05-21 14:01:33
} | MaximumArchiveDays=90 | DesiredRemainingSpace=500,275,GPA_UFMA-PA3:VH,,11,8736f6c7-ad41-4b43-b4f6-e684e0d4ad20,UFMA,Ufma,60,1,companyAcronym= | protocolName=IEEE C37.118-2005 | vendorAcronym= | vendorDeviceName= | interconnectionName=,,,,10,STTP,Streaming Telemetry Transport Protocol,4,3,VC1 v2 +SV,V,+,0,UFMA-PA3,0.0,1.0,Ufma VC1 v2 +SV + Voltage Phase Angle,0,1,1,Degrees,Phasor,VPHA,Voltage Phase Angle,PA,-98.6,37.5,PPA:275,2021-05-21 14:01:33
} | MaximumArchiveDays=90 | DesiredRemainingSpace=500,276,GPA_UFMG:F,,12,8736f6c7-ad41-4b43-b4f6-e684e0d4ad20,UFMG,Ufmg,60,1,companyAcronym= | protocolName=IEEE C37.118-2005 | vendorAcronym= | vendorDeviceName= | interconnectionName=,,,,10,STTP,Streaming Telemetry Transport Protocol,5,,,,,,UFMG-FQ,0.0,1.0,Ufmg Frequency,0,1,1,Hz,PMU,FREQ,Frequency,FQ,-98.6,37.5,PPA:276,2021-05-21 14:01:33
} | MaximumArchiveDays=90 | DesiredRemainingSpace=500,277,GPA_UFMG:DF,,12,8736f6c7-ad41-4b43-b4f6-e684e0d4ad20,UFMG,Ufmg,60,1,companyAcronym= | protocolName=IEEE C37.118-2005 | vendorAcronym= | vendorDeviceName= | interconnectionName=,,,,10,STTP,Streaming Telemetry Transport Protocol,6,,,,,,UFMG-DF,0.0,1.0,Ufmg Frequency Delta (dF/dt),0,1,1,,PMU,DFDT,Frequency Delta (dF/dt),DF,-98.6,37.5,PPA:277,2021-05-21 14:01:33
} | MaximumArchiveDays=90 | DesiredRemainingSpace=500,278,GPA_UFMG:S,,12,8736f6c7-ad41-4b43-b4f6-e684e0d4ad20,UFMG,Ufmg,60,1,companyAcronym= | protocolName=IEEE C37.118-2005 | vendorAcronym= | vendorDeviceName= | interconnectionName=,,,,10,STTP,Streaming Telemetry Transport Protocol,8,,,,,,UFMG-SF,0.0,1.0,Ufmg Status Flags,0,1,1,,PMU,FLAG,Status Flags,SF,-98.6,37.5,PPA:278,2021-05-21 14:01:33
} | MaximumArchiveDays=90 | DesiredRemainingSpace=500,279,GPA_UFMG-PM1:V,,12,8736f6c7-ad41-4b43-b4f6-e684e0d4ad20,UFMG,Ufmg,60,1,companyAcronym= | protocolName=IEEE C37.118-2005 | vendorAcronym= | vendorDeviceName= | interconnectionName=,,,,10,STTP,Streaming Telemetry Transport Protocol,3,1,VA1 v1 +SV,V,+,0,UFMG-PM1,0.0,1.0,Ufmg VA1 v1 +SV + Voltage Magnitude,0,1,1,Volts,Phasor,VPHM,Voltage Magnitude,PM,-98.6,37.5,PPA:279,2021-05-21 14:01:33
} | MaximumArchiveDays=90 | DesiredRemainingSpace=500,280,GPA_UFMG-PA1:VH,,12,8736f6c7-ad41-4b43-b4f6-e684e0d4ad20,UFMG,Ufmg,60,1,companyAcronym= | protocolName=IEEE C37.118-2005 | vendorAcronym= | vendorDeviceName= | interconnectionName=,,,,10,STTP,Streaming Telemetry Transport Protocol,4,1,VA1 v1 +SV,V,+,0,UFMG-PA1,0.0,1.0,Ufmg VA1 v1 +SV + Voltage Phase Angle,0,1,1,Degrees,Phasor,VPHA,Voltage Phase Angle,PA,-98.6,37.5,PPA:280,2021-05-21 14:01:33
} | MaximumArchiveDays=90 | DesiredRemainingSpace=500,281,GPA_UFMG-PM2:V,,12,8736f6c7-ad41-4b43-b4f6-e684e0d4ad20,UFMG,Ufmg,60,1,companyAcronym= | protocolName=IEEE C37.118-2005 | vendorAcronym= | vendorDeviceName= | interconnectionName=,,,,10,STTP,Streaming Telemetry Transport Protocol,3,2,VB1 v1 +SV,V,+,0,UFMG-PM2,0.0,1.0,Ufmg VB1 v1 +SV + Voltage Magnitude,0,1,1,Volts,Phasor,VPHM,Voltage Magnitude,PM,-98.6,37.5,PPA:281,2021-05-21 14:01:33
} | MaximumArchiveDays=90 | DesiredRemainingSpace=500,282,GPA_UFMG-PA2:VH,,12,8736f6c7-ad41-4b43-b4f6-e684e0d4ad20,UFMG,Ufmg,60,1,companyAcronym= | protocolName=IEEE C37.118-2005 | vendorAcronym= | vendorDeviceName= | interconnectionName=,,,,10,STTP,Streaming Telemetry Transport Protocol,4,2,VB1 v1 +SV,V,+,0,UFMG-PA2,0.0,1.0,Ufmg VB1 v1 +SV + Voltage Phase Angle,0,1,1,Degrees,Phasor,VPHA,Voltage Phase Angle,PA,-98.6,37.5,PPA:282,2021-05-21 14:01:33
} | MaximumArchiveDays=90 | DesiredRemainingSpace=500,283,GPA_UFMG-PM3:V,,12,8736f6c7-ad41-4b43-b4f6-e684e0d4ad20,UFMG,Ufmg,60,1,companyAcronym= | protocolName=IEEE C37.118-2005 | vendorAcronym= | vendorDeviceName= | interconnectionName=,,,,10,STTP,Streaming Telemetry Transport Protocol,3,3,VC1 v1 +SV,V,+,0,UFMG-PM3,0.0,1.0,Ufmg VC1 v1 +SV + Voltage Magnitude,0,1,1,Volts,Phasor,VPHM,Voltage Magnitude,PM,-98.6,37.5,PPA:283,2021-05-21 14:01:33
} | MaximumArchiveDays=90 | DesiredRemainingSpace=500,284,GPA_UFMG-PA3:VH,,12,8736f6c7-ad41-4b43-b4f6-e684e0d4ad20,UFMG,Ufmg,60,1,companyAcronym= | protocolName=IEEE C37.118-2005 | vendorAcronym= | vendorDeviceName= | interconnectionName=,,,,10,STTP,Streaming Telemetry Transport Protocol,4,3,VC1 v1 +SV,V,+,0,UFMG-PA3,0.0,1.0,Ufmg VC1 v1 +SV + Voltage Phase Angle,0,1,1,Degrees,Phasor,VPHA,Voltage Phase Angle,PA,-98.6,37.5,PPA:284,2021-05-21 14:01:33
} | MaximumArchiveDays=90 | DesiredRemainingSpace=500,285,GPA_UFMS:F,,13,8736f6c7-ad41-4b43-b4f6-e684e0d4ad20,UFMS,Ufms,60,1,companyAcronym= | protocolName=IEEE C37.118-2005 | vendorAcronym= | vendorDeviceName= | interconnectionName=,,,,10,STTP,Streaming Telemetry Transport Protocol,5,,,,,,UFMS-FQ,0.0,1.0,Ufms Frequency,0,1,1,Hz,PMU,FREQ,Frequency,FQ,-98.6,37.5,PPA:285,2021-05-21 14:01:33
} | MaximumArchiveDays=90 | DesiredRemainingSpace=500,286,GPA_UFMS:DF,,13,8736f6c7-ad41-4b43-b4f6-e684e0d4ad20,UFMS,Ufms,60,1,companyAcronym= | protocolName=IEEE C37.118-2005 | vendorAcronym= | vendorDeviceName= | interconnectionName=,,,,10,STTP,Streaming Telemetry Transport Protocol,6,,,,,,UFMS-DF,0.0,1.0,Ufms Frequency Delta (dF/dt),0,1,1,,PMU,DFDT,Frequency Delta (dF/dt),DF,-98.6,37.5,PPA:286,2021-05-21 14:01:33
} | MaximumArchiveDays=90 | DesiredRemainingSpace=500,287,GPA_UFMS:S,,13,8736f6c7-ad41-4b43-b4f6-e684e0d4ad20,UFMS,Ufms,60,1,companyAcronym= | protocolName=IEEE C37.118-2005 | vendorAcronym= | vendorDeviceName= | interconnectionName=,,,,10,STTP,Streaming Telemetry Transport Protocol,8,,,,,,UFMS-SF,0.0,1.0,Ufms Status Flags,0,1,1,,PMU,FLAG,Status Flags,SF,-98.6,37.5,PPA:287,2021-05-21 14:01:33
} | MaximumArchiveDays=90 | DesiredRemainingSpace=500,288,GPA_UFMS-PM1:V,,13,8736f6c7-ad41-4b43-b4f6-e684e0d4ad20,UFMS,Ufms,60,1,companyAcronym= | protocolName=IEEE C37.118-2005 | vendorAcronym= | vendorDeviceName= | interconnectionName=,,,,10,STTP,Streaming Telemetry Transport Protocol,3,1,VA1 v1 +SV,V,+,0,UFMS-PM1,0.0,1.0,Ufms VA1 v1 +SV + Voltage Magnitude,0,1,1,Volts,Phasor,VPHM,Voltage Magnitude,PM,-98.6,37.5,PPA:288,2021-05-21 14:01:33
} | MaximumArchiveDays=90 | DesiredRemainingSpace=500,289,GPA_UFMS-PA1:VH,,13,8736f6c7-ad41-4b43-b4f6-e684e0d4ad20,UFMS,Ufms,60,1,companyAcronym= | protocolName=IEEE C37.118-2005 | vendorAcronym= | vendorDeviceName= | interconnectionName=,,,,10,STTP,Streaming Telemetry Transport Protocol,4,1,VA1 v1 +SV,V,+,0,UFMS-PA1,0.0,1.0,Ufms VA1 v1 +SV + Voltage Phase Angle,0,1,1,Degrees,Phasor,VPHA,Voltage Phase Angle,PA,-98.6,37.5,PPA:289,2021-05-21 14:01:33
} | MaximumArchiveDays=90 | DesiredRemainingSpace=500,290,GPA_UFMS-PM2:V,,13,8736f6c7-ad41-4b43-b4f6-e684e0d4ad20,UFMS,Ufms,60,1,companyAcronym= | protocolName=IEEE C37.118-2005 | vendorAcronym= | vendorDeviceName= | interconnectionName=,,,,10,STTP,Streaming Telemetry Transport Protocol,3,2,VB1 v1 +SV,V,+,0,UFMS-PM2,0.0,1.0,Ufms VB1 v1 +SV + Voltage Magnitude,0,1,1,Volts,Phasor,VPHM,Voltage Magnitude,PM,-98.6,37.5,PPA:290,2021-05-21 14:01:33
} | MaximumArchiveDays=90 | DesiredRemainingSpace=500,291,GPA_UFMS-PA2:VH,,13,8736f6c7-ad41-4b43-b4f6-e684e0d4ad20,UFMS,Ufms,60,1,companyAcronym= | protocolName=IEEE C37.118-2005 | vendorAcronym= | vendorDeviceName= | interconnectionName=,,,,10,STTP,Streaming Telemetry Transport Protocol,4,2,VB1 v1 +SV,V,+,0,UFMS-PA2,0.0,1.0,Ufms VB1 v1 +SV + Voltage Phase Angle,0,1,1,Degrees,Phasor,VPHA,Voltage Phase Angle,PA,-98.6,37.5,PPA:291,2021-05-21 14:01:33
} | MaximumArchiveDays=90 | DesiredRemainingSpace=500,292,GPA_UFMS-PM3:V,,13,8736f6c7-ad41-4b43-b4f6-e684e0d4ad20,UFMS,Ufms,60,1,companyAcronym= | protocolName=IEEE C37.118-2005 | vendorAcronym= | vendorDeviceName= | interconnectionName=,,,,10,STTP,Streaming Telemetry Transport Protocol,3,3,VC1 v1 +SV,V,+,0,UFMS-PM3,0.0,1.0,Ufms VC1 v1 +SV + Voltage Magnitude,0,1,1,Volts,Phasor,VPHM,Voltage Magnitude,PM,-98.6,37.5,PPA:292,2021-05-21 14:01:33
} | MaximumArchiveDays=90 | DesiredRemainingSpace=500,293,GPA_UFMS-PA3:VH,,13,8736f6c7-ad41-4b43-b4f6-e684e0d4ad20,UFMS,Ufms,60,1,companyAcronym= | protocolName=IEEE C37.118-2005 | vendorAcronym= | vendorDeviceName= | interconnectionName=,,,,10,STTP,Streaming Telemetry Transport Protocol,4,3,VC1 v1 +SV,V,+,0,UFMS-PA3,0.0,1.0,Ufms VC1 v1 +SV + Voltage Phase Angle,0,1,1,Degrees,Phasor,VPHA,Voltage Phase Angle,PA,-98.6,37.5,PPA:293,2021-05-21 14:01:33
} | MaximumArchiveDays=90 | DesiredRemainingSpace=500,294,GPA_UFMT:F,,14,8736f6c7-ad41-4b43-b4f6-e684e0d4ad20,UFMT,Ufmt,60,1,companyAcronym= | protocolName=IEEE C37.118-2005 | vendorAcronym= | vendorDeviceName= | interconnectionName=,,,,10,STTP,Streaming Telemetry Transport Protocol,5,,,,,,UFMT-FQ,0.0,1.0,Ufmt Frequency,0,1,1,Hz,PMU,FREQ,Frequency,FQ,-98.6,37.5,PPA:294,2021-05-21 14:01:33
} | MaximumArchiveDays=90 | DesiredRemainingSpace=500,295,GPA_UFMT:DF,,14,8736f6c7-ad41-4b43-b4f6-e684e0d4ad20,UFMT,Ufmt,60,1,companyAcronym= | protocolName=IEEE C37.118-2005 | vendorAcronym= | vendorDeviceName= | interconnectionName=,,,,10,STTP,Streaming Telemetry Transport Protocol,6,,,,,,UFMT-DF,0.0,1.0,Ufmt Frequency Delta (dF/dt),0,1,1,,PMU,DFDT,Frequency Delta (dF/dt),DF,-98.6,37.5,PPA:295,2021-05-21 14:01:33
} | MaximumArchiveDays=90 | DesiredRemainingSpace=500,296,GPA_UFMT:S,,14,8736f6c7-ad41-4b43-b4f6-e684e0d4ad20,UFMT,Ufmt,60,1,companyAcronym= | protocolName=IEEE C37.118-2005 | vendorAcronym= | vendorDeviceName= | interconnectionName=,,,,10,STTP,Streaming Telemetry Transport Protocol,8,,,,,,UFMT-SF,0.0,1.0,Ufmt Status Flags,0,1,1,,PMU,FLAG,Status Flags,SF,-98.6,37.5,PPA:296,2021-05-21 14:01:33
} | MaximumArchiveDays=90 | DesiredRemainingSpace=500,297,GPA_UFMT-PM1:V,,14,8736f6c7-ad41-4b43-b4f6-e684e0d4ad20,UFMT,Ufmt,60,1,companyAcronym= | protocolName=IEEE C37.118-2005 | vendorAcronym= | vendorDeviceName= | interconnectionName=,,,,10,STTP,Streaming Telemetry Transport Protocol,3,1,VA1 v1 +SV,V,+,0,UFMT-PM1,0.0,1.0,Ufmt VA1 v1 +SV + Voltage Magnitude,0,1,1,Volts,Phasor,VPHM,Voltage Magnitude,PM,-98.6,37.5,PPA:297,2021-05-21 14:01:33
} | MaximumArchiveDays=90 | DesiredRemainingSpace=500,298,GPA_UFMT-PA1:VH,,14,8736f6c7-ad41-4b43-b4f6-e684e0d4ad20,UFMT,Ufmt,60,1,companyAcronym= | protocolName=IEEE C37.118-2005 | vendorAcronym= | vendorDeviceName= | interconnectionName=,,,,10,STTP,Streaming Telemetry Transport Protocol,4,1,VA1 v1 +SV,V,+,0,UFMT-PA1,0.0,1.0,Ufmt VA1 v1 +SV + Voltage Phase Angle,0,1,1,Degrees,Phasor,VPHA,Voltage Phase Angle,PA,-98.6,37.5,PPA:298,2021-05-21 14:01:33
} | MaximumArchiveDays=90 | DesiredRemainingSpace=500,299,GPA_UFMT-PM2:V,,14,8736f6c7-ad41-4b43-b4f6-e684e0d4ad20,UFMT,Ufmt,60,1,companyAcronym= | protocolName=IEEE C37.118-2005 | vendorAcronym= | vendorDeviceName= | interconnectionName=,,,,10,STTP,Streaming Telemetry Transport Protocol,3,2,VB1 v1 +SV,V,+,0,UFMT-PM2,0.0,1.0,Ufmt VB1 v1 +SV + Voltage Magnitude,0,1,1,Volts,Phasor,VPHM,Voltage Magnitude,PM,-98.6,37.5,PPA:299,2021-05-21 14:01:33
} | MaximumArchiveDays=90 | DesiredRemainingSpace=500,300,GPA_UFMT-PA2:VH,,14,8736f6c7-ad41-4b43-b4f6-e684e0d4ad20,UFMT,Ufmt,60,1,companyAcronym= | protocolName=IEEE C37.118-2005 | vendorAcronym= | vendorDeviceName= | interconnectionName=,,,,10,STTP,Streaming Telemetry Transport Protocol,4,2,VB1 v1 +SV,V,+,0,UFMT-PA2,0.0,1.0,Ufmt VB1 v1 +SV + Voltage Phase Angle,0,1,1,Degrees,Phasor,VPHA,Voltage Phase Angle,PA,-98.6,37.5,PPA:300,2021-05-21 14:01:33
} | MaximumArchiveDays=90 | DesiredRemainingSpace=500,301,GPA_UFMT-PM3:V,,14,8736f6c7-ad41-4b43-b4f6-e684e0d4ad20,UFMT,Ufmt,60,1,companyAcronym= | protocolName=IEEE C37.118-2005 | vendorAcronym= | vendorDeviceName= | interconnectionName=,,,,10,STTP,Streaming Telemetry Transport Protocol,3,3,VC1 v1 +SV,V,+,0,UFMT-PM3,0.0,1.0,Ufmt VC1 v1 +SV + Voltage Magnitude,0,1,1,Volts,Phasor,VPHM,Voltage Magnitude,PM,-98.6,37.5,PPA:301,2021-05-21 14:01:33
} | MaximumArchiveDays=90 | DesiredRemainingSpace=500,302,GPA_UFMT-PA3:VH,,14,8736f6c7-ad41-4b43-b4f6-e684e0d4ad20,UFMT,Ufmt,60,1,companyAcronym= | protocolName=IEEE C37.118-2005 | vendorAcronym= | vendorDeviceName= | interconnectionName=,,,,10,STTP,Streaming Telemetry Transport Protocol,4,3,VC1 v1 +SV,V,+,0,UFMT-PA3,0.0,1.0,Ufmt VC1 v1 +SV + Voltage Phase Angle,0,1,1,Degrees,Phasor,VPHA,Voltage Phase Angle,PA,-98.6,37.5,PPA:302,2021-05-21 14:01:33
} | MaximumArchiveDays=90 | DesiredRemainingSpace=500,303,GPA_UFPA:F,,15,8736f6c7-ad41-4b43-b4f6-e684e0d4ad20,UFPA,Ufpa,60,1,companyAcronym= | protocolName=IEEE C37.118-2005 | vendorAcronym= | vendorDeviceName= | interconnectionName=,,,,10,STTP,Streaming Telemetry Transport Protocol,5,,,,,,UFPA-FQ,0.0,1.0,Ufpa Frequency,0,1,1,Hz,PMU,FREQ,Frequency,FQ,-98.6,37.5,PPA:303,2021-05-21 14:01:33
} | MaximumArchiveDays=90 | DesiredRemainingSpace=500,304,GPA_UFPA:DF,,15,8736f6c7-ad41-4b43-b4f6-e684e0d4ad20,UFPA,Ufpa,60,1,companyAcronym= | protocolName=IEEE C37.118-2005 | vendorAcronym= | vendorDeviceName= | interconnectionName=,,,,10,STTP,Streaming Telemetry Transport Protocol,6,,,,,,UFPA-DF,0.0,1.0,Ufpa Frequency Delta (dF/dt),0,1,1,,PMU,DFDT,Frequency Delta (dF/dt),DF,-98.6,37.5,PPA:304,2021-05-21 14:01:33
} | MaximumArchiveDays=90 | DesiredRemainingSpace=500,305,GPA_UFPA:S,,15,8736f6c7-ad41-4b43-b4f6-e684e0d4ad20,UFPA,Ufpa,60,1,companyAcronym= | protocolName=IEEE C37.118-2005 | vendorAcronym= | vendorDeviceName= | interconnectionName=,,,,10,STTP,Streaming Telemetry Transport Protocol,8,,,,,,UFPA-SF,0.0,1.0,Ufpa Status Flags,0,1,1,,PMU,FLAG,Status Flags,SF,-98.6,37.5,PPA:305,2021-05-21 14:01:33
} | MaximumArchiveDays=90 | DesiredRemainingSpace=500,306,GPA_UFPA-PM1:V,,15,8736f6c7-ad41-4b43-b4f6-e684e0d4ad20,UFPA,Ufpa,60,1,companyAcronym= | protocolName=IEEE C37.118-2005 | vendorAcronym= | vendorDeviceName= | interconnectionName=,,,,10,STTP,Streaming Telemetry Transport Protocol,3,1,VA1 v1 +SV,V,+,0,UFPA-PM1,0.0,1.0,Ufpa VA1 v1 +SV + Voltage Magnitude,0,1,1,Volts,Phasor,VPHM,Voltage Magnitude,PM,-98.6,37.5,PPA:306,2021-05-21 14:01:33
} | MaximumArchiveDays=90 | DesiredRemainingSpace=500,307,GPA_UFPA-PA1:VH,,15,8736f6c7-ad41-4b43-b4f6-e684e0d4ad20,UFPA,Ufpa,60,1,companyAcronym= | protocolName=IEEE C37.118-2005 | vendorAcronym= | vendorDeviceName= | interconnectionName=,,,,10,STTP,Streaming Telemetry Transport Protocol,4,1,VA1 v1 +SV,V,+,0,UFPA-PA1,0.0,1.0,Ufpa VA1 v1 +SV + Voltage Phase Angle,0,1,1,Degrees,Phasor,VPHA,Voltage Phase Angle,PA,-98.6,37.5,PPA:307,2021-05-21 14:01:33
} | MaximumArchiveDays=90 | DesiredRemainingSpace=500,308,GPA_UFPA-PM2:V,,15,8736f6c7-ad41-4b43-b4f6-e684e0d4ad20,UFPA,Ufpa,60,1,companyAcronym= | protocolName=IEEE C37.118-2005 | vendorAcronym= | vendorDeviceName= | interconnectionName=,,,,10,STTP,Streaming Telemetry Transport Protocol,3,2,VB1 v1 +SV,V,+,0,UFPA-PM2,0.0,1.0,Ufpa VB1 v1 +SV + Voltage Magnitude,0,1,1,Volts,Phasor,VPHM,Voltage Magnitude,PM,-98.6,37.5,PPA:308,2021-05-21 14:01:33
} | MaximumArchiveDays=90 | DesiredRemainingSpace=500,309,GPA_UFPA-PA2:VH,,15,8736f6c7-ad41-4b43-b4f6-e684e0d4ad20,UFPA,Ufpa,60,1,companyAcronym= | protocolName=IEEE C37.118-2005 | vendorAcronym= | vendorDeviceName= | interconnectionName=,,,,10,STTP,Streaming Telemetry Transport Protocol,4,2,VB1 v1 +SV,V,+,0,UFPA-PA2,0.0,1.0,Ufpa VB1 v1 +SV + Voltage Phase Angle,0,1,1,Degrees,Phasor,VPHA,Voltage Phase Angle,PA,-98.6,37.5,PPA:309,2021-05-21 14:01:33
} | MaximumArchiveDays=90 | DesiredRemainingSpace=500,310,GPA_UFPA-PM3:V,,15,8736f6c7-ad41-4b43-b4f6-e684e0d4ad20,UFPA,Ufpa,60,1,companyAcronym= | protocolName=IEEE C37.118-2005 | vendorAcronym= | vendorDeviceName= | interconnectionName=,,,,10,STTP,Streaming Telemetry Transport Protocol,3,3,VC1 v1 +SV,V,+,0,UFPA-PM3,0.0,1.0,Ufpa VC1 v1 +SV + Voltage Magnitude,0,1,1,Volts,Phasor,VPHM,Voltage Magnitude,PM,-98.6,37.5,PPA:310,2021-05-21 14:01:33
} | MaximumArchiveDays=90 | DesiredRemainingSpace=500,311,GPA_UFPA-PA3:VH,,15,8736f6c7-ad41-4b43-b4f6-e684e0d4ad20,UFPA,Ufpa,60,1,companyAcronym= | protocolName=IEEE C37.118-2005 | vendorAcronym= | vendorDeviceName= | interconnectionName=,,,,10,STTP,Streaming Telemetry Transport Protocol,4,3,VC1 v1 +SV,V,+,0,UFPA-PA3,0.0,1.0,Ufpa VC1 v1 +SV + Voltage Phase Angle,0,1,1,Degrees,Phasor,VPHA,Voltage Phase Angle,PA,-98.6,37.5,PPA:311,2021-05-21 14:01:33
} | MaximumArchiveDays=90 | DesiredRemainingSpace=500,312,GPA_UFPE:F,,16,8736f6c7-ad41-4b43-b4f6-e684e0d4ad20,UFPE,Ufpe,60,1,companyAcronym= | protocolName=IEEE C37.118-2005 | vendorAcronym= | vendorDeviceName= | interconnectionName=,,,,10,STTP,Streaming Telemetry Transport Protocol,5,,,,,,UFPE-FQ,0.0,1.0,Ufpe Frequency,0,1,1,Hz,PMU,FREQ,Frequency,FQ,-98.6,37.5,PPA:312,2021-05-21 14:01:33
} | MaximumArchiveDays=90 | DesiredRemainingSpace=500,313,GPA_UFPE:DF,,16,8736f6c7-ad41-4b43-b4f6-e684e0d4ad20,UFPE,Ufpe,60,1,companyAcronym= | protocolName=IEEE C37.118-2005 | vendorAcronym= | vendorDeviceName= | interconnectionName=,,,,10,STTP,Streaming Telemetry Transport Protocol,6,,,,,,UFPE-DF,0.0,1.0,Ufpe Frequency Delta (dF/dt),0,1,1,,PMU,DFDT,Frequency Delta (dF/dt),DF,-98.6,37.5,PPA:313,2021-05-21 14:01:33
} | MaximumArchiveDays=90 | DesiredRemainingSpace=500,314,GPA_UFPE:S,,16,8736f6c7-ad41-4b43-b4f6-e684e0d4ad20,UFPE,Ufpe,60,1,companyAcronym= | protocolName=IEEE C37.118-2005 | vendorAcronym= | vendorDeviceName= | interconnectionName=,,,,10,STTP,Streaming Telemetry Transport Protocol,8,,,,,,UFPE-SF,0.0,1.0,Ufpe Status Flags,0,1,1,,PMU,FLAG,Status Flags,SF,-98.6,37.5,PPA:314,2021-05-21 14:01:33
} | MaximumArchiveDays=90 | DesiredRemainingSpace=500,315,GPA_UFPE-PM1:V,,16,8736f6c7-ad41-4b43-b4f6-e684e0d4ad20,UFPE,Ufpe,60,1,companyAcronym= | protocolName=IEEE C37.118-2005 | vendorAcronym= | vendorDeviceName= | interconnectionName=,,,,10,STTP,Streaming Telemetry Transport Protocol,3,1,VA1 v1 +SV,V,+,0,UFPE-PM1,0.0,1.0,Ufpe VA1 v1 +SV + Voltage Magnitude,0,1,1,Volts,Phasor,VPHM,Voltage Magnitude,PM,-98.6,37.5,PPA:315,2021-05-21 14:01:33
} | MaximumArchiveDays=90 | DesiredRemainingSpace=500,316,GPA_UFPE-PA1:VH,,16,8736f6c7-ad41-4b43-b4f6-e684e0d4ad20,UFPE,Ufpe,60,1,companyAcronym= | protocolName=IEEE C37.118-2005 | vendorAcronym= | vendorDeviceName= | interconnectionName=,,,,10,STTP,Streaming Telemetry Transport Protocol,4,1,VA1 v1 +SV,V,+,0,UFPE-PA1,0.0,1.0,Ufpe VA1 v1 +SV + Voltage Phase Angle,0,1,1,Degrees,Phasor,VPHA,Voltage Phase Angle,PA,-98.6,37.5,PPA:316,2021-05-21 14:01:33
} | MaximumArchiveDays=90 | DesiredRemainingSpace=500,317,GPA_UFPE-PM2:V,,16,8736f6c7-ad41-4b43-b4f6-e684e0d4ad20,UFPE,Ufpe,60,1,companyAcronym= | protocolName=IEEE C37.118-2005 | vendorAcronym= | vendorDeviceName= | interconnectionName=,,,,10,STTP,Streaming Telemetry Transport Protocol,3,2,VB1 v1 +SV,V,+,0,UFPE-PM2,0.0,1.0,Ufpe VB1 v1 +SV + Voltage Magnitude,0,1,1,Volts,Phasor,VPHM,Voltage Magnitude,PM,-98.6,37.5,PPA:317,2021-05-21 14:01:33
} | MaximumArchiveDays=90 | DesiredRemainingSpace=500,318,GPA_UFPE-PA2:VH,,16,8736f6c7-ad41-4b43-b4f6-e684e0d4ad20,UFPE,Ufpe,60,1,companyAcronym= | protocolName=IEEE C37.118-2005 | vendorAcronym= | vendorDeviceName= | interconnectionName=,,,,10,STTP,Streaming Telemetry Transport Protocol,4,2,VB1 v1 +SV,V,+,0,UFPE-PA2,0.0,1.0,Ufpe VB1 v1 +SV + Voltage Phase Angle,0,1,1,Degrees,Phasor,VPHA,Voltage Phase Angle,PA,-98.6,37.5,PPA:318,2021-05-21 14:01:33
} | MaximumArchiveDays=90 | DesiredRemainingSpace=500,319,GPA_UFPE-PM3:V,,16,8736f6c7-ad41-4b43-b4f6-e684e0d4ad20,UFPE,Ufpe,60,1,companyAcronym= | protocolName=IEEE C37.118-2005 | vendorAcronym= | vendorDeviceName= | interconnectionName=,,,,10,STTP,Streaming Telemetry Transport Protocol,3,3,VC1 v1 +SV,V,+,0,UFPE-PM3,0.0,1.0,Ufpe VC1 v1 +SV + Voltage Magnitude,0,1,1,Volts,Phasor,VPHM,Voltage Magnitude,PM,-98.6,37.5,PPA:319,2021-05-21 14:01:33
} | MaximumArchiveDays=90 | DesiredRemainingSpace=500,320,GPA_UFPE-PA3:VH,,16,8736f6c7-ad41-4b43-b4f6-e684e0d4ad20,UFPE,Ufpe,60,1,companyAcronym= | protocolName=IEEE C37.118-2005 | vendorAcronym= | vendorDeviceName= | interconnectionName=,,,,10,STTP,Streaming Telemetry Transport Protocol,4,3,VC1 v1 +SV,V,+,0,UFPE-PA3,0.0,1.0,Ufpe VC1 v1 +SV + Voltage Phase Angle,0,1,1,Degrees,Phasor,VPHA,Voltage Phase Angle,PA,-98.6,37.5,PPA:320,2021-05-21 14:01:33
} | MaximumArchiveDays=90 | DesiredRemainingSpace=500,321,GPA_UFRGS:F,,17,8736f6c7-ad41-4b43-b4f6-e684e0d4ad20,UFRGS,Ufrgs,60,1,companyAcronym= | protocolName=IEEE C37.118-2005 | vendorAcronym= | vendorDeviceName= | interconnectionName=,,,,10,STTP,Streaming Telemetry Transport Protocol,5,,,,,,UFRGS-FQ,0.0,1.0,Ufrgs Frequency,0,1,1,Hz,PMU,FREQ,Frequency,FQ,-98.6,37.5,PPA:321,2021-05-21 14:01:33
} | MaximumArchiveDays=90 | DesiredRemainingSpace=500,322,GPA_UFRGS:DF,,17,8736f6c7-ad41-4b43-b4f6-e684e0d4ad20,UFRGS,Ufrgs,60,1,companyAcronym= | protocolName=IEEE C37.118-2005 | vendorAcronym= | vendorDeviceName= | interconnectionName=,,,,10,STTP,Streaming Telemetry Transport Protocol,6,,,,,,UFRGS-DF,0.0,1.0,Ufrgs Frequency Delta (dF/dt),0,1,1,,PMU,DFDT,Frequency Delta (dF/dt),DF,-98.6,37.5,PPA:322,2021-05-21 14:01:33
} | MaximumArchiveDays=90 | DesiredRemainingSpace=500,323,GPA_UFRGS:S,,17,8736f6c7-ad41-4b43-b4f6-e684e0d4ad20,UFRGS,Ufrgs,60,1,companyAcronym= | protocolName=IEEE C37.118-2005 | vendorAcronym= | vendorDeviceName= | interconnectionName=,,,,10,STTP,Streaming Telemetry Transport Protocol,8,,,,,,UFRGS-SF,0.0,1.0,Ufrgs Status Flags,0,1,1,,PMU,FLAG,Status Flags,SF,-98.6,37.5,PPA:323,2021-05-21 14:01:34
} | MaximumArchiveDays=90 | DesiredRemainingSpace=500,324,GPA_UFRGS-PM1:V,,17,8736f6c7-ad41-4b43-b4f6-e684e0d4ad20,UFRGS,Ufrgs,60,1,companyAcronym= | protocolName=IEEE C37.118-2005 | vendorAcronym= | vendorDeviceName= | interconnectionName=,,,,10,STTP,Streaming Telemetry Transport Protocol,3,1,VA1 v2 +SV,V,+,0,UFRGS-PM1,0.0,1.0,Ufrgs VA1 v2 +SV + Voltage Magnitude,0,1,1,Volts,Phasor,VPHM,Voltage Magnitude,PM,-98.6,37.5,PPA:324,2021-05-21 14:01:34
} | MaximumArchiveDays=90 | DesiredRemainingSpace=500,325,GPA_UFRGS-PA1:VH,,17,8736f6c7-ad41-4b43-b4f6-e684e0d4ad20,UFRGS,Ufrgs,60,1,companyAcronym= | protocolName=IEEE C37.118-2005 | vendorAcronym= | vendorDeviceName= | interconnectionName=,,,,10,STTP,Streaming Telemetry Transport Protocol,4,1,VA1 v2 +SV,V,+,0,UFRGS-PA1,0.0,1.0,Ufrgs VA1 v2 +SV + Voltage Phase Angle,0,1,1,Degrees,Phasor,VPHA,Voltage Phase Angle,PA,-98.6,37.5,PPA:325,2021-05-21 14:01:34
} | MaximumArchiveDays=90 | DesiredRemainingSpace=500,326,GPA_UFRGS-PM2:V,,17,8736f6c7-ad41-4b43-b4f6-e684e0d4ad20,UFRGS,Ufrgs,60,1,companyAcronym= | protocolName=IEEE C37.118-2005 | vendorAcronym= | vendorDeviceName= | interconnectionName=,,,,10,STTP,Streaming Telemetry Transport Protocol,3,2,VB1 v2 +SV,V,+,0,UFRGS-PM2,0.0,1.0,Ufrgs VB1 v2 +SV + Voltage Magnitude,0,1,1,Volts,Phasor,VPHM,Voltage Magnitude,PM,-98.6,37.5,PPA:326,2021-05-21 14:01:34
} | MaximumArchiveDays=90 | DesiredRemainingSpace=500,327,GPA_UFRGS-PA2:VH,,17,8736f6c7-ad41-4b43-b4f6-e684e0d4ad20,UFRGS,Ufrgs,60,1,companyAcronym= | protocolName=IEEE C37.118-2005 | vendorAcronym= | vendorDeviceName= | interconnectionName=,,,,10,STTP,Streaming Telemetry Transport Protocol,4,2,VB1 v2 +SV,V,+,0,UFRGS-PA2,0.0,1.0,Ufrgs VB1 v2 +SV + Voltage Phase Angle,0,1,1,Degrees,Phasor,VPHA,Voltage Phase Angle,PA,-98.6,37.5,PPA:327,2021-05-21 14:01:34
} | MaximumArchiveDays=90 | DesiredRemainingSpace=500,328,GPA_UFRGS-PM3:V,,17,8736f6c7-ad41-4b43-b4f6-e684e0d4ad20,UFRGS,Ufrgs,60,1,companyAcronym= | protocolName=IEEE C37.118-2005 | vendorAcronym= | vendorDeviceName= | interconnectionName=,,,,10,STTP,Streaming Telemetry Transport Protocol,3,3,VC1 v2 +SV,V,+,0,UFRGS-PM3,0.0,1.0,Ufrgs VC1 v2 +SV + Voltage Magnitude,0,1,1,Volts,Phasor,VPHM,Voltage Magnitude,PM,-98.6,37.5,PPA:328,2021-05-21 14:01:34
} | MaximumArchiveDays=90 | DesiredRemainingSpace=500,329,GPA_UFRGS-PA3:VH,,17,8736f6c7-ad41-4b43-b4f6-e684e0d4ad20,UFRGS,Ufrgs,60,1,companyAcronym= | protocolName=IEEE C37.118-2005 | vendorAcronym= | vendorDeviceName= | interconnectionName=,,,,10,STTP,Streaming Telemetry Transport Protocol,4,3,VC1 v2 +SV,V,+,0,UFRGS-PA3,0.0,1.0,Ufrgs VC1 v2 +SV + Voltage Phase Angle,0,1,1,Degrees,Phasor,VPHA,Voltage Phase Angle,PA,-98.6,37.5,PPA:329,2021-05-21 14:01:34
} | MaximumArchiveDays=90 | DesiredRemainingSpace=500,330,GPA_UFRR:F,,18,8736f6c7-ad41-4b43-b4f6-e684e0d4ad20,UFRR,Ufrr,60,1,companyAcronym= | protocolName=IEEE C37.118-2005 | vendorAcronym= | vendorDeviceName= | interconnectionName=,,,,10,STTP,Streaming Telemetry Transport Protocol,5,,,,,,UFRR-FQ,0.0,1.0,Ufrr Frequency,0,1,1,Hz,PMU,FREQ,Frequency,FQ,-98.6,37.5,PPA:330,2021-05-21 14:01:34
} | MaximumArchiveDays=90 | DesiredRemainingSpace=500,331,GPA_UFRR:DF,,18,8736f6c7-ad41-4b43-b4f6-e684e0d4ad20,UFRR,Ufrr,60,1,companyAcronym= | protocolName=IEEE C37.118-2005 | vendorAcronym= | vendorDeviceName= | interconnectionName=,,,,10,STTP,Streaming Telemetry Transport Protocol,6,,,,,,UFRR-DF,0.0,1.0,Ufrr Frequency Delta (dF/dt),0,1,1,,PMU,DFDT,Frequency Delta (dF/dt),DF,-98.6,37.5,PPA:331,2021-05-21 14:01:34
} | MaximumArchiveDays=90 | DesiredRemainingSpace=500,332,GPA_UFRR:S,,18,8736f6c7-ad41-4b43-b4f6-e684e0d4ad20,UFRR,Ufrr,60,1,companyAcronym= | protocolName=IEEE C37.118-2005 | vendorAcronym= | vendorDeviceName= | interconnectionName=,,,,10,STTP,Streaming Telemetry Transport Protocol,8,,,,,,UFRR-SF,0.0,1.0,Ufrr Status Flags,0,1,1,,PMU,FLAG,Status Flags,SF,-98.6,37.5,PPA:332,2021-05-21 14:01:34
} | MaximumArchiveDays=90 | DesiredRemainingSpace=500,333,GPA_UFRR-PM1:V,,18,8736f6c7-ad41-4b43-b4f6-e684e0d4ad20,UFRR,Ufrr,60,1,companyAcronym= | protocolName=IEEE C37.118-2005 | vendorAcronym= | vendorDeviceName= | interconnectionName=,,,,10,STTP,Streaming Telemetry Transport Protocol,3,1,VA1 V1 +SV,V,+,0,UFRR-PM1,0.0,1.0,Ufrr VA1 V1 +SV + Voltage Magnitude,0,1,1,Volts,Phasor,VPHM,Voltage Magnitude,PM,-98.6,37.5,PPA:333,2021-05-21 14:01:34
} | MaximumArchiveDays=90 | DesiredRemainingSpace=500,334,GPA_UFRR-PA1:VH,,18,8736f6c7-ad41-4b43-b4f6-e684e0d4ad20,UFRR,Ufrr,60,1,companyAcronym= | protocolName=IEEE C37.118-2005 | vendorAcronym= | vendorDeviceName= | interconnectionName=,,,,10,STTP,Streaming Telemetry Transport Protocol,4,1,VA1 V1 +SV,V,+,0,UFRR-PA1,0.0,1.0,Ufrr VA1 V1 +SV + Voltage Phase Angle,0,1,1,Degrees,Phasor,VPHA,Voltage Phase Angle,PA,-98.6,37.5,PPA:334,2021-05-21 14:01:34
} | MaximumArchiveDays=90 | DesiredRemainingSpace=500,335,GPA_UFRR-PM2:V,,18,8736f6c7-ad41-4b43-b4f6-e684e0d4ad20,UFRR,Ufrr,60,1,companyAcronym= | protocolName=IEEE C37.118-2005 | vendorAcronym= | vendorDeviceName= | interconnectionName=,,,,10,STTP,Streaming Telemetry Transport Protocol,3,2,VB1 V1 +SV,V,+,0,UFRR-PM2,0.0,1.0,Ufrr VB1 V1 +SV + Voltage Magnitude,0,1,1,Volts,Phasor,VPHM,Voltage Magnitude,PM,-98.6,37.5,PPA:335,2021-05-21 14:01:34
} | MaximumArchiveDays=90 | DesiredRemainingSpace=500,336,GPA_UFRR-PA2:VH,,18,8736f6c7-ad41-4b43-b4f6-e684e0d4ad20,UFRR,Ufrr,60,1,companyAcronym= | protocolName=IEEE C37.118-2005 | vendorAcronym= | vendorDeviceName= | interconnectionName=,,,,10,STTP,Streaming Telemetry Transport Protocol,4,2,VB1 V1 +SV,V,+,0,UFRR-PA2,0.0,1.0,Ufrr VB1 V1 +SV + Voltage Phase Angle,0,1,1,Degrees,Phasor,VPHA,Voltage Phase Angle,PA,-98.6,37.5,PPA:336,2021-05-21 14:01:34
} | MaximumArchiveDays=90 | DesiredRemainingSpace=500,337,GPA_UFRR-PM3:V,,18,8736f6c7-ad41-4b43-b4f6-e684e0d4ad20,UFRR,Ufrr,60,1,companyAcronym= | protocolName=IEEE C37.118-2005 | vendorAcronym= | vendorDeviceName= | interconnectionName=,,,,10,STTP,Streaming Telemetry Transport Protocol,3,3,VC1 V1 +SV,V,+,0,UFRR-PM3,0.0,1.0,Ufrr VC1 V1 +SV + Voltage Magnitude,0,1,1,Volts,Phasor,VPHM,Voltage Magnitude,PM,-98.6,37.5,PPA:337,2021-05-21 14:01:34
} | MaximumArchiveDays=90 | DesiredRemainingSpace=500,338,GPA_UFRR-PA3:VH,,18,8736f6c7-ad41-4b43-b4f6-e684e0d4ad20,UFRR,Ufrr,60,1,companyAcronym= | protocolName=IEEE C37.118-2005 | vendorAcronym= | vendorDeviceName= | interconnectionName=,,,,10,STTP,Streaming Telemetry Transport Protocol,4,3,VC1 V1 +SV,V,+,0,UFRR-PA3,0.0,1.0,Ufrr VC1 V1 +SV + Voltage Phase Angle,0,1,1,Degrees,Phasor,VPHA,Voltage Phase Angle,PA,-98.6,37.5,PPA:338,2021-05-21 14:01:34
} | MaximumArchiveDays=90 | DesiredRemainingSpace=500,339,GPA_UFRR-PM4:V,,18,8736f6c7-ad41-4b43-b4f6-e684e0d4ad20,UFRR,Ufrr,60,1,companyAcronym= | protocolName=IEEE C37.118-2005 | vendorAcronym= | vendorDeviceName= | interconnectionName=,,,,10,STTP,Streaming Telemetry Transport Protocol,3,4,VA1 V2 +SV,V,+,0,UFRR-PM4,0.0,1.0,Ufrr VA1 V2 +SV + Voltage Magnitude,0,1,1,Volts,Phasor,VPHM,Voltage Magnitude,PM,-98.6,37.5,PPA:339,2021-05-21 14:01:34
} | MaximumArchiveDays=90 | DesiredRemainingSpace=500,340,GPA_UFRR-PA4:VH,,18,8736f6c7-ad41-4b43-b4f6-e684e0d4ad20,UFRR,Ufrr,60,1,companyAcronym= | protocolName=IEEE C37.118-2005 | vendorAcronym= | vendorDeviceName= | interconnectionName=,,,,10,STTP,Streaming Telemetry Transport Protocol,4,4,VA1 V2 +SV,V,+,0,UFRR-PA4,0.0,1.0,Ufrr VA1 V2 +SV + Voltage Phase Angle,0,1,1,Degrees,Phasor,VPHA,Voltage Phase Angle,PA,-98.6,37.5,PPA:340,2021-05-21 14:01:34
} | MaximumArchiveDays=90 | DesiredRemainingSpace=500,341,GPA_UFRR-PM5:V,,18,8736f6c7-ad41-4b43-b4f6-e684e0d4ad20,UFRR,Ufrr,60,1,companyAcronym= | protocolName=IEEE C37.118-2005 | vendorAcronym= | vendorDeviceName= | interconnectionName=,,,,10,STTP,Streaming Telemetry Transport Protocol,3,5,VB1 V2 +SV,V,+,0,UFRR-PM5,0.0,1.0,Ufrr VB1 V2 +SV + Voltage Magnitude,0,1,1,Volts,Phasor,VPHM,Voltage Magnitude,PM,-98.6,37.5,PPA:341,2021-05-21 14:01:34
} | MaximumArchiveDays=90 | DesiredRemainingSpace=500,342,GPA_UFRR-PA5:VH,,18,8736f6c7-ad41-4b43-b4f6-e684e0d4ad20,UFRR,Ufrr,60,1,companyAcronym= | protocolName=IEEE C37.118-2005 | vendorAcronym= | vendorDeviceName= | interconnectionName=,,,,10,STTP,Streaming Telemetry Transport Protocol,4,5,VB1 V2 +SV,V,+,0,UFRR-PA5,0.0,1.0,Ufrr VB1 V2 +SV + Voltage Phase Angle,0,1,1,Degrees,Phasor,VPHA,Voltage Phase Angle,PA,-98.6,37.5,PPA:342,2021-05-21 14:01:34
} | MaximumArchiveDays=90 | DesiredRemainingSpace=500,343,GPA_UFRR-PM6:V,,18,8736f6c7-ad41-4b43-b4f6-e684e0d4ad20,UFRR,Ufrr,60,1,companyAcronym= | protocolName=IEEE C37.118-2005 | vendorAcronym= | vendorDeviceName= | interconnectionName=,,,,10,STTP,Streaming Telemetry Transport Protocol,3,6,VC1 V2 +SV,V,+,0,UFRR-PM6,0.0,1.0,Ufrr VC1 V2 +SV + Voltage Magnitude,0,1,1,Volts,Phasor,VPHM,Voltage Magnitude,PM,-98.6,37.5,PPA:343,2021-05-21 14:01:34
} | MaximumArchiveDays=90 | DesiredRemainingSpace=500,344,GPA_UFRR-PA6:VH,,18,8736f6c7-ad41-4b43-b4f6-e684e0d4ad20,UFRR,Ufrr,60,1,companyAcronym= | protocolName=IEEE C37.118-2005 | vendorAcronym= | vendorDeviceName= | interconnectionName=,,,,10,STTP,Streaming Telemetry Transport Protocol,4,6,VC1 V2 +SV,V,+,0,UFRR-PA6,0.0,1.0,Ufrr VC1 V2 +SV + Voltage Phase Angle,0,1,1,Degrees,Phasor,VPHA,Voltage Phase Angle,PA,-98.6,37.5,PPA:344,2021-05-21 14:01:34
} | MaximumArchiveDays=90 | DesiredRemainingSpace=500,345,GPA_UFSC:F,,19,8736f6c7-ad41-4b43-b4f6-e684e0d4ad20,UFSC,Ufsc,60,1,companyAcronym= | protocolName=IEEE C37.118-2005 | vendorAcronym= | vendorDeviceName= | interconnectionName=,,,,10,STTP,Streaming Telemetry Transport Protocol,5,,,,,,UFSC-FQ,0.0,1.0,Ufsc Frequency,0,1,1,Hz,PMU,FREQ,Frequency,FQ,-98.6,37.5,PPA:345,2021-05-21 14:01:34
} | MaximumArchiveDays=90 | DesiredRemainingSpace=500,346,GPA_UFSC:DF,,19,8736f6c7-ad41-4b43-b4f6-e684e0d4ad20,UFSC,Ufsc,60,1,companyAcronym= | protocolName=IEEE C37.118-2005 | vendorAcronym= | vendorDeviceName= | interconnectionName=,,,,10,STTP,Streaming Telemetry Transport Protocol,6,,,,,,UFSC-DF,0.0,1.0,Ufsc Frequency Delta (dF/dt),0,1,1,,PMU,DFDT,Frequency Delta (dF/dt),DF,-98.6,37.5,PPA:346,2021-05-21 14:01:34
} | MaximumArchiveDays=90 | DesiredRemainingSpace=500,347,GPA_UFSC:S,,19,8736f6c7-ad41-4b43-b4f6-e684e0d4ad20,UFSC,Ufsc,60,1,companyAcronym= | protocolName=IEEE C37.118-2005 | vendorAcronym= | vendorDeviceName= | interconnectionName=,,,,10,STTP,Streaming Telemetry Transport Protocol,8,,,,,,UFSC-SF,0.0,1.0,Ufsc Status Flags,0,1,1,,PMU,FLAG,Status Flags,SF,-98.6,37.5,PPA:347,2021-05-21 14:01:34
} | MaximumArchiveDays=90 | DesiredRemainingSpace=500,348,GPA_UFSC-PM1:V,,19,8736f6c7-ad41-4b43-b4f6-e684e0d4ad20,UFSC,Ufsc,60,1,companyAcronym= | protocolName=IEEE C37.118-2005 | vendorAcronym= | vendorDeviceName= | interconnectionName=,,,,10,STTP,Streaming Telemetry Transport Protocol,3,1,VA1 v1 +SV,V,+,0,UFSC-PM1,0.0,1.0,Ufsc VA1 v1 +SV + Voltage Magnitude,0,1,1,Volts,Phasor,VPHM,Voltage Magnitude,PM,-98.6,37.5,PPA:348,2021-05-21 14:01:34
} | MaximumArchiveDays=90 | DesiredRemainingSpace=500,349,GPA_UFSC-PA1:VH,,19,8736f6c7-ad41-4b43-b4f6-e684e0d4ad20,UFSC,Ufsc,60,1,companyAcronym= | protocolName=IEEE C37.118-2005 | vendorAcronym= | vendorDeviceName= | interconnectionName=,,,,10,STTP,Streaming Telemetry Transport Protocol,4,1,VA1 v1 +SV,V,+,0,UFSC-PA1,0.0,1.0,Ufsc VA1 v1 +SV + Voltage Phase Angle,0,1,1,Degrees,Phasor,VPHA,Voltage Phase Angle,PA,-98.6,37.5,PPA:349,2021-05-21 14:01:34
} | MaximumArchiveDays=90 | DesiredRemainingSpace=500,350,GPA_UFSC-PM2:V,,19,8736f6c7-ad41-4b43-b4f6-e684e0d4ad20,UFSC,Ufsc,60,1,companyAcronym= | protocolName=IEEE C37.118-2005 | vendorAcronym= | vendorDeviceName= | interconnectionName=,,,,10,STTP,Streaming Telemetry Transport Protocol,3,2,VB1 v1 +SV,V,+,0,UFSC-PM2,0.0,1.0,Ufsc VB1 v1 +SV + Voltage Magnitude,0,1,1,Volts,Phasor,VPHM,Voltage Magnitude,PM,-98.6,37.5,PPA:350,2021-05-21 14:01:34
} | MaximumArchiveDays=90 | DesiredRemainingSpace=500,351,GPA_UFSC-PA2:VH,,19,8736f6c7-ad41-4b43-b4f6-e684e0d4ad20,UFSC,Ufsc,60,1,companyAcronym= | protocolName=IEEE C37.118-2005 | vendorAcronym= | vendorDeviceName= | interconnectionName=,,,,10,STTP,Streaming Telemetry Transport Protocol,4,2,VB1 v1 +SV,V,+,0,UFSC-PA2,0.0,1.0,Ufsc VB1 v1 +SV + Voltage Phase Angle,0,1,1,Degrees,Phasor,VPHA,Voltage Phase Angle,PA,-98.6,37.5,PPA:351,2021-05-21 14:01:34
} | MaximumArchiveDays=90 | DesiredRemainingSpace=500,352,GPA_UFSC-PM3:V,,19,8736f6c7-ad41-4b43-b4f6-e684e0d4ad20,UFSC,Ufsc,60,1,companyAcronym= | protocolName=IEEE C37.118-2005 | vendorAcronym= | vendorDeviceName= | interconnectionName=,,,,10,STTP,Streaming Telemetry Transport Protocol,3,3,VC1 v1 +SV,V,+,0,UFSC-PM3,0.0,1.0,Ufsc VC1 v1 +SV + Voltage Magnitude,0,1,1,Volts,Phasor,VPHM,Voltage Magnitude,PM,-98.6,37.5,PPA:352,2021-05-21 14:01:34
} | MaximumArchiveDays=90 | DesiredRemainingSpace=500,353,GPA_UFSC-PA3:VH,,19,8736f6c7-ad41-4b43-b4f6-e684e0d4ad20,UFSC,Ufsc,60,1,companyAcronym= | protocolName=IEEE C37.118-2005 | vendorAcronym= | vendorDeviceName= | interconnectionName=,,,,10,STTP,Streaming Telemetry Transport Protocol,4,3,VC1 v1 +SV,V,+,0,UFSC-PA3,0.0,1.0,Ufsc VC1 v1 +SV + Voltage Phase Angle,0,1,1,Degrees,Phasor,VPHA,Voltage Phase Angle,PA,-98.6,37.5,PPA:353,2021-05-21 14:01:34
} | MaximumArchiveDays=90 | DesiredRemainingSpace=500,354,GPA_UFT:F,,20,8736f6c7-ad41-4b43-b4f6-e684e0d4ad20,UFT,Uft,60,1,companyAcronym= | protocolName=IEEE C37.118-2005 | vendorAcronym= | vendorDeviceName= | interconnectionName=,,,,10,STTP,Streaming Telemetry Transport Protocol,5,,,,,,UFT-FQ,0.0,1.0,Uft Frequency,0,1,1,Hz,PMU,FREQ,Frequency,FQ,-98.6,37.5,PPA:354,2021-05-21 14:01:34
} | MaximumArchiveDays=90 | DesiredRemainingSpace=500,355,GPA_UFT:DF,,20,8736f6c7-ad41-4b43-b4f6-e684e0d4ad20,UFT,Uft,60,1,companyAcronym= | protocolName=IEEE C37.118-2005 | vendorAcronym= | vendorDeviceName= | interconnectionName=,,,,10,STTP,Streaming Telemetry Transport Protocol,6,,,,,,UFT-DF,0.0,1.0,Uft Frequency Delta (dF/dt),0,1,1,,PMU,DFDT,Frequency Delta (dF/dt),DF,-98.6,37.5,PPA:355,2021-05-21 14:01:34
} | MaximumArchiveDays=90 | DesiredRemainingSpace=500,356,GPA_UFT:S,,20,8736f6c7-ad41-4b43-b4f6-e684e0d4ad20,UFT,Uft,60,1,companyAcronym= | protocolName=IEEE C37.118-2005 | vendorAcronym= | vendorDeviceName= | interconnectionName=,,,,10,STTP,Streaming Telemetry Transport Protocol,8,,,,,,UFT-SF,0.0,1.0,Uft Status Flags,0,1,1,,PMU,FLAG,Status Flags,SF,-98.6,37.5,PPA:356,2021-05-21 14:01:34
} | MaximumArchiveDays=90 | DesiredRemainingSpace=500,357,GPA_UFT-PM1:V,,20,8736f6c7-ad41-4b43-b4f6-e684e0d4ad20,UFT,Uft,60,1,companyAcronym= | protocolName=IEEE C37.118-2005 | vendorAcronym= | vendorDeviceName= | interconnectionName=,,,,10,STTP,Streaming Telemetry Transport Protocol,3,1,VA1 v1 +SV,V,+,0,UFT-PM1,0.0,1.0,Uft VA1 v1 +SV + Voltage Magnitude,0,1,1,Volts,Phasor,VPHM,Voltage Magnitude,PM,-98.6,37.5,PPA:357,2021-05-21 14:01:34
} | MaximumArchiveDays=90 | DesiredRemainingSpace=500,358,GPA_UFT-PA1:VH,,20,8736f6c7-ad41-4b43-b4f6-e684e0d4ad20,UFT,Uft,60,1,companyAcronym= | protocolName=IEEE C37.118-2005 | vendorAcronym= | vendorDeviceName= | interconnectionName=,,,,10,STTP,Streaming Telemetry Transport Protocol,4,1,VA1 v1 +SV,V,+,0,UFT-PA1,0.0,1.0,Uft VA1 v1 +SV + Voltage Phase Angle,0,1,1,Degrees,Phasor,VPHA,Voltage Phase Angle,PA,-98.6,37.5,PPA:358,2021-05-21 14:01:34
} | MaximumArchiveDays=90 | DesiredRemainingSpace=500,359,GPA_UFT-PM2:V,,20,8736f6c7-ad41-4b43-b4f6-e684e0d4ad20,UFT,Uft,60,1,companyAcronym= | protocolName=IEEE C37.118-2005 | vendorAcronym= | vendorDeviceName= | interconnectionName=,,,,10,STTP,Streaming Telemetry Transport Protocol,3,2,VB1 v1 +SV,V,+,0,UFT-PM2,0.0,1.0,Uft VB1 v1 +SV + Voltage Magnitude,0,1,1,Volts,Phasor,VPHM,Voltage Magnitude,PM,-98.6,37.5,PPA:359,2021-05-21 14:01:34
} | MaximumArchiveDays=90 | DesiredRemainingSpace=500,360,GPA_UFT-PA2:VH,,20,8736f6c7-ad41-4b43-b4f6-e684e0d4ad20,UFT,Uft,60,1,companyAcronym= | protocolName=IEEE C37.118-2005 | vendorAcronym= | vendorDeviceName= | interconnectionName=,,,,10,STTP,Streaming Telemetry Transport Protocol,4,2,VB1 v1 +SV,V,+,0,UFT-PA2,0.0,1.0,Uft VB1 v1 +SV + Voltage Phase Angle,0,1,1,Degrees,Phasor,VPHA,Voltage Phase Angle,PA,-98.6,37.5,PPA:360,2021-05-21 14:01:34
} | MaximumArchiveDays=90 | DesiredRemainingSpace=500,361,GPA_UFT-PM3:V,,20,8736f6c7-ad41-4b43-b4f6-e684e0d4ad20,UFT,Uft,60,1,companyAcronym= | protocolName=IEEE C37.118-2005 | vendorAcronym= | vendorDeviceName= | interconnectionName=,,,,10,STTP,Streaming Telemetry Transport Protocol,3,3,VC1 v1 +SV,V,+,0,UFT-PM3,0.0,1.0,Uft VC1 v1 +SV + Voltage Magnitude,0,1,1,Volts,Phasor,VPHM,Voltage Magnitude,PM,-98.6,37.5,PPA:361,2021-05-21 14:01:34
} | MaximumArchiveDays=90 | DesiredRemainingSpace=500,362,GPA_UFT-PA3:VH,,20,8736f6c7-ad41-4b43-b4f6-e684e0d4ad20,UFT,Uft,60,1,companyAcronym= | protocolName=IEEE C37.118-2005 | vendorAcronym= | vendorDeviceName= | interconnectionName=,,,,10,STTP,Streaming Telemetry Transport Protocol,4,3,VC1 v1 +SV,V,+,0,UFT-PA3,0.0,1.0,Uft VC1 v1 +SV + Voltage Phase Angle,0,1,1,Degrees,Phasor,VPHA,Voltage Phase Angle,PA,-98.6,37.5,PPA:362,2021-05-21 14:01:34
} | MaximumArchiveDays=90 | DesiredRemainingSpace=500,363,GPA_UNB:F,,21,8736f6c7-ad41-4b43-b4f6-e684e0d4ad20,UNB,Unb,60,1,companyAcronym= | protocolName=IEEE C37.118-2005 | vendorAcronym= | vendorDeviceName= | interconnectionName=,,,,10,STTP,Streaming Telemetry Transport Protocol,5,,,,,,UNB-FQ,0.0,1.0,Unb Frequency,0,1,1,Hz,PMU,FREQ,Frequency,FQ,-98.6,37.5,PPA:363,2021-05-21 14:01:34
} | MaximumArchiveDays=90 | DesiredRemainingSpace=500,364,GPA_UNB:DF,,21,8736f6c7-ad41-4b43-b4f6-e684e0d4ad20,UNB,Unb,60,1,companyAcronym= | protocolName=IEEE C37.118-2005 | vendorAcronym= | vendorDeviceName= | interconnectionName=,,,,10,STTP,Streaming Telemetry Transport Protocol,6,,,,,,UNB-DF,0.0,1.0,Unb Frequency Delta (dF/dt),0,1,1,,PMU,DFDT,Frequency Delta (dF/dt),DF,-98.6,37.5,PPA:364,2021-05-21 14:01:34
} | MaximumArchiveDays=90 | DesiredRemainingSpace=500,365,GPA_UNB:S,,21,8736f6c7-ad41-4b43-b4f6-e684e0d4ad20,UNB,Unb,60,1,companyAcronym= | protocolName=IEEE C37.118-2005 | vendorAcronym= | vendorDeviceName= | interconnectionName=,,,,10,STTP,Streaming Telemetry Transport Protocol,8,,,,,,UNB-SF,0.0,1.0,Unb Status Flags,0,1,1,,PMU,FLAG,Status Flags,SF,-98.6,37.5,PPA:365,2021-05-21 14:01:34
} | MaximumArchiveDays=90 | DesiredRemainingSpace=500,366,GPA_UNB-PM1:V,,21,8736f6c7-ad41-4b43-b4f6-e684e0d4ad20,UNB,Unb,60,1,companyAcronym= | protocolName=IEEE C37.118-2005 | vendorAcronym= | vendorDeviceName= | interconnectionName=,,,,10,STTP,Streaming Telemetry Transport Protocol,3,1,VA1 v1 +SV,V,+,0,UNB-PM1,0.0,1.0,Unb VA1 v1 +SV + Voltage Magnitude,0,1,1,Volts,Phasor,VPHM,Voltage Magnitude,PM,-98.6,37.5,PPA:366,2021-05-21 14:01:34
} | MaximumArchiveDays=90 | DesiredRemainingSpace=500,367,GPA_UNB-PA1:VH,,21,8736f6c7-ad41-4b43-b4f6-e684e0d4ad20,UNB,Unb,60,1,companyAcronym= | protocolName=IEEE C37.118-2005 | vendorAcronym= | vendorDeviceName= | interconnectionName=,,,,10,STTP,Streaming Telemetry Transport Protocol,4,1,VA1 v1 +SV,V,+,0,UNB-PA1,0.0,1.0,Unb VA1 v1 +SV + Voltage Phase Angle,0,1,1,Degrees,Phasor,VPHA,Voltage Phase Angle,PA,-98.6,37.5,PPA:367,2021-05-21 14:01:34
} | MaximumArchiveDays=90 | DesiredRemainingSpace=500,368,GPA_UNB-PM2:V,,21,8736f6c7-ad41-4b43-b4f6-e684e0d4ad20,UNB,Unb,60,1,companyAcronym= | protocolName=IEEE C37.118-2005 | vendorAcronym= | vendorDeviceName= | interconnectionName=,,,,10,STTP,Streaming Telemetry Transport Protocol,3,2,VB1 v1 +SV,V,+,0,UNB-PM2,0.0,1.0,Unb VB1 v1 +SV + Voltage Magnitude,0,1,1,Volts,Phasor,VPHM,Voltage Magnitude,PM,-98.6,37.5,PPA:368,2021-05-21 14:01:34
} | MaximumArchiveDays=90 | DesiredRemainingSpace=500,369,GPA_UNB-PA2:VH,,21,8736f6c7-ad41-4b43-b4f6-e684e0d4ad20,UNB,Unb,60,1,companyAcronym= | protocolName=IEEE C37.118-2005 | vendorAcronym= | vendorDeviceName= | interconnectionName=,,,,10,STTP,Streaming Telemetry Transport Protocol,4,2,VB1 v1 +SV,V,+,0,UNB-PA2,0.0,1.0,Unb VB1 v1 +SV + Voltage Phase Angle,0,1,1,Degrees,Phasor,VPHA,Voltage Phase Angle,PA,-98.6,37.5,PPA:369,2021-05-21 14:01:34
} | MaximumArchiveDays=90 | DesiredRemainingSpace=500,370,GPA_UNB-PM3:V,,21,8736f6c7-ad41-4b43-b4f6-e684e0d4ad20,UNB,Unb,60,1,companyAcronym= | protocolName=IEEE C37.118-2005 | vendorAcronym= | vendorDeviceName= | interconnectionName=,,,,10,STTP,Streaming Telemetry Transport Protocol,3,3,VC1 v1 +SV,V,+,0,UNB-PM3,0.0,1.0,Unb VC1 v1 +SV + Voltage Magnitude,0,1,1,Volts,Phasor,VPHM,Voltage Magnitude,PM,-98.6,37.5,PPA:370,2021-05-21 14:01:34
} | MaximumArchiveDays=90 | DesiredRemainingSpace=500,371,GPA_UNB-PA3:VH,,21,8736f6c7-ad41-4b43-b4f6-e684e0d4ad20,UNB,Unb,60,1,companyAcronym= | protocolName=IEEE C37.118-2005 | vendorAcronym= | vendorDeviceName= | interconnectionName=,,,,10,STTP,Streaming Telemetry Transport Protocol,4,3,VC1 v1 +SV,V,+,0,UNB-PA3,0.0,1.0,Unb VC1 v1 +SV + Voltage Phase Angle,0,1,1,Degrees,Phasor,VPHA,Voltage Phase Angle,PA,-98.6,37.5,PPA:371,2021-05-21 14:01:34
} | MaximumArchiveDays=90 | DesiredRemainingSpace=500,372,GPA_UNICAMP:F,,22,8736f6c7-ad41-4b43-b4f6-e684e0d4ad20,UNICAMP,Unicamp,60,1,companyAcronym= | protocolName=IEEE C37.118-2005 | vendorAcronym= | vendorDeviceName= | interconnectionName=,,,,10,STTP,Streaming Telemetry Transport Protocol,5,,,,,,UNICAMP-FQ,0.0,1.0,Unicamp Frequency,0,1,1,Hz,PMU,FREQ,Frequency,FQ,-98.6,37.5,PPA:372,2021-05-21 14:01:34
} | MaximumArchiveDays=90 | DesiredRemainingSpace=500,373,GPA_UNICAMP:DF,,22,8736f6c7-ad41-4b43-b4f6-e684e0d4ad20,UNICAMP,Unicamp,60,1,companyAcronym= | protocolName=IEEE C37.118-2005 | vendorAcronym= | vendorDeviceName= | interconnectionName=,,,,10,STTP,Streaming Telemetry Transport Protocol,6,,,,,,UNICAMP-DF,0.0,1.0,Unicamp Frequency Delta (dF/dt),0,1,1,,PMU,DFDT,Frequency Delta (dF/dt),DF,-98.6,37.5,PPA:373,2021-05-21 14:01:34
} | MaximumArchiveDays=90 | DesiredRemainingSpace=500,374,GPA_UNICAMP:S,,22,8736f6c7-ad41-4b43-b4f6-e684e0d4ad20,UNICAMP,Unicamp,60,1,companyAcronym= | protocolName=IEEE C37.118-2005 | vendorAcronym= | vendorDeviceName= | interconnectionName=,,,,10,STTP,Streaming Telemetry Transport Protocol,8,,,,,,UNICAMP-SF,0.0,1.0,Unicamp Status Flags,0,1,1,,PMU,FLAG,Status Flags,SF,-98.6,37.5,PPA:374,2021-05-21 14:01:34
} | MaximumArchiveDays=90 | DesiredRemainingSpace=500,375,GPA_UNICAMP-PM1:V,,22,8736f6c7-ad41-4b43-b4f6-e684e0d4ad20,UNICAMP,Unicamp,60,1,companyAcronym= | protocolName=IEEE C37.118-2005 | vendorAcronym= | vendorDeviceName= | interconnectionName=,,,,10,STTP,Streaming Telemetry Transport Protocol,3,1,VA1 v1 +SV,V,+,0,UNICAMP-PM1,0.0,1.0,Unicamp VA1 v1 +SV + Voltage Magnitude,0,1,1,Volts,Phasor,VPHM,Voltage Magnitude,PM,-98.6,37.5,PPA:375,2021-05-21 14:01:34
} | MaximumArchiveDays=90 | DesiredRemainingSpace=500,376,GPA_UNICAMP-PA1:VH,,22,8736f6c7-ad41-4b43-b4f6-e684e0d4ad20,UNICAMP,Unicamp,60,1,companyAcronym= | protocolName=IEEE C37.118-2005 | vendorAcronym= | vendorDeviceName= | interconnectionName=,,,,10,STTP,Streaming Telemetry Transport Protocol,4,1,VA1 v1 +SV,V,+,0,UNICAMP-PA1,0.0,1.0,Unicamp VA1 v1 +SV + Voltage Phase Angle,0,1,1,Degrees,Phasor,VPHA,Voltage Phase Angle,PA,-98.6,37.5,PPA:376,2021-05-21 14:01:34
} | MaximumArchiveDays=90 | DesiredRemainingSpace=500,377,GPA_UNICAMP-PM2:V,,22,8736f6c7-ad41-4b43-b4f6-e684e0d4ad20,UNICAMP,Unicamp,60,1,companyAcronym= | protocolName=IEEE C37.118-2005 | vendorAcronym= | vendorDeviceName= | interconnectionName=,,,,10,STTP,Streaming Telemetry Transport Protocol,3,2,VB1 v1 +SV,V,+,0,UNICAMP-PM2,0.0,1.0,Unicamp VB1 v1 +SV + Voltage Magnitude,0,1,1,Volts,Phasor,VPHM,Voltage Magnitude,PM,-98.6,37.5,PPA:377,2021-05-21 14:01:34
} | MaximumArchiveDays=90 | DesiredRemainingSpace=500,378,GPA_UNICAMP-PA2:VH,,22,8736f6c7-ad41-4b43-b4f6-e684e0d4ad20,UNICAMP,Unicamp,60,1,companyAcronym= | protocolName=IEEE C37.118-2005 | vendorAcronym= | vendorDeviceName= | interconnectionName=,,,,10,STTP,Streaming Telemetry Transport Protocol,4,2,VB1 v1 +SV,V,+,0,UNICAMP-PA2,0.0,1.0,Unicamp VB1 v1 +SV + Voltage Phase Angle,0,1,1,Degrees,Phasor,VPHA,Voltage Phase Angle,PA,-98.6,37.5,PPA:378,2021-05-21 14:01:34
} | MaximumArchiveDays=90 | DesiredRemainingSpace=500,379,GPA_UNICAMP-PM3:V,,22,8736f6c7-ad41-4b43-b4f6-e684e0d4ad20,UNICAMP,Unicamp,60,1,companyAcronym= | protocolName=IEEE C37.118-2005 | vendorAcronym= | vendorDeviceName= | interconnectionName=,,,,10,STTP,Streaming Telemetry Transport Protocol,3,3,VC1 v1 +SV,V,+,0,UNICAMP-PM3,0.0,1.0,Unicamp VC1 v1 +SV + Voltage Magnitude,0,1,1,Volts,Phasor,VPHM,Voltage Magnitude,PM,-98.6,37.5,PPA:379,2021-05-21 14:01:34
} | MaximumArchiveDays=90 | DesiredRemainingSpace=500,380,GPA_UNICAMP-PA3:VH,,22,8736f6c7-ad41-4b43-b4f6-e684e0d4ad20,UNICAMP,Unicamp,60,1,companyAcronym= | protocolName=IEEE C37.118-2005 | vendorAcronym= | vendorDeviceName= | interconnectionName=,,,,10,STTP,Streaming Telemetry Transport Protocol,4,3,VC1 v1 +SV,V,+,0,UNICAMP-PA3,0.0,1.0,Unicamp VC1 v1 +SV + Voltage Phase Angle,0,1,1,Degrees,Phasor,VPHA,Voltage Phase Angle,PA,-98.6,37.5,PPA:380,2021-05-21 14:01:34
} | MaximumArchiveDays=90 | DesiredRemainingSpace=500,381,GPA_UNIFAP:F,,23,8736f6c7-ad41-4b43-b4f6-e684e0d4ad20,UNIFAP,Unifap,60,1,companyAcronym= | protocolName=IEEE C37.118-2005 | vendorAcronym= | vendorDeviceName= | interconnectionName=,,,,10,STTP,Streaming Telemetry Transport Protocol,5,,,,,,UNIFAP-FQ,0.0,1.0,Unifap Frequency,0,1,1,Hz,PMU,FREQ,Frequency,FQ,-98.6,37.5,PPA:381,2021-05-21 14:01:34
} | MaximumArchiveDays=90 | DesiredRemainingSpace=500,382,GPA_UNIFAP:DF,,23,8736f6c7-ad41-4b43-b4f6-e684e0d4ad20,UNIFAP,Unifap,60,1,companyAcronym= | protocolName=IEEE C37.118-2005 | vendorAcronym= | vendorDeviceName= | interconnectionName=,,,,10,STTP,Streaming Telemetry Transport Protocol,6,,,,,,UNIFAP-DF,0.0,1.0,Unifap Frequency Delta (dF/dt),0,1,1,,PMU,DFDT,Frequency Delta (dF/dt),DF,-98.6,37.5,PPA:382,2021-05-21 14:01:34
} | MaximumArchiveDays=90 | DesiredRemainingSpace=500,383,GPA_UNIFAP:S,,23,8736f6c7-ad41-4b43-b4f6-e684e0d4ad20,UNIFAP,Unifap,60,1,companyAcronym= | protocolName=IEEE C37.118-2005 | vendorAcronym= | vendorDeviceName= | interconnectionName=,,,,10,STTP,Streaming Telemetry Transport Protocol,8,,,,,,UNIFAP-SF,0.0,1.0,Unifap Status Flags,0,1,1,,PMU,FLAG,Status Flags,SF,-98.6,37.5,PPA:383,2021-05-21 14:01:34
} | MaximumArchiveDays=90 | DesiredRemainingSpace=500,384,GPA_UNIFAP-PM1:V,,23,8736f6c7-ad41-4b43-b4f6-e684e0d4ad20,UNIFAP,Unifap,60,1,companyAcronym= | protocolName=IEEE C37.118-2005 | vendorAcronym= | vendorDeviceName= | interconnectionName=,,,,10,STTP,Streaming Telemetry Transport Protocol,3,1,MMXU1.VA +SV,V,A,0,UNIFAP-PM1,0.0,1.0,Unifap MMXU1.VA +SV A Voltage Magnitude,0,1,1,Volts,Phasor,VPHM,Voltage Magnitude,PM,-98.6,37.5,PPA:384,2021-05-21 14:01:34
} | MaximumArchiveDays=90 | DesiredRemainingSpace=500,385,GPA_UNIFAP-PA1:VH,,23,8736f6c7-ad41-4b43-b4f6-e684e0d4ad20,UNIFAP,Unifap,60,1,companyAcronym= | protocolName=IEEE C37.118-2005 | vendorAcronym= | vendorDeviceName= | interconnectionName=,,,,10,STTP,Streaming Telemetry Transport Protocol,4,1,MMXU1.VA +SV,V,A,0,UNIFAP-PA1,0.0,1.0,Unifap MMXU1.VA +SV A Voltage Phase Angle,0,1,1,Degrees,Phasor,VPHA,Voltage Phase Angle,PA,-98.6,37.5,PPA:385,2021-05-21 14:01:34
} | MaximumArchiveDays=90 | DesiredRemainingSpace=500,386,GPA_UNIFAP-PM2:V,,23,8736f6c7-ad41-4b43-b4f6-e684e0d4ad20,UNIFAP,Unifap,60,1,companyAcronym= | protocolName=IEEE C37.118-2005 | vendorAcronym= | vendorDeviceName= | interconnectionName=,,,,10,STTP,Streaming Telemetry Transport Protocol,3,2,MMXU1.VB +SV,V,B,0,UNIFAP-PM2,0.0,1.0,Unifap MMXU1.VB +SV B Voltage Magnitude,0,1,1,Volts,Phasor,VPHM,Voltage Magnitude,PM,-98.6,37.5,PPA:386,2021-05-21 14:01:34
} | MaximumArchiveDays=90 | DesiredRemainingSpace=500,387,GPA_UNIFAP-PA2:VH,,23,8736f6c7-ad41-4b43-b4f6-e684e0d4ad20,UNIFAP,Unifap,60,1,companyAcronym= | protocolName=IEEE C37.118-2005 | vendorAcronym= | vendorDeviceName= | interconnectionName=,,,,10,STTP,Streaming Telemetry Transport Protocol,4,2,MMXU1.VB +SV,V,B,0,UNIFAP-PA2,0.0,1.0,Unifap MMXU1.VB +SV B Voltage Phase Angle,0,1,1,Degrees,Phasor,VPHA,Voltage Phase Angle,PA,-98.6,37.5,PPA:387,2021-05-21 14:01:34
} | MaximumArchiveDays=90 | DesiredRemainingSpace=500,388,GPA_UNIFAP-PM3:V,,23,8736f6c7-ad41-4b43-b4f6-e684e0d4ad20,UNIFAP,Unifap,60,1,companyAcronym= | protocolName=IEEE C37.118-2005 | vendorAcronym= | vendorDeviceName= | interconnectionName=,,,,10,STTP,Streaming Telemetry Transport Protocol,3,3,MMXU1.VC +SV,V,C,0,UNIFAP-PM3,0.0,1.0,Unifap MMXU1.VC +SV C Voltage Magnitude,0,1,1,Volts,Phasor,VPHM,Voltage Magnitude,PM,-98.6,37.5,PPA:388,2021-05-21 14:01:34
} | MaximumArchiveDays=90 | DesiredRemainingSpace=500,389,GPA_UNIFAP-PA3:VH,,23,8736f6c7-ad41-4b43-b4f6-e684e0d4ad20,UNIFAP,Unifap,60,1,companyAcronym= | protocolName=IEEE C37.118-2005 | vendorAcronym= | vendorDeviceName= | interconnectionName=,,,,10,STTP,Streaming Telemetry Transport Protocol,4,3,MMXU1.VC +SV,V,C,0,UNIFAP-PA3,0.0,1.0,Unifap MMXU1.VC +SV C Voltage Phase Angle,0,1,1,Degrees,Phasor,VPHA,Voltage Phase Angle,PA,-98.6,37.5,PPA:389,2021-05-21 14:01:34
} | MaximumArchiveDays=90 | DesiredRemainingSpace=500,390,GPA_UNIFEI:F,,24,8736f6c7-ad41-4b43-b4f6-e684e0d4ad20,UNIFEI,Unifei,60,1,companyAcronym= | protocolName=IEEE C37.118-2005 | vendorAcronym= | vendorDeviceName= | interconnectionName=,,,,10,STTP,Streaming Telemetry Transport Protocol,5,,,,,,UNIFEI-FQ,0.0,1.0,Unifei Frequency,0,1,1,Hz,PMU,FREQ,Frequency,FQ,-98.6,37.5,PPA:390,2021-05-21 14:01:34
} | MaximumArchiveDays=90 | DesiredRemainingSpace=500,391,GPA_UNIFEI:DF,,24,8736f6c7-ad41-4b43-b4f6-e684e0d4ad20,UNIFEI,Unifei,60,1,companyAcronym= | protocolName=IEEE C37.118-2005 | vendorAcronym= | vendorDeviceName= | interconnectionName=,,,,10,STTP,Streaming Telemetry Transport Protocol,6,,,,,,UNIFEI-DF,0.0,1.0,Unifei Frequency Delta (dF/dt),0,1,1,,PMU,DFDT,Frequency Delta (dF/dt),DF,-98.6,37.5,PPA:391,2021-05-21 14:01:34
} | MaximumArchiveDays=90 | DesiredRemainingSpace=500,392,GPA_UNIFEI:S,,24,8736f6c7-ad41-4b43-b4f6-e684e0d4ad20,UNIFEI,Unifei,60,1,companyAcronym= | protocolName=IEEE C37.118-2005 | vendorAcronym= | vendorDeviceName= | interconnectionName=,,,,10,STTP,Streaming Telemetry Transport Protocol,8,,,,,,UNIFEI-SF,0.0,1.0,Unifei Status Flags,0,1,1,,PMU,FLAG,Status Flags,SF,-98.6,37.5,PPA:392,2021-05-21 14:01:34
} | MaximumArchiveDays=90 | DesiredRemainingSpace=500,393,GPA_UNIFEI-PM1:V,,24,8736f6c7-ad41-4b43-b4f6-e684e0d4ad20,UNIFEI,Unifei,60,1,companyAcronym= | protocolName=IEEE C37.118-2005 | vendorAcronym= | vendorDeviceName= | interconnectionName=,,,,10,STTP,Streaming Telemetry Transport Protocol,3,1,VA1 v1 +SV,V,+,0,UNIFEI-PM1,0.0,1.0,Unifei VA1 v1 +SV + Voltage Magnitude,0,1,1,Volts,Phasor,VPHM,Voltage Magnitude,PM,-98.6,37.5,PPA:393,2021-05-21 14:01:34
} | MaximumArchiveDays=90 | DesiredRemainingSpace=500,394,GPA_UNIFEI-PA1:VH,,24,8736f6c7-ad41-4b43-b4f6-e684e0d4ad20,UNIFEI,Unifei,60,1,companyAcronym= | protocolName=IEEE C37.118-2005 | vendorAcronym= | vendorDeviceName= | interconnectionName=,,,,10,STTP,Streaming Telemetry Transport Protocol,4,1,VA1 v1 +SV,V,+,0,UNIFEI-PA1,0.0,1.0,Unifei VA1 v1 +SV + Voltage Phase Angle,0,1,1,Degrees,Phasor,VPHA,Voltage Phase Angle,PA,-98.6,37.5,PPA:394,2021-05-21 14:01:34
} | MaximumArchiveDays=90 | DesiredRemainingSpace=500,395,GPA_UNIFEI-PM2:V,,24,8736f6c7-ad41-4b43-b4f6-e684e0d4ad20,UNIFEI,Unifei,60,1,companyAcronym= | protocolName=IEEE C37.118-2005 | vendorAcronym= | vendorDeviceName= | interconnectionName=,,,,10,STTP,Streaming Telemetry Transport Protocol,3,2,VB1 v1 +SV,V,+,0,UNIFEI-PM2,0.0,1.0,Unifei VB1 v1 +SV + Voltage Magnitude,0,1,1,Volts,Phasor,VPHM,Voltage Magnitude,PM,-98.6,37.5,PPA:395,2021-05-21 14:01:34
} | MaximumArchiveDays=90 | DesiredRemainingSpace=500,396,GPA_UNIFEI-PA2:VH,,24,8736f6c7-ad41-4b43-b4f6-e684e0d4ad20,UNIFEI,Unifei,60,1,companyAcronym= | protocolName=IEEE C37.118-2005 | vendorAcronym= | vendorDeviceName= | interconnectionName=,,,,10,STTP,Streaming Telemetry Transport Protocol,4,2,VB1 v1 +SV,V,+,0,UNIFEI-PA2,0.0,1.0,Unifei VB1 v1 +SV + Voltage Phase Angle,0,1,1,Degrees,Phasor,VPHA,Voltage Phase Angle,PA,-98.6,37.5,PPA:396,2021-05-21 14:01:34
} | MaximumArchiveDays=90 | DesiredRemainingSpace=500,397,GPA_UNIFEI-PM3:V,,24,8736f6c7-ad41-4b43-b4f6-e684e0d4ad20,UNIFEI,Unifei,60,1,companyAcronym= | protocolName=IEEE C37.118-2005 | vendorAcronym= | vendorDeviceName= | interconnectionName=,,,,10,STTP,Streaming Telemetry Transport Protocol,3,3,VC1 v1 +SV,V,+,0,UNIFEI-PM3,0.0,1.0,Unifei VC1 v1 +SV + Voltage Magnitude,0,1,1,Volts,Phasor,VPHM,Voltage Magnitude,PM,-98.6,37.5,PPA:397,2021-05-21 14:01:34
} | MaximumArchiveDays=90 | DesiredRemainingSpace=500,398,GPA_UNIFEI-PA3:VH,,24,8736f6c7-ad41-4b43-b4f6-e684e0d4ad20,UNIFEI,Unifei,60,1,companyAcronym= | protocolName=IEEE C37.118-2005 | vendorAcronym= | vendorDeviceName= | interconnectionName=,,,,10,STTP,Streaming Telemetry Transport Protocol,4,3,VC1 v1 +SV,V,+,0,UNIFEI-PA3,0.0,1.0,Unifei VC1 v1 +SV + Voltage Phase Angle,0,1,1,Degrees,Phasor,VPHA,Voltage Phase Angle,PA,-98.6,37.5,PPA:398,2021-05-21 14:01:34
} | MaximumArchiveDays=90 | DesiredRemainingSpace=500,399,GPA_UNIPAMPA:F,,25,8736f6c7-ad41-4b43-b4f6-e684e0d4ad20,UNIPAMPA,Unipampa,60,1,companyAcronym= | protocolName=IEEE C37.118-2005 | vendorAcronym= | vendorDeviceName= | interconnectionName=,,,,10,STTP,Streaming Telemetry Transport Protocol,5,,,,,,UNIPAMPA-FQ,0.0,1.0,Unipampa Frequency,0,1,1,Hz,PMU,FREQ,Frequency,FQ,-98.6,37.5,PPA:399,2021-05-21 14:01:34
} | MaximumArchiveDays=90 | DesiredRemainingSpace=500,400,GPA_UNIPAMPA:DF,,25,8736f6c7-ad41-4b43-b4f6-e684e0d4ad20,UNIPAMPA,Unipampa,60,1,companyAcronym= | protocolName=IEEE C37.118-2005 | vendorAcronym= | vendorDeviceName= | interconnectionName=,,,,10,STTP,Streaming Telemetry Transport Protocol,6,,,,,,UNIPAMPA-DF,0.0,1.0,Unipampa Frequency Delta (dF/dt),0,1,1,,PMU,DFDT,Frequency Delta (dF/dt),DF,-98.6,37.5,PPA:400,2021-05-21 14:01:34
} | MaximumArchiveDays=90 | DesiredRemainingSpace=500,401,GPA_UNIPAMPA:S,,25,8736f6c7-ad41-4b43-b4f6-e684e0d4ad20,UNIPAMPA,Unipampa,60,1,companyAcronym= | protocolName=IEEE C37.118-2005 | vendorAcronym= | vendorDeviceName= | interconnectionName=,,,,10,STTP,Streaming Telemetry Transport Protocol,8,,,,,,UNIPAMPA-SF,0.0,1.0,Unipampa Status Flags,0,1,1,,PMU,FLAG,Status Flags,SF,-98.6,37.5,PPA:401,2021-05-21 14:01:34
} | MaximumArchiveDays=90 | DesiredRemainingSpace=500,402,GPA_UNIPAMPA-PM1:V,,25,8736f6c7-ad41-4b43-b4f6-e684e0d4ad20,UNIPAMPA,Unipampa,60,1,companyAcronym= | protocolName=IEEE C37.118-2005 | vendorAcronym= | vendorDeviceName= | interconnectionName=,,,,10,STTP,Streaming Telemetry Transport Protocol,3,1,VA1 v1 +SV,V,+,0,UNIPAMPA-PM1,0.0,1.0,Unipampa VA1 v1 +SV + Voltage Magnitude,0,1,1,Volts,Phasor,VPHM,Voltage Magnitude,PM,-98.6,37.5,PPA:402,2021-05-21 14:01:34
} | MaximumArchiveDays=90 | DesiredRemainingSpace=500,403,GPA_UNIPAMPA-PA1:VH,,25,8736f6c7-ad41-4b43-b4f6-e684e0d4ad20,UNIPAMPA,Unipampa,60,1,companyAcronym= | protocolName=IEEE C37.118-2005 | vendorAcronym= | vendorDeviceName= | interconnectionName=,,,,10,STTP,Streaming Telemetry Transport Protocol,4,1,VA1 v1 +SV,V,+,0,UNIPAMPA-PA1,0.0,1.0,Unipampa VA1 v1 +SV + Voltage Phase Angle,0,1,1,Degrees,Phasor,VPHA,Voltage Phase Angle,PA,-98.6,37.5,PPA:403,2021-05-21 14:01:34
} | MaximumArchiveDays=90 | DesiredRemainingSpace=500,404,GPA_UNIPAMPA-PM2:V,,25,8736f6c7-ad41-4b43-b4f6-e684e0d4ad20,UNIPAMPA,Unipampa,60,1,companyAcronym= | protocolName=IEEE C37.118-2005 | vendorAcronym= | vendorDeviceName= | interconnectionName=,,,,10,STTP,Streaming Telemetry Transport Protocol,3,2,VB1 v1 +SV,V,+,0,UNIPAMPA-PM2,0.0,1.0,Unipampa VB1 v1 +SV + Voltage Magnitude,0,1,1,Volts,Phasor,VPHM,Voltage Magnitude,PM,-98.6,37.5,PPA:404,2021-05-21 14:01:34
} | MaximumArchiveDays=90 | DesiredRemainingSpace=500,405,GPA_UNIPAMPA-PA2:VH,,25,8736f6c7-ad41-4b43-b4f6-e684e0d4ad20,UNIPAMPA,Unipampa,60,1,companyAcronym= | protocolName=IEEE C37.118-2005 | vendorAcronym= | vendorDeviceName= | interconnectionName=,,,,10,STTP,Streaming Telemetry Transport Protocol,4,2,VB1 v1 +SV,V,+,0,UNIPAMPA-PA2,0.0,1.0,Unipampa VB1 v1 +SV + Voltage Phase Angle,0,1,1,Degrees,Phasor,VPHA,Voltage Phase Angle,PA,-98.6,37.5,PPA:405,2021-05-21 14:01:34
} | MaximumArchiveDays=90 | DesiredRemainingSpace=500,406,GPA_UNIPAMPA-PM3:V,,25,8736f6c7-ad41-4b43-b4f6-e684e0d4ad20,UNIPAMPA,Unipampa,60,1,companyAcronym= | protocolName=IEEE C37.118-2005 | vendorAcronym= | vendorDeviceName= | interconnectionName=,,,,10,STTP,Streaming Telemetry Transport Protocol,3,3,VC1 v1 +SV,V,+,0,UNIPAMPA-PM3,0.0,1.0,Unipampa VC1 v1 +SV + Voltage Magnitude,0,1,1,Volts,Phasor,VPHM,Voltage Magnitude,PM,-98.6,37.5,PPA:406,2021-05-21 14:01:34
} | MaximumArchiveDays=90 | DesiredRemainingSpace=500,407,GPA_UNIPAMPA-PA3:VH,,25,8736f6c7-ad41-4b43-b4f6-e684e0d4ad20,UNIPAMPA,Unipampa,60,1,companyAcronym= | protocolName=IEEE C37.118-2005 | vendorAcronym= | vendorDeviceName= | interconnectionName=,,,,10,STTP,Streaming Telemetry Transport Protocol,4,3,VC1 v1 +SV,V,+,0,UNIPAMPA-PA3,0.0,1.0,Unipampa VC1 v1 +SV + Voltage Phase Angle,0,1,1,Degrees,Phasor,VPHA,Voltage Phase Angle,PA,-98.6,37.5,PPA:407,2021-05-21 14:01:34
} | MaximumArchiveDays=90 | DesiredRemainingSpace=500,408,GPA_UNIR:F,,26,8736f6c7-ad41-4b43-b4f6-e684e0d4ad20,UNIR,Unir,60,1,companyAcronym= | protocolName=IEEE C37.118-2005 | vendorAcronym= | vendorDeviceName= | interconnectionName=,,,,10,STTP,Streaming Telemetry Transport Protocol,5,,,,,,UNIR-FQ,0.0,1.0,Unir Frequency,0,1,1,Hz,PMU,FREQ,Frequency,FQ,-98.6,37.5,PPA:408,2021-05-21 14:01:34
} | MaximumArchiveDays=90 | DesiredRemainingSpace=500,409,GPA_UNIR:DF,,26,8736f6c7-ad41-4b43-b4f6-e684e0d4ad20,UNIR,Unir,60,1,companyAcronym= | protocolName=IEEE C37.118-2005 | vendorAcronym= | vendorDeviceName= | interconnectionName=,,,,10,STTP,Streaming Telemetry Transport Protocol,6,,,,,,UNIR-DF,0.0,1.0,Unir Frequency Delta (dF/dt),0,1,1,,PMU,DFDT,Frequency Delta (dF/dt),DF,-98.6,37.5,PPA:409,2021-05-21 14:01:34
} | MaximumArchiveDays=90 | DesiredRemainingSpace=500,410,GPA_UNIR:S,,26,8736f6c7-ad41-4b43-b4f6-e684e0d4ad20,UNIR,Unir,60,1,companyAcronym= | protocolName=IEEE C37.118-2005 | vendorAcronym= | vendorDeviceName= | interconnectionName=,,,,10,STTP,Streaming Telemetry Transport Protocol,8,,,,,,UNIR-SF,0.0,1.0,Unir Status Flags,0,1,1,,PMU,FLAG,Status Flags,SF,-98.6,37.5,PPA:410,2021-05-21 14:01:34
} | MaximumArchiveDays=90 | DesiredRemainingSpace=500,411,GPA_UNIR-PM1:V,,26,8736f6c7-ad41-4b43-b4f6-e684e0d4ad20,UNIR,Unir,60,1,companyAcronym= | protocolName=IEEE C37.118-2005 | vendorAcronym= | vendorDeviceName= | interconnectionName=,,,,10,STTP,Streaming Telemetry Transport Protocol,3,1,VA1 v1 +SV,V,+,0,UNIR-PM1,0.0,1.0,Unir VA1 v1 +SV + Voltage Magnitude,0,1,1,Volts,Phasor,VPHM,Voltage Magnitude,PM,-98.6,37.5,PPA:411,2021-05-21 14:01:34
} | MaximumArchiveDays=90 | DesiredRemainingSpace=500,412,GPA_UNIR-PA1:VH,,26,8736f6c7-ad41-4b43-b4f6-e684e0d4ad20,UNIR,Unir,60,1,companyAcronym= | protocolName=IEEE C37.118-2005 | vendorAcronym= | vendorDeviceName= | interconnectionName=,,,,10,STTP,Streaming Telemetry Transport Protocol,4,1,VA1 v1 +SV,V,+,0,UNIR-PA1,0.0,1.0,Unir VA1 v1 +SV + Voltage Phase Angle,0,1,1,Degrees,Phasor,VPHA,Voltage Phase Angle,PA,-98.6,37.5,PPA:412,2021-05-21 14:01:34
} | MaximumArchiveDays=90 | DesiredRemainingSpace=500,413,GPA_UNIR-PM2:V,,26,8736f6c7-ad41-4b43-b4f6-e684e0d4ad20,UNIR,Unir,60,1,companyAcronym= | protocolName=IEEE C37.118-2005 | vendorAcronym= | vendorDeviceName= | interconnectionName=,,,,10,STTP,Streaming Telemetry Transport Protocol,3,2,VB1 v1 +SV,V,+,0,UNIR-PM2,0.0,1.0,Unir VB1 v1 +SV + Voltage Magnitude,0,1,1,Volts,Phasor,VPHM,Voltage Magnitude,PM,-98.6,37.5,PPA:413,2021-05-21 14:01:34
} | MaximumArchiveDays=90 | DesiredRemainingSpace=500,414,GPA_UNIR-PA2:VH,,26,8736f6c7-ad41-4b43-b4f6-e684e0d4ad20,UNIR,Unir,60,1,companyAcronym= | protocolName=IEEE C37.118-2005 | vendorAcronym= | vendorDeviceName= | interconnectionName=,,,,10,STTP,Streaming Telemetry Transport Protocol,4,2,VB1 v1 +SV,V,+,0,UNIR-PA2,0.0,1.0,Unir VB1 v1 +SV + Voltage Phase Angle,0,1,1,Degrees,Phasor,VPHA,Voltage Phase Angle,PA,-98.6,37.5,PPA:414,2021-05-21 14:01:34
} | MaximumArchiveDays=90 | DesiredRemainingSpace=500,415,GPA_UNIR-PM3:V,,26,8736f6c7-ad41-4b43-b4f6-e684e0d4ad20,UNIR,Unir,60,1,companyAcronym= | protocolName=IEEE C37.118-2005 | vendorAcronym= | vendorDeviceName= | interconnectionName=,,,,10,STTP,Streaming Telemetry Transport Protocol,3,3,VC1 v1 +SV,V,+,0,UNIR-PM3,0.0,1.0,Unir VC1 v1 +SV + Voltage Magnitude,0,1,1,Volts,Phasor,VPHM,Voltage Magnitude,PM,-98.6,37.5,PPA:415,2021-05-21 14:01:34
} | MaximumArchiveDays=90 | DesiredRemainingSpace=500,416,GPA_UNIR-PA3:VH,,26,8736f6c7-ad41-4b43-b4f6-e684e0d4ad20,UNIR,Unir,60,1,companyAcronym= | protocolName=IEEE C37.118-2005 | vendorAcronym= | vendorDeviceName= | interconnectionName=,,,,10,STTP,Streaming Telemetry Transport Protocol,4,3,VC1 v1 +SV,V,+,0,UNIR-PA3,0.0,1.0,Unir VC1 v1 +SV + Voltage Phase Angle,0,1,1,Degrees,Phasor,VPHA,Voltage Phase Angle,PA,-98.6,37.5,PPA:416,2021-05-21 14:01:34
} | MaximumArchiveDays=90 | DesiredRemainingSpace=500,417,GPA_USP_SC:F,,27,8736f6c7-ad41-4b43-b4f6-e684e0d4ad20,USP_SC,Usp_Sc,60,1,companyAcronym= | protocolName=IEEE C37.118-2005 | vendorAcronym= | vendorDeviceName= | interconnectionName=,,,,10,STTP,Streaming Telemetry Transport Protocol,5,,,,,,USP_SC-FQ,0.0,1.0,Usp_Sc Frequency,0,1,1,Hz,PMU,FREQ,Frequency,FQ,-98.6,37.5,PPA:417,2021-05-21 14:01:34
} | MaximumArchiveDays=90 | DesiredRemainingSpace=500,418,GPA_USP_SC:DF,,27,8736f6c7-ad41-4b43-b4f6-e684e0d4ad20,USP_SC,Usp_Sc,60,1,companyAcronym= | protocolName=IEEE C37.118-2005 | vendorAcronym= | vendorDeviceName= | interconnectionName=,,,,10,STTP,Streaming Telemetry Transport Protocol,6,,,,,,USP_SC-DF,0.0,1.0,Usp_Sc Frequency Delta (dF/dt),0,1,1,,PMU,DFDT,Frequency Delta (dF/dt),DF,-98.6,37.5,PPA:418,2021-05-21 14:01:34
} | MaximumArchiveDays=90 | DesiredRemainingSpace=500,419,GPA_USP_SC:S,,27,8736f6c7-ad41-4b43-b4f6-e684e0d4ad20,USP_SC,Usp_Sc,60,1,companyAcronym= | protocolName=IEEE C37.118-2005 | vendorAcronym= | vendorDeviceName= | interconnectionName=,,,,10,STTP,Streaming Telemetry Transport Protocol,8,,,,,,USP_SC-SF,0.0,1.0,Usp_Sc Status Flags,0,1,1,,PMU,FLAG,Status Flags,SF,-98.6,37.5,PPA:419,2021-05-21 14:01:34
} | MaximumArchiveDays=90 | DesiredRemainingSpace=500,420,GPA_USP_SC-PM1:V,,27,8736f6c7-ad41-4b43-b4f6-e684e0d4ad20,USP_SC,Usp_Sc,60,1,companyAcronym= | protocolName=IEEE C37.118-2005 | vendorAcronym= | vendorDeviceName= | interconnectionName=,,,,10,STTP,Streaming Telemetry Transport Protocol,3,1,VA1 v1 +SV,V,+,0,USP_SC-PM1,0.0,1.0,Usp_Sc VA1 v1 +SV + Voltage Magnitude,0,1,1,Volts,Phasor,VPHM,Voltage Magnitude,PM,-98.6,37.5,PPA:420,2021-05-21 14:01:34
} | MaximumArchiveDays=90 | DesiredRemainingSpace=500,421,GPA_USP_SC-PA1:VH,,27,8736f6c7-ad41-4b43-b4f6-e684e0d4ad20,USP_SC,Usp_Sc,60,1,companyAcronym= | protocolName=IEEE C37.118-2005 | vendorAcronym= | vendorDeviceName= | interconnectionName=,,,,10,STTP,Streaming Telemetry Transport Protocol,4,1,VA1 v1 +SV,V,+,0,USP_SC-PA1,0.0,1.0,Usp_Sc VA1 v1 +SV + Voltage Phase Angle,0,1,1,Degrees,Phasor,VPHA,Voltage Phase Angle,PA,-98.6,37.5,PPA:421,2021-05-21 14:01:34
} | MaximumArchiveDays=90 | DesiredRemainingSpace=500,422,GPA_USP_SC-PM2:V,,27,8736f6c7-ad41-4b43-b4f6-e684e0d4ad20,USP_SC,Usp_Sc,60,1,companyAcronym= | protocolName=IEEE C37.118-2005 | vendorAcronym= | vendorDeviceName= | interconnectionName=,,,,10,STTP,Streaming Telemetry Transport Protocol,3,2,VB1 v1 +SV,V,+,0,USP_SC-PM2,0.0,1.0,Usp_Sc VB1 v1 +SV + Voltage Magnitude,0,1,1,Volts,Phasor,VPHM,Voltage Magnitude,PM,-98.6,37.5,PPA:422,2021-05-21 14:01:34
} | MaximumArchiveDays=90 | DesiredRemainingSpace=500,423,GPA_USP_SC-PA2:VH,,27,8736f6c7-ad41-4b43-b4f6-e684e0d4ad20,USP_SC,Usp_Sc,60,1,companyAcronym= | protocolName=IEEE C37.118-2005 | vendorAcronym= | vendorDeviceName= | interconnectionName=,,,,10,STTP,Streaming Telemetry Transport Protocol,4,2,VB1 v1 +SV,V,+,0,USP_SC-PA2,0.0,1.0,Usp_Sc VB1 v1 +SV + Voltage Phase Angle,0,1,1,Degrees,Phasor,VPHA,Voltage Phase Angle,PA,-98.6,37.5,PPA:423,2021-05-21 14:01:34
} | MaximumArchiveDays=90 | DesiredRemainingSpace=500,424,GPA_USP_SC-PM3:V,,27,8736f6c7-ad41-4b43-b4f6-e684e0d4ad20,USP_SC,Usp_Sc,60,1,companyAcronym= | protocolName=IEEE C37.118-2005 | vendorAcronym= | vendorDeviceName= | interconnectionName=,,,,10,STTP,Streaming Telemetry Transport Protocol,3,3,VC1 v1 +SV,V,+,0,USP_SC-PM3,0.0,1.0,Usp_Sc VC1 v1 +SV + Voltage Magnitude,0,1,1,Volts,Phasor,VPHM,Voltage Magnitude,PM,-98.6,37.5,PPA:424,2021-05-21 14:01:34
} | MaximumArchiveDays=90 | DesiredRemainingSpace=500,425,GPA_USP_SC-PA3:VH,,27,8736f6c7-ad41-4b43-b4f6-e684e0d4ad20,USP_SC,Usp_Sc,60,1,companyAcronym= | protocolName=IEEE C37.118-2005 | vendorAcronym= | vendorDeviceName= | interconnectionName=,,,,10,STTP,Streaming Telemetry Transport Protocol,4,3,VC1 v1 +SV,V,+,0,USP_SC-PA3,0.0,1.0,Usp_Sc VC1 v1 +SV + Voltage Phase Angle,0,1,1,Degrees,Phasor,VPHA,Voltage Phase Angle,PA,-98.6,37.5,PPA:425,2021-05-21 14:01:34
} | MaximumArchiveDays=90 | DesiredRemainingSpace=500,426,GPA_UTFPR:F,,28,8736f6c7-ad41-4b43-b4f6-e684e0d4ad20,UTFPR,Utfpr,60,1,companyAcronym= | protocolName=IEEE C37.118-2005 | vendorAcronym= | vendorDeviceName= | interconnectionName=,,,,10,STTP,Streaming Telemetry Transport Protocol,5,,,,,,UTFPR-FQ,0.0,1.0,Utfpr Frequency,0,1,1,Hz,PMU,FREQ,Frequency,FQ,-98.6,37.5,PPA:426,2021-05-21 14:01:34
} | MaximumArchiveDays=90 | DesiredRemainingSpace=500,427,GPA_UTFPR:DF,,28,8736f6c7-ad41-4b43-b4f6-e684e0d4ad20,UTFPR,Utfpr,60,1,companyAcronym= | protocolName=IEEE C37.118-2005 | vendorAcronym= | vendorDeviceName= | interconnectionName=,,,,10,STTP,Streaming Telemetry Transport Protocol,6,,,,,,UTFPR-DF,0.0,1.0,Utfpr Frequency Delta (dF/dt),0,1,1,,PMU,DFDT,Frequency Delta (dF/dt),DF,-98.6,37.5,PPA:427,2021-05-21 14:01:34
} | MaximumArchiveDays=90 | DesiredRemainingSpace=500,428,GPA_UTFPR:S,,28,8736f6c7-ad41-4b43-b4f6-e684e0d4ad20,UTFPR,Utfpr,60,1,companyAcronym= | protocolName=IEEE C37.118-2005 | vendorAcronym= | vendorDeviceName= | interconnectionName=,,,,10,STTP,Streaming Telemetry Transport Protocol,8,,,,,,UTFPR-SF,0.0,1.0,Utfpr Status Flags,0,1,1,,PMU,FLAG,Status Flags,SF,-98.6,37.5,PPA:428,2021-05-21 14:01:34
} | MaximumArchiveDays=90 | DesiredRemainingSpace=500,429,GPA_UTFPR-PM1:V,,28,8736f6c7-ad41-4b43-b4f6-e684e0d4ad20,UTFPR,Utfpr,60,1,companyAcronym= | protocolName=IEEE C37.118-2005 | vendorAcronym= | vendorDeviceName= | interconnectionName=,,,,10,STTP,Streaming Telemetry Transport Protocol,3,1,VA1 v1 +SV,V,+,0,UTFPR-PM1,0.0,1.0,Utfpr VA1 v1 +SV + Voltage Magnitude,0,1,1,Volts,Phasor,VPHM,Voltage Magnitude,PM,-98.6,37.5,PPA:429,2021-05-21 14:01:34
} | MaximumArchiveDays=90 | DesiredRemainingSpace=500,430,GPA_UTFPR-PA1:VH,,28,8736f6c7-ad41-4b43-b4f6-e684e0d4ad20,UTFPR,Utfpr,60,1,companyAcronym= | protocolName=IEEE C37.118-2005 | vendorAcronym= | vendorDeviceName= | interconnectionName=,,,,10,STTP,Streaming Telemetry Transport Protocol,4,1,VA1 v1 +SV,V,+,0,UTFPR-PA1,0.0,1.0,Utfpr VA1 v1 +SV + Voltage Phase Angle,0,1,1,Degrees,Phasor,VPHA,Voltage Phase Angle,PA,-98.6,37.5,PPA:430,2021-05-21 14:01:34
} | MaximumArchiveDays=90 | DesiredRemainingSpace=500,431,GPA_UTFPR-PM2:V,,28,8736f6c7-ad41-4b43-b4f6-e684e0d4ad20,UTFPR,Utfpr,60,1,companyAcronym= | protocolName=IEEE C37.118-2005 | vendorAcronym= | vendorDeviceName= | interconnectionName=,,,,10,STTP,Streaming Telemetry Transport Protocol,3,2,VB1 v1 +SV,V,+,0,UTFPR-PM2,0.0,1.0,Utfpr VB1 v1 +SV + Voltage Magnitude,0,1,1,Volts,Phasor,VPHM,Voltage Magnitude,PM,-98.6,37.5,PPA:431,2021-05-21 14:01:34
} | MaximumArchiveDays=90 | DesiredRemainingSpace=500,432,GPA_UTFPR-PA2:VH,,28,8736f6c7-ad41-4b43-b4f6-e684e0d4ad20,UTFPR,Utfpr,60,1,companyAcronym= | protocolName=IEEE C37.118-2005 | vendorAcronym= | vendorDeviceName= | interconnectionName=,,,,10,STTP,Streaming Telemetry Transport Protocol,4,2,VB1 v1 +SV,V,+,0,UTFPR-PA2,0.0,1.0,Utfpr VB1 v1 +SV + Voltage Phase Angle,0,1,1,Degrees,Phasor,VPHA,Voltage Phase Angle,PA,-98.6,37.5,PPA:432,2021-05-21 14:01:34
} | MaximumArchiveDays=90 | DesiredRemainingSpace=500,433,GPA_UTFPR-PM3:V,,28,8736f6c7-ad41-4b43-b4f6-e684e0d4ad20,UTFPR,Utfpr,60,1,companyAcronym= | protocolName=IEEE C37.118-2005 | vendorAcronym= | vendorDeviceName= | interconnectionName=,,,,10,STTP,Streaming Telemetry Transport Protocol,3,3,VC1 v1 +SV,V,+,0,UTFPR-PM3,0.0,1.0,Utfpr VC1 v1 +SV + Voltage Magnitude,0,1,1,Volts,Phasor,VPHM,Voltage Magnitude,PM,-98.6,37.5,PPA:433,2021-05-21 14:01:34
} | MaximumArchiveDays=90 | DesiredRemainingSpace=500,434,GPA_UTFPR-PA3:VH,,28,8736f6c7-ad41-4b43-b4f6-e684e0d4ad20,UTFPR,Utfpr,60,1,companyAcronym= | protocolName=IEEE C37.118-2005 | vendorAcronym= | vendorDeviceName= | interconnectionName=,,,,10,STTP,Streaming Telemetry Transport Protocol,4,3,VC1 v1 +SV,V,+,0,UTFPR-PA3,0.0,1.0,Utfpr VC1 v1 +SV + Voltage Phase Angle,0,1,1,Degrees,Phasor,VPHA,Voltage Phase Angle,PA,-98.6,37.5,PPA:434,2021-05-21 14:01:34
} | MaximumArchiveDays=90 | DesiredRemainingSpace=500,435,GPA_UFPI:F,,29,8736f6c7-ad41-4b43-b4f6-e684e0d4ad20,UFPI,Ufpi,60,1,companyAcronym= | protocolName=IEEE C37.118-2005 | vendorAcronym= | vendorDeviceName= | interconnectionName=,,,,10,STTP,Streaming Telemetry Transport Protocol,5,,,,,,UFPI-FQ,0.0,1.0,Ufpi Frequency,0,1,1,Hz,PMU,FREQ,Frequency,FQ,-98.6,37.5,PPA:435,2021-05-21 14:01:34
} | MaximumArchiveDays=90 | DesiredRemainingSpace=500,436,GPA_UFPI:DF,,29,8736f6c7-ad41-4b43-b4f6-e684e0d4ad20,UFPI,Ufpi,60,1,companyAcronym= | protocolName=IEEE C37.118-2005 | vendorAcronym= | vendorDeviceName= | interconnectionName=,,,,10,STTP,Streaming Telemetry Transport Protocol,6,,,,,,UFPI-DF,0.0,1.0,Ufpi Frequency Delta (dF/dt),0,1,1,,PMU,DFDT,Frequency Delta (dF/dt),DF,-98.6,37.5,PPA:436,2021-05-21 14:01:34
} | MaximumArchiveDays=90 | DesiredRemainingSpace=500,437,GPA_UFPI:S,,29,8736f6c7-ad41-4b43-b4f6-e684e0d4ad20,UFPI,Ufpi,60,1,companyAcronym= | protocolName=IEEE C37.118-2005 | vendorAcronym= | vendorDeviceName= | interconnectionName=,,,,10,STTP,Streaming Telemetry Transport Protocol,8,,,,,,UFPI-SF,0.0,1.0,Ufpi Status Flags,0,1,1,,PMU,FLAG,Status Flags,SF,-98.6,37.5,PPA:437,2021-05-21 14:01:34
} | MaximumArchiveDays=90 | DesiredRemainingSpace=500,438,GPA_UFPI-PM1:V,,29,8736f6c7-ad41-4b43-b4f6-e684e0d4ad20,UFPI,Ufpi,60,1,companyAcronym= | protocolName=IEEE C37.118-2005 | vendorAcronym= | vendorDeviceName= | interconnectionName=,,,,10,STTP,Streaming Telemetry Transport Protocol,3,1,VA1 v1 +SV,V,+,0,UFPI-PM1,0.0,1.0,Ufpi VA1 v1 +SV + Voltage Magnitude,0,1,1,Volts,Phasor,VPHM,Voltage Magnitude,PM,-98.6,37.5,PPA:438,2021-05-21 14:01:34
} | MaximumArchiveDays=90 | DesiredRemainingSpace=500,439,GPA_UFPI-PA1:VH,,29,8736f6c7-ad41-4b43-b4f6-e684e0d4ad20,UFPI,Ufpi,60,1,companyAcronym= | protocolName=IEEE C37.118-2005 | vendorAcronym= | vendorDeviceName= | interconnectionName=,,,,10,STTP,Streaming Telemetry Transport Protocol,4,1,VA1 v1 +SV,V,+,0,UFPI-PA1,0.0,1.0,Ufpi VA1 v1 +SV + Voltage Phase Angle,0,1,1,Degrees,Phasor,VPHA,Voltage Phase Angle,PA,-98.6,37.5,PPA:439,2021-05-21 14:01:34
} | MaximumArchiveDays=90 | DesiredRemainingSpace=500,440,GPA_UFPI-PM2:V,,29,8736f6c7-ad41-4b43-b4f6-e684e0d4ad20,UFPI,Ufpi,60,1,companyAcronym= | protocolName=IEEE C37.118-2005 | vendorAcronym= | vendorDeviceName= | interconnectionName=,,,,10,STTP,Streaming Telemetry Transport Protocol,3,2,VB1 v1 +SV,V,+,0,UFPI-PM2,0.0,1.0,Ufpi VB1 v1 +SV + Voltage Magnitude,0,1,1,Volts,Phasor,VPHM,Voltage Magnitude,PM,-98.6,37.5,PPA:440,2021-05-21 14:01:34
} | MaximumArchiveDays=90 | DesiredRemainingSpace=500,441,GPA_UFPI-PA2:VH,,29,8736f6c7-ad41-4b43-b4f6-e684e0d4ad20,UFPI,Ufpi,60,1,companyAcronym= | protocolName=IEEE C37.118-2005 | vendorAcronym= | vendorDeviceName= | interconnectionName=,,,,10,STTP,Streaming Telemetry Transport Protocol,4,2,VB1 v1 +SV,V,+,0,UFPI-PA2,0.0,1.0,Ufpi VB1 v1 +SV + Voltage Phase Angle,0,1,1,Degrees,Phasor,VPHA,Voltage Phase Angle,PA,-98.6,37.5,PPA:441,2021-05-21 14:01:34
} | MaximumArchiveDays=90 | DesiredRemainingSpace=500,442,GPA_UFPI-PM3:V,,29,8736f6c7-ad41-4b43-b4f6-e684e0d4ad20,UFPI,Ufpi,60,1,companyAcronym= | protocolName=IEEE C37.118-2005 | vendorAcronym= | vendorDeviceName= | interconnectionName=,,,,10,STTP,Streaming Telemetry Transport Protocol,3,3,VC1 v1 +SV,V,+,0,UFPI-PM3,0.0,1.0,Ufpi VC1 v1 +SV + Voltage Magnitude,0,1,1,Volts,Phasor,VPHM,Voltage Magnitude,PM,-98.6,37.5,PPA:442,2021-05-21 14:01:34
} | MaximumArchiveDays=90 | DesiredRemainingSpace=500,443,GPA_UFPI-PA3:VH,,29,8736f6c7-ad41-4b43-b4f6-e684e0d4ad20,UFPI,Ufpi,60,1,companyAcronym= | protocolName=IEEE C37.118-2005 | vendorAcronym= | vendorDeviceName= | interconnectionName=,,,,10,STTP,Streaming Telemetry Transport Protocol,4,3,VC1 v1 +SV,V,+,0,UFPI-PA3,0.0,1.0,Ufpi VC1 v1 +SV + Voltage Phase Angle,0,1,1,Degrees,Phasor,VPHA,Voltage Phase Angle,PA,-98.6,37.5,PPA:443,2021-05-21 14:01:34
} | MaximumArchiveDays=90 | DesiredRemainingSpace=500,626,ONS_COPPE!PMU:ST1,,4,8736f6c7-ad41-4b43-b4f6-e684e0d4ad20,COPPE,Coppe,60,1,companyAcronym= | protocolName=IEEE C37.118-2005 | vendorAcronym= | vendorDeviceName= | interconnectionName=,,,,10,STTP,Streaming Telemetry Transport Protocol,11,,,,,,COPPE!PMU-ST1,0.0,1.0,Device statistic for Number of data quality errors reported by device during last reporting interval.,0,1,1,,Any,STAT,Statistic,ST,-98.6,37.5,PPA:626,2021-05-21 14:01:35
} | MaximumArchiveDays=90 | DesiredRemainingSpace=500,627,ONS_COPPE!PMU:ST2,,4,8736f6c7-ad41-4b43-b4f6-e684e0d4ad20,COPPE,Coppe,60,1,companyAcronym= | protocolName=IEEE C37.118-2005 | vendorAcronym= | vendorDeviceName= | interconnectionName=,,,,10,STTP,Streaming Telemetry Transport Protocol,11,,,,,,COPPE!PMU-ST2,0.0,1.0,Device statistic for Number of time quality errors reported by device during last reporting interval.,0,1,1,,Any,STAT,Statistic,ST,-98.6,37.5,PPA:627,2021-05-21 14:01:35
} | MaximumArchiveDays=90 | DesiredRemainingSpace=500,628,ONS_COPPE!PMU:ST3,,4,8736f6c7-ad41-4b43-b4f6-e684e0d4ad20,COPPE,Coppe,60,1,companyAcronym= | protocolName=IEEE C37.118-2005 | vendorAcronym= | vendorDeviceName= | interconnectionName=,,,,10,STTP,Streaming Telemetry Transport Protocol,11,,,,,,COPPE!PMU-ST3,0.0,1.0,Device statistic for Number of device errors reported by device during last reporting interval.,0,1,1,,Any,STAT,Statistic,ST,-98.6,37.5,PPA:628,2021-05-21 14:01:35
} | MaximumArchiveDays=90 | DesiredRemainingSpace=500,629,ONS_COPPE!PMU:ST4,,4,8736f6c7-ad41-4b43-b4f6-e684e0d4ad20,COPPE,Coppe,60,1,companyAcronym= | protocolName=IEEE C37.118-2005 | vendorAcronym= | vendorDeviceName= | interconnectionName=,,,,10,STTP,Streaming Telemetry Transport Protocol,11,,,,,,COPPE!PMU-ST4,0.0,1.0,Device statistic for Number of measurements received from device during last reporting interval.,0,1,1,,Any,STAT,Statistic,ST,-98.6,37.5,PPA:629,2021-05-21 14:01:35
} | MaximumArchiveDays=90 | DesiredRemainingSpace=500,630,ONS_COPPE!PMU:ST5,,4,8736f6c7-ad41-4b43-b4f6-e684e0d4ad20,COPPE,Coppe,60,1,companyAcronym= | protocolName=IEEE C37.118-2005 | vendorAcronym= | vendorDeviceName= | interconnectionName=,,,,10,STTP,Streaming Telemetry Transport Protocol,11,,,,,,COPPE!PMU-ST5,0.0,1.0,Device statistic for Expected number of measurements received from device during last reporting interval.,0,1,1,,Any,STAT,Statistic,ST,-98.6,37.5,PPA:630,2021-05-21 14:01:35
} | MaximumArchiveDays=90 | DesiredRemainingSpace=500,631,ONS_COPPE!PMU:ST6,,4,8736f6c7-ad41-4b43-b4f6-e684e0d4ad20,COPPE,Coppe,60,1,companyAcronym= | protocolName=IEEE C37.118-2005 | vendorAcronym= | vendorDeviceName= | interconnectionName=,,,,10,STTP,Streaming Telemetry Transport Protocol,11,,,,,,COPPE!PMU-ST6,0.0,1.0,Device statistic for Number of measurements received while device was reporting errors during last reporting interval.,0,1,1,,Any,STAT,Statistic,ST,-98.6,37.5,PPA:631,2021-05-21 14:01:35
} | MaximumArchiveDays=90 | DesiredRemainingSpace=500,632,ONS_COPPE!PMU:ST7,,4,8736f6c7-ad41-4b43-b4f6-e684e0d4ad20,COPPE,Coppe,60,1,companyAcronym= | protocolName=IEEE C37.118-2005 | vendorAcronym= | vendorDeviceName= | interconnectionName=,,,,10,STTP,Streaming Telemetry Transport Protocol,11,,,,,,COPPE!PMU-ST7,0.0,1.0,Device statistic for Number of defined measurements (per frame) from device during last reporting interval.,0,1,1,,Any,STAT,Statistic,ST,-98.6,37.5,PPA:632,2021-05-21 14:01:35
} | MaximumArchiveDays=90 | DesiredRemainingSpace=500,633,ONS_UFAC!PMU:ST1,,5,8736f6c7-ad41-4b43-b4f6-e684e0d4ad20,UFAC,Ufac,60,1,companyAcronym= | protocolName=IEEE C37.118-2005 | vendorAcronym= | vendorDeviceName= | interconnectionName=,,,,10,STTP,Streaming Telemetry Transport Protocol,11,,,,,,UFAC!PMU-ST1,0.0,1.0,Device statistic for Number of data quality errors reported by device during last reporting interval.,0,1,1,,Any,STAT,Statistic,ST,-98.6,37.5,PPA:633,2021-05-21 14:01:35
} | MaximumArchiveDays=90 | DesiredRemainingSpace=500,634,ONS_UFAC!PMU:ST2,,5,8736f6c7-ad41-4b43-b4f6-e684e0d4ad20,UFAC,Ufac,60,1,companyAcronym= | protocolName=IEEE C37.118-2005 | vendorAcronym= | vendorDeviceName= | interconnectionName=,,,,10,STTP,Streaming Telemetry Transport Protocol,11,,,,,,UFAC!PMU-ST2,0.0,1.0,Device statistic for Number of time quality errors reported by device during last reporting interval.,0,1,1,,Any,STAT,Statistic,ST,-98.6,37.5,PPA:634,2021-05-21 14:01:35
} | MaximumArchiveDays=90 | DesiredRemainingSpace=500,635,ONS_UFAC!PMU:ST3,,5,8736f6c7-ad41-4b43-b4f6-e684e0d4ad20,UFAC,Ufac,60,1,companyAcronym= | protocolName=IEEE C37.118-2005 | vendorAcronym= | vendorDeviceName= | interconnectionName=,,,,10,STTP,Streaming Telemetry Transport Protocol,11,,,,,,UFAC!PMU-ST3,0.0,1.0,Device statistic for Number of device errors reported by device during last reporting interval.,0,1,1,,Any,STAT,Statistic,ST,-98.6,37.5,PPA:635,2021-05-21 14:01:35
} | MaximumArchiveDays=90 | DesiredRemainingSpace=500,636,ONS_UFAC!PMU:ST4,,5,8736f6c7-ad41-4b43-b4f6-e684e0d4ad20,UFAC,Ufac,60,1,companyAcronym= | protocolName=IEEE C37.118-2005 | vendorAcronym= | vendorDeviceName= | interconnectionName=,,,,10,STTP,Streaming Telemetry Transport Protocol,11,,,,,,UFAC!PMU-ST4,0.0,1.0,Device statistic for Number of measurements received from device during last reporting interval.,0,1,1,,Any,STAT,Statistic,ST,-98.6,37.5,PPA:636,2021-05-21 14:01:35
} | MaximumArchiveDays=90 | DesiredRemainingSpace=500,637,ONS_UFAC!PMU:ST5,,5,8736f6c7-ad41-4b43-b4f6-e684e0d4ad20,UFAC,Ufac,60,1,companyAcronym= | protocolName=IEEE C37.118-2005 | vendorAcronym= | vendorDeviceName= | interconnectionName=,,,,10,STTP,Streaming Telemetry Transport Protocol,11,,,,,,UFAC!PMU-ST5,0.0,1.0,Device statistic for Expected number of measurements received from device during last reporting interval.,0,1,1,,Any,STAT,Statistic,ST,-98.6,37.5,PPA:637,2021-05-21 14:01:35
} | MaximumArchiveDays=90 | DesiredRemainingSpace=500,638,ONS_UFAC!PMU:ST6,,5,8736f6c7-ad41-4b43-b4f6-e684e0d4ad20,UFAC,Ufac,60,1,companyAcronym= | protocolName=IEEE C37.118-2005 | vendorAcronym= | vendorDeviceName= | interconnectionName=,,,,10,STTP,Streaming Telemetry Transport Protocol,11,,,,,,UFAC!PMU-ST6,0.0,1.0,Device statistic for Number of measurements received while device was reporting errors during last reporting interval.,0,1,1,,Any,STAT,Statistic,ST,-98.6,37.5,PPA:638,2021-05-21 14:01:35
} | MaximumArchiveDays=90 | DesiredRemainingSpace=500,639,ONS_UFAC!PMU:ST7,,5,8736f6c7-ad41-4b43-b4f6-e684e0d4ad20,UFAC,Ufac,60,1,companyAcronym= | protocolName=IEEE C37.118-2005 | vendorAcronym= | vendorDeviceName= | interconnectionName=,,,,10,STTP,Streaming Telemetry Transport Protocol,11,,,,,,UFAC!PMU-ST7,0.0,1.0,Device statistic for Number of defined measurements (per frame) from device during last reporting interval.,0,1,1,,Any,STAT,Statistic,ST,-98.6,37.5,PPA:639,2021-05-21 14:01:35
} | MaximumArchiveDays=90 | DesiredRemainingSpace=500,640,ONS_UFAM!PMU:ST1,,6,8736f6c7-ad41-4b43-b4f6-e684e0d4ad20,UFAM,Ufam,60,1,companyAcronym= | protocolName=IEEE C37.118-2005 | vendorAcronym= | vendorDeviceName= | interconnectionName=,,,,10,STTP,Streaming Telemetry Transport Protocol,11,,,,,,UFAM!PMU-ST1,0.0,1.0,Device statistic for Number of data quality errors reported by device during last reporting interval.,0,1,1,,Any,STAT,Statistic,ST,-98.6,37.5,PPA:640,2021-05-21 14:01:35
} | MaximumArchiveDays=90 | DesiredRemainingSpace=500,641,ONS_UFAM!PMU:ST2,,6,8736f6c7-ad41-4b43-b4f6-e684e0d4ad20,UFAM,Ufam,60,1,companyAcronym= | protocolName=IEEE C37.118-2005 | vendorAcronym= | vendorDeviceName= | interconnectionName=,,,,10,STTP,Streaming Telemetry Transport Protocol,11,,,,,,UFAM!PMU-ST2,0.0,1.0,Device statistic for Number of time quality errors reported by device during last reporting interval.,0,1,1,,Any,STAT,Statistic,ST,-98.6,37.5,PPA:641,2021-05-21 14:01:35
} | MaximumArchiveDays=90 | DesiredRemainingSpace=500,642,ONS_UFAM!PMU:ST3,,6,8736f6c7-ad41-4b43-b4f6-e684e0d4ad20,UFAM,Ufam,60,1,companyAcronym= | protocolName=IEEE C37.118-2005 | vendorAcronym= | vendorDeviceName= | interconnectionName=,,,,10,STTP,Streaming Telemetry Transport Protocol,11,,,,,,UFAM!PMU-ST3,0.0,1.0,Device statistic for Number of device errors reported by device during last reporting interval.,0,1,1,,Any,STAT,Statistic,ST,-98.6,37.5,PPA:642,2021-05-21 14:01:35
} | MaximumArchiveDays=90 | DesiredRemainingSpace=500,643,ONS_UFAM!PMU:ST4,,6,8736f6c7-ad41-4b43-b4f6-e684e0d4ad20,UFAM,Ufam,60,1,companyAcronym= | protocolName=IEEE C37.118-2005 | vendorAcronym= | vendorDeviceName= | interconnectionName=,,,,10,STTP,Streaming Telemetry Transport Protocol,11,,,,,,UFAM!PMU-ST4,0.0,1.0,Device statistic for Number of measurements received from device during last reporting interval.,0,1,1,,Any,STAT,Statistic,ST,-98.6,37.5,PPA:643,2021-05-21 14:01:35
} | MaximumArchiveDays=90 | DesiredRemainingSpace=500,644,ONS_UFAM!PMU:ST5,,6,8736f6c7-ad41-4b43-b4f6-e684e0d4ad20,UFAM,Ufam,60,1,companyAcronym= | protocolName=IEEE C37.118-2005 | vendorAcronym= | vendorDeviceName= | interconnectionName=,,,,10,STTP,Streaming Telemetry Transport Protocol,11,,,,,,UFAM!PMU-ST5,0.0,1.0,Device statistic for Expected number of measurements received from device during last reporting interval.,0,1,1,,Any,STAT,Statistic,ST,-98.6,37.5,PPA:644,2021-05-21 14:01:35
} | MaximumArchiveDays=90 | DesiredRemainingSpace=500,645,ONS_UFAM!PMU:ST6,,6,8736f6c7-ad41-4b43-b4f6-e684e0d4ad20,UFAM,Ufam,60,1,companyAcronym= | protocolName=IEEE C37.118-2005 | vendorAcronym= | vendorDeviceName= | interconnectionName=,,,,10,STTP,Streaming Telemetry Transport Protocol,11,,,,,,UFAM!PMU-ST6,0.0,1.0,Device statistic for Number of measurements received while device was reporting errors during last reporting interval.,0,1,1,,Any,STAT,Statistic,ST,-98.6,37.5,PPA:645,2021-05-21 14:01:35
} | MaximumArchiveDays=90 | DesiredRemainingSpace=500,646,ONS_UFAM!PMU:ST7,,6,8736f6c7-ad41-4b43-b4f6-e684e0d4ad20,UFAM,Ufam,60,1,companyAcronym= | protocolName=IEEE C37.118-2005 | vendorAcronym= | vendorDeviceName= | interconnectionName=,,,,10,STTP,Streaming Telemetry Transport Protocol,11,,,,,,UFAM!PMU-ST7,0.0,1.0,Device statistic for Number of defined measurements (per frame) from device during last reporting interval.,0,1,1,,Any,STAT,Statistic,ST,-98.6,37.5,PPA:646,2021-05-21 14:01:35
} | MaximumArchiveDays=90 | DesiredRemainingSpace=500,647,ONS_UFBA!PMU:ST1,,7,8736f6c7-ad41-4b43-b4f6-e684e0d4ad20,UFBA,Ufba,60,1,companyAcronym= | protocolName=IEEE C37.118-2005 | vendorAcronym= | vendorDeviceName= | interconnectionName=,,,,10,STTP,Streaming Telemetry Transport Protocol,11,,,,,,UFBA!PMU-ST1,0.0,1.0,Device statistic for Number of data quality errors reported by device during last reporting interval.,0,1,1,,Any,STAT,Statistic,ST,-98.6,37.5,PPA:647,2021-05-21 14:01:35
} | MaximumArchiveDays=90 | DesiredRemainingSpace=500,648,ONS_UFBA!PMU:ST2,,7,8736f6c7-ad41-4b43-b4f6-e684e0d4ad20,UFBA,Ufba,60,1,companyAcronym= | protocolName=IEEE C37.118-2005 | vendorAcronym= | vendorDeviceName= | interconnectionName=,,,,10,STTP,Streaming Telemetry Transport Protocol,11,,,,,,UFBA!PMU-ST2,0.0,1.0,Device statistic for Number of time quality errors reported by device during last reporting interval.,0,1,1,,Any,STAT,Statistic,ST,-98.6,37.5,PPA:648,2021-05-21 14:01:35
} | MaximumArchiveDays=90 | DesiredRemainingSpace=500,649,ONS_UFBA!PMU:ST3,,7,8736f6c7-ad41-4b43-b4f6-e684e0d4ad20,UFBA,Ufba,60,1,companyAcronym= | protocolName=IEEE C37.118-2005 | vendorAcronym= | vendorDeviceName= | interconnectionName=,,,,10,STTP,Streaming Telemetry Transport Protocol,11,,,,,,UFBA!PMU-ST3,0.0,1.0,Device statistic for Number of device errors reported by device during last reporting interval.,0,1,1,,Any,STAT,Statistic,ST,-98.6,37.5,PPA:649,2021-05-21 14:01:35
} | MaximumArchiveDays=90 | DesiredRemainingSpace=500,650,ONS_UFBA!PMU:ST4,,7,8736f6c7-ad41-4b43-b4f6-e684e0d4ad20,UFBA,Ufba,60,1,companyAcronym= | protocolName=IEEE C37.118-2005 | vendorAcronym= | vendorDeviceName= | interconnectionName=,,,,10,STTP,Streaming Telemetry Transport Protocol,11,,,,,,UFBA!PMU-ST4,0.0,1.0,Device statistic for Number of measurements received from device during last reporting interval.,0,1,1,,Any,STAT,Statistic,ST,-98.6,37.5,PPA:650,2021-05-21 14:01:35
} | MaximumArchiveDays=90 | DesiredRemainingSpace=500,651,ONS_UFBA!PMU:ST5,,7,8736f6c7-ad41-4b43-b4f6-e684e0d4ad20,UFBA,Ufba,60,1,companyAcronym= | protocolName=IEEE C37.118-2005 | vendorAcronym= | vendorDeviceName= | interconnectionName=,,,,10,STTP,Streaming Telemetry Transport Protocol,11,,,,,,UFBA!PMU-ST5,0.0,1.0,Device statistic for Expected number of measurements received from device during last reporting interval.,0,1,1,,Any,STAT,Statistic,ST,-98.6,37.5,PPA:651,2021-05-21 14:01:35
} | MaximumArchiveDays=90 | DesiredRemainingSpace=500,652,ONS_UFBA!PMU:ST6,,7,8736f6c7-ad41-4b43-b4f6-e684e0d4ad20,UFBA,Ufba,60,1,companyAcronym= | protocolName=IEEE C37.118-2005 | vendorAcronym= | vendorDeviceName= | interconnectionName=,,,,10,STTP,Streaming Telemetry Transport Protocol,11,,,,,,UFBA!PMU-ST6,0.0,1.0,Device statistic for Number of measurements received while device was reporting errors during last reporting interval.,0,1,1,,Any,STAT,Statistic,ST,-98.6,37.5,PPA:652,2021-05-21 14:01:35
} | MaximumArchiveDays=90 | DesiredRemainingSpace=500,653,ONS_UFBA!PMU:ST7,,7,8736f6c7-ad41-4b43-b4f6-e684e0d4ad20,UFBA,Ufba,60,1,companyAcronym= | protocolName=IEEE C37.118-2005 | vendorAcronym= | vendorDeviceName= | interconnectionName=,,,,10,STTP,Streaming Telemetry Transport Protocol,11,,,,,,UFBA!PMU-ST7,0.0,1.0,Device statistic for Number of defined measurements (per frame) from device during last reporting interval.,0,1,1,,Any,STAT,Statistic,ST,-98.6,37.5,PPA:653,2021-05-21 14:01:35
} | MaximumArchiveDays=90 | DesiredRemainingSpace=500,654,ONS_UFC!PMU:ST1,,8,8736f6c7-ad41-4b43-b4f6-e684e0d4ad20,UFC,Ufc,60,1,companyAcronym= | protocolName=IEEE C37.118-2005 | vendorAcronym= | vendorDeviceName= | interconnectionName=,,,,10,STTP,Streaming Telemetry Transport Protocol,11,,,,,,UFC!PMU-ST1,0.0,1.0,Device statistic for Number of data quality errors reported by device during last reporting interval.,0,1,1,,Any,STAT,Statistic,ST,-98.6,37.5,PPA:654,2021-05-21 14:01:35
} | MaximumArchiveDays=90 | DesiredRemainingSpace=500,655,ONS_UFC!PMU:ST2,,8,8736f6c7-ad41-4b43-b4f6-e684e0d4ad20,UFC,Ufc,60,1,companyAcronym= | protocolName=IEEE C37.118-2005 | vendorAcronym= | vendorDeviceName= | interconnectionName=,,,,10,STTP,Streaming Telemetry Transport Protocol,11,,,,,,UFC!PMU-ST2,0.0,1.0,Device statistic for Number of time quality errors reported by device during last reporting interval.,0,1,1,,Any,STAT,Statistic,ST,-98.6,37.5,PPA:655,2021-05-21 14:01:35
} | MaximumArchiveDays=90 | DesiredRemainingSpace=500,656,ONS_UFC!PMU:ST3,,8,8736f6c7-ad41-4b43-b4f6-e684e0d4ad20,UFC,Ufc,60,1,companyAcronym= | protocolName=IEEE C37.118-2005 | vendorAcronym= | vendorDeviceName= | interconnectionName=,,,,10,STTP,Streaming Telemetry Transport Protocol,11,,,,,,UFC!PMU-ST3,0.0,1.0,Device statistic for Number of device errors reported by device during last reporting interval.,0,1,1,,Any,STAT,Statistic,ST,-98.6,37.5,PPA:656,2021-05-21 14:01:35
} | MaximumArchiveDays=90 | DesiredRemainingSpace=500,657,ONS_UFC!PMU:ST4,,8,8736f6c7-ad41-4b43-b4f6-e684e0d4ad20,UFC,Ufc,60,1,companyAcronym= | protocolName=IEEE C37.118-2005 | vendorAcronym= | vendorDeviceName= | interconnectionName=,,,,10,STTP,Streaming Telemetry Transport Protocol,11,,,,,,UFC!PMU-ST4,0.0,1.0,Device statistic for Number of measurements received from device during last reporting interval.,0,1,1,,Any,STAT,Statistic,ST,-98.6,37.5,PPA:657,2021-05-21 14:01:35
} | MaximumArchiveDays=90 | DesiredRemainingSpace=500,658,ONS_UFC!PMU:ST5,,8,8736f6c7-ad41-4b43-b4f6-e684e0d4ad20,UFC,Ufc,60,1,companyAcronym= | protocolName=IEEE C37.118-2005 | vendorAcronym= | vendorDeviceName= | interconnectionName=,,,,10,STTP,Streaming Telemetry Transport Protocol,11,,,,,,UFC!PMU-ST5,0.0,1.0,Device statistic for Expected number of measurements received from device during last reporting interval.,0,1,1,,Any,STAT,Statistic,ST,-98.6,37.5,PPA:658,2021-05-21 14:01:35
} | MaximumArchiveDays=90 | DesiredRemainingSpace=500,659,ONS_UFC!PMU:ST6,,8,8736f6c7-ad41-4b43-b4f6-e684e0d4ad20,UFC,Ufc,60,1,companyAcronym= | protocolName=IEEE C37.118-2005 | vendorAcronym= | vendorDeviceName= | interconnectionName=,,,,10,STTP,Streaming Telemetry Transport Protocol,11,,,,,,UFC!PMU-ST6,0.0,1.0,Device statistic for Number of measurements received while device was reporting errors during last reporting interval.,0,1,1,,Any,STAT,Statistic,ST,-98.6,37.5,PPA:659,2021-05-21 14:01:35
} | MaximumArchiveDays=90 | DesiredRemainingSpace=500,660,ONS_UFC!PMU:ST7,,8,8736f6c7-ad41-4b43-b4f6-e684e0d4ad20,UFC,Ufc,60,1,companyAcronym= | protocolName=IEEE C37.118-2005 | vendorAcronym= | vendorDeviceName= | interconnectionName=,,,,10,STTP,Streaming Telemetry Transport Protocol,11,,,,,,UFC!PMU-ST7,0.0,1.0,Device statistic for Number of defined measurements (per frame) from device during last reporting interval.,0,1,1,,Any,STAT,Statistic,ST,-98.6,37.5,PPA:660,2021-05-21 14:01:35
} | MaximumArchiveDays=90 | DesiredRemainingSpace=500,661,ONS_UFES!PMU:ST1,,9,8736f6c7-ad41-4b43-b4f6-e684e0d4ad20,UFES,Ufes,60,1,companyAcronym= | protocolName=IEEE C37.118-2005 | vendorAcronym= | vendorDeviceName= | interconnectionName=,,,,10,STTP,Streaming Telemetry Transport Protocol,11,,,,,,UFES!PMU-ST1,0.0,1.0,Device statistic for Number of data quality errors reported by device during last reporting interval.,0,1,1,,Any,STAT,Statistic,ST,-98.6,37.5,PPA:661,2021-05-21 14:01:35
} | MaximumArchiveDays=90 | DesiredRemainingSpace=500,662,ONS_UFES!PMU:ST2,,9,8736f6c7-ad41-4b43-b4f6-e684e0d4ad20,UFES,Ufes,60,1,companyAcronym= | protocolName=IEEE C37.118-2005 | vendorAcronym= | vendorDeviceName= | interconnectionName=,,,,10,STTP,Streaming Telemetry Transport Protocol,11,,,,,,UFES!PMU-ST2,0.0,1.0,Device statistic for Number of time quality errors reported by device during last reporting interval.,0,1,1,,Any,STAT,Statistic,ST,-98.6,37.5,PPA:662,2021-05-21 14:01:35
} | MaximumArchiveDays=90 | DesiredRemainingSpace=500,663,ONS_UFES!PMU:ST3,,9,8736f6c7-ad41-4b43-b4f6-e684e0d4ad20,UFES,Ufes,60,1,companyAcronym= | protocolName=IEEE C37.118-2005 | vendorAcronym= | vendorDeviceName= | interconnectionName=,,,,10,STTP,Streaming Telemetry Transport Protocol,11,,,,,,UFES!PMU-ST3,0.0,1.0,Device statistic for Number of device errors reported by device during last reporting interval.,0,1,1,,Any,STAT,Statistic,ST,-98.6,37.5,PPA:663,2021-05-21 14:01:35
} | MaximumArchiveDays=90 | DesiredRemainingSpace=500,664,ONS_UFES!PMU:ST4,,9,8736f6c7-ad41-4b43-b4f6-e684e0d4ad20,UFES,Ufes,60,1,companyAcronym= | protocolName=IEEE C37.118-2005 | vendorAcronym= | vendorDeviceName= | interconnectionName=,,,,10,STTP,Streaming Telemetry Transport Protocol,11,,,,,,UFES!PMU-ST4,0.0,1.0,Device statistic for Number of measurements received from device during last reporting interval.,0,1,1,,Any,STAT,Statistic,ST,-98.6,37.5,PPA:664,2021-05-21 14:01:35
} | MaximumArchiveDays=90 | DesiredRemainingSpace=500,665,ONS_UFES!PMU:ST5,,9,8736f6c7-ad41-4b43-b4f6-e684e0d4ad20,UFES,Ufes,60,1,companyAcronym= | protocolName=IEEE C37.118-2005 | vendorAcronym= | vendorDeviceName= | interconnectionName=,,,,10,STTP,Streaming Telemetry Transport Protocol,11,,,,,,UFES!PMU-ST5,0.0,1.0,Device statistic for Expected number of measurements received from device during last reporting interval.,0,1,1,,Any,STAT,Statistic,ST,-98.6,37.5,PPA:665,2021-05-21 14:01:35
} | MaximumArchiveDays=90 | DesiredRemainingSpace=500,666,ONS_UFES!PMU:ST6,,9,8736f6c7-ad41-4b43-b4f6-e684e0d4ad20,UFES,Ufes,60,1,companyAcronym= | protocolName=IEEE C37.118-2005 | vendorAcronym= | vendorDeviceName= | interconnectionName=,,,,10,STTP,Streaming Telemetry Transport Protocol,11,,,,,,UFES!PMU-ST6,0.0,1.0,Device statistic for Number of measurements received while device was reporting errors during last reporting interval.,0,1,1,,Any,STAT,Statistic,ST,-98.6,37.5,PPA:666,2021-05-21 14:01:35
} | MaximumArchiveDays=90 | DesiredRemainingSpace=500,667,ONS_UFES!PMU:ST7,,9,8736f6c7-ad41-4b43-b4f6-e684e0d4ad20,UFES,Ufes,60,1,companyAcronym= | protocolName=IEEE C37.118-2005 | vendorAcronym= | vendorDeviceName= | interconnectionName=,,,,10,STTP,Streaming Telemetry Transport Protocol,11,,,,,,UFES!PMU-ST7,0.0,1.0,Device statistic for Number of defined measurements (per frame) from device during last reporting interval.,0,1,1,,Any,STAT,Statistic,ST,-98.6,37.5,PPA:667,2021-05-21 14:01:35
} | MaximumArchiveDays=90 | DesiredRemainingSpace=500,668,ONS_UFJF!PMU:ST1,,10,8736f6c7-ad41-4b43-b4f6-e684e0d4ad20,UFJF,Ufjf,60,1,companyAcronym= | protocolName=IEEE C37.118-2005 | vendorAcronym= | vendorDeviceName= | interconnectionName=,,,,10,STTP,Streaming Telemetry Transport Protocol,11,,,,,,UFJF!PMU-ST1,0.0,1.0,Device statistic for Number of data quality errors reported by device during last reporting interval.,0,1,1,,Any,STAT,Statistic,ST,-98.6,37.5,PPA:668,2021-05-21 14:01:35
} | MaximumArchiveDays=90 | DesiredRemainingSpace=500,669,ONS_UFJF!PMU:ST2,,10,8736f6c7-ad41-4b43-b4f6-e684e0d4ad20,UFJF,Ufjf,60,1,companyAcronym= | protocolName=IEEE C37.118-2005 | vendorAcronym= | vendorDeviceName= | interconnectionName=,,,,10,STTP,Streaming Telemetry Transport Protocol,11,,,,,,UFJF!PMU-ST2,0.0,1.0,Device statistic for Number of time quality errors reported by device during last reporting interval.,0,1,1,,Any,STAT,Statistic,ST,-98.6,37.5,PPA:669,2021-05-21 14:01:35
} | MaximumArchiveDays=90 | DesiredRemainingSpace=500,670,ONS_UFJF!PMU:ST3,,10,8736f6c7-ad41-4b43-b4f6-e684e0d4ad20,UFJF,Ufjf,60,1,companyAcronym= | protocolName=IEEE C37.118-2005 | vendorAcronym= | vendorDeviceName= | interconnectionName=,,,,10,STTP,Streaming Telemetry Transport Protocol,11,,,,,,UFJF!PMU-ST3,0.0,1.0,Device statistic for Number of device errors reported by device during last reporting interval.,0,1,1,,Any,STAT,Statistic,ST,-98.6,37.5,PPA:670,2021-05-21 14:01:35
} | MaximumArchiveDays=90 | DesiredRemainingSpace=500,671,ONS_UFJF!PMU:ST4,,10,8736f6c7-ad41-4b43-b4f6-e684e0d4ad20,UFJF,Ufjf,60,1,companyAcronym= | protocolName=IEEE C37.118-2005 | vendorAcronym= | vendorDeviceName= | interconnectionName=,,,,10,STTP,Streaming Telemetry Transport Protocol,11,,,,,,UFJF!PMU-ST4,0.0,1.0,Device statistic for Number of measurements received from device during last reporting interval.,0,1,1,,Any,STAT,Statistic,ST,-98.6,37.5,PPA:671,2021-05-21 14:01:35
} | MaximumArchiveDays=90 | DesiredRemainingSpace=500,672,ONS_UFJF!PMU:ST5,,10,8736f6c7-ad41-4b43-b4f6-e684e0d4ad20,UFJF,Ufjf,60,1,companyAcronym= | protocolName=IEEE C37.118-2005 | vendorAcronym= | vendorDeviceName= | interconnectionName=,,,,10,STTP,Streaming Telemetry Transport Protocol,11,,,,,,UFJF!PMU-ST5,0.0,1.0,Device statistic for Expected number of measurements received from device during last reporting interval.,0,1,1,,Any,STAT,Statistic,ST,-98.6,37.5,PPA:672,2021-05-21 14:01:35
} | MaximumArchiveDays=90 | DesiredRemainingSpace=500,673,ONS_UFJF!PMU:ST6,,10,8736f6c7-ad41-4b43-b4f6-e684e0d4ad20,UFJF,Ufjf,60,1,companyAcronym= | protocolName=IEEE C37.118-2005 | vendorAcronym= | vendorDeviceName= | interconnectionName=,,,,10,STTP,Streaming Telemetry Transport Protocol,11,,,,,,UFJF!PMU-ST6,0.0,1.0,Device statistic for Number of measurements received while device was reporting errors during last reporting interval.,0,1,1,,Any,STAT,Statistic,ST,-98.6,37.5,PPA:673,2021-05-21 14:01:35
} | MaximumArchiveDays=90 | DesiredRemainingSpace=500,674,ONS_UFJF!PMU:ST7,,10,8736f6c7-ad41-4b43-b4f6-e684e0d4ad20,UFJF,Ufjf,60,1,companyAcronym= | protocolName=IEEE C37.118-2005 | vendorAcronym= | vendorDeviceName= | interconnectionName=,,,,10,STTP,Streaming Telemetry Transport Protocol,11,,,,,,UFJF!PMU-ST7,0.0,1.0,Device statistic for Number of defined measurements (per frame) from device during last reporting interval.,0,1,1,,Any,STAT,Statistic,ST,-98.6,37.5,PPA:674,2021-05-21 14:01:35
} | MaximumArchiveDays=90 | DesiredRemainingSpace=500,675,ONS_UFMA!PMU:ST1,,11,8736f6c7-ad41-4b43-b4f6-e684e0d4ad20,UFMA,Ufma,60,1,companyAcronym= | protocolName=IEEE C37.118-2005 | vendorAcronym= | vendorDeviceName= | interconnectionName=,,,,10,STTP,Streaming Telemetry Transport Protocol,11,,,,,,UFMA!PMU-ST1,0.0,1.0,Device statistic for Number of data quality errors reported by device during last reporting interval.,0,1,1,,Any,STAT,Statistic,ST,-98.6,37.5,PPA:675,2021-05-21 14:01:35
} | MaximumArchiveDays=90 | DesiredRemainingSpace=500,676,ONS_UFMA!PMU:ST2,,11,8736f6c7-ad41-4b43-b4f6-e684e0d4ad20,UFMA,Ufma,60,1,companyAcronym= | protocolName=IEEE C37.118-2005 | vendorAcronym= | vendorDeviceName= | interconnectionName=,,,,10,STTP,Streaming Telemetry Transport Protocol,11,,,,,,UFMA!PMU-ST2,0.0,1.0,Device statistic for Number of time quality errors reported by device during last reporting interval.,0,1,1,,Any,STAT,Statistic,ST,-98.6,37.5,PPA:676,2021-05-21 14:01:35
} | MaximumArchiveDays=90 | DesiredRemainingSpace=500,677,ONS_UFMA!PMU:ST3,,11,8736f6c7-ad41-4b43-b4f6-e684e0d4ad20,UFMA,Ufma,60,1,companyAcronym= | protocolName=IEEE C37.118-2005 | vendorAcronym= | vendorDeviceName= | interconnectionName=,,,,10,STTP,Streaming Telemetry Transport Protocol,11,,,,,,UFMA!PMU-ST3,0.0,1.0,Device statistic for Number of device errors reported by device during last reporting interval.,0,1,1,,Any,STAT,Statistic,ST,-98.6,37.5,PPA:677,2021-05-21 14:01:35
} | MaximumArchiveDays=90 | DesiredRemainingSpace=500,678,ONS_UFMA!PMU:ST4,,11,8736f6c7-ad41-4b43-b4f6-e684e0d4ad20,UFMA,Ufma,60,1,companyAcronym= | protocolName=IEEE C37.118-2005 | vendorAcronym= | vendorDeviceName= | interconnectionName=,,,,10,STTP,Streaming Telemetry Transport Protocol,11,,,,,,UFMA!PMU-ST4,0.0,1.0,Device statistic for Number of measurements received from device during last reporting interval.,0,1,1,,Any,STAT,Statistic,ST,-98.6,37.5,PPA:678,2021-05-21 14:01:35
} | MaximumArchiveDays=90 | DesiredRemainingSpace=500,679,ONS_UFMA!PMU:ST5,,11,8736f6c7-ad41-4b43-b4f6-e684e0d4ad20,UFMA,Ufma,60,1,companyAcronym= | protocolName=IEEE C37.118-2005 | vendorAcronym= | vendorDeviceName= | interconnectionName=,,,,10,STTP,Streaming Telemetry Transport Protocol,11,,,,,,UFMA!PMU-ST5,0.0,1.0,Device statistic for Expected number of measurements received from device during last reporting interval.,0,1,1,,Any,STAT,Statistic,ST,-98.6,37.5,PPA:679,2021-05-21 14:01:35
} | MaximumArchiveDays=90 | DesiredRemainingSpace=500,680,ONS_UFMA!PMU:ST6,,11,8736f6c7-ad41-4b43-b4f6-e684e0d4ad20,UFMA,Ufma,60,1,companyAcronym= | protocolName=IEEE C37.118-2005 | vendorAcronym= | vendorDeviceName= | interconnectionName=,,,,10,STTP,Streaming Telemetry Transport Protocol,11,,,,,,UFMA!PMU-ST6,0.0,1.0,Device statistic for Number of measurements received while device was reporting errors during last reporting interval.,0,1,1,,Any,STAT,Statistic,ST,-98.6,37.5,PPA:680,2021-05-21 14:01:35
} | MaximumArchiveDays=90 | DesiredRemainingSpace=500,681,ONS_UFMA!PMU:ST7,,11,8736f6c7-ad41-4b43-b4f6-e684e0d4ad20,UFMA,Ufma,60,1,companyAcronym= | protocolName=IEEE C37.118-2005 | vendorAcronym= | vendorDeviceName= | interconnectionName=,,,,10,STTP,Streaming Telemetry Transport Protocol,11,,,,,,UFMA!PMU-ST7,0.0,1.0,Device statistic for Number of defined measurements (per frame) from device during last reporting interval.,0,1,1,,Any,STAT,Statistic,ST,-98.6,37.5,PPA:681,2021-05-21 14:01:35
} | MaximumArchiveDays=90 | DesiredRemainingSpace=500,682,ONS_UFMG!PMU:ST1,,12,8736f6c7-ad41-4b43-b4f6-e684e0d4ad20,UFMG,Ufmg,60,1,companyAcronym= | protocolName=IEEE C37.118-2005 | vendorAcronym= | vendorDeviceName= | interconnectionName=,,,,10,STTP,Streaming Telemetry Transport Protocol,11,,,,,,UFMG!PMU-ST1,0.0,1.0,Device statistic for Number of data quality errors reported by device during last reporting interval.,0,1,1,,Any,STAT,Statistic,ST,-98.6,37.5,PPA:682,2021-05-21 14:01:35
} | MaximumArchiveDays=90 | DesiredRemainingSpace=500,683,ONS_UFMG!PMU:ST2,,12,8736f6c7-ad41-4b43-b4f6-e684e0d4ad20,UFMG,Ufmg,60,1,companyAcronym= | protocolName=IEEE C37.118-2005 | vendorAcronym= | vendorDeviceName= | interconnectionName=,,,,10,STTP,Streaming Telemetry Transport Protocol,11,,,,,,UFMG!PMU-ST2,0.0,1.0,Device statistic for Number of time quality errors reported by device during last reporting interval.,0,1,1,,Any,STAT,Statistic,ST,-98.6,37.5,PPA:683,2021-05-21 14:01:35
} | MaximumArchiveDays=90 | DesiredRemainingSpace=500,684,ONS_UFMG!PMU:ST3,,12,8736f6c7-ad41-4b43-b4f6-e684e0d4ad20,UFMG,Ufmg,60,1,companyAcronym= | protocolName=IEEE C37.118-2005 | vendorAcronym= | vendorDeviceName= | interconnectionName=,,,,10,STTP,Streaming Telemetry Transport Protocol,11,,,,,,UFMG!PMU-ST3,0.0,1.0,Device statistic for Number of device errors reported by device during last reporting interval.,0,1,1,,Any,STAT,Statistic,ST,-98.6,37.5,PPA:684,2021-05-21 14:01:35
} | MaximumArchiveDays=90 | DesiredRemainingSpace=500,685,ONS_UFMG!PMU:ST4,,12,8736f6c7-ad41-4b43-b4f6-e684e0d4ad20,UFMG,Ufmg,60,1,companyAcronym= | protocolName=IEEE C37.118-2005 | vendorAcronym= | vendorDeviceName= | interconnectionName=,,,,10,STTP,Streaming Telemetry Transport Protocol,11,,,,,,UFMG!PMU-ST4,0.0,1.0,Device statistic for Number of measurements received from device during last reporting interval.,0,1,1,,Any,STAT,Statistic,ST,-98.6,37.5,PPA:685,2021-05-21 14:01:35
} | MaximumArchiveDays=90 | DesiredRemainingSpace=500,686,ONS_UFMG!PMU:ST5,,12,8736f6c7-ad41-4b43-b4f6-e684e0d4ad20,UFMG,Ufmg,60,1,companyAcronym= | protocolName=IEEE C37.118-2005 | vendorAcronym= | vendorDeviceName= | interconnectionName=,,,,10,STTP,Streaming Telemetry Transport Protocol,11,,,,,,UFMG!PMU-ST5,0.0,1.0,Device statistic for Expected number of measurements received from device during last reporting interval.,0,1,1,,Any,STAT,Statistic,ST,-98.6,37.5,PPA:686,2021-05-21 14:01:35
} | MaximumArchiveDays=90 | DesiredRemainingSpace=500,687,ONS_UFMG!PMU:ST6,,12,8736f6c7-ad41-4b43-b4f6-e684e0d4ad20,UFMG,Ufmg,60,1,companyAcronym= | protocolName=IEEE C37.118-2005 | vendorAcronym= | vendorDeviceName= | interconnectionName=,,,,10,STTP,Streaming Telemetry Transport Protocol,11,,,,,,UFMG!PMU-ST6,0.0,1.0,Device statistic for Number of measurements received while device was reporting errors during last reporting interval.,0,1,1,,Any,STAT,Statistic,ST,-98.6,37.5,PPA:687,2021-05-21 14:01:35
} | MaximumArchiveDays=90 | DesiredRemainingSpace=500,688,ONS_UFMG!PMU:ST7,,12,8736f6c7-ad41-4b43-b4f6-e684e0d4ad20,UFMG,Ufmg,60,1,companyAcronym= | protocolName=IEEE C37.118-2005 | vendorAcronym= | vendorDeviceName= | interconnectionName=,,,,10,STTP,Streaming Telemetry Transport Protocol,11,,,,,,UFMG!PMU-ST7,0.0,1.0,Device statistic for Number of defined measurements (per frame) from device during last reporting interval.,0,1,1,,Any,STAT,Statistic,ST,-98.6,37.5,PPA:688,2021-05-21 14:01:35
} | MaximumArchiveDays=90 | DesiredRemainingSpace=500,689,ONS_UFMS!PMU:ST1,,13,8736f6c7-ad41-4b43-b4f6-e684e0d4ad20,UFMS,Ufms,60,1,companyAcronym= | protocolName=IEEE C37.118-2005 | vendorAcronym= | vendorDeviceName= | interconnectionName=,,,,10,STTP,Streaming Telemetry Transport Protocol,11,,,,,,UFMS!PMU-ST1,0.0,1.0,Device statistic for Number of data quality errors reported by device during last reporting interval.,0,1,1,,Any,STAT,Statistic,ST,-98.6,37.5,PPA:689,2021-05-21 14:01:35
} | MaximumArchiveDays=90 | DesiredRemainingSpace=500,690,ONS_UFMS!PMU:ST2,,13,8736f6c7-ad41-4b43-b4f6-e684e0d4ad20,UFMS,Ufms,60,1,companyAcronym= | protocolName=IEEE C37.118-2005 | vendorAcronym= | vendorDeviceName= | interconnectionName=,,,,10,STTP,Streaming Telemetry Transport Protocol,11,,,,,,UFMS!PMU-ST2,0.0,1.0,Device statistic for Number of time quality errors reported by device during last reporting interval.,0,1,1,,Any,STAT,Statistic,ST,-98.6,37.5,PPA:690,2021-05-21 14:01:35
} | MaximumArchiveDays=90 | DesiredRemainingSpace=500,691,ONS_UFMS!PMU:ST3,,13,8736f6c7-ad41-4b43-b4f6-e684e0d4ad20,UFMS,Ufms,60,1,companyAcronym= | protocolName=IEEE C37.118-2005 | vendorAcronym= | vendorDeviceName= | interconnectionName=,,,,10,STTP,Streaming Telemetry Transport Protocol,11,,,,,,UFMS!PMU-ST3,0.0,1.0,Device statistic for Number of device errors reported by device during last reporting interval.,0,1,1,,Any,STAT,Statistic,ST,-98.6,37.5,PPA:691,2021-05-21 14:01:35
} | MaximumArchiveDays=90 | DesiredRemainingSpace=500,692,ONS_UFMS!PMU:ST4,,13,8736f6c7-ad41-4b43-b4f6-e684e0d4ad20,UFMS,Ufms,60,1,companyAcronym= | protocolName=IEEE C37.118-2005 | vendorAcronym= | vendorDeviceName= | interconnectionName=,,,,10,STTP,Streaming Telemetry Transport Protocol,11,,,,,,UFMS!PMU-ST4,0.0,1.0,Device statistic for Number of measurements received from device during last reporting interval.,0,1,1,,Any,STAT,Statistic,ST,-98.6,37.5,PPA:692,2021-05-21 14:01:35
} | MaximumArchiveDays=90 | DesiredRemainingSpace=500,693,ONS_UFMS!PMU:ST5,,13,8736f6c7-ad41-4b43-b4f6-e684e0d4ad20,UFMS,Ufms,60,1,companyAcronym= | protocolName=IEEE C37.118-2005 | vendorAcronym= | vendorDeviceName= | interconnectionName=,,,,10,STTP,Streaming Telemetry Transport Protocol,11,,,,,,UFMS!PMU-ST5,0.0,1.0,Device statistic for Expected number of measurements received from device during last reporting interval.,0,1,1,,Any,STAT,Statistic,ST,-98.6,37.5,PPA:693,2021-05-21 14:01:35
} | MaximumArchiveDays=90 | DesiredRemainingSpace=500,694,ONS_UFMS!PMU:ST6,,13,8736f6c7-ad41-4b43-b4f6-e684e0d4ad20,UFMS,Ufms,60,1,companyAcronym= | protocolName=IEEE C37.118-2005 | vendorAcronym= | vendorDeviceName= | interconnectionName=,,,,10,STTP,Streaming Telemetry Transport Protocol,11,,,,,,UFMS!PMU-ST6,0.0,1.0,Device statistic for Number of measurements received while device was reporting errors during last reporting interval.,0,1,1,,Any,STAT,Statistic,ST,-98.6,37.5,PPA:694,2021-05-21 14:01:35
} | MaximumArchiveDays=90 | DesiredRemainingSpace=500,695,ONS_UFMS!PMU:ST7,,13,8736f6c7-ad41-4b43-b4f6-e684e0d4ad20,UFMS,Ufms,60,1,companyAcronym= | protocolName=IEEE C37.118-2005 | vendorAcronym= | vendorDeviceName= | interconnectionName=,,,,10,STTP,Streaming Telemetry Transport Protocol,11,,,,,,UFMS!PMU-ST7,0.0,1.0,Device statistic for Number of defined measurements (per frame) from device during last reporting interval.,0,1,1,,Any,STAT,Statistic,ST,-98.6,37.5,PPA:695,2021-05-21 14:01:35
} | MaximumArchiveDays=90 | DesiredRemainingSpace=500,696,ONS_UFMT!PMU:ST1,,14,8736f6c7-ad41-4b43-b4f6-e684e0d4ad20,UFMT,Ufmt,60,1,companyAcronym= | protocolName=IEEE C37.118-2005 | vendorAcronym= | vendorDeviceName= | interconnectionName=,,,,10,STTP,Streaming Telemetry Transport Protocol,11,,,,,,UFMT!PMU-ST1,0.0,1.0,Device statistic for Number of data quality errors reported by device during last reporting interval.,0,1,1,,Any,STAT,Statistic,ST,-98.6,37.5,PPA:696,2021-05-21 14:01:35
} | MaximumArchiveDays=90 | DesiredRemainingSpace=500,697,ONS_UFMT!PMU:ST2,,14,8736f6c7-ad41-4b43-b4f6-e684e0d4ad20,UFMT,Ufmt,60,1,companyAcronym= | protocolName=IEEE C37.118-2005 | vendorAcronym= | vendorDeviceName= | interconnectionName=,,,,10,STTP,Streaming Telemetry Transport Protocol,11,,,,,,UFMT!PMU-ST2,0.0,1.0,Device statistic for Number of time quality errors reported by device during last reporting interval.,0,1,1,,Any,STAT,Statistic,ST,-98.6,37.5,PPA:697,2021-05-21 14:01:35
} | MaximumArchiveDays=90 | DesiredRemainingSpace=500,698,ONS_UFMT!PMU:ST3,,14,8736f6c7-ad41-4b43-b4f6-e684e0d4ad20,UFMT,Ufmt,60,1,companyAcronym= | protocolName=IEEE C37.118-2005 | vendorAcronym= | vendorDeviceName= | interconnectionName=,,,,10,STTP,Streaming Telemetry Transport Protocol,11,,,,,,UFMT!PMU-ST3,0.0,1.0,Device statistic for Number of device errors reported by device during last reporting interval.,0,1,1,,Any,STAT,Statistic,ST,-98.6,37.5,PPA:698,2021-05-21 14:01:35
} | MaximumArchiveDays=90 | DesiredRemainingSpace=500,699,ONS_UFMT!PMU:ST4,,14,8736f6c7-ad41-4b43-b4f6-e684e0d4ad20,UFMT,Ufmt,60,1,companyAcronym= | protocolName=IEEE C37.118-2005 | vendorAcronym= | vendorDeviceName= | interconnectionName=,,,,10,STTP,Streaming Telemetry Transport Protocol,11,,,,,,UFMT!PMU-ST4,0.0,1.0,Device statistic for Number of measurements received from device during last reporting interval.,0,1,1,,Any,STAT,Statistic,ST,-98.6,37.5,PPA:699,2021-05-21 14:01:35
} | MaximumArchiveDays=90 | DesiredRemainingSpace=500,700,ONS_UFMT!PMU:ST5,,14,8736f6c7-ad41-4b43-b4f6-e684e0d4ad20,UFMT,Ufmt,60,1,companyAcronym= | protocolName=IEEE C37.118-2005 | vendorAcronym= | vendorDeviceName= | interconnectionName=,,,,10,STTP,Streaming Telemetry Transport Protocol,11,,,,,,UFMT!PMU-ST5,0.0,1.0,Device statistic for Expected number of measurements received from device during last reporting interval.,0,1,1,,Any,STAT,Statistic,ST,-98.6,37.5,PPA:700,2021-05-21 14:01:35
} | MaximumArchiveDays=90 | DesiredRemainingSpace=500,701,ONS_UFMT!PMU:ST6,,14,8736f6c7-ad41-4b43-b4f6-e684e0d4ad20,UFMT,Ufmt,60,1,companyAcronym= | protocolName=IEEE C37.118-2005 | vendorAcronym= | vendorDeviceName= | interconnectionName=,,,,10,STTP,Streaming Telemetry Transport Protocol,11,,,,,,UFMT!PMU-ST6,0.0,1.0,Device statistic for Number of measurements received while device was reporting errors during last reporting interval.,0,1,1,,Any,STAT,Statistic,ST,-98.6,37.5,PPA:701,2021-05-21 14:01:35
} | MaximumArchiveDays=90 | DesiredRemainingSpace=500,702,ONS_UFMT!PMU:ST7,,14,8736f6c7-ad41-4b43-b4f6-e684e0d4ad20,UFMT,Ufmt,60,1,companyAcronym= | protocolName=IEEE C37.118-2005 | vendorAcronym= | vendorDeviceName= | interconnectionName=,,,,10,STTP,Streaming Telemetry Transport Protocol,11,,,,,,UFMT!PMU-ST7,0.0,1.0,Device statistic for Number of defined measurements (per frame) from device during last reporting interval.,0,1,1,,Any,STAT,Statistic,ST,-98.6,37.5,PPA:702,2021-05-21 14:01:35
} | MaximumArchiveDays=90 | DesiredRemainingSpace=500,703,ONS_UFPA!PMU:ST1,,15,8736f6c7-ad41-4b43-b4f6-e684e0d4ad20,UFPA,Ufpa,60,1,companyAcronym= | protocolName=IEEE C37.118-2005 | vendorAcronym= | vendorDeviceName= | interconnectionName=,,,,10,STTP,Streaming Telemetry Transport Protocol,11,,,,,,UFPA!PMU-ST1,0.0,1.0,Device statistic for Number of data quality errors reported by device during last reporting interval.,0,1,1,,Any,STAT,Statistic,ST,-98.6,37.5,PPA:703,2021-05-21 14:01:35
} | MaximumArchiveDays=90 | DesiredRemainingSpace=500,704,ONS_UFPA!PMU:ST2,,15,8736f6c7-ad41-4b43-b4f6-e684e0d4ad20,UFPA,Ufpa,60,1,companyAcronym= | protocolName=IEEE C37.118-2005 | vendorAcronym= | vendorDeviceName= | interconnectionName=,,,,10,STTP,Streaming Telemetry Transport Protocol,11,,,,,,UFPA!PMU-ST2,0.0,1.0,Device statistic for Number of time quality errors reported by device during last reporting interval.,0,1,1,,Any,STAT,Statistic,ST,-98.6,37.5,PPA:704,2021-05-21 14:01:35
} | MaximumArchiveDays=90 | DesiredRemainingSpace=500,705,ONS_UFPA!PMU:ST3,,15,8736f6c7-ad41-4b43-b4f6-e684e0d4ad20,UFPA,Ufpa,60,1,companyAcronym= | protocolName=IEEE C37.118-2005 | vendorAcronym= | vendorDeviceName= | interconnectionName=,,,,10,STTP,Streaming Telemetry Transport Protocol,11,,,,,,UFPA!PMU-ST3,0.0,1.0,Device statistic for Number of device errors reported by device during last reporting interval.,0,1,1,,Any,STAT,Statistic,ST,-98.6,37.5,PPA:705,2021-05-21 14:01:35
} | MaximumArchiveDays=90 | DesiredRemainingSpace=500,706,ONS_UFPA!PMU:ST4,,15,8736f6c7-ad41-4b43-b4f6-e684e0d4ad20,UFPA,Ufpa,60,1,companyAcronym= | protocolName=IEEE C37.118-2005 | vendorAcronym= | vendorDeviceName= | interconnectionName=,,,,10,STTP,Streaming Telemetry Transport Protocol,11,,,,,,UFPA!PMU-ST4,0.0,1.0,Device statistic for Number of measurements received from device during last reporting interval.,0,1,1,,Any,STAT,Statistic,ST,-98.6,37.5,PPA:706,2021-05-21 14:01:35
} | MaximumArchiveDays=90 | DesiredRemainingSpace=500,707,ONS_UFPA!PMU:ST5,,15,8736f6c7-ad41-4b43-b4f6-e684e0d4ad20,UFPA,Ufpa,60,1,companyAcronym= | protocolName=IEEE C37.118-2005 | vendorAcronym= | vendorDeviceName= | interconnectionName=,,,,10,STTP,Streaming Telemetry Transport Protocol,11,,,,,,UFPA!PMU-ST5,0.0,1.0,Device statistic for Expected number of measurements received from device during last reporting interval.,0,1,1,,Any,STAT,Statistic,ST,-98.6,37.5,PPA:707,2021-05-21 14:01:35
} | MaximumArchiveDays=90 | DesiredRemainingSpace=500,708,ONS_UFPA!PMU:ST6,,15,8736f6c7-ad41-4b43-b4f6-e684e0d4ad20,UFPA,Ufpa,60,1,companyAcronym= | protocolName=IEEE C37.118-2005 | vendorAcronym= | vendorDeviceName= | interconnectionName=,,,,10,STTP,Streaming Telemetry Transport Protocol,11,,,,,,UFPA!PMU-ST6,0.0,1.0,Device statistic for Number of measurements received while device was reporting errors during last reporting interval.,0,1,1,,Any,STAT,Statistic,ST,-98.6,37.5,PPA:708,2021-05-21 14:01:35
} | MaximumArchiveDays=90 | DesiredRemainingSpace=500,709,ONS_UFPA!PMU:ST7,,15,8736f6c7-ad41-4b43-b4f6-e684e0d4ad20,UFPA,Ufpa,60,1,companyAcronym= | protocolName=IEEE C37.118-2005 | vendorAcronym= | vendorDeviceName= | interconnectionName=,,,,10,STTP,Streaming Telemetry Transport Protocol,11,,,,,,UFPA!PMU-ST7,0.0,1.0,Device statistic for Number of defined measurements (per frame) from device during last reporting interval.,0,1,1,,Any,STAT,Statistic,ST,-98.6,37.5,PPA:709,2021-05-21 14:01:35
} | MaximumArchiveDays=90 | DesiredRemainingSpace=500,710,ONS_UFPE!PMU:ST1,,16,8736f6c7-ad41-4b43-b4f6-e684e0d4ad20,UFPE,Ufpe,60,1,companyAcronym= | protocolName=IEEE C37.118-2005 | vendorAcronym= | vendorDeviceName= | interconnectionName=,,,,10,STTP,Streaming Telemetry Transport Protocol,11,,,,,,UFPE!PMU-ST1,0.0,1.0,Device statistic for Number of data quality errors reported by device during last reporting interval.,0,1,1,,Any,STAT,Statistic,ST,-98.6,37.5,PPA:710,2021-05-21 14:01:35
} | MaximumArchiveDays=90 | DesiredRemainingSpace=500,711,ONS_UFPE!PMU:ST2,,16,8736f6c7-ad41-4b43-b4f6-e684e0d4ad20,UFPE,Ufpe,60,1,companyAcronym= | protocolName=IEEE C37.118-2005 | vendorAcronym= | vendorDeviceName= | interconnectionName=,,,,10,STTP,Streaming Telemetry Transport Protocol,11,,,,,,UFPE!PMU-ST2,0.0,1.0,Device statistic for Number of time quality errors reported by device during last reporting interval.,0,1,1,,Any,STAT,Statistic,ST,-98.6,37.5,PPA:711,2021-05-21 14:01:35
} | MaximumArchiveDays=90 | DesiredRemainingSpace=500,712,ONS_UFPE!PMU:ST3,,16,8736f6c7-ad41-4b43-b4f6-e684e0d4ad20,UFPE,Ufpe,60,1,companyAcronym= | protocolName=IEEE C37.118-2005 | vendorAcronym= | vendorDeviceName= | interconnectionName=,,,,10,STTP,Streaming Telemetry Transport Protocol,11,,,,,,UFPE!PMU-ST3,0.0,1.0,Device statistic for Number of device errors reported by device during last reporting interval.,0,1,1,,Any,STAT,Statistic,ST,-98.6,37.5,PPA:712,2021-05-21 14:01:35
} | MaximumArchiveDays=90 | DesiredRemainingSpace=500,713,ONS_UFPE!PMU:ST4,,16,8736f6c7-ad41-4b43-b4f6-e684e0d4ad20,UFPE,Ufpe,60,1,companyAcronym= | protocolName=IEEE C37.118-2005 | vendorAcronym= | vendorDeviceName= | interconnectionName=,,,,10,STTP,Streaming Telemetry Transport Protocol,11,,,,,,UFPE!PMU-ST4,0.0,1.0,Device statistic for Number of measurements received from device during last reporting interval.,0,1,1,,Any,STAT,Statistic,ST,-98.6,37.5,PPA:713,2021-05-21 14:01:35
} | MaximumArchiveDays=90 | DesiredRemainingSpace=500,714,ONS_UFPE!PMU:ST5,,16,8736f6c7-ad41-4b43-b4f6-e684e0d4ad20,UFPE,Ufpe,60,1,companyAcronym= | protocolName=IEEE C37.118-2005 | vendorAcronym= | vendorDeviceName= | interconnectionName=,,,,10,STTP,Streaming Telemetry Transport Protocol,11,,,,,,UFPE!PMU-ST5,0.0,1.0,Device statistic for Expected number of measurements received from device during last reporting interval.,0,1,1,,Any,STAT,Statistic,ST,-98.6,37.5,PPA:714,2021-05-21 14:01:35
} | MaximumArchiveDays=90 | DesiredRemainingSpace=500,715,ONS_UFPE!PMU:ST6,,16,8736f6c7-ad41-4b43-b4f6-e684e0d4ad20,UFPE,Ufpe,60,1,companyAcronym= | protocolName=IEEE C37.118-2005 | vendorAcronym= | vendorDeviceName= | interconnectionName=,,,,10,STTP,Streaming Telemetry Transport Protocol,11,,,,,,UFPE!PMU-ST6,0.0,1.0,Device statistic for Number of measurements received while device was reporting errors during last reporting interval.,0,1,1,,Any,STAT,Statistic,ST,-98.6,37.5,PPA:715,2021-05-21 14:01:35
} | MaximumArchiveDays=90 | DesiredRemainingSpace=500,716,ONS_UFPE!PMU:ST7,,16,8736f6c7-ad41-4b43-b4f6-e684e0d4ad20,UFPE,Ufpe,60,1,companyAcronym= | protocolName=IEEE C37.118-2005 | vendorAcronym= | vendorDeviceName= | interconnectionName=,,,,10,STTP,Streaming Telemetry Transport Protocol,11,,,,,,UFPE!PMU-ST7,0.0,1.0,Device statistic for Number of defined measurements (per frame) from device during last reporting interval.,0,1,1,,Any,STAT,Statistic,ST,-98.6,37.5,PPA:716,2021-05-21 14:01:35
} | MaximumArchiveDays=90 | DesiredRemainingSpace=500,717,ONS_UFRGS!PMU:ST1,,17,8736f6c7-ad41-4b43-b4f6-e684e0d4ad20,UFRGS,Ufrgs,60,1,companyAcronym= | protocolName=IEEE C37.118-2005 | vendorAcronym= | vendorDeviceName= | interconnectionName=,,,,10,STTP,Streaming Telemetry Transport Protocol,11,,,,,,UFRGS!PMU-ST1,0.0,1.0,Device statistic for Number of data quality errors reported by device during last reporting interval.,0,1,1,,Any,STAT,Statistic,ST,-98.6,37.5,PPA:717,2021-05-21 14:01:35
} | MaximumArchiveDays=90 | DesiredRemainingSpace=500,718,ONS_UFRGS!PMU:ST2,,17,8736f6c7-ad41-4b43-b4f6-e684e0d4ad20,UFRGS,Ufrgs,60,1,companyAcronym= | protocolName=IEEE C37.118-2005 | vendorAcronym= | vendorDeviceName= | interconnectionName=,,,,10,STTP,Streaming Telemetry Transport Protocol,11,,,,,,UFRGS!PMU-ST2,0.0,1.0,Device statistic for Number of time quality errors reported by device during last reporting interval.,0,1,1,,Any,STAT,Statistic,ST,-98.6,37.5,PPA:718,2021-05-21 14:01:35
} | MaximumArchiveDays=90 | DesiredRemainingSpace=500,719,ONS_UFRGS!PMU:ST3,,17,8736f6c7-ad41-4b43-b4f6-e684e0d4ad20,UFRGS,Ufrgs,60,1,companyAcronym= | protocolName=IEEE C37.118-2005 | vendorAcronym= | vendorDeviceName= | interconnectionName=,,,,10,STTP,Streaming Telemetry Transport Protocol,11,,,,,,UFRGS!PMU-ST3,0.0,1.0,Device statistic for Number of device errors reported by device during last reporting interval.,0,1,1,,Any,STAT,Statistic,ST,-98.6,37.5,PPA:719,2021-05-21 14:01:35
} | MaximumArchiveDays=90 | DesiredRemainingSpace=500,720,ONS_UFRGS!PMU:ST4,,17,8736f6c7-ad41-4b43-b4f6-e684e0d4ad20,UFRGS,Ufrgs,60,1,companyAcronym= | protocolName=IEEE C37.118-2005 | vendorAcronym= | vendorDeviceName= | interconnectionName=,,,,10,STTP,Streaming Telemetry Transport Protocol,11,,,,,,UFRGS!PMU-ST4,0.0,1.0,Device statistic for Number of measurements received from device during last reporting interval.,0,1,1,,Any,STAT,Statistic,ST,-98.6,37.5,PPA:720,2021-05-21 14:01:35
} | MaximumArchiveDays=90 | DesiredRemainingSpace=500,721,ONS_UFRGS!PMU:ST5,,17,8736f6c7-ad41-4b43-b4f6-e684e0d4ad20,UFRGS,Ufrgs,60,1,companyAcronym= | protocolName=IEEE C37.118-2005 | vendorAcronym= | vendorDeviceName= | interconnectionName=,,,,10,STTP,Streaming Telemetry Transport Protocol,11,,,,,,UFRGS!PMU-ST5,0.0,1.0,Device statistic for Expected number of measurements received from device during last reporting interval.,0,1,1,,Any,STAT,Statistic,ST,-98.6,37.5,PPA:721,2021-05-21 14:01:35
} | MaximumArchiveDays=90 | DesiredRemainingSpace=500,722,ONS_UFRGS!PMU:ST6,,17,8736f6c7-ad41-4b43-b4f6-e684e0d4ad20,UFRGS,Ufrgs,60,1,companyAcronym= | protocolName=IEEE C37.118-2005 | vendorAcronym= | vendorDeviceName= | interconnectionName=,,,,10,STTP,Streaming Telemetry Transport Protocol,11,,,,,,UFRGS!PMU-ST6,0.0,1.0,Device statistic for Number of measurements received while device was reporting errors during last reporting interval.,0,1,1,,Any,STAT,Statistic,ST,-98.6,37.5,PPA:722,2021-05-21 14:01:35
} | MaximumArchiveDays=90 | DesiredRemainingSpace=500,723,ONS_UFRGS!PMU:ST7,,17,8736f6c7-ad41-4b43-b4f6-e684e0d4ad20,UFRGS,Ufrgs,60,1,companyAcronym= | protocolName=IEEE C37.118-2005 | vendorAcronym= | vendorDeviceName= | interconnectionName=,,,,10,STTP,Streaming Telemetry Transport Protocol,11,,,,,,UFRGS!PMU-ST7,0.0,1.0,Device statistic for Number of defined measurements (per frame) from device during last reporting interval.,0,1,1,,Any,STAT,Statistic,ST,-98.6,37.5,PPA:723,2021-05-21 14:01:35
} | MaximumArchiveDays=90 | DesiredRemainingSpace=500,724,ONS_UFRR!PMU:ST1,,18,8736f6c7-ad41-4b43-b4f6-e684e0d4ad20,UFRR,Ufrr,60,1,companyAcronym= | protocolName=IEEE C37.118-2005 | vendorAcronym= | vendorDeviceName= | interconnectionName=,,,,10,STTP,Streaming Telemetry Transport Protocol,11,,,,,,UFRR!PMU-ST1,0.0,1.0,Device statistic for Number of data quality errors reported by device during last reporting interval.,0,1,1,,Any,STAT,Statistic,ST,-98.6,37.5,PPA:724,2021-05-21 14:01:35
} | MaximumArchiveDays=90 | DesiredRemainingSpace=500,725,ONS_UFRR!PMU:ST2,,18,8736f6c7-ad41-4b43-b4f6-e684e0d4ad20,UFRR,Ufrr,60,1,companyAcronym= | protocolName=IEEE C37.118-2005 | vendorAcronym= | vendorDeviceName= | interconnectionName=,,,,10,STTP,Streaming Telemetry Transport Protocol,11,,,,,,UFRR!PMU-ST2,0.0,1.0,Device statistic for Number of time quality errors reported by device during last reporting interval.,0,1,1,,Any,STAT,Statistic,ST,-98.6,37.5,PPA:725,2021-05-21 14:01:35
} | MaximumArchiveDays=90 | DesiredRemainingSpace=500,726,ONS_UFRR!PMU:ST3,,18,8736f6c7-ad41-4b43-b4f6-e684e0d4ad20,UFRR,Ufrr,60,1,companyAcronym= | protocolName=IEEE C37.118-2005 | vendorAcronym= | vendorDeviceName= | interconnectionName=,,,,10,STTP,Streaming Telemetry Transport Protocol,11,,,,,,UFRR!PMU-ST3,0.0,1.0,Device statistic for Number of device errors reported by device during last reporting interval.,0,1,1,,Any,STAT,Statistic,ST,-98.6,37.5,PPA:726,2021-05-21 14:01:35
} | MaximumArchiveDays=90 | DesiredRemainingSpace=500,727,ONS_UFRR!PMU:ST4,,18,8736f6c7-ad41-4b43-b4f6-e684e0d4ad20,UFRR,Ufrr,60,1,companyAcronym= | protocolName=IEEE C37.118-2005 | vendorAcronym= | vendorDeviceName= | interconnectionName=,,,,10,STTP,Streaming Telemetry Transport Protocol,11,,,,,,UFRR!PMU-ST4,0.0,1.0,Device statistic for Number of measurements received from device during last reporting interval.,0,1,1,,Any,STAT,Statistic,ST,-98.6,37.5,PPA:727,2021-05-21 14:01:35
} | MaximumArchiveDays=90 | DesiredRemainingSpace=500,728,ONS_UFRR!PMU:ST5,,18,8736f6c7-ad41-4b43-b4f6-e684e0d4ad20,UFRR,Ufrr,60,1,companyAcronym= | protocolName=IEEE C37.118-2005 | vendorAcronym= | vendorDeviceName= | interconnectionName=,,,,10,STTP,Streaming Telemetry Transport Protocol,11,,,,,,UFRR!PMU-ST5,0.0,1.0,Device statistic for Expected number of measurements received from device during last reporting interval.,0,1,1,,Any,STAT,Statistic,ST,-98.6,37.5,PPA:728,2021-05-21 14:01:35
} | MaximumArchiveDays=90 | DesiredRemainingSpace=500,729,ONS_UFRR!PMU:ST6,,18,8736f6c7-ad41-4b43-b4f6-e684e0d4ad20,UFRR,Ufrr,60,1,companyAcronym= | protocolName=IEEE C37.118-2005 | vendorAcronym= | vendorDeviceName= | interconnectionName=,,,,10,STTP,Streaming Telemetry Transport Protocol,11,,,,,,UFRR!PMU-ST6,0.0,1.0,Device statistic for Number of measurements received while device was reporting errors during last reporting interval.,0,1,1,,Any,STAT,Statistic,ST,-98.6,37.5,PPA:729,2021-05-21 14:01:35
} | MaximumArchiveDays=90 | DesiredRemainingSpace=500,730,ONS_UFRR!PMU:ST7,,18,8736f6c7-ad41-4b43-b4f6-e684e0d4ad20,UFRR,Ufrr,60,1,companyAcronym= | protocolName=IEEE C37.118-2005 | vendorAcronym= | vendorDeviceName= | interconnectionName=,,,,10,STTP,Streaming Telemetry Transport Protocol,11,,,,,,UFRR!PMU-ST7,0.0,1.0,Device statistic for Number of defined measurements (per frame) from device during last reporting interval.,0,1,1,,Any,STAT,Statistic,ST,-98.6,37.5,PPA:730,2021-05-21 14:01:35
} | MaximumArchiveDays=90 | DesiredRemainingSpace=500,731,ONS_UFSC!PMU:ST1,,19,8736f6c7-ad41-4b43-b4f6-e684e0d4ad20,UFSC,Ufsc,60,1,companyAcronym= | protocolName=IEEE C37.118-2005 | vendorAcronym= | vendorDeviceName= | interconnectionName=,,,,10,STTP,Streaming Telemetry Transport Protocol,11,,,,,,UFSC!PMU-ST1,0.0,1.0,Device statistic for Number of data quality errors reported by device during last reporting interval.,0,1,1,,Any,STAT,Statistic,ST,-98.6,37.5,PPA:731,2021-05-21 14:01:35
} | MaximumArchiveDays=90 | DesiredRemainingSpace=500,732,ONS_UFSC!PMU:ST2,,19,8736f6c7-ad41-4b43-b4f6-e684e0d4ad20,UFSC,Ufsc,60,1,companyAcronym= | protocolName=IEEE C37.118-2005 | vendorAcronym= | vendorDeviceName= | interconnectionName=,,,,10,STTP,Streaming Telemetry Transport Protocol,11,,,,,,UFSC!PMU-ST2,0.0,1.0,Device statistic for Number of time quality errors reported by device during last reporting interval.,0,1,1,,Any,STAT,Statistic,ST,-98.6,37.5,PPA:732,2021-05-21 14:01:35
} | MaximumArchiveDays=90 | DesiredRemainingSpace=500,733,ONS_UFSC!PMU:ST3,,19,8736f6c7-ad41-4b43-b4f6-e684e0d4ad20,UFSC,Ufsc,60,1,companyAcronym= | protocolName=IEEE C37.118-2005 | vendorAcronym= | vendorDeviceName= | interconnectionName=,,,,10,STTP,Streaming Telemetry Transport Protocol,11,,,,,,UFSC!PMU-ST3,0.0,1.0,Device statistic for Number of device errors reported by device during last reporting interval.,0,1,1,,Any,STAT,Statistic,ST,-98.6,37.5,PPA:733,2021-05-21 14:01:35
} | MaximumArchiveDays=90 | DesiredRemainingSpace=500,734,ONS_UFSC!PMU:ST4,,19,8736f6c7-ad41-4b43-b4f6-e684e0d4ad20,UFSC,Ufsc,60,1,companyAcronym= | protocolName=IEEE C37.118-2005 | vendorAcronym= | vendorDeviceName= | interconnectionName=,,,,10,STTP,Streaming Telemetry Transport Protocol,11,,,,,,UFSC!PMU-ST4,0.0,1.0,Device statistic for Number of measurements received from device during last reporting interval.,0,1,1,,Any,STAT,Statistic,ST,-98.6,37.5,PPA:734,2021-05-21 14:01:35
} | MaximumArchiveDays=90 | DesiredRemainingSpace=500,735,ONS_UFSC!PMU:ST5,,19,8736f6c7-ad41-4b43-b4f6-e684e0d4ad20,UFSC,Ufsc,60,1,companyAcronym= | protocolName=IEEE C37.118-2005 | vendorAcronym= | vendorDeviceName= | interconnectionName=,,,,10,STTP,Streaming Telemetry Transport Protocol,11,,,,,,UFSC!PMU-ST5,0.0,1.0,Device statistic for Expected number of measurements received from device during last reporting interval.,0,1,1,,Any,STAT,Statistic,ST,-98.6,37.5,PPA:735,2021-05-21 14:01:35
} | MaximumArchiveDays=90 | DesiredRemainingSpace=500,736,ONS_UFSC!PMU:ST6,,19,8736f6c7-ad41-4b43-b4f6-e684e0d4ad20,UFSC,Ufsc,60,1,companyAcronym= | protocolName=IEEE C37.118-2005 | vendorAcronym= | vendorDeviceName= | interconnectionName=,,,,10,STTP,Streaming Telemetry Transport Protocol,11,,,,,,UFSC!PMU-ST6,0.0,1.0,Device statistic for Number of measurements received while device was reporting errors during last reporting interval.,0,1,1,,Any,STAT,Statistic,ST,-98.6,37.5,PPA:736,2021-05-21 14:01:35
} | MaximumArchiveDays=90 | DesiredRemainingSpace=500,737,ONS_UFSC!PMU:ST7,,19,8736f6c7-ad41-4b43-b4f6-e684e0d4ad20,UFSC,Ufsc,60,1,companyAcronym= | protocolName=IEEE C37.118-2005 | vendorAcronym= | vendorDeviceName= | interconnectionName=,,,,10,STTP,Streaming Telemetry Transport Protocol,11,,,,,,UFSC!PMU-ST7,0.0,1.0,Device statistic for Number of defined measurements (per frame) from device during last reporting interval.,0,1,1,,Any,STAT,Statistic,ST,-98.6,37.5,PPA:737,2021-05-21 14:01:35
} | MaximumArchiveDays=90 | DesiredRemainingSpace=500,738,ONS_UFT!PMU:ST1,,20,8736f6c7-ad41-4b43-b4f6-e684e0d4ad20,UFT,Uft,60,1,companyAcronym= | protocolName=IEEE C37.118-2005 | vendorAcronym= | vendorDeviceName= | interconnectionName=,,,,10,STTP,Streaming Telemetry Transport Protocol,11,,,,,,UFT!PMU-ST1,0.0,1.0,Device statistic for Number of data quality errors reported by device during last reporting interval.,0,1,1,,Any,STAT,Statistic,ST,-98.6,37.5,PPA:738,2021-05-21 14:01:35
} | MaximumArchiveDays=90 | DesiredRemainingSpace=500,739,ONS_UFT!PMU:ST2,,20,8736f6c7-ad41-4b43-b4f6-e684e0d4ad20,UFT,Uft,60,1,companyAcronym= | protocolName=IEEE C37.118-2005 | vendorAcronym= | vendorDeviceName= | interconnectionName=,,,,10,STTP,Streaming Telemetry Transport Protocol,11,,,,,,UFT!PMU-ST2,0.0,1.0,Device statistic for Number of time quality errors reported by device during last reporting interval.,0,1,1,,Any,STAT,Statistic,ST,-98.6,37.5,PPA:739,2021-05-21 14:01:35
} | MaximumArchiveDays=90 | DesiredRemainingSpace=500,740,ONS_UFT!PMU:ST3,,20,8736f6c7-ad41-4b43-b4f6-e684e0d4ad20,UFT,Uft,60,1,companyAcronym= | protocolName=IEEE C37.118-2005 | vendorAcronym= | vendorDeviceName= | interconnectionName=,,,,10,STTP,Streaming Telemetry Transport Protocol,11,,,,,,UFT!PMU-ST3,0.0,1.0,Device statistic for Number of device errors reported by device during last reporting interval.,0,1,1,,Any,STAT,Statistic,ST,-98.6,37.5,PPA:740,2021-05-21 14:01:35
} | MaximumArchiveDays=90 | DesiredRemainingSpace=500,741,ONS_UFT!PMU:ST4,,20,8736f6c7-ad41-4b43-b4f6-e684e0d4ad20,UFT,Uft,60,1,companyAcronym= | protocolName=IEEE C37.118-2005 | vendorAcronym= | vendorDeviceName= | interconnectionName=,,,,10,STTP,Streaming Telemetry Transport Protocol,11,,,,,,UFT!PMU-ST4,0.0,1.0,Device statistic for Number of measurements received from device during last reporting interval.,0,1,1,,Any,STAT,Statistic,ST,-98.6,37.5,PPA:741,2021-05-21 14:01:35
} | MaximumArchiveDays=90 | DesiredRemainingSpace=500,742,ONS_UFT!PMU:ST5,,20,8736f6c7-ad41-4b43-b4f6-e684e0d4ad20,UFT,Uft,60,1,companyAcronym= | protocolName=IEEE C37.118-2005 | vendorAcronym= | vendorDeviceName= | interconnectionName=,,,,10,STTP,Streaming Telemetry Transport Protocol,11,,,,,,UFT!PMU-ST5,0.0,1.0,Device statistic for Expected number of measurements received from device during last reporting interval.,0,1,1,,Any,STAT,Statistic,ST,-98.6,37.5,PPA:742,2021-05-21 14:01:35
} | MaximumArchiveDays=90 | DesiredRemainingSpace=500,743,ONS_UFT!PMU:ST6,,20,8736f6c7-ad41-4b43-b4f6-e684e0d4ad20,UFT,Uft,60,1,companyAcronym= | protocolName=IEEE C37.118-2005 | vendorAcronym= | vendorDeviceName= | interconnectionName=,,,,10,STTP,Streaming Telemetry Transport Protocol,11,,,,,,UFT!PMU-ST6,0.0,1.0,Device statistic for Number of measurements received while device was reporting errors during last reporting interval.,0,1,1,,Any,STAT,Statistic,ST,-98.6,37.5,PPA:743,2021-05-21 14:01:35
} | MaximumArchiveDays=90 | DesiredRemainingSpace=500,744,ONS_UFT!PMU:ST7,,20,8736f6c7-ad41-4b43-b4f6-e684e0d4ad20,UFT,Uft,60,1,companyAcronym= | protocolName=IEEE C37.118-2005 | vendorAcronym= | vendorDeviceName= | interconnectionName=,,,,10,STTP,Streaming Telemetry Transport Protocol,11,,,,,,UFT!PMU-ST7,0.0,1.0,Device statistic for Number of defined measurements (per frame) from device during last reporting interval.,0,1,1,,Any,STAT,Statistic,ST,-98.6,37.5,PPA:744,2021-05-21 14:01:35
} | MaximumArchiveDays=90 | DesiredRemainingSpace=500,745,ONS_UNB!PMU:ST1,,21,8736f6c7-ad41-4b43-b4f6-e684e0d4ad20,UNB,Unb,60,1,companyAcronym= | protocolName=IEEE C37.118-2005 | vendorAcronym= | vendorDeviceName= | interconnectionName=,,,,10,STTP,Streaming Telemetry Transport Protocol,11,,,,,,UNB!PMU-ST1,0.0,1.0,Device statistic for Number of data quality errors reported by device during last reporting interval.,0,1,1,,Any,STAT,Statistic,ST,-98.6,37.5,PPA:745,2021-05-21 14:01:35
} | MaximumArchiveDays=90 | DesiredRemainingSpace=500,746,ONS_UNB!PMU:ST2,,21,8736f6c7-ad41-4b43-b4f6-e684e0d4ad20,UNB,Unb,60,1,companyAcronym= | protocolName=IEEE C37.118-2005 | vendorAcronym= | vendorDeviceName= | interconnectionName=,,,,10,STTP,Streaming Telemetry Transport Protocol,11,,,,,,UNB!PMU-ST2,0.0,1.0,Device statistic for Number of time quality errors reported by device during last reporting interval.,0,1,1,,Any,STAT,Statistic,ST,-98.6,37.5,PPA:746,2021-05-21 14:01:35
} | MaximumArchiveDays=90 | DesiredRemainingSpace=500,747,ONS_UNB!PMU:ST3,,21,8736f6c7-ad41-4b43-b4f6-e684e0d4ad20,UNB,Unb,60,1,companyAcronym= | protocolName=IEEE C37.118-2005 | vendorAcronym= | vendorDeviceName= | interconnectionName=,,,,10,STTP,Streaming Telemetry Transport Protocol,11,,,,,,UNB!PMU-ST3,0.0,1.0,Device statistic for Number of device errors reported by device during last reporting interval.,0,1,1,,Any,STAT,Statistic,ST,-98.6,37.5,PPA:747,2021-05-21 14:01:35
} | MaximumArchiveDays=90 | DesiredRemainingSpace=500,748,ONS_UNB!PMU:ST4,,21,8736f6c7-ad41-4b43-b4f6-e684e0d4ad20,UNB,Unb,60,1,companyAcronym= | protocolName=IEEE C37.118-2005 | vendorAcronym= | vendorDeviceName= | interconnectionName=,,,,10,STTP,Streaming Telemetry Transport Protocol,11,,,,,,UNB!PMU-ST4,0.0,1.0,Device statistic for Number of measurements received from device during last reporting interval.,0,1,1,,Any,STAT,Statistic,ST,-98.6,37.5,PPA:748,2021-05-21 14:01:35
} | MaximumArchiveDays=90 | DesiredRemainingSpace=500,749,ONS_UNB!PMU:ST5,,21,8736f6c7-ad41-4b43-b4f6-e684e0d4ad20,UNB,Unb,60,1,companyAcronym= | protocolName=IEEE C37.118-2005 | vendorAcronym= | vendorDeviceName= | interconnectionName=,,,,10,STTP,Streaming Telemetry Transport Protocol,11,,,,,,UNB!PMU-ST5,0.0,1.0,Device statistic for Expected number of measurements received from device during last reporting interval.,0,1,1,,Any,STAT,Statistic,ST,-98.6,37.5,PPA:749,2021-05-21 14:01:35
} | MaximumArchiveDays=90 | DesiredRemainingSpace=500,750,ONS_UNB!PMU:ST6,,21,8736f6c7-ad41-4b43-b4f6-e684e0d4ad20,UNB,Unb,60,1,companyAcronym= | protocolName=IEEE C37.118-2005 | vendorAcronym= | vendorDeviceName= | interconnectionName=,,,,10,STTP,Streaming Telemetry Transport Protocol,11,,,,,,UNB!PMU-ST6,0.0,1.0,Device statistic for Number of measurements received while device was reporting errors during last reporting interval.,0,1,1,,Any,STAT,Statistic,ST,-98.6,37.5,PPA:750,2021-05-21 14:01:35
} | MaximumArchiveDays=90 | DesiredRemainingSpace=500,751,ONS_UNB!PMU:ST7,,21,8736f6c7-ad41-4b43-b4f6-e684e0d4ad20,UNB,Unb,60,1,companyAcronym= | protocolName=IEEE C37.118-2005 | vendorAcronym= | vendorDeviceName= | interconnectionName=,,,,10,STTP,Streaming Telemetry Transport Protocol,11,,,,,,UNB!PMU-ST7,0.0,1.0,Device statistic for Number of defined measurements (per frame) from device during last reporting interval.,0,1,1,,Any,STAT,Statistic,ST,-98.6,37.5,PPA:751,2021-05-21 14:01:35
} | MaximumArchiveDays=90 | DesiredRemainingSpace=500,752,ONS_UNICAMP!PMU:ST1,,22,8736f6c7-ad41-4b43-b4f6-e684e0d4ad20,UNICAMP,Unicamp,60,1,companyAcronym= | protocolName=IEEE C37.118-2005 | vendorAcronym= | vendorDeviceName= | interconnectionName=,,,,10,STTP,Streaming Telemetry Transport Protocol,11,,,,,,UNICAMP!PMU-ST1,0.0,1.0,Device statistic for Number of data quality errors reported by device during last reporting interval.,0,1,1,,Any,STAT,Statistic,ST,-98.6,37.5,PPA:752,2021-05-21 14:01:35
} | MaximumArchiveDays=90 | DesiredRemainingSpace=500,753,ONS_UNICAMP!PMU:ST2,,22,8736f6c7-ad41-4b43-b4f6-e684e0d4ad20,UNICAMP,Unicamp,60,1,companyAcronym= | protocolName=IEEE C37.118-2005 | vendorAcronym= | vendorDeviceName= | interconnectionName=,,,,10,STTP,Streaming Telemetry Transport Protocol,11,,,,,,UNICAMP!PMU-ST2,0.0,1.0,Device statistic for Number of time quality errors reported by device during last reporting interval.,0,1,1,,Any,STAT,Statistic,ST,-98.6,37.5,PPA:753,2021-05-21 14:01:35
} | MaximumArchiveDays=90 | DesiredRemainingSpace=500,754,ONS_UNICAMP!PMU:ST3,,22,8736f6c7-ad41-4b43-b4f6-e684e0d4ad20,UNICAMP,Unicamp,60,1,companyAcronym= | protocolName=IEEE C37.118-2005 | vendorAcronym= | vendorDeviceName= | interconnectionName=,,,,10,STTP,Streaming Telemetry Transport Protocol,11,,,,,,UNICAMP!PMU-ST3,0.0,1.0,Device statistic for Number of device errors reported by device during last reporting interval.,0,1,1,,Any,STAT,Statistic,ST,-98.6,37.5,PPA:754,2021-05-21 14:01:35
} | MaximumArchiveDays=90 | DesiredRemainingSpace=500,755,ONS_UNICAMP!PMU:ST4,,22,8736f6c7-ad41-4b43-b4f6-e684e0d4ad20,UNICAMP,Unicamp,60,1,companyAcronym= | protocolName=IEEE C37.118-2005 | vendorAcronym= | vendorDeviceName= | interconnectionName=,,,,10,STTP,Streaming Telemetry Transport Protocol,11,,,,,,UNICAMP!PMU-ST4,0.0,1.0,Device statistic for Number of measurements received from device during last reporting interval.,0,1,1,,Any,STAT,Statistic,ST,-98.6,37.5,PPA:755,2021-05-21 14:01:35
} | MaximumArchiveDays=90 | DesiredRemainingSpace=500,756,ONS_UNICAMP!PMU:ST5,,22,8736f6c7-ad41-4b43-b4f6-e684e0d4ad20,UNICAMP,Unicamp,60,1,companyAcronym= | protocolName=IEEE C37.118-2005 | vendorAcronym= | vendorDeviceName= | interconnectionName=,,,,10,STTP,Streaming Telemetry Transport Protocol,11,,,,,,UNICAMP!PMU-ST5,0.0,1.0,Device statistic for Expected number of measurements received from device during last reporting interval.,0,1,1,,Any,STAT,Statistic,ST,-98.6,37.5,PPA:756,2021-05-21 14:01:35
} | MaximumArchiveDays=90 | DesiredRemainingSpace=500,757,ONS_UNICAMP!PMU:ST6,,22,8736f6c7-ad41-4b43-b4f6-e684e0d4ad20,UNICAMP,Unicamp,60,1,companyAcronym= | protocolName=IEEE C37.118-2005 | vendorAcronym= | vendorDeviceName= | interconnectionName=,,,,10,STTP,Streaming Telemetry Transport Protocol,11,,,,,,UNICAMP!PMU-ST6,0.0,1.0,Device statistic for Number of measurements received while device was reporting errors during last reporting interval.,0,1,1,,Any,STAT,Statistic,ST,-98.6,37.5,PPA:757,2021-05-21 14:01:35
} | MaximumArchiveDays=90 | DesiredRemainingSpace=500,758,ONS_UNICAMP!PMU:ST7,,22,8736f6c7-ad41-4b43-b4f6-e684e0d4ad20,UNICAMP,Unicamp,60,1,companyAcronym= | protocolName=IEEE C37.118-2005 | vendorAcronym= | vendorDeviceName= | interconnectionName=,,,,10,STTP,Streaming Telemetry Transport Protocol,11,,,,,,UNICAMP!PMU-ST7,0.0,1.0,Device statistic for Number of defined measurements (per frame) from device during last reporting interval.,0,1,1,,Any,STAT,Statistic,ST,-98.6,37.5,PPA:758,2021-05-21 14:01:35
} | MaximumArchiveDays=90 | DesiredRemainingSpace=500,759,ONS_UNIFAP!PMU:ST1,,23,8736f6c7-ad41-4b43-b4f6-e684e0d4ad20,UNIFAP,Unifap,60,1,companyAcronym= | protocolName=IEEE C37.118-2005 | vendorAcronym= | vendorDeviceName= | interconnectionName=,,,,10,STTP,Streaming Telemetry Transport Protocol,11,,,,,,UNIFAP!PMU-ST1,0.0,1.0,Device statistic for Number of data quality errors reported by device during last reporting interval.,0,1,1,,Any,STAT,Statistic,ST,-98.6,37.5,PPA:759,2021-05-21 14:01:35
} | MaximumArchiveDays=90 | DesiredRemainingSpace=500,760,ONS_UNIFAP!PMU:ST2,,23,8736f6c7-ad41-4b43-b4f6-e684e0d4ad20,UNIFAP,Unifap,60,1,companyAcronym= | protocolName=IEEE C37.118-2005 | vendorAcronym= | vendorDeviceName= | interconnectionName=,,,,10,STTP,Streaming Telemetry Transport Protocol,11,,,,,,UNIFAP!PMU-ST2,0.0,1.0,Device statistic for Number of time quality errors reported by device during last reporting interval.,0,1,1,,Any,STAT,Statistic,ST,-98.6,37.5,PPA:760,2021-05-21 14:01:35
} | MaximumArchiveDays=90 | DesiredRemainingSpace=500,761,ONS_UNIFAP!PMU:ST3,,23,8736f6c7-ad41-4b43-b4f6-e684e0d4ad20,UNIFAP,Unifap,60,1,companyAcronym= | protocolName=IEEE C37.118-2005 | vendorAcronym= | vendorDeviceName= | interconnectionName=,,,,10,STTP,Streaming Telemetry Transport Protocol,11,,,,,,UNIFAP!PMU-ST3,0.0,1.0,Device statistic for Number of device errors reported by device during last reporting interval.,0,1,1,,Any,STAT,Statistic,ST,-98.6,37.5,PPA:761,2021-05-21 14:01:35
} | MaximumArchiveDays=90 | DesiredRemainingSpace=500,762,ONS_UNIFAP!PMU:ST4,,23,8736f6c7-ad41-4b43-b4f6-e684e0d4ad20,UNIFAP,Unifap,60,1,companyAcronym= | protocolName=IEEE C37.118-2005 | vendorAcronym= | vendorDeviceName= | interconnectionName=,,,,10,STTP,Streaming Telemetry Transport Protocol,11,,,,,,UNIFAP!PMU-ST4,0.0,1.0,Device statistic for Number of measurements received from device during last reporting interval.,0,1,1,,Any,STAT,Statistic,ST,-98.6,37.5,PPA:762,2021-05-21 14:01:35
} | MaximumArchiveDays=90 | DesiredRemainingSpace=500,763,ONS_UNIFAP!PMU:ST5,,23,8736f6c7-ad41-4b43-b4f6-e684e0d4ad20,UNIFAP,Unifap,60,1,companyAcronym= | protocolName=IEEE C37.118-2005 | vendorAcronym= | vendorDeviceName= | interconnectionName=,,,,10,STTP,Streaming Telemetry Transport Protocol,11,,,,,,UNIFAP!PMU-ST5,0.0,1.0,Device statistic for Expected number of measurements received from device during last reporting interval.,0,1,1,,Any,STAT,Statistic,ST,-98.6,37.5,PPA:763,2021-05-21 14:01:35
} | MaximumArchiveDays=90 | DesiredRemainingSpace=500,764,ONS_UNIFAP!PMU:ST6,,23,8736f6c7-ad41-4b43-b4f6-e684e0d4ad20,UNIFAP,Unifap,60,1,companyAcronym= | protocolName=IEEE C37.118-2005 | vendorAcronym= | vendorDeviceName= | interconnectionName=,,,,10,STTP,Streaming Telemetry Transport Protocol,11,,,,,,UNIFAP!PMU-ST6,0.0,1.0,Device statistic for Number of measurements received while device was reporting errors during last reporting interval.,0,1,1,,Any,STAT,Statistic,ST,-98.6,37.5,PPA:764,2021-05-21 14:01:35
} | MaximumArchiveDays=90 | DesiredRemainingSpace=500,765,ONS_UNIFAP!PMU:ST7,,23,8736f6c7-ad41-4b43-b4f6-e684e0d4ad20,UNIFAP,Unifap,60,1,companyAcronym= | protocolName=IEEE C37.118-2005 | vendorAcronym= | vendorDeviceName= | interconnectionName=,,,,10,STTP,Streaming Telemetry Transport Protocol,11,,,,,,UNIFAP!PMU-ST7,0.0,1.0,Device statistic for Number of defined measurements (per frame) from device during last reporting interval.,0,1,1,,Any,STAT,Statistic,ST,-98.6,37.5,PPA:765,2021-05-21 14:01:35
} | MaximumArchiveDays=90 | DesiredRemainingSpace=500,766,ONS_UNIFEI!PMU:ST1,,24,8736f6c7-ad41-4b43-b4f6-e684e0d4ad20,UNIFEI,Unifei,60,1,companyAcronym= | protocolName=IEEE C37.118-2005 | vendorAcronym= | vendorDeviceName= | interconnectionName=,,,,10,STTP,Streaming Telemetry Transport Protocol,11,,,,,,UNIFEI!PMU-ST1,0.0,1.0,Device statistic for Number of data quality errors reported by device during last reporting interval.,0,1,1,,Any,STAT,Statistic,ST,-98.6,37.5,PPA:766,2021-05-21 14:01:35
} | MaximumArchiveDays=90 | DesiredRemainingSpace=500,767,ONS_UNIFEI!PMU:ST2,,24,8736f6c7-ad41-4b43-b4f6-e684e0d4ad20,UNIFEI,Unifei,60,1,companyAcronym= | protocolName=IEEE C37.118-2005 | vendorAcronym= | vendorDeviceName= | interconnectionName=,,,,10,STTP,Streaming Telemetry Transport Protocol,11,,,,,,UNIFEI!PMU-ST2,0.0,1.0,Device statistic for Number of time quality errors reported by device during last reporting interval.,0,1,1,,Any,STAT,Statistic,ST,-98.6,37.5,PPA:767,2021-05-21 14:01:35
} | MaximumArchiveDays=90 | DesiredRemainingSpace=500,768,ONS_UNIFEI!PMU:ST3,,24,8736f6c7-ad41-4b43-b4f6-e684e0d4ad20,UNIFEI,Unifei,60,1,companyAcronym= | protocolName=IEEE C37.118-2005 | vendorAcronym= | vendorDeviceName= | interconnectionName=,,,,10,STTP,Streaming Telemetry Transport Protocol,11,,,,,,UNIFEI!PMU-ST3,0.0,1.0,Device statistic for Number of device errors reported by device during last reporting interval.,0,1,1,,Any,STAT,Statistic,ST,-98.6,37.5,PPA:768,2021-05-21 14:01:35
} | MaximumArchiveDays=90 | DesiredRemainingSpace=500,769,ONS_UNIFEI!PMU:ST4,,24,8736f6c7-ad41-4b43-b4f6-e684e0d4ad20,UNIFEI,Unifei,60,1,companyAcronym= | protocolName=IEEE C37.118-2005 | vendorAcronym= | vendorDeviceName= | interconnectionName=,,,,10,STTP,Streaming Telemetry Transport Protocol,11,,,,,,UNIFEI!PMU-ST4,0.0,1.0,Device statistic for Number of measurements received from device during last reporting interval.,0,1,1,,Any,STAT,Statistic,ST,-98.6,37.5,PPA:769,2021-05-21 14:01:35
} | MaximumArchiveDays=90 | DesiredRemainingSpace=500,770,ONS_UNIFEI!PMU:ST5,,24,8736f6c7-ad41-4b43-b4f6-e684e0d4ad20,UNIFEI,Unifei,60,1,companyAcronym= | protocolName=IEEE C37.118-2005 | vendorAcronym= | vendorDeviceName= | interconnectionName=,,,,10,STTP,Streaming Telemetry Transport Protocol,11,,,,,,UNIFEI!PMU-ST5,0.0,1.0,Device statistic for Expected number of measurements received from device during last reporting interval.,0,1,1,,Any,STAT,Statistic,ST,-98.6,37.5,PPA:770,2021-05-21 14:01:35
} | MaximumArchiveDays=90 | DesiredRemainingSpace=500,771,ONS_UNIFEI!PMU:ST6,,24,8736f6c7-ad41-4b43-b4f6-e684e0d4ad20,UNIFEI,Unifei,60,1,companyAcronym= | protocolName=IEEE C37.118-2005 | vendorAcronym= | vendorDeviceName= | interconnectionName=,,,,10,STTP,Streaming Telemetry Transport Protocol,11,,,,,,UNIFEI!PMU-ST6,0.0,1.0,Device statistic for Number of measurements received while device was reporting errors during last reporting interval.,0,1,1,,Any,STAT,Statistic,ST,-98.6,37.5,PPA:771,2021-05-21 14:01:35
} | MaximumArchiveDays=90 | DesiredRemainingSpace=500,772,ONS_UNIFEI!PMU:ST7,,24,8736f6c7-ad41-4b43-b4f6-e684e0d4ad20,UNIFEI,Unifei,60,1,companyAcronym= | protocolName=IEEE C37.118-2005 | vendorAcronym= | vendorDeviceName= | interconnectionName=,,,,10,STTP,Streaming Telemetry Transport Protocol,11,,,,,,UNIFEI!PMU-ST7,0.0,1.0,Device statistic for Number of defined measurements (per frame) from device during last reporting interval.,0,1,1,,Any,STAT,Statistic,ST,-98.6,37.5,PPA:772,2021-05-21 14:01:35
} | MaximumArchiveDays=90 | DesiredRemainingSpace=500,773,ONS_UNIPAMPA!PMU:ST1,,25,8736f6c7-ad41-4b43-b4f6-e684e0d4ad20,UNIPAMPA,Unipampa,60,1,companyAcronym= | protocolName=IEEE C37.118-2005 | vendorAcronym= | vendorDeviceName= | interconnectionName=,,,,10,STTP,Streaming Telemetry Transport Protocol,11,,,,,,UNIPAMPA!PMU-ST1,0.0,1.0,Device statistic for Number of data quality errors reported by device during last reporting interval.,0,1,1,,Any,STAT,Statistic,ST,-98.6,37.5,PPA:773,2021-05-21 14:01:35
} | MaximumArchiveDays=90 | DesiredRemainingSpace=500,774,ONS_UNIPAMPA!PMU:ST2,,25,8736f6c7-ad41-4b43-b4f6-e684e0d4ad20,UNIPAMPA,Unipampa,60,1,companyAcronym= | protocolName=IEEE C37.118-2005 | vendorAcronym= | vendorDeviceName= | interconnectionName=,,,,10,STTP,Streaming Telemetry Transport Protocol,11,,,,,,UNIPAMPA!PMU-ST2,0.0,1.0,Device statistic for Number of time quality errors reported by device during last reporting interval.,0,1,1,,Any,STAT,Statistic,ST,-98.6,37.5,PPA:774,2021-05-21 14:01:35
} | MaximumArchiveDays=90 | DesiredRemainingSpace=500,775,ONS_UNIPAMPA!PMU:ST3,,25,8736f6c7-ad41-4b43-b4f6-e684e0d4ad20,UNIPAMPA,Unipampa,60,1,companyAcronym= | protocolName=IEEE C37.118-2005 | vendorAcronym= | vendorDeviceName= | interconnectionName=,,,,10,STTP,Streaming Telemetry Transport Protocol,11,,,,,,UNIPAMPA!PMU-ST3,0.0,1.0,Device statistic for Number of device errors reported by device during last reporting interval.,0,1,1,,Any,STAT,Statistic,ST,-98.6,37.5,PPA:775,2021-05-21 14:01:35
} | MaximumArchiveDays=90 | DesiredRemainingSpace=500,776,ONS_UNIPAMPA!PMU:ST4,,25,8736f6c7-ad41-4b43-b4f6-e684e0d4ad20,UNIPAMPA,Unipampa,60,1,companyAcronym= | protocolName=IEEE C37.118-2005 | vendorAcronym= | vendorDeviceName= | interconnectionName=,,,,10,STTP,Streaming Telemetry Transport Protocol,11,,,,,,UNIPAMPA!PMU-ST4,0.0,1.0,Device statistic for Number of measurements received from device during last reporting interval.,0,1,1,,Any,STAT,Statistic,ST,-98.6,37.5,PPA:776,2021-05-21 14:01:35
} | MaximumArchiveDays=90 | DesiredRemainingSpace=500,777,ONS_UNIPAMPA!PMU:ST5,,25,8736f6c7-ad41-4b43-b4f6-e684e0d4ad20,UNIPAMPA,Unipampa,60,1,companyAcronym= | protocolName=IEEE C37.118-2005 | vendorAcronym= | vendorDeviceName= | interconnectionName=,,,,10,STTP,Streaming Telemetry Transport Protocol,11,,,,,,UNIPAMPA!PMU-ST5,0.0,1.0,Device statistic for Expected number of measurements received from device during last reporting interval.,0,1,1,,Any,STAT,Statistic,ST,-98.6,37.5,PPA:777,2021-05-21 14:01:35
} | MaximumArchiveDays=90 | DesiredRemainingSpace=500,778,ONS_UNIPAMPA!PMU:ST6,,25,8736f6c7-ad41-4b43-b4f6-e684e0d4ad20,UNIPAMPA,Unipampa,60,1,companyAcronym= | protocolName=IEEE C37.118-2005 | vendorAcronym= | vendorDeviceName= | interconnectionName=,,,,10,STTP,Streaming Telemetry Transport Protocol,11,,,,,,UNIPAMPA!PMU-ST6,0.0,1.0,Device statistic for Number of measurements received while device was reporting errors during last reporting interval.,0,1,1,,Any,STAT,Statistic,ST,-98.6,37.5,PPA:778,2021-05-21 14:01:35
} | MaximumArchiveDays=90 | DesiredRemainingSpace=500,779,ONS_UNIPAMPA!PMU:ST7,,25,8736f6c7-ad41-4b43-b4f6-e684e0d4ad20,UNIPAMPA,Unipampa,60,1,companyAcronym= | protocolName=IEEE C37.118-2005 | vendorAcronym= | vendorDeviceName= | interconnectionName=,,,,10,STTP,Streaming Telemetry Transport Protocol,11,,,,,,UNIPAMPA!PMU-ST7,0.0,1.0,Device statistic for Number of defined measurements (per frame) from device during last reporting interval.,0,1,1,,Any,STAT,Statistic,ST,-98.6,37.5,PPA:779,2021-05-21 14:01:35
} | MaximumArchiveDays=90 | DesiredRemainingSpace=500,780,ONS_UNIR!PMU:ST1,,26,8736f6c7-ad41-4b43-b4f6-e684e0d4ad20,UNIR,Unir,60,1,companyAcronym= | protocolName=IEEE C37.118-2005 | vendorAcronym= | vendorDeviceName= | interconnectionName=,,,,10,STTP,Streaming Telemetry Transport Protocol,11,,,,,,UNIR!PMU-ST1,0.0,1.0,Device statistic for Number of data quality errors reported by device during last reporting interval.,0,1,1,,Any,STAT,Statistic,ST,-98.6,37.5,PPA:780,2021-05-21 14:01:35
} | MaximumArchiveDays=90 | DesiredRemainingSpace=500,781,ONS_UNIR!PMU:ST2,,26,8736f6c7-ad41-4b43-b4f6-e684e0d4ad20,UNIR,Unir,60,1,companyAcronym= | protocolName=IEEE C37.118-2005 | vendorAcronym= | vendorDeviceName= | interconnectionName=,,,,10,STTP,Streaming Telemetry Transport Protocol,11,,,,,,UNIR!PMU-ST2,0.0,1.0,Device statistic for Number of time quality errors reported by device during last reporting interval.,0,1,1,,Any,STAT,Statistic,ST,-98.6,37.5,PPA:781,2021-05-21 14:01:35
} | MaximumArchiveDays=90 | DesiredRemainingSpace=500,782,ONS_UNIR!PMU:ST3,,26,8736f6c7-ad41-4b43-b4f6-e684e0d4ad20,UNIR,Unir,60,1,companyAcronym= | protocolName=IEEE C37.118-2005 | vendorAcronym= | vendorDeviceName= | interconnectionName=,,,,10,STTP,Streaming Telemetry Transport Protocol,11,,,,,,UNIR!PMU-ST3,0.0,1.0,Device statistic for Number of device errors reported by device during last reporting interval.,0,1,1,,Any,STAT,Statistic,ST,-98.6,37.5,PPA:782,2021-05-21 14:01:35
} | MaximumArchiveDays=90 | DesiredRemainingSpace=500,783,ONS_UNIR!PMU:ST4,,26,8736f6c7-ad41-4b43-b4f6-e684e0d4ad20,UNIR,Unir,60,1,companyAcronym= | protocolName=IEEE C37.118-2005 | vendorAcronym= | vendorDeviceName= | interconnectionName=,,,,10,STTP,Streaming Telemetry Transport Protocol,11,,,,,,UNIR!PMU-ST4,0.0,1.0,Device statistic for Number of measurements received from device during last reporting interval.,0,1,1,,Any,STAT,Statistic,ST,-98.6,37.5,PPA:783,2021-05-21 14:01:35
} | MaximumArchiveDays=90 | DesiredRemainingSpace=500,784,ONS_UNIR!PMU:ST5,,26,8736f6c7-ad41-4b43-b4f6-e684e0d4ad20,UNIR,Unir,60,1,companyAcronym= | protocolName=IEEE C37.118-2005 | vendorAcronym= | vendorDeviceName= | interconnectionName=,,,,10,STTP,Streaming Telemetry Transport Protocol,11,,,,,,UNIR!PMU-ST5,0.0,1.0,Device statistic for Expected number of measurements received from device during last reporting interval.,0,1,1,,Any,STAT,Statistic,ST,-98.6,37.5,PPA:784,2021-05-21 14:01:35
} | MaximumArchiveDays=90 | DesiredRemainingSpace=500,785,ONS_UNIR!PMU:ST6,,26,8736f6c7-ad41-4b43-b4f6-e684e0d4ad20,UNIR,Unir,60,1,companyAcronym= | protocolName=IEEE C37.118-2005 | vendorAcronym= | vendorDeviceName= | interconnectionName=,,,,10,STTP,Streaming Telemetry Transport Protocol,11,,,,,,UNIR!PMU-ST6,0.0,1.0,Device statistic for Number of measurements received while device was reporting errors during last reporting interval.,0,1,1,,Any,STAT,Statistic,ST,-98.6,37.5,PPA:785,2021-05-21 14:01:35
} | MaximumArchiveDays=90 | DesiredRemainingSpace=500,786,ONS_UNIR!PMU:ST7,,26,8736f6c7-ad41-4b43-b4f6-e684e0d4ad20,UNIR,Unir,60,1,companyAcronym= | protocolName=IEEE C37.118-2005 | vendorAcronym= | vendorDeviceName= | interconnectionName=,,,,10,STTP,Streaming Telemetry Transport Protocol,11,,,,,,UNIR!PMU-ST7,0.0,1.0,Device statistic for Number of defined measurements (per frame) from device during last reporting interval.,0,1,1,,Any,STAT,Statistic,ST,-98.6,37.5,PPA:786,2021-05-21 14:01:35
} | MaximumArchiveDays=90 | DesiredRemainingSpace=500,787,ONS_USP_SC!PMU:ST1,,27,8736f6c7-ad41-4b43-b4f6-e684e0d4ad20,USP_SC,Usp_Sc,60,1,companyAcronym= | protocolName=IEEE C37.118-2005 | vendorAcronym= | vendorDeviceName= | interconnectionName=,,,,10,STTP,Streaming Telemetry Transport Protocol,11,,,,,,USP_SC!PMU-ST1,0.0,1.0,Device statistic for Number of data quality errors reported by device during last reporting interval.,0,1,1,,Any,STAT,Statistic,ST,-98.6,37.5,PPA:787,2021-05-21 14:01:35
} | MaximumArchiveDays=90 | DesiredRemainingSpace=500,788,ONS_USP_SC!PMU:ST2,,27,8736f6c7-ad41-4b43-b4f6-e684e0d4ad20,USP_SC,Usp_Sc,60,1,companyAcronym= | protocolName=IEEE C37.118-2005 | vendorAcronym= | vendorDeviceName= | interconnectionName=,,,,10,STTP,Streaming Telemetry Transport Protocol,11,,,,,,USP_SC!PMU-ST2,0.0,1.0,Device statistic for Number of time quality errors reported by device during last reporting interval.,0,1,1,,Any,STAT,Statistic,ST,-98.6,37.5,PPA:788,2021-05-21 14:01:35
} | MaximumArchiveDays=90 | DesiredRemainingSpace=500,789,ONS_USP_SC!PMU:ST3,,27,8736f6c7-ad41-4b43-b4f6-e684e0d4ad20,USP_SC,Usp_Sc,60,1,companyAcronym= | protocolName=IEEE C37.118-2005 | vendorAcronym= | vendorDeviceName= | interconnectionName=,,,,10,STTP,Streaming Telemetry Transport Protocol,11,,,,,,USP_SC!PMU-ST3,0.0,1.0,Device statistic for Number of device errors reported by device during last reporting interval.,0,1,1,,Any,STAT,Statistic,ST,-98.6,37.5,PPA:789,2021-05-21 14:01:35
} | MaximumArchiveDays=90 | DesiredRemainingSpace=500,790,ONS_USP_SC!PMU:ST4,,27,8736f6c7-ad41-4b43-b4f6-e684e0d4ad20,USP_SC,Usp_Sc,60,1,companyAcronym= | protocolName=IEEE C37.118-2005 | vendorAcronym= | vendorDeviceName= | interconnectionName=,,,,10,STTP,Streaming Telemetry Transport Protocol,11,,,,,,USP_SC!PMU-ST4,0.0,1.0,Device statistic for Number of measurements received from device during last reporting interval.,0,1,1,,Any,STAT,Statistic,ST,-98.6,37.5,PPA:790,2021-05-21 14:01:35
} | MaximumArchiveDays=90 | DesiredRemainingSpace=500,791,ONS_USP_SC!PMU:ST5,,27,8736f6c7-ad41-4b43-b4f6-e684e0d4ad20,USP_SC,Usp_Sc,60,1,companyAcronym= | protocolName=IEEE C37.118-2005 | vendorAcronym= | vendorDeviceName= | interconnectionName=,,,,10,STTP,Streaming Telemetry Transport Protocol,11,,,,,,USP_SC!PMU-ST5,0.0,1.0,Device statistic for Expected number of measurements received from device during last reporting interval.,0,1,1,,Any,STAT,Statistic,ST,-98.6,37.5,PPA:791,2021-05-21 14:01:35
} | MaximumArchiveDays=90 | DesiredRemainingSpace=500,792,ONS_USP_SC!PMU:ST6,,27,8736f6c7-ad41-4b43-b4f6-e684e0d4ad20,USP_SC,Usp_Sc,60,1,companyAcronym= | protocolName=IEEE C37.118-2005 | vendorAcronym= | vendorDeviceName= | interconnectionName=,,,,10,STTP,Streaming Telemetry Transport Protocol,11,,,,,,USP_SC!PMU-ST6,0.0,1.0,Device statistic for Number of measurements received while device was reporting errors during last reporting interval.,0,1,1,,Any,STAT,Statistic,ST,-98.6,37.5,PPA:792,2021-05-21 14:01:35
} | MaximumArchiveDays=90 | DesiredRemainingSpace=500,793,ONS_USP_SC!PMU:ST7,,27,8736f6c7-ad41-4b43-b4f6-e684e0d4ad20,USP_SC,Usp_Sc,60,1,companyAcronym= | protocolName=IEEE C37.118-2005 | vendorAcronym= | vendorDeviceName= | interconnectionName=,,,,10,STTP,Streaming Telemetry Transport Protocol,11,,,,,,USP_SC!PMU-ST7,0.0,1.0,Device statistic for Number of defined measurements (per frame) from device during last reporting interval.,0,1,1,,Any,STAT,Statistic,ST,-98.6,37.5,PPA:793,2021-05-21 14:01:35
} | MaximumArchiveDays=90 | DesiredRemainingSpace=500,794,ONS_UTFPR!PMU:ST1,,28,8736f6c7-ad41-4b43-b4f6-e684e0d4ad20,UTFPR,Utfpr,60,1,companyAcronym= | protocolName=IEEE C37.118-2005 | vendorAcronym= | vendorDeviceName= | interconnectionName=,,,,10,STTP,Streaming Telemetry Transport Protocol,11,,,,,,UTFPR!PMU-ST1,0.0,1.0,Device statistic for Number of data quality errors reported by device during last reporting interval.,0,1,1,,Any,STAT,Statistic,ST,-98.6,37.5,PPA:794,2021-05-21 14:01:35
} | MaximumArchiveDays=90 | DesiredRemainingSpace=500,795,ONS_UTFPR!PMU:ST2,,28,8736f6c7-ad41-4b43-b4f6-e684e0d4ad20,UTFPR,Utfpr,60,1,companyAcronym= | protocolName=IEEE C37.118-2005 | vendorAcronym= | vendorDeviceName= | interconnectionName=,,,,10,STTP,Streaming Telemetry Transport Protocol,11,,,,,,UTFPR!PMU-ST2,0.0,1.0,Device statistic for Number of time quality errors reported by device during last reporting interval.,0,1,1,,Any,STAT,Statistic,ST,-98.6,37.5,PPA:795,2021-05-21 14:01:35
} | MaximumArchiveDays=90 | DesiredRemainingSpace=500,796,ONS_UTFPR!PMU:ST3,,28,8736f6c7-ad41-4b43-b4f6-e684e0d4ad20,UTFPR,Utfpr,60,1,companyAcronym= | protocolName=IEEE C37.118-2005 | vendorAcronym= | vendorDeviceName= | interconnectionName=,,,,10,STTP,Streaming Telemetry Transport Protocol,11,,,,,,UTFPR!PMU-ST3,0.0,1.0,Device statistic for Number of device errors reported by device during last reporting interval.,0,1,1,,Any,STAT,Statistic,ST,-98.6,37.5,PPA:796,2021-05-21 14:01:35
} | MaximumArchiveDays=90 | DesiredRemainingSpace=500,797,ONS_UTFPR!PMU:ST4,,28,8736f6c7-ad41-4b43-b4f6-e684e0d4ad20,UTFPR,Utfpr,60,1,companyAcronym= | protocolName=IEEE C37.118-2005 | vendorAcronym= | vendorDeviceName= | interconnectionName=,,,,10,STTP,Streaming Telemetry Transport Protocol,11,,,,,,UTFPR!PMU-ST4,0.0,1.0,Device statistic for Number of measurements received from device during last reporting interval.,0,1,1,,Any,STAT,Statistic,ST,-98.6,37.5,PPA:797,2021-05-21 14:01:35
} | MaximumArchiveDays=90 | DesiredRemainingSpace=500,798,ONS_UTFPR!PMU:ST5,,28,8736f6c7-ad41-4b43-b4f6-e684e0d4ad20,UTFPR,Utfpr,60,1,companyAcronym= | protocolName=IEEE C37.118-2005 | vendorAcronym= | vendorDeviceName= | interconnectionName=,,,,10,STTP,Streaming Telemetry Transport Protocol,11,,,,,,UTFPR!PMU-ST5,0.0,1.0,Device statistic for Expected number of measurements received from device during last reporting interval.,0,1,1,,Any,STAT,Statistic,ST,-98.6,37.5,PPA:798,2021-05-21 14:01:35
} | MaximumArchiveDays=90 | DesiredRemainingSpace=500,799,ONS_UTFPR!PMU:ST6,,28,8736f6c7-ad41-4b43-b4f6-e684e0d4ad20,UTFPR,Utfpr,60,1,companyAcronym= | protocolName=IEEE C37.118-2005 | vendorAcronym= | vendorDeviceName= | interconnectionName=,,,,10,STTP,Streaming Telemetry Transport Protocol,11,,,,,,UTFPR!PMU-ST6,0.0,1.0,Device statistic for Number of measurements received while device was reporting errors during last reporting interval.,0,1,1,,Any,STAT,Statistic,ST,-98.6,37.5,PPA:799,2021-05-21 14:01:35
} | MaximumArchiveDays=90 | DesiredRemainingSpace=500,800,ONS_UTFPR!PMU:ST7,,28,8736f6c7-ad41-4b43-b4f6-e684e0d4ad20,UTFPR,Utfpr,60,1,companyAcronym= | protocolName=IEEE C37.118-2005 | vendorAcronym= | vendorDeviceName= | interconnectionName=,,,,10,STTP,Streaming Telemetry Transport Protocol,11,,,,,,UTFPR!PMU-ST7,0.0,1.0,Device statistic for Number of defined measurements (per frame) from device during last reporting interval.,0,1,1,,Any,STAT,Statistic,ST,-98.6,37.5,PPA:800,2021-05-21 14:01:35
} | MaximumArchiveDays=90 | DesiredRemainingSpace=500,801,ONS_UFPI!PMU:ST1,,29,8736f6c7-ad41-4b43-b4f6-e684e0d4ad20,UFPI,Ufpi,60,1,companyAcronym= | protocolName=IEEE C37.118-2005 | vendorAcronym= | vendorDeviceName= | interconnectionName=,,,,10,STTP,Streaming Telemetry Transport Protocol,11,,,,,,UFPI!PMU-ST1,0.0,1.0,Device statistic for Number of data quality errors reported by device during last reporting interval.,0,1,1,,Any,STAT,Statistic,ST,-98.6,37.5,PPA:801,2021-05-21 14:01:35
} | MaximumArchiveDays=90 | DesiredRemainingSpace=500,802,ONS_UFPI!PMU:ST2,,29,8736f6c7-ad41-4b43-b4f6-e684e0d4ad20,UFPI,Ufpi,60,1,companyAcronym= | protocolName=IEEE C37.118-2005 | vendorAcronym= | vendorDeviceName= | interconnectionName=,,,,10,STTP,Streaming Telemetry Transport Protocol,11,,,,,,UFPI!PMU-ST2,0.0,1.0,Device statistic for Number of time quality errors reported by device during last reporting interval.,0,1,1,,Any,STAT,Statistic,ST,-98.6,37.5,PPA:802,2021-05-21 14:01:35
} | MaximumArchiveDays=90 | DesiredRemainingSpace=500,803,ONS_UFPI!PMU:ST3,,29,8736f6c7-ad41-4b43-b4f6-e684e0d4ad20,UFPI,Ufpi,60,1,companyAcronym= | protocolName=IEEE C37.118-2005 | vendorAcronym= | vendorDeviceName= | interconnectionName=,,,,10,STTP,Streaming Telemetry Transport Protocol,11,,,,,,UFPI!PMU-ST3,0.0,1.0,Device statistic for Number of device errors reported by device during last reporting interval.,0,1,1,,Any,STAT,Statistic,ST,-98.6,37.5,PPA:803,2021-05-21 14:01:35
} | MaximumArchiveDays=90 | DesiredRemainingSpace=500,804,ONS_UFPI!PMU:ST4,,29,8736f6c7-ad41-4b43-b4f6-e684e0d4ad20,UFPI,Ufpi,60,1,companyAcronym= | protocolName=IEEE C37.118-2005 | vendorAcronym= | vendorDeviceName= | interconnectionName=,,,,10,STTP,Streaming Telemetry Transport Protocol,11,,,,,,UFPI!PMU-ST4,0.0,1.0,Device statistic for Number of measurements received from device during last reporting interval.,0,1,1,,Any,STAT,Statistic,ST,-98.6,37.5,PPA:804,2021-05-21 14:01:35
} | MaximumArchiveDays=90 | DesiredRemainingSpace=500,805,ONS_UFPI!PMU:ST5,,29,8736f6c7-ad41-4b43-b4f6-e684e0d4ad20,UFPI,Ufpi,60,1,companyAcronym= | protocolName=IEEE C37.118-2005 | vendorAcronym= | vendorDeviceName= | interconnectionName=,,,,10,STTP,Streaming Telemetry Transport Protocol,11,,,,,,UFPI!PMU-ST5,0.0,1.0,Device statistic for Expected number of measurements received from device during last reporting interval.,0,1,1,,Any,STAT,Statistic,ST,-98.6,37.5,PPA:805,2021-05-21 14:01:35
} | MaximumArchiveDays=90 | DesiredRemainingSpace=500,806,ONS_UFPI!PMU:ST6,,29,8736f6c7-ad41-4b43-b4f6-e684e0d4ad20,UFPI,Ufpi,60,1,companyAcronym= | protocolName=IEEE C37.118-2005 | vendorAcronym= | vendorDeviceName= | interconnectionName=,,,,10,STTP,Streaming Telemetry Transport Protocol,11,,,,,,UFPI!PMU-ST6,0.0,1.0,Device statistic for Number of measurements received while device was reporting errors during last reporting interval.,0,1,1,,Any,STAT,Statistic,ST,-98.6,37.5,PPA:806,2021-05-21 14:01:35
} | MaximumArchiveDays=90 | DesiredRemainingSpace=500,807,ONS_UFPI!PMU:ST7,,29,8736f6c7-ad41-4b43-b4f6-e684e0d4ad20,UFPI,Ufpi,60,1,companyAcronym= | protocolName=IEEE C37.118-2005 | vendorAcronym= | vendorDeviceName= | interconnectionName=,,,,10,STTP,Streaming Telemetry Transport Protocol,11,,,,,,UFPI!PMU-ST7,0.0,1.0,Device statistic for Number of defined measurements (per frame) from device during last reporting interval.,0,1,1,,Any,STAT,Statistic,ST,-98.6,37.5,PPA:807,2021-05-21 14:01:35
} | MaximumArchiveDays=90 | DesiredRemainingSpace=500,808,GPA_AMLEC_500_PM_01:F,,30,8736f6c7-ad41-4b43-b4f6-e684e0d4ad20,AMLEC_500_PM_01,Amlec_500_Pm_01,60,1,companyAcronym= | protocolName=IEEE C37.118-2005 | vendorAcronym= | vendorDeviceName= | interconnectionName=,,,,10,STTP,Streaming Telemetry Transport Protocol,5,,,,,,AMLEC_500_PM_01-FQ,0.0,1.0,Amlec_500_Pm_01 Frequency,0,1,1,Hz,PMU,FREQ,Frequency,FQ,-98.6,37.5,PPA:808,2021-07-09 14:28:43
} | MaximumArchiveDays=90 | DesiredRemainingSpace=500,809,GPA_AMLEC_500_PM_01:DF,,30,8736f6c7-ad41-4b43-b4f6-e684e0d4ad20,AMLEC_500_PM_01,Amlec_500_Pm_01,60,1,companyAcronym= | protocolName=IEEE C37.118-2005 | vendorAcronym= | vendorDeviceName= | interconnectionName=,,,,10,STTP,Streaming Telemetry Transport Protocol,6,,,,,,AMLEC_500_PM_01-DF,0.0,1.0,Amlec_500_Pm_01 Frequency Delta (dF/dt),0,1,1,,PMU,DFDT,Frequency Delta (dF/dt),DF,-98.6,37.5,PPA:809,2021-07-09 14:28:43
} | MaximumArchiveDays=90 | DesiredRemainingSpace=500,810,GPA_AMLEC_500_PM_01:S,,30,8736f6c7-ad41-4b43-b4f6-e684e0d4ad20,AMLEC_500_PM_01,Amlec_500_Pm_01,60,1,companyAcronym= | protocolName=IEEE C37.118-2005 | vendorAcronym= | vendorDeviceName= | interconnectionName=,,,,10,STTP,Streaming Telemetry Transport Protocol,8,,,,,,AMLEC_500_PM_01-SF,0.0,1.0,Amlec_500_Pm_01 Status Flags,0,1,1,,PMU,FLAG,Status Flags,SF,-98.6,37.5,PPA:810,2021-07-09 14:28:43
} | MaximumArchiveDays=90 | DesiredRemainingSpace=500,811,GPA_AMLEC_500_PM_01-PM1:V,,30,8736f6c7-ad41-4b43-b4f6-e684e0d4ad20,AMLEC_500_PM_01,Amlec_500_Pm_01,60,1,companyAcronym= | protocolName=IEEE C37.118-2005 | vendorAcronym= | vendorDeviceName= | interconnectionName=,,,,10,STTP,Streaming Telemetry Transport Protocol,3,1,LTAMSIL_1_FV_A,V,+,0,AMLEC_500_PM_01-PM1,0.0,1.0,Amlec_500_Pm_01 LTAMSIL_1_FV_A + Voltage Magnitude,0,1,1,Volts,Phasor,VPHM,Voltage Magnitude,PM,-98.6,37.5,PPA:811,2021-07-09 14:28:43
} | MaximumArchiveDays=90 | DesiredRemainingSpace=500,812,GPA_AMLEC_500_PM_01-PA1:VH,,30,8736f6c7-ad41-4b43-b4f6-e684e0d4ad20,AMLEC_500_PM_01,Amlec_500_Pm_01,60,1,companyAcronym= | protocolName=IEEE C37.118-2005 | vendorAcronym= | vendorDeviceName= | interconnectionName=,,,,10,STTP,Streaming Telemetry Transport Protocol,4,1,LTAMSIL_1_FV_A,V,+,0,AMLEC_500_PM_01-PA1,0.0,1.0,Amlec_500_Pm_01 LTAMSIL_1_FV_A + Voltage Phase Angle,0,1,1,Degrees,Phasor,VPHA,Voltage Phase Angle,PA,-98.6,37.5,PPA:812,2021-07-09 14:28:43
} | MaximumArchiveDays=90 | DesiredRemainingSpace=500,813,GPA_AMLEC_500_PM_01-PM2:V,,30,8736f6c7-ad41-4b43-b4f6-e684e0d4ad20,AMLEC_500_PM_01,Amlec_500_Pm_01,60,1,companyAcronym= | protocolName=IEEE C37.118-2005 | vendorAcronym= | vendorDeviceName= | interconnectionName=,,,,10,STTP,Streaming Telemetry Transport Protocol,3,2,LTAMSIL_1_FV_B,V,+,0,AMLEC_500_PM_01-PM2,0.0,1.0,Amlec_500_Pm_01 LTAMSIL_1_FV_B + Voltage Magnitude,0,1,1,Volts,Phasor,VPHM,Voltage Magnitude,PM,-98.6,37.5,PPA:813,2021-07-09 14:28:43
} | MaximumArchiveDays=90 | DesiredRemainingSpace=500,814,GPA_AMLEC_500_PM_01-PA2:VH,,30,8736f6c7-ad41-4b43-b4f6-e684e0d4ad20,AMLEC_500_PM_01,Amlec_500_Pm_01,60,1,companyAcronym= | protocolName=IEEE C37.118-2005 | vendorAcronym= | vendorDeviceName= | interconnectionName=,,,,10,STTP,Streaming Telemetry Transport Protocol,4,2,LTAMSIL_1_FV_B,V,+,0,AMLEC_500_PM_01-PA2,0.0,1.0,Amlec_500_Pm_01 LTAMSIL_1_FV_B + Voltage Phase Angle,0,1,1,Degrees,Phasor,VPHA,Voltage Phase Angle,PA,-98.6,37.5,PPA:814,2021-07-09 14:28:43
} | MaximumArchiveDays=90 | DesiredRemainingSpace=500,815,GPA_AMLEC_500_PM_01-PM3:V,,30,8736f6c7-ad41-4b43-b4f6-e684e0d4ad20,AMLEC_500_PM_01,Amlec_500_Pm_01,60,1,companyAcronym= | protocolName=IEEE C37.118-2005 | vendorAcronym= | vendorDeviceName= | interconnectionName=,,,,10,STTP,Streaming Telemetry Transport Protocol,3,3,LTAMSIL_1_FV_C,V,+,0,AMLEC_500_PM_01-PM3,0.0,1.0,Amlec_500_Pm_01 LTAMSIL_1_FV_C + Voltage Magnitude,0,1,1,Volts,Phasor,VPHM,Voltage Magnitude,PM,-98.6,37.5,PPA:815,2021-07-09 14:28:43
} | MaximumArchiveDays=90 | DesiredRemainingSpace=500,816,GPA_AMLEC_500_PM_01-PA3:VH,,30,8736f6c7-ad41-4b43-b4f6-e684e0d4ad20,AMLEC_500_PM_01,Amlec_500_Pm_01,60,1,companyAcronym= | protocolName=IEEE C37.118-2005 | vendorAcronym= | vendorDeviceName= | interconnectionName=,,,,10,STTP,Streaming Telemetry Transport Protocol,4,3,LTAMSIL_1_FV_C,V,+,0,AMLEC_500_PM_01-PA3,0.0,1.0,Amlec_500_Pm_01 LTAMSIL_1_FV_C + Voltage Phase Angle,0,1,1,Degrees,Phasor,VPHA,Voltage Phase Angle,PA,-98.6,37.5,PPA:816,2021-07-09 14:28:43
} | MaximumArchiveDays=90 | DesiredRemainingSpace=500,817,GPA_AMLEC_500_PM_01-PM4:I,,30,8736f6c7-ad41-4b43-b4f6-e684e0d4ad20,AMLEC_500_PM_01,Amlec_500_Pm_01,60,1,companyAcronym= | protocolName=IEEE C37.118-2005 | vendorAcronym= | vendorDeviceName= | interconnectionName=,,,,10,STTP,Streaming Telemetry Transport Protocol,1,4,LTAMSIL_1_FA_A,I,+,0,AMLEC_500_PM_01-PM4,0.0,1.0,Amlec_500_Pm_01 LTAMSIL_1_FA_A + Current Magnitude,0,1,1,Amps,Phasor,IPHM,Current Magnitude,PM,-98.6,37.5,PPA:817,2021-07-09 14:28:43
} | MaximumArchiveDays=90 | DesiredRemainingSpace=500,818,GPA_AMLEC_500_PM_01-PA4:IH,,30,8736f6c7-ad41-4b43-b4f6-e684e0d4ad20,AMLEC_500_PM_01,Amlec_500_Pm_01,60,1,companyAcronym= | protocolName=IEEE C37.118-2005 | vendorAcronym= | vendorDeviceName= | interconnectionName=,,,,10,STTP,Streaming Telemetry Transport Protocol,2,4,LTAMSIL_1_FA_A,I,+,0,AMLEC_500_PM_01-PA4,0.0,1.0,Amlec_500_Pm_01 LTAMSIL_1_FA_A + Current Phase Angle,0,1,1,Degrees,Phasor,IPHA,Current Phase Angle,PA,-98.6,37.5,PPA:818,2021-07-09 14:28:43
} | MaximumArchiveDays=90 | DesiredRemainingSpace=500,819,GPA_AMLEC_500_PM_01-PM5:I,,30,8736f6c7-ad41-4b43-b4f6-e684e0d4ad20,AMLEC_500_PM_01,Amlec_500_Pm_01,60,1,companyAcronym= | protocolName=IEEE C37.118-2005 | vendorAcronym= | vendorDeviceName= | interconnectionName=,,,,10,STTP,Streaming Telemetry Transport Protocol,1,5,LTAMSIL_1_FA_B,I,+,0,AMLEC_500_PM_01-PM5,0.0,1.0,Amlec_500_Pm_01 LTAMSIL_1_FA_B + Current Magnitude,0,1,1,Amps,Phasor,IPHM,Current Magnitude,PM,-98.6,37.5,PPA:819,2021-07-09 14:28:43
} | MaximumArchiveDays=90 | DesiredRemainingSpace=500,820,GPA_AMLEC_500_PM_01-PA5:IH,,30,8736f6c7-ad41-4b43-b4f6-e684e0d4ad20,AMLEC_500_PM_01,Amlec_500_Pm_01,60,1,companyAcronym= | protocolName=IEEE C37.118-2005 | vendorAcronym= | vendorDeviceName= | interconnectionName=,,,,10,STTP,Streaming Telemetry Transport Protocol,2,5,LTAMSIL_1_FA_B,I,+,0,AMLEC_500_PM_01-PA5,0.0,1.0,Amlec_500_Pm_01 LTAMSIL_1_FA_B + Current Phase Angle,0,1,1,Degrees,Phasor,IPHA,Current Phase Angle,PA,-98.6,37.5,PPA:820,2021-07-09 14:28:43
} | MaximumArchiveDays=90 | DesiredRemainingSpace=500,821,GPA_AMLEC_500_PM_01-PM6:I,,30,8736f6c7-ad41-4b43-b4f6-e684e0d4ad20,AMLEC_500_PM_01,Amlec_500_Pm_01,60,1,companyAcronym= | protocolName=IEEE C37.118-2005 | vendorAcronym= | vendorDeviceName= | interconnectionName=,,,,10,STTP,Streaming Telemetry Transport Protocol,1,6,LTAMSIL_1_FA_C,I,+,0,AMLEC_500_PM_01-PM6,0.0,1.0,Amlec_500_Pm_01 LTAMSIL_1_FA_C + Current Magnitude,0,1,1,Amps,Phasor,IPHM,Current Magnitude,PM,-98.6,37.5,PPA:821,2021-07-09 14:28:43
} | MaximumArchiveDays=90 | DesiredRemainingSpace=500,822,GPA_AMLEC_500_PM_01-PA6:IH,,30,8736f6c7-ad41-4b43-b4f6-e684e0d4ad20,AMLEC_500_PM_01,Amlec_500_Pm_01,60,1,companyAcronym= | protocolName=IEEE C37.118-2005 | vendorAcronym= | vendorDeviceName= | interconnectionName=,,,,10,STTP,Streaming Telemetry Transport Protocol,2,6,LTAMSIL_1_FA_C,I,+,0,AMLEC_500_PM_01-PA6,0.0,1.0,Amlec_500_Pm_01 LTAMSIL_1_FA_C + Current Phase Angle,0,1,1,Degrees,Phasor,IPHA,Current Phase Angle,PA,-98.6,37.5,PPA:822,2021-07-09 14:28:43
} | MaximumArchiveDays=90 | DesiredRemainingSpace=500,823,GPA_AMLEC_500_PM_01-PM7:V,,30,8736f6c7-ad41-4b43-b4f6-e684e0d4ad20,AMLEC_500_PM_01,Amlec_500_Pm_01,60,1,companyAcronym= | protocolName=IEEE C37.118-2005 | vendorAcronym= | vendorDeviceName= | interconnectionName=,,,,10,STTP,Streaming Telemetry Transport Protocol,3,7,LTAMSIL_1_FV_P,V,+,0,AMLEC_500_PM_01-PM7,0.0,1.0,Amlec_500_Pm_01 LTAMSIL_1_FV_P + Voltage Magnitude,0,1,1,Volts,Phasor,VPHM,Voltage Magnitude,PM,-98.6,37.5,PPA:823,2021-07-09 14:28:43
} | MaximumArchiveDays=90 | DesiredRemainingSpace=500,824,GPA_AMLEC_500_PM_01-PA7:VH,,30,8736f6c7-ad41-4b43-b4f6-e684e0d4ad20,AMLEC_500_PM_01,Amlec_500_Pm_01,60,1,companyAcronym= | protocolName=IEEE C37.118-2005 | vendorAcronym= | vendorDeviceName= | interconnectionName=,,,,10,STTP,Streaming Telemetry Transport Protocol,4,7,LTAMSIL_1_FV_P,V,+,0,AMLEC_500_PM_01-PA7,0.0,1.0,Amlec_500_Pm_01 LTAMSIL_1_FV_P + Voltage Phase Angle,0,1,1,Degrees,Phasor,VPHA,Voltage Phase Angle,PA,-98.6,37.5,PPA:824,2021-07-09 14:28:43
} | MaximumArchiveDays=90 | DesiredRemainingSpace=500,825,GPA_AMLEC_500_PM_01-PM8:I,,30,8736f6c7-ad41-4b43-b4f6-e684e0d4ad20,AMLEC_500_PM_01,Amlec_500_Pm_01,60,1,companyAcronym= | protocolName=IEEE C37.118-2005 | vendorAcronym= | vendorDeviceName= | interconnectionName=,,,,10,STTP,Streaming Telemetry Transport Protocol,1,8,LTAMSIL_1_FA_P,I,+,0,AMLEC_500_PM_01-PM8,0.0,1.0,Amlec_500_Pm_01 LTAMSIL_1_FA_P + Current Magnitude,0,1,1,Amps,Phasor,IPHM,Current Magnitude,PM,-98.6,37.5,PPA:825,2021-07-09 14:28:43
} | MaximumArchiveDays=90 | DesiredRemainingSpace=500,826,GPA_AMLEC_500_PM_01-PA8:IH,,30,8736f6c7-ad41-4b43-b4f6-e684e0d4ad20,AMLEC_500_PM_01,Amlec_500_Pm_01,60,1,companyAcronym= | protocolName=IEEE C37.118-2005 | vendorAcronym= | vendorDeviceName= | interconnectionName=,,,,10,STTP,Streaming Telemetry Transport Protocol,2,8,LTAMSIL_1_FA_P,I,+,0,AMLEC_500_PM_01-PA8,0.0,1.0,Amlec_500_Pm_01 LTAMSIL_1_FA_P + Current Phase Angle,0,1,1,Degrees,Phasor,IPHA,Current Phase Angle,PA,-98.6,37.5,PPA:826,2021-07-09 14:28:43
} | MaximumArchiveDays=90 | DesiredRemainingSpace=500,827,GPA_AMLEC_500_PM_02:F,,31,8736f6c7-ad41-4b43-b4f6-e684e0d4ad20,AMLEC_500_PM_02,Amlec_500_Pm_02,60,1,companyAcronym= | protocolName=IEEE C37.118-2005 | vendorAcronym= | vendorDeviceName= | interconnectionName=,,,,10,STTP,Streaming Telemetry Transport Protocol,5,,,,,,AMLEC_500_PM_02-FQ,0.0,1.0,Amlec_500_Pm_02 Frequency,0,1,1,Hz,PMU,FREQ,Frequency,FQ,-98.6,37.5,PPA:827,2021-07-09 14:28:43
} | MaximumArchiveDays=90 | DesiredRemainingSpace=500,828,GPA_AMLEC_500_PM_02:DF,,31,8736f6c7-ad41-4b43-b4f6-e684e0d4ad20,AMLEC_500_PM_02,Amlec_500_Pm_02,60,1,companyAcronym= | protocolName=IEEE C37.118-2005 | vendorAcronym= | vendorDeviceName= | interconnectionName=,,,,10,STTP,Streaming Telemetry Transport Protocol,6,,,,,,AMLEC_500_PM_02-DF,0.0,1.0,Amlec_500_Pm_02 Frequency Delta (dF/dt),0,1,1,,PMU,DFDT,Frequency Delta (dF/dt),DF,-98.6,37.5,PPA:828,2021-07-09 14:28:43
} | MaximumArchiveDays=90 | DesiredRemainingSpace=500,829,GPA_AMLEC_500_PM_02:S,,31,8736f6c7-ad41-4b43-b4f6-e684e0d4ad20,AMLEC_500_PM_02,Amlec_500_Pm_02,60,1,companyAcronym= | protocolName=IEEE C37.118-2005 | vendorAcronym= | vendorDeviceName= | interconnectionName=,,,,10,STTP,Streaming Telemetry Transport Protocol,8,,,,,,AMLEC_500_PM_02-SF,0.0,1.0,Amlec_500_Pm_02 Status Flags,0,1,1,,PMU,FLAG,Status Flags,SF,-98.6,37.5,PPA:829,2021-07-09 14:28:43
} | MaximumArchiveDays=90 | DesiredRemainingSpace=500,830,GPA_AMLEC_500_PM_02-PM1:V,,31,8736f6c7-ad41-4b43-b4f6-e684e0d4ad20,AMLEC_500_PM_02,Amlec_500_Pm_02,60,1,companyAcronym= | protocolName=IEEE C37.118-2005 | vendorAcronym= | vendorDeviceName= | interconnectionName=,,,,10,STTP,Streaming Telemetry Transport Protocol,3,1,LTAMSIL_2_FV_A,V,+,0,AMLEC_500_PM_02-PM1,0.0,1.0,Amlec_500_Pm_02 LTAMSIL_2_FV_A + Voltage Magnitude,0,1,1,Volts,Phasor,VPHM,Voltage Magnitude,PM,-98.6,37.5,PPA:830,2021-07-09 14:28:43
} | MaximumArchiveDays=90 | DesiredRemainingSpace=500,831,GPA_AMLEC_500_PM_02-PA1:VH,,31,8736f6c7-ad41-4b43-b4f6-e684e0d4ad20,AMLEC_500_PM_02,Amlec_500_Pm_02,60,1,companyAcronym= | protocolName=IEEE C37.118-2005 | vendorAcronym= | vendorDeviceName= | interconnectionName=,,,,10,STTP,Streaming Telemetry Transport Protocol,4,1,LTAMSIL_2_FV_A,V,+,0,AMLEC_500_PM_02-PA1,0.0,1.0,Amlec_500_Pm_02 LTAMSIL_2_FV_A + Voltage Phase Angle,0,1,1,Degrees,Phasor,VPHA,Voltage Phase Angle,PA,-98.6,37.5,PPA:831,2021-07-09 14:28:44
} | MaximumArchiveDays=90 | DesiredRemainingSpace=500,832,GPA_AMLEC_500_PM_02-PM2:V,,31,8736f6c7-ad41-4b43-b4f6-e684e0d4ad20,AMLEC_500_PM_02,Amlec_500_Pm_02,60,1,companyAcronym= | protocolName=IEEE C37.118-2005 | vendorAcronym= | vendorDeviceName= | interconnectionName=,,,,10,STTP,Streaming Telemetry Transport Protocol,3,2,LTAMSIL_2_FV_B,V,+,0,AMLEC_500_PM_02-PM2,0.0,1.0,Amlec_500_Pm_02 LTAMSIL_2_FV_B + Voltage Magnitude,0,1,1,Volts,Phasor,VPHM,Voltage Magnitude,PM,-98.6,37.5,PPA:832,2021-07-09 14:28:44
} | MaximumArchiveDays=90 | DesiredRemainingSpace=500,833,GPA_AMLEC_500_PM_02-PA2:VH,,31,8736f6c7-ad41-4b43-b4f6-e684e0d4ad20,AMLEC_500_PM_02,Amlec_500_Pm_02,60,1,companyAcronym= | protocolName=IEEE C37.118-2005 | vendorAcronym= | vendorDeviceName= | interconnectionName=,,,,10,STTP,Streaming Telemetry Transport Protocol,4,2,LTAMSIL_2_FV_B,V,+,0,AMLEC_500_PM_02-PA2,0.0,1.0,Amlec_500_Pm_02 LTAMSIL_2_FV_B + Voltage Phase Angle,0,1,1,Degrees,Phasor,VPHA,Voltage Phase Angle,PA,-98.6,37.5,PPA:833,2021-07-09 14:28:44
} | MaximumArchiveDays=90 | DesiredRemainingSpace=500,834,GPA_AMLEC_500_PM_02-PM3:V,,31,8736f6c7-ad41-4b43-b4f6-e684e0d4ad20,AMLEC_500_PM_02,Amlec_500_Pm_02,60,1,companyAcronym= | protocolName=IEEE C37.118-2005 | vendorAcronym= | vendorDeviceName= | interconnectionName=,,,,10,STTP,Streaming Telemetry Transport Protocol,3,3,LTAMSIL_2_FV_C,V,+,0,AMLEC_500_PM_02-PM3,0.0,1.0,Amlec_500_Pm_02 LTAMSIL_2_FV_C + Voltage Magnitude,0,1,1,Volts,Phasor,VPHM,Voltage Magnitude,PM,-98.6,37.5,PPA:834,2021-07-09 14:28:44
} | MaximumArchiveDays=90 | DesiredRemainingSpace=500,835,GPA_AMLEC_500_PM_02-PA3:VH,,31,8736f6c7-ad41-4b43-b4f6-e684e0d4ad20,AMLEC_500_PM_02,Amlec_500_Pm_02,60,1,companyAcronym= | protocolName=IEEE C37.118-2005 | vendorAcronym= | vendorDeviceName= | interconnectionName=,,,,10,STTP,Streaming Telemetry Transport Protocol,4,3,LTAMSIL_2_FV_C,V,+,0,AMLEC_500_PM_02-PA3,0.0,1.0,Amlec_500_Pm_02 LTAMSIL_2_FV_C + Voltage Phase Angle,0,1,1,Degrees,Phasor,VPHA,Voltage Phase Angle,PA,-98.6,37.5,PPA:835,2021-07-09 14:28:44
} | MaximumArchiveDays=90 | DesiredRemainingSpace=500,836,GPA_AMLEC_500_PM_02-PM4:I,,31,8736f6c7-ad41-4b43-b4f6-e684e0d4ad20,AMLEC_500_PM_02,Amlec_500_Pm_02,60,1,companyAcronym= | protocolName=IEEE C37.118-2005 | vendorAcronym= | vendorDeviceName= | interconnectionName=,,,,10,STTP,Streaming Telemetry Transport Protocol,1,4,LTAMSIL_2_FA_A,I,+,0,AMLEC_500_PM_02-PM4,0.0,1.0,Amlec_500_Pm_02 LTAMSIL_2_FA_A + Current Magnitude,0,1,1,Amps,Phasor,IPHM,Current Magnitude,PM,-98.6,37.5,PPA:836,2021-07-09 14:28:44
} | MaximumArchiveDays=90 | DesiredRemainingSpace=500,837,GPA_AMLEC_500_PM_02-PA4:IH,,31,8736f6c7-ad41-4b43-b4f6-e684e0d4ad20,AMLEC_500_PM_02,Amlec_500_Pm_02,60,1,companyAcronym= | protocolName=IEEE C37.118-2005 | vendorAcronym= | vendorDeviceName= | interconnectionName=,,,,10,STTP,Streaming Telemetry Transport Protocol,2,4,LTAMSIL_2_FA_A,I,+,0,AMLEC_500_PM_02-PA4,0.0,1.0,Amlec_500_Pm_02 LTAMSIL_2_FA_A + Current Phase Angle,0,1,1,Degrees,Phasor,IPHA,Current Phase Angle,PA,-98.6,37.5,PPA:837,2021-07-09 14:28:44
} | MaximumArchiveDays=90 | DesiredRemainingSpace=500,838,GPA_AMLEC_500_PM_02-PM5:I,,31,8736f6c7-ad41-4b43-b4f6-e684e0d4ad20,AMLEC_500_PM_02,Amlec_500_Pm_02,60,1,companyAcronym= | protocolName=IEEE C37.118-2005 | vendorAcronym= | vendorDeviceName= | interconnectionName=,,,,10,STTP,Streaming Telemetry Transport Protocol,1,5,LTAMSIL_2_FA_B,I,+,0,AMLEC_500_PM_02-PM5,0.0,1.0,Amlec_500_Pm_02 LTAMSIL_2_FA_B + Current Magnitude,0,1,1,Amps,Phasor,IPHM,Current Magnitude,PM,-98.6,37.5,PPA:838,2021-07-09 14:28:44
} | MaximumArchiveDays=90 | DesiredRemainingSpace=500,839,GPA_AMLEC_500_PM_02-PA5:IH,,31,8736f6c7-ad41-4b43-b4f6-e684e0d4ad20,AMLEC_500_PM_02,Amlec_500_Pm_02,60,1,companyAcronym= | protocolName=IEEE C37.118-2005 | vendorAcronym= | vendorDeviceName= | interconnectionName=,,,,10,STTP,Streaming Telemetry Transport Protocol,2,5,LTAMSIL_2_FA_B,I,+,0,AMLEC_500_PM_02-PA5,0.0,1.0,Amlec_500_Pm_02 LTAMSIL_2_FA_B + Current Phase Angle,0,1,1,Degrees,Phasor,IPHA,Current Phase Angle,PA,-98.6,37.5,PPA:839,2021-07-09 14:28:44
} | MaximumArchiveDays=90 | DesiredRemainingSpace=500,840,GPA_AMLEC_500_PM_02-PM6:I,,31,8736f6c7-ad41-4b43-b4f6-e684e0d4ad20,AMLEC_500_PM_02,Amlec_500_Pm_02,60,1,companyAcronym= | protocolName=IEEE C37.118-2005 | vendorAcronym= | vendorDeviceName= | interconnectionName=,,,,10,STTP,Streaming Telemetry Transport Protocol,1,6,LTAMSIL_2_FA_C,I,+,0,AMLEC_500_PM_02-PM6,0.0,1.0,Amlec_500_Pm_02 LTAMSIL_2_FA_C + Current Magnitude,0,1,1,Amps,Phasor,IPHM,Current Magnitude,PM,-98.6,37.5,PPA:840,2021-07-09 14:28:44
} | MaximumArchiveDays=90 | DesiredRemainingSpace=500,841,GPA_AMLEC_500_PM_02-PA6:IH,,31,8736f6c7-ad41-4b43-b4f6-e684e0d4ad20,AMLEC_500_PM_02,Amlec_500_Pm_02,60,1,companyAcronym= | protocolName=IEEE C37.118-2005 | vendorAcronym= | vendorDeviceName= | interconnectionName=,,,,10,STTP,Streaming Telemetry Transport Protocol,2,6,LTAMSIL_2_FA_C,I,+,0,AMLEC_500_PM_02-PA6,0.0,1.0,Amlec_500_Pm_02 LTAMSIL_2_FA_C + Current Phase Angle,0,1,1,Degrees,Phasor,IPHA,Current Phase Angle,PA,-98.6,37.5,PPA:841,2021-07-09 14:28:44
} | MaximumArchiveDays=90 | DesiredRemainingSpace=500,842,GPA_AMLEC_500_PM_02-PM7:V,,31,8736f6c7-ad41-4b43-b4f6-e684e0d4ad20,AMLEC_500_PM_02,Amlec_500_Pm_02,60,1,companyAcronym= | protocolName=IEEE C37.118-2005 | vendorAcronym= | vendorDeviceName= | interconnectionName=,,,,10,STTP,Streaming Telemetry Transport Protocol,3,7,LTAMSIL_2_FV_P,V,+,0,AMLEC_500_PM_02-PM7,0.0,1.0,Amlec_500_Pm_02 LTAMSIL_2_FV_P + Voltage Magnitude,0,1,1,Volts,Phasor,VPHM,Voltage Magnitude,PM,-98.6,37.5,PPA:842,2021-07-09 14:28:44
} | MaximumArchiveDays=90 | DesiredRemainingSpace=500,843,GPA_AMLEC_500_PM_02-PA7:VH,,31,8736f6c7-ad41-4b43-b4f6-e684e0d4ad20,AMLEC_500_PM_02,Amlec_500_Pm_02,60,1,companyAcronym= | protocolName=IEEE C37.118-2005 | vendorAcronym= | vendorDeviceName= | interconnectionName=,,,,10,STTP,Streaming Telemetry Transport Protocol,4,7,LTAMSIL_2_FV_P,V,+,0,AMLEC_500_PM_02-PA7,0.0,1.0,Amlec_500_Pm_02 LTAMSIL_2_FV_P + Voltage Phase Angle,0,1,1,Degrees,Phasor,VPHA,Voltage Phase Angle,PA,-98.6,37.5,PPA:843,2021-07-09 14:28:44
} | MaximumArchiveDays=90 | DesiredRemainingSpace=500,844,GPA_AMLEC_500_PM_02-PM8:I,,31,8736f6c7-ad41-4b43-b4f6-e684e0d4ad20,AMLEC_500_PM_02,Amlec_500_Pm_02,60,1,companyAcronym= | protocolName=IEEE C37.118-2005 | vendorAcronym= | vendorDeviceName= | interconnectionName=,,,,10,STTP,Streaming Telemetry Transport Protocol,1,8,LTAMSIL_2_FA_P,I,+,0,AMLEC_500_PM_02-PM8,0.0,1.0,Amlec_500_Pm_02 LTAMSIL_2_FA_P + Current Magnitude,0,1,1,Amps,Phasor,IPHM,Current Magnitude,PM,-98.6,37.5,PPA:844,2021-07-09 14:28:44
} | MaximumArchiveDays=90 | DesiredRemainingSpace=500,845,GPA_AMLEC_500_PM_02-PA8:IH,,31,8736f6c7-ad41-4b43-b4f6-e684e0d4ad20,AMLEC_500_PM_02,Amlec_500_Pm_02,60,1,companyAcronym= | protocolName=IEEE C37.118-2005 | vendorAcronym= | vendorDeviceName= | interconnectionName=,,,,10,STTP,Streaming Telemetry Transport Protocol,2,8,LTAMSIL_2_FA_P,I,+,0,AMLEC_500_PM_02-PA8,0.0,1.0,Amlec_500_Pm_02 LTAMSIL_2_FA_P + Current Phase Angle,0,1,1,Degrees,Phasor,IPHA,Current Phase Angle,PA,-98.6,37.5,PPA:845,2021-07-09 14:28:44
} | MaximumArchiveDays=90 | DesiredRemainingSpace=500,846,GPA_AMLEC_500_PM_03:F,,32,8736f6c7-ad41-4b43-b4f6-e684e0d4ad20,AMLEC_500_PM_03,Amlec_500_Pm_03,60,1,companyAcronym= | protocolName=IEEE C37.118-2005 | vendorAcronym= | vendorDeviceName= | interconnectionName=,,,,10,STTP,Streaming Telemetry Transport Protocol,5,,,,,,AMLEC_500_PM_03-FQ,0.0,1.0,Amlec_500_Pm_03 Frequency,0,1,1,Hz,PMU,FREQ,Frequency,FQ,-98.6,37.5,PPA:846,2021-07-09 14:28:44
} | MaximumArchiveDays=90 | DesiredRemainingSpace=500,847,GPA_AMLEC_500_PM_03:DF,,32,8736f6c7-ad41-4b43-b4f6-e684e0d4ad20,AMLEC_500_PM_03,Amlec_500_Pm_03,60,1,companyAcronym= | protocolName=IEEE C37.118-2005 | vendorAcronym= | vendorDeviceName= | interconnectionName=,,,,10,STTP,Streaming Telemetry Transport Protocol,6,,,,,,AMLEC_500_PM_03-DF,0.0,1.0,Amlec_500_Pm_03 Frequency Delta (dF/dt),0,1,1,,PMU,DFDT,Frequency Delta (dF/dt),DF,-98.6,37.5,PPA:847,2021-07-09 14:28:44
} | MaximumArchiveDays=90 | DesiredRemainingSpace=500,848,GPA_AMLEC_500_PM_03:S,,32,8736f6c7-ad41-4b43-b4f6-e684e0d4ad20,AMLEC_500_PM_03,Amlec_500_Pm_03,60,1,companyAcronym= | protocolName=IEEE C37.118-2005 | vendorAcronym= | vendorDeviceName= | interconnectionName=,,,,10,STTP,Streaming Telemetry Transport Protocol,8,,,,,,AMLEC_500_PM_03-SF,0.0,1.0,Amlec_500_Pm_03 Status Flags,0,1,1,,PMU,FLAG,Status Flags,SF,-98.6,37.5,PPA:848,2021-07-09 14:28:44
} | MaximumArchiveDays=90 | DesiredRemainingSpace=500,849,GPA_AMLEC_500_PM_03-PM1:V,,32,8736f6c7-ad41-4b43-b4f6-e684e0d4ad20,AMLEC_500_PM_03,Amlec_500_Pm_03,60,1,companyAcronym= | protocolName=IEEE C37.118-2005 | vendorAcronym= | vendorDeviceName= | interconnectionName=,,,,10,STTP,Streaming Telemetry Transport Protocol,3,1,BA1_FV_B,V,+,0,AMLEC_500_PM_03-PM1,0.0,1.0,Amlec_500_Pm_03 BA1_FV_B + Voltage Magnitude,0,1,1,Volts,Phasor,VPHM,Voltage Magnitude,PM,-98.6,37.5,PPA:849,2021-07-09 14:28:44
} | MaximumArchiveDays=90 | DesiredRemainingSpace=500,850,GPA_AMLEC_500_PM_03-PA1:VH,,32,8736f6c7-ad41-4b43-b4f6-e684e0d4ad20,AMLEC_500_PM_03,Amlec_500_Pm_03,60,1,companyAcronym= | protocolName=IEEE C37.118-2005 | vendorAcronym= | vendorDeviceName= | interconnectionName=,,,,10,STTP,Streaming Telemetry Transport Protocol,4,1,BA1_FV_B,V,+,0,AMLEC_500_PM_03-PA1,0.0,1.0,Amlec_500_Pm_03 BA1_FV_B + Voltage Phase Angle,0,1,1,Degrees,Phasor,VPHA,Voltage Phase Angle,PA,-98.6,37.5,PPA:850,2021-07-09 14:28:44
} | MaximumArchiveDays=90 | DesiredRemainingSpace=500,851,GPA_AMLEC_500_PM_04:F,,33,8736f6c7-ad41-4b43-b4f6-e684e0d4ad20,AMLEC_500_PM_04,Amlec_500_Pm_04,60,1,companyAcronym= | protocolName=IEEE C37.118-2005 | vendorAcronym= | vendorDeviceName= | interconnectionName=,,,,10,STTP,Streaming Telemetry Transport Protocol,5,,,,,,AMLEC_500_PM_04-FQ,0.0,1.0,Amlec_500_Pm_04 Frequency,0,1,1,Hz,PMU,FREQ,Frequency,FQ,-98.6,37.5,PPA:851,2021-07-09 14:28:44
} | MaximumArchiveDays=90 | DesiredRemainingSpace=500,852,GPA_AMLEC_500_PM_04:DF,,33,8736f6c7-ad41-4b43-b4f6-e684e0d4ad20,AMLEC_500_PM_04,Amlec_500_Pm_04,60,1,companyAcronym= | protocolName=IEEE C37.118-2005 | vendorAcronym= | vendorDeviceName= | interconnectionName=,,,,10,STTP,Streaming Telemetry Transport Protocol,6,,,,,,AMLEC_500_PM_04-DF,0.0,1.0,Amlec_500_Pm_04 Frequency Delta (dF/dt),0,1,1,,PMU,DFDT,Frequency Delta (dF/dt),DF,-98.6,37.5,PPA:852,2021-07-09 14:28:44
} | MaximumArchiveDays=90 | DesiredRemainingSpace=500,853,GPA_AMLEC_500_PM_04:S,,33,8736f6c7-ad41-4b43-b4f6-e684e0d4ad20,AMLEC_500_PM_04,Amlec_500_Pm_04,60,1,companyAcronym= | protocolName=IEEE C37.118-2005 | vendorAcronym= | vendorDeviceName= | interconnectionName=,,,,10,STTP,Streaming Telemetry Transport Protocol,8,,,,,,AMLEC_500_PM_04-SF,0.0,1.0,Amlec_500_Pm_04 Status Flags,0,1,1,,PMU,FLAG,Status Flags,SF,-98.6,37.5,PPA:853,2021-07-09 14:28:44
} | MaximumArchiveDays=90 | DesiredRemainingSpace=500,854,GPA_AMLEC_500_PM_04-PM1:V,,33,8736f6c7-ad41-4b43-b4f6-e684e0d4ad20,AMLEC_500_PM_04,Amlec_500_Pm_04,60,1,companyAcronym= | protocolName=IEEE C37.118-2005 | vendorAcronym= | vendorDeviceName= | interconnectionName=,,,,10,STTP,Streaming Telemetry Transport Protocol,3,1,BA2_FV_B,V,+,0,AMLEC_500_PM_04-PM1,0.0,1.0,Amlec_500_Pm_04 BA2_FV_B + Voltage Magnitude,0,1,1,Volts,Phasor,VPHM,Voltage Magnitude,PM,-98.6,37.5,PPA:854,2021-07-09 14:28:44
} | MaximumArchiveDays=90 | DesiredRemainingSpace=500,855,GPA_AMLEC_500_PM_04-PA1:VH,,33,8736f6c7-ad41-4b43-b4f6-e684e0d4ad20,AMLEC_500_PM_04,Amlec_500_Pm_04,60,1,companyAcronym= | protocolName=IEEE C37.118-2005 | vendorAcronym= | vendorDeviceName= | interconnectionName=,,,,10,STTP,Streaming Telemetry Transport Protocol,4,1,BA2_FV_B,V,+,0,AMLEC_500_PM_04-PA1,0.0,1.0,Amlec_500_Pm_04 BA2_FV_B + Voltage Phase Angle,0,1,1,Degrees,Phasor,VPHA,Voltage Phase Angle,PA,-98.6,37.5,PPA:855,2021-07-09 14:28:44
} | MaximumArchiveDays=90 | DesiredRemainingSpace=500,856,GPA_PRBTA_500_PM_06:F,,34,8736f6c7-ad41-4b43-b4f6-e684e0d4ad20,PRBTA_500_PM_06,Prbta_500_Pm_06,60,1,companyAcronym= | protocolName=IEEE C37.118-2005 | vendorAcronym= | vendorDeviceName= | interconnectionName=,,,,10,STTP,Streaming Telemetry Transport Protocol,5,,,,,,PRBTA_500_PM_06-FQ,0.0,1.0,Prbta_500_Pm_06 Frequency,0,1,1,Hz,PMU,FREQ,Frequency,FQ,-98.6,37.5,PPA:856,2021-07-09 14:28:44
} | MaximumArchiveDays=90 | DesiredRemainingSpace=500,857,GPA_PRBTA_500_PM_06:DF,,34,8736f6c7-ad41-4b43-b4f6-e684e0d4ad20,PRBTA_500_PM_06,Prbta_500_Pm_06,60,1,companyAcronym= | protocolName=IEEE C37.118-2005 | vendorAcronym= | vendorDeviceName= | interconnectionName=,,,,10,STTP,Streaming Telemetry Transport Protocol,6,,,,,,PRBTA_500_PM_06-DF,0.0,1.0,Prbta_500_Pm_06 Frequency Delta (dF/dt),0,1,1,,PMU,DFDT,Frequency Delta (dF/dt),DF,-98.6,37.5,PPA:857,2021-07-09 14:28:44
} | MaximumArchiveDays=90 | DesiredRemainingSpace=500,858,GPA_PRBTA_500_PM_06:S,,34,8736f6c7-ad41-4b43-b4f6-e684e0d4ad20,PRBTA_500_PM_06,Prbta_500_Pm_06,60,1,companyAcronym= | protocolName=IEEE C37.118-2005 | vendorAcronym= | vendorDeviceName= | interconnectionName=,,,,10,STTP,Streaming Telemetry Transport Protocol,8,,,,,,PRBTA_500_PM_06-SF,0.0,1.0,Prbta_500_Pm_06 Status Flags,0,1,1,,PMU,FLAG,Status Flags,SF,-98.6,37.5,PPA:858,2021-07-09 14:28:44
} | MaximumArchiveDays=90 | DesiredRemainingSpace=500,859,GPA_PRBTA_500_PM_06-PM1:V,,34,8736f6c7-ad41-4b43-b4f6-e684e0d4ad20,PRBTA_500_PM_06,Prbta_500_Pm_06,60,1,companyAcronym= | protocolName=IEEE C37.118-2005 | vendorAcronym= | vendorDeviceName= | interconnectionName=,,,,10,STTP,Streaming Telemetry Transport Protocol,3,1,LTPRCBA_2_FV_A,V,+,0,PRBTA_500_PM_06-PM1,0.0,1.0,Prbta_500_Pm_06 LTPRCBA_2_FV_A + Voltage Magnitude,0,1,1,Volts,Phasor,VPHM,Voltage Magnitude,PM,-98.6,37.5,PPA:859,2021-07-09 14:28:44
} | MaximumArchiveDays=90 | DesiredRemainingSpace=500,860,GPA_PRBTA_500_PM_06-PA1:VH,,34,8736f6c7-ad41-4b43-b4f6-e684e0d4ad20,PRBTA_500_PM_06,Prbta_500_Pm_06,60,1,companyAcronym= | protocolName=IEEE C37.118-2005 | vendorAcronym= | vendorDeviceName= | interconnectionName=,,,,10,STTP,Streaming Telemetry Transport Protocol,4,1,LTPRCBA_2_FV_A,V,+,0,PRBTA_500_PM_06-PA1,0.0,1.0,Prbta_500_Pm_06 LTPRCBA_2_FV_A + Voltage Phase Angle,0,1,1,Degrees,Phasor,VPHA,Voltage Phase Angle,PA,-98.6,37.5,PPA:860,2021-07-09 14:28:44
} | MaximumArchiveDays=90 | DesiredRemainingSpace=500,861,GPA_PRBTA_500_PM_06-PM2:V,,34,8736f6c7-ad41-4b43-b4f6-e684e0d4ad20,PRBTA_500_PM_06,Prbta_500_Pm_06,60,1,companyAcronym= | protocolName=IEEE C37.118-2005 | vendorAcronym= | vendorDeviceName= | interconnectionName=,,,,10,STTP,Streaming Telemetry Transport Protocol,3,2,LTPRCBA_2_FV_B,V,+,0,PRBTA_500_PM_06-PM2,0.0,1.0,Prbta_500_Pm_06 LTPRCBA_2_FV_B + Voltage Magnitude,0,1,1,Volts,Phasor,VPHM,Voltage Magnitude,PM,-98.6,37.5,PPA:861,2021-07-09 14:28:44
} | MaximumArchiveDays=90 | DesiredRemainingSpace=500,862,GPA_PRBTA_500_PM_06-PA2:VH,,34,8736f6c7-ad41-4b43-b4f6-e684e0d4ad20,PRBTA_500_PM_06,Prbta_500_Pm_06,60,1,companyAcronym= | protocolName=IEEE C37.118-2005 | vendorAcronym= | vendorDeviceName= | interconnectionName=,,,,10,STTP,Streaming Telemetry Transport Protocol,4,2,LTPRCBA_2_FV_B,V,+,0,PRBTA_500_PM_06-PA2,0.0,1.0,Prbta_500_Pm_06 LTPRCBA_2_FV_B + Voltage Phase Angle,0,1,1,Degrees,Phasor,VPHA,Voltage Phase Angle,PA,-98.6,37.5,PPA:862,2021-07-09 14:28:44
} | MaximumArchiveDays=90 | DesiredRemainingSpace=500,863,GPA_PRBTA_500_PM_06-PM3:V,,34,8736f6c7-ad41-4b43-b4f6-e684e0d4ad20,PRBTA_500_PM_06,Prbta_500_Pm_06,60,1,companyAcronym= | protocolName=IEEE C37.118-2005 | vendorAcronym= | vendorDeviceName= | interconnectionName=,,,,10,STTP,Streaming Telemetry Transport Protocol,3,3,LTPRCBA_2_FV_C,V,+,0,PRBTA_500_PM_06-PM3,0.0,1.0,Prbta_500_Pm_06 LTPRCBA_2_FV_C + Voltage Magnitude,0,1,1,Volts,Phasor,VPHM,Voltage Magnitude,PM,-98.6,37.5,PPA:863,2021-07-09 14:28:44
} | MaximumArchiveDays=90 | DesiredRemainingSpace=500,864,GPA_PRBTA_500_PM_06-PA3:VH,,34,8736f6c7-ad41-4b43-b4f6-e684e0d4ad20,PRBTA_500_PM_06,Prbta_500_Pm_06,60,1,companyAcronym= | protocolName=IEEE C37.118-2005 | vendorAcronym= | vendorDeviceName= | interconnectionName=,,,,10,STTP,Streaming Telemetry Transport Protocol,4,3,LTPRCBA_2_FV_C,V,+,0,PRBTA_500_PM_06-PA3,0.0,1.0,Prbta_500_Pm_06 LTPRCBA_2_FV_C + Voltage Phase Angle,0,1,1,Degrees,Phasor,VPHA,Voltage Phase Angle,PA,-98.6,37.5,PPA:864,2021-07-09 14:28:44
} | MaximumArchiveDays=90 | DesiredRemainingSpace=500,865,GPA_PRBTA_500_PM_06-PM4:I,,34,8736f6c7-ad41-4b43-b4f6-e684e0d4ad20,PRBTA_500_PM_06,Prbta_500_Pm_06,60,1,companyAcronym= | protocolName=IEEE C37.118-2005 | vendorAcronym= | vendorDeviceName= | interconnectionName=,,,,10,STTP,Streaming Telemetry Transport Protocol,1,4,LTPRCBA_2_FA_A,I,+,0,PRBTA_500_PM_06-PM4,0.0,1.0,Prbta_500_Pm_06 LTPRCBA_2_FA_A + Current Magnitude,0,1,1,Amps,Phasor,IPHM,Current Magnitude,PM,-98.6,37.5,PPA:865,2021-07-09 14:28:44
} | MaximumArchiveDays=90 | DesiredRemainingSpace=500,866,GPA_PRBTA_500_PM_06-PA4:IH,,34,8736f6c7-ad41-4b43-b4f6-e684e0d4ad20,PRBTA_500_PM_06,Prbta_500_Pm_06,60,1,companyAcronym= | protocolName=IEEE C37.118-2005 | vendorAcronym= | vendorDeviceName= | interconnectionName=,,,,10,STTP,Streaming Telemetry Transport Protocol,2,4,LTPRCBA_2_FA_A,I,+,0,PRBTA_500_PM_06-PA4,0.0,1.0,Prbta_500_Pm_06 LTPRCBA_2_FA_A + Current Phase Angle,0,1,1,Degrees,Phasor,IPHA,Current Phase Angle,PA,-98.6,37.5,PPA:866,2021-07-09 14:28:44
} | MaximumArchiveDays=90 | DesiredRemainingSpace=500,867,GPA_PRBTA_500_PM_06-PM5:I,,34,8736f6c7-ad41-4b43-b4f6-e684e0d4ad20,PRBTA_500_PM_06,Prbta_500_Pm_06,60,1,companyAcronym= | protocolName=IEEE C37.118-2005 | vendorAcronym= | vendorDeviceName= | interconnectionName=,,,,10,STTP,Streaming Telemetry Transport Protocol,1,5,LTPRCBA_2_FA_B,I,+,0,PRBTA_500_PM_06-PM5,0.0,1.0,Prbta_500_Pm_06 LTPRCBA_2_FA_B + Current Magnitude,0,1,1,Amps,Phasor,IPHM,Current Magnitude,PM,-98.6,37.5,PPA:867,2021-07-09 14:28:44
} | MaximumArchiveDays=90 | DesiredRemainingSpace=500,868,GPA_PRBTA_500_PM_06-PA5:IH,,34,8736f6c7-ad41-4b43-b4f6-e684e0d4ad20,PRBTA_500_PM_06,Prbta_500_Pm_06,60,1,companyAcronym= | protocolName=IEEE C37.118-2005 | vendorAcronym= | vendorDeviceName= | interconnectionName=,,,,10,STTP,Streaming Telemetry Transport Protocol,2,5,LTPRCBA_2_FA_B,I,+,0,PRBTA_500_PM_06-PA5,0.0,1.0,Prbta_500_Pm_06 LTPRCBA_2_FA_B + Current Phase Angle,0,1,1,Degrees,Phasor,IPHA,Current Phase Angle,PA,-98.6,37.5,PPA:868,2021-07-09 14:28:44
} | MaximumArchiveDays=90 | DesiredRemainingSpace=500,869,GPA_PRBTA_500_PM_06-PM6:I,,34,8736f6c7-ad41-4b43-b4f6-e684e0d4ad20,PRBTA_500_PM_06,Prbta_500_Pm_06,60,1,companyAcronym= | protocolName=IEEE C37.118-2005 | vendorAcronym= | vendorDeviceName= | interconnectionName=,,,,10,STTP,Streaming Telemetry Transport Protocol,1,6,LTPRCBA_2_FA_C,I,+,0,PRBTA_500_PM_06-PM6,0.0,1.0,Prbta_500_Pm_06 LTPRCBA_2_FA_C + Current Magnitude,0,1,1,Amps,Phasor,IPHM,Current Magnitude,PM,-98.6,37.5,PPA:869,2021-07-09 14:28:44
} | MaximumArchiveDays=90 | DesiredRemainingSpace=500,870,GPA_PRBTA_500_PM_06-PA6:IH,,34,8736f6c7-ad41-4b43-b4f6-e684e0d4ad20,PRBTA_500_PM_06,Prbta_500_Pm_06,60,1,companyAcronym= | protocolName=IEEE C37.118-2005 | vendorAcronym= | vendorDeviceName= | interconnectionName=,,,,10,STTP,Streaming Telemetry Transport Protocol,2,6,LTPRCBA_2_FA_C,I,+,0,PRBTA_500_PM_06-PA6,0.0,1.0,Prbta_500_Pm_06 LTPRCBA_2_FA_C + Current Phase Angle,0,1,1,Degrees,Phasor,IPHA,Current Phase Angle,PA,-98.6,37.5,PPA:870,2021-07-09 14:28:44
} | MaximumArchiveDays=90 | DesiredRemainingSpace=500,871,GPA_PRBTA_500_PM_06-PM7:V,,34,8736f6c7-ad41-4b43-b4f6-e684e0d4ad20,PRBTA_500_PM_06,Prbta_500_Pm_06,60,1,companyAcronym= | protocolName=IEEE C37.118-2005 | vendorAcronym= | vendorDeviceName= | interconnectionName=,,,,10,STTP,Streaming Telemetry Transport Protocol,3,7,LTPRCBA_2_FV_P,V,+,0,PRBTA_500_PM_06-PM7,0.0,1.0,Prbta_500_Pm_06 LTPRCBA_2_FV_P + Voltage Magnitude,0,1,1,Volts,Phasor,VPHM,Voltage Magnitude,PM,-98.6,37.5,PPA:871,2021-07-09 14:28:44
} | MaximumArchiveDays=90 | DesiredRemainingSpace=500,872,GPA_PRBTA_500_PM_06-PA7:VH,,34,8736f6c7-ad41-4b43-b4f6-e684e0d4ad20,PRBTA_500_PM_06,Prbta_500_Pm_06,60,1,companyAcronym= | protocolName=IEEE C37.118-2005 | vendorAcronym= | vendorDeviceName= | interconnectionName=,,,,10,STTP,Streaming Telemetry Transport Protocol,4,7,LTPRCBA_2_FV_P,V,+,0,PRBTA_500_PM_06-PA7,0.0,1.0,Prbta_500_Pm_06 LTPRCBA_2_FV_P + Voltage Phase Angle,0,1,1,Degrees,Phasor,VPHA,Voltage Phase Angle,PA,-98.6,37.5,PPA:872,2021-07-09 14:28:44
} | MaximumArchiveDays=90 | DesiredRemainingSpace=500,873,GPA_PRBTA_500_PM_06-PM8:I,,34,8736f6c7-ad41-4b43-b4f6-e684e0d4ad20,PRBTA_500_PM_06,Prbta_500_Pm_06,60,1,companyAcronym= | protocolName=IEEE C37.118-2005 | vendorAcronym= | vendorDeviceName= | interconnectionName=,,,,10,STTP,Streaming Telemetry Transport Protocol,1,8,LTPRCBA_2_FA_P,I,+,0,PRBTA_500_PM_06-PM8,0.0,1.0,Prbta_500_Pm_06 LTPRCBA_2_FA_P + Current Magnitude,0,1,1,Amps,Phasor,IPHM,Current Magnitude,PM,-98.6,37.5,PPA:873,2021-07-09 14:28:44
} | MaximumArchiveDays=90 | DesiredRemainingSpace=500,874,GPA_PRBTA_500_PM_06-PA8:IH,,34,8736f6c7-ad41-4b43-b4f6-e684e0d4ad20,PRBTA_500_PM_06,Prbta_500_Pm_06,60,1,companyAcronym= | protocolName=IEEE C37.118-2005 | vendorAcronym= | vendorDeviceName= | interconnectionName=,,,,10,STTP,Streaming Telemetry Transport Protocol,2,8,LTPRCBA_2_FA_P,I,+,0,PRBTA_500_PM_06-PA8,0.0,1.0,Prbta_500_Pm_06 LTPRCBA_2_FA_P + Current Phase Angle,0,1,1,Degrees,Phasor,IPHA,Current Phase Angle,PA,-98.6,37.5,PPA:874,2021-07-09 14:28:44
} | MaximumArchiveDays=90 | DesiredRemainingSpace=500,910,ONS_AMLEC_500_PM_01!PMU:ST1,,30,8736f6c7-ad41-4b43-b4f6-e684e0d4ad20,AMLEC_500_PM_01,Amlec_500_Pm_01,60,1,companyAcronym= | protocolName=IEEE C37.118-2005 | vendorAcronym= | vendorDeviceName= | interconnectionName=,,,,10,STTP,Streaming Telemetry Transport Protocol,11,,,,,,AMLEC_500_PM_01!PMU-ST1,0.0,1.0,Device statistic for Number of data quality errors reported by device during last reporting interval.,0,1,1,,Any,STAT,Statistic,ST,-98.6,37.5,PPA:910,2021-07-09 14:28:44
} | MaximumArchiveDays=90 | DesiredRemainingSpace=500,911,ONS_AMLEC_500_PM_01!PMU:ST2,,30,8736f6c7-ad41-4b43-b4f6-e684e0d4ad20,AMLEC_500_PM_01,Amlec_500_Pm_01,60,1,companyAcronym= | protocolName=IEEE C37.118-2005 | vendorAcronym= | vendorDeviceName= | interconnectionName=,,,,10,STTP,Streaming Telemetry Transport Protocol,11,,,,,,AMLEC_500_PM_01!PMU-ST2,0.0,1.0,Device statistic for Number of time quality errors reported by device during last reporting interval.,0,1,1,,Any,STAT,Statistic,ST,-98.6,37.5,PPA:911,2021-07-09 14:28:44
} | MaximumArchiveDays=90 | DesiredRemainingSpace=500,912,ONS_AMLEC_500_PM_01!PMU:ST3,,30,8736f6c7-ad41-4b43-b4f6-e684e0d4ad20,AMLEC_500_PM_01,Amlec_500_Pm_01,60,1,companyAcronym= | protocolName=IEEE C37.118-2005 | vendorAcronym= | vendorDeviceName= | interconnectionName=,,,,10,STTP,Streaming Telemetry Transport Protocol,11,,,,,,AMLEC_500_PM_01!PMU-ST3,0.0,1.0,Device statistic for Number of device errors reported by device during last reporting interval.,0,1,1,,Any,STAT,Statistic,ST,-98.6,37.5,PPA:912,2021-07-09 14:28:44
} | MaximumArchiveDays=90 | DesiredRemainingSpace=500,913,ONS_AMLEC_500_PM_01!PMU:ST4,,30,8736f6c7-ad41-4b43-b4f6-e684e0d4ad20,AMLEC_500_PM_01,Amlec_500_Pm_01,60,1,companyAcronym= | protocolName=IEEE C37.118-2005 | vendorAcronym= | vendorDeviceName= | interconnectionName=,,,,10,STTP,Streaming Telemetry Transport Protocol,11,,,,,,AMLEC_500_PM_01!PMU-ST4,0.0,1.0,Device statistic for Number of measurements received from device during last reporting interval.,0,1,1,,Any,STAT,Statistic,ST,-98.6,37.5,PPA:913,2021-07-09 14:28:44
} | MaximumArchiveDays=90 | DesiredRemainingSpace=500,914,ONS_AMLEC_500_PM_01!PMU:ST5,,30,8736f6c7-ad41-4b43-b4f6-e684e0d4ad20,AMLEC_500_PM_01,Amlec_500_Pm_01,60,1,companyAcronym= | protocolName=IEEE C37.118-2005 | vendorAcronym= | vendorDeviceName= | interconnectionName=,,,,10,STTP,Streaming Telemetry Transport Protocol,11,,,,,,AMLEC_500_PM_01!PMU-ST5,0.0,1.0,Device statistic for Expected number of measurements received from device during last reporting interval.,0,1,1,,Any,STAT,Statistic,ST,-98.6,37.5,PPA:914,2021-07-09 14:28:44
} | MaximumArchiveDays=90 | DesiredRemainingSpace=500,915,ONS_AMLEC_500_PM_01!PMU:ST6,,30,8736f6c7-ad41-4b43-b4f6-e684e0d4ad20,AMLEC_500_PM_01,Amlec_500_Pm_01,60,1,companyAcronym= | protocolName=IEEE C37.118-2005 | vendorAcronym= | vendorDeviceName= | interconnectionName=,,,,10,STTP,Streaming Telemetry Transport Protocol,11,,,,,,AMLEC_500_PM_01!PMU-ST6,0.0,1.0,Device statistic for Number of measurements received while device was reporting errors during last reporting interval.,0,1,1,,Any,STAT,Statistic,ST,-98.6,37.5,PPA:915,2021-07-09 14:28:44
} | MaximumArchiveDays=90 | DesiredRemainingSpace=500,916,ONS_AMLEC_500_PM_01!PMU:ST7,,30,8736f6c7-ad41-4b43-b4f6-e684e0d4ad20,AMLEC_500_PM_01,Amlec_500_Pm_01,60,1,companyAcronym= | protocolName=IEEE C37.118-2005 | vendorAcronym= | vendorDeviceName= | interconnectionName=,,,,10,STTP,Streaming Telemetry Transport Protocol,11,,,,,,AMLEC_500_PM_01!PMU-ST7,0.0,1.0,Device statistic for Number of defined measurements (per frame) from device during last reporting interval.,0,1,1,,Any,STAT,Statistic,ST,-98.6,37.5,PPA:916,2021-07-09 14:28:44
} | MaximumArchiveDays=90 | DesiredRemainingSpace=500,917,ONS_AMLEC_500_PM_02!PMU:ST1,,31,8736f6c7-ad41-4b43-b4f6-e684e0d4ad20,AMLEC_500_PM_02,Amlec_500_Pm_02,60,1,companyAcronym= | protocolName=IEEE C37.118-2005 | vendorAcronym= | vendorDeviceName= | interconnectionName=,,,,10,STTP,Streaming Telemetry Transport Protocol,11,,,,,,AMLEC_500_PM_02!PMU-ST1,0.0,1.0,Device statistic for Number of data quality errors reported by device during last reporting interval.,0,1,1,,Any,STAT,Statistic,ST,-98.6,37.5,PPA:917,2021-07-09 14:28:44
} | MaximumArchiveDays=90 | DesiredRemainingSpace=500,918,ONS_AMLEC_500_PM_02!PMU:ST2,,31,8736f6c7-ad41-4b43-b4f6-e684e0d4ad20,AMLEC_500_PM_02,Amlec_500_Pm_02,60,1,companyAcronym= | protocolName=IEEE C37.118-2005 | vendorAcronym= | vendorDeviceName= | interconnectionName=,,,,10,STTP,Streaming Telemetry Transport Protocol,11,,,,,,AMLEC_500_PM_02!PMU-ST2,0.0,1.0,Device statistic for Number of time quality errors reported by device during last reporting interval.,0,1,1,,Any,STAT,Statistic,ST,-98.6,37.5,PPA:918,2021-07-09 14:28:44
} | MaximumArchiveDays=90 | DesiredRemainingSpace=500,919,ONS_AMLEC_500_PM_02!PMU:ST3,,31,8736f6c7-ad41-4b43-b4f6-e684e0d4ad20,AMLEC_500_PM_02,Amlec_500_Pm_02,60,1,companyAcronym= | protocolName=IEEE C37.118-2005 | vendorAcronym= | vendorDeviceName= | interconnectionName=,,,,10,STTP,Streaming Telemetry Transport Protocol,11,,,,,,AMLEC_500_PM_02!PMU-ST3,0.0,1.0,Device statistic for Number of device errors reported by device during last reporting interval.,0,1,1,,Any,STAT,Statistic,ST,-98.6,37.5,PPA:919,2021-07-09 14:28:44
} | MaximumArchiveDays=90 | DesiredRemainingSpace=500,920,ONS_AMLEC_500_PM_02!PMU:ST4,,31,8736f6c7-ad41-4b43-b4f6-e684e0d4ad20,AMLEC_500_PM_02,Amlec_500_Pm_02,60,1,companyAcronym= | protocolName=IEEE C37.118-2005 | vendorAcronym= | vendorDeviceName= | interconnectionName=,,,,10,STTP,Streaming Telemetry Transport Protocol,11,,,,,,AMLEC_500_PM_02!PMU-ST4,0.0,1.0,Device statistic for Number of measurements received from device during last reporting interval.,0,1,1,,Any,STAT,Statistic,ST,-98.6,37.5,PPA:920,2021-07-09 14:28:44
} | MaximumArchiveDays=90 | DesiredRemainingSpace=500,921,ONS_AMLEC_500_PM_02!PMU:ST5,,31,8736f6c7-ad41-4b43-b4f6-e684e0d4ad20,AMLEC_500_PM_02,Amlec_500_Pm_02,60,1,companyAcronym= | protocolName=IEEE C37.118-2005 | vendorAcronym= | vendorDeviceName= | interconnectionName=,,,,10,STTP,Streaming Telemetry Transport Protocol,11,,,,,,AMLEC_500_PM_02!PMU-ST5,0.0,1.0,Device statistic for Expected number of measurements received from device during last reporting interval.,0,1,1,,Any,STAT,Statistic,ST,-98.6,37.5,PPA:921,2021-07-09 14:28:44
} | MaximumArchiveDays=90 | DesiredRemainingSpace=500,922,ONS_AMLEC_500_PM_02!PMU:ST6,,31,8736f6c7-ad41-4b43-b4f6-e684e0d4ad20,AMLEC_500_PM_02,Amlec_500_Pm_02,60,1,companyAcronym= | protocolName=IEEE C37.118-2005 | vendorAcronym= | vendorDeviceName= | interconnectionName=,,,,10,STTP,Streaming Telemetry Transport Protocol,11,,,,,,AMLEC_500_PM_02!PMU-ST6,0.0,1.0,Device statistic for Number of measurements received while device was reporting errors during last reporting interval.,0,1,1,,Any,STAT,Statistic,ST,-98.6,37.5,PPA:922,2021-07-09 14:28:44
} | MaximumArchiveDays=90 | DesiredRemainingSpace=500,923,ONS_AMLEC_500_PM_02!PMU:ST7,,31,8736f6c7-ad41-4b43-b4f6-e684e0d4ad20,AMLEC_500_PM_02,Amlec_500_Pm_02,60,1,companyAcronym= | protocolName=IEEE C37.118-2005 | vendorAcronym= | vendorDeviceName= | interconnectionName=,,,,10,STTP,Streaming Telemetry Transport Protocol,11,,,,,,AMLEC_500_PM_02!PMU-ST7,0.0,1.0,Device statistic for Number of defined measurements (per frame) from device during last reporting interval.,0,1,1,,Any,STAT,Statistic,ST,-98.6,37.5,PPA:923,2021-07-09 14:28:44
} | MaximumArchiveDays=90 | DesiredRemainingSpace=500,924,ONS_AMLEC_500_PM_03!PMU:ST1,,32,8736f6c7-ad41-4b43-b4f6-e684e0d4ad20,AMLEC_500_PM_03,Amlec_500_Pm_03,60,1,companyAcronym= | protocolName=IEEE C37.118-2005 | vendorAcronym= | vendorDeviceName= | interconnectionName=,,,,10,STTP,Streaming Telemetry Transport Protocol,11,,,,,,AMLEC_500_PM_03!PMU-ST1,0.0,1.0,Device statistic for Number of data quality errors reported by device during last reporting interval.,0,1,1,,Any,STAT,Statistic,ST,-98.6,37.5,PPA:924,2021-07-09 14:28:44
} | MaximumArchiveDays=90 | DesiredRemainingSpace=500,925,ONS_AMLEC_500_PM_03!PMU:ST2,,32,8736f6c7-ad41-4b43-b4f6-e684e0d4ad20,AMLEC_500_PM_03,Amlec_500_Pm_03,60,1,companyAcronym= | protocolName=IEEE C37.118-2005 | vendorAcronym= | vendorDeviceName= | interconnectionName=,,,,10,STTP,Streaming Telemetry Transport Protocol,11,,,,,,AMLEC_500_PM_03!PMU-ST2,0.0,1.0,Device statistic for Number of time quality errors reported by device during last reporting interval.,0,1,1,,Any,STAT,Statistic,ST,-98.6,37.5,PPA:925,2021-07-09 14:28:44
} | MaximumArchiveDays=90 | DesiredRemainingSpace=500,926,ONS_AMLEC_500_PM_03!PMU:ST3,,32,8736f6c7-ad41-4b43-b4f6-e684e0d4ad20,AMLEC_500_PM_03,Amlec_500_Pm_03,60,1,companyAcronym= | protocolName=IEEE C37.118-2005 | vendorAcronym= | vendorDeviceName= | interconnectionName=,,,,10,STTP,Streaming Telemetry Transport Protocol,11,,,,,,AMLEC_500_PM_03!PMU-ST3,0.0,1.0,Device statistic for Number of device errors reported by device during last reporting interval.,0,1,1,,Any,STAT,Statistic,ST,-98.6,37.5,PPA:926,2021-07-09 14:28:44
} | MaximumArchiveDays=90 | DesiredRemainingSpace=500,927,ONS_AMLEC_500_PM_03!PMU:ST4,,32,8736f6c7-ad41-4b43-b4f6-e684e0d4ad20,AMLEC_500_PM_03,Amlec_500_Pm_03,60,1,companyAcronym= | protocolName=IEEE C37.118-2005 | vendorAcronym= | vendorDeviceName= | interconnectionName=,,,,10,STTP,Streaming Telemetry Transport Protocol,11,,,,,,AMLEC_500_PM_03!PMU-ST4,0.0,1.0,Device statistic for Number of measurements received from device during last reporting interval.,0,1,1,,Any,STAT,Statistic,ST,-98.6,37.5,PPA:927,2021-07-09 14:28:44
} | MaximumArchiveDays=90 | DesiredRemainingSpace=500,928,ONS_AMLEC_500_PM_03!PMU:ST5,,32,8736f6c7-ad41-4b43-b4f6-e684e0d4ad20,AMLEC_500_PM_03,Amlec_500_Pm_03,60,1,companyAcronym= | protocolName=IEEE C37.118-2005 | vendorAcronym= | vendorDeviceName= | interconnectionName=,,,,10,STTP,Streaming Telemetry Transport Protocol,11,,,,,,AMLEC_500_PM_03!PMU-ST5,0.0,1.0,Device statistic for Expected number of measurements received from device during last reporting interval.,0,1,1,,Any,STAT,Statistic,ST,-98.6,37.5,PPA:928,2021-07-09 14:28:44
} | MaximumArchiveDays=90 | DesiredRemainingSpace=500,929,ONS_AMLEC_500_PM_03!PMU:ST6,,32,8736f6c7-ad41-4b43-b4f6-e684e0d4ad20,AMLEC_500_PM_03,Amlec_500_Pm_03,60,1,companyAcronym= | protocolName=IEEE C37.118-2005 | vendorAcronym= | vendorDeviceName= | interconnectionName=,,,,10,STTP,Streaming Telemetry Transport Protocol,11,,,,,,AMLEC_500_PM_03!PMU-ST6,0.0,1.0,Device statistic for Number of measurements received while device was reporting errors during last reporting interval.,0,1,1,,Any,STAT,Statistic,ST,-98.6,37.5,PPA:929,2021-07-09 14:28:44
} | MaximumArchiveDays=90 | DesiredRemainingSpace=500,930,ONS_AMLEC_500_PM_03!PMU:ST7,,32,8736f6c7-ad41-4b43-b4f6-e684e0d4ad20,AMLEC_500_PM_03,Amlec_500_Pm_03,60,1,companyAcronym= | protocolName=IEEE C37.118-2005 | vendorAcronym= | vendorDeviceName= | interconnectionName=,,,,10,STTP,Streaming Telemetry Transport Protocol,11,,,,,,AMLEC_500_PM_03!PMU-ST7,0.0,1.0,Device statistic for Number of defined measurements (per frame) from device during last reporting interval.,0,1,1,,Any,STAT,Statistic,ST,-98.6,37.5,PPA:930,2021-07-09 14:28:44
} | MaximumArchiveDays=90 | DesiredRemainingSpace=500,931,ONS_AMLEC_500_PM_04!PMU:ST1,,33,8736f6c7-ad41-4b43-b4f6-e684e0d4ad20,AMLEC_500_PM_04,Amlec_500_Pm_04,60,1,companyAcronym= | protocolName=IEEE C37.118-2005 | vendorAcronym= | vendorDeviceName= | interconnectionName=,,,,10,STTP,Streaming Telemetry Transport Protocol,11,,,,,,AMLEC_500_PM_04!PMU-ST1,0.0,1.0,Device statistic for Number of data quality errors reported by device during last reporting interval.,0,1,1,,Any,STAT,Statistic,ST,-98.6,37.5,PPA:931,2021-07-09 14:28:44
} | MaximumArchiveDays=90 | DesiredRemainingSpace=500,932,ONS_AMLEC_500_PM_04!PMU:ST2,,33,8736f6c7-ad41-4b43-b4f6-e684e0d4ad20,AMLEC_500_PM_04,Amlec_500_Pm_04,60,1,companyAcronym= | protocolName=IEEE C37.118-2005 | vendorAcronym= | vendorDeviceName= | interconnectionName=,,,,10,STTP,Streaming Telemetry Transport Protocol,11,,,,,,AMLEC_500_PM_04!PMU-ST2,0.0,1.0,Device statistic for Number of time quality errors reported by device during last reporting interval.,0,1,1,,Any,STAT,Statistic,ST,-98.6,37.5,PPA:932,2021-07-09 14:28:44
} | MaximumArchiveDays=90 | DesiredRemainingSpace=500,933,ONS_AMLEC_500_PM_04!PMU:ST3,,33,8736f6c7-ad41-4b43-b4f6-e684e0d4ad20,AMLEC_500_PM_04,Amlec_500_Pm_04,60,1,companyAcronym= | protocolName=IEEE C37.118-2005 | vendorAcronym= | vendorDeviceName= | interconnectionName=,,,,10,STTP,Streaming Telemetry Transport Protocol,11,,,,,,AMLEC_500_PM_04!PMU-ST3,0.0,1.0,Device statistic for Number of device errors reported by device during last reporting interval.,0,1,1,,Any,STAT,Statistic,ST,-98.6,37.5,PPA:933,2021-07-09 14:28:44
} | MaximumArchiveDays=90 | DesiredRemainingSpace=500,934,ONS_AMLEC_500_PM_04!PMU:ST4,,33,8736f6c7-ad41-4b43-b4f6-e684e0d4ad20,AMLEC_500_PM_04,Amlec_500_Pm_04,60,1,companyAcronym= | protocolName=IEEE C37.118-2005 | vendorAcronym= | vendorDeviceName= | interconnectionName=,,,,10,STTP,Streaming Telemetry Transport Protocol,11,,,,,,AMLEC_500_PM_04!PMU-ST4,0.0,1.0,Device statistic for Number of measurements received from device during last reporting interval.,0,1,1,,Any,STAT,Statistic,ST,-98.6,37.5,PPA:934,2021-07-09 14:28:44
} | MaximumArchiveDays=90 | DesiredRemainingSpace=500,935,ONS_AMLEC_500_PM_04!PMU:ST5,,33,8736f6c7-ad41-4b43-b4f6-e684e0d4ad20,AMLEC_500_PM_04,Amlec_500_Pm_04,60,1,companyAcronym= | protocolName=IEEE C37.118-2005 | vendorAcronym= | vendorDeviceName= | interconnectionName=,,,,10,STTP,Streaming Telemetry Transport Protocol,11,,,,,,AMLEC_500_PM_04!PMU-ST5,0.0,1.0,Device statistic for Expected number of measurements received from device during last reporting interval.,0,1,1,,Any,STAT,Statistic,ST,-98.6,37.5,PPA:935,2021-07-09 14:28:44
} | MaximumArchiveDays=90 | DesiredRemainingSpace=500,936,ONS_AMLEC_500_PM_04!PMU:ST6,,33,8736f6c7-ad41-4b43-b4f6-e684e0d4ad20,AMLEC_500_PM_04,Amlec_500_Pm_04,60,1,companyAcronym= | protocolName=IEEE C37.118-2005 | vendorAcronym= | vendorDeviceName= | interconnectionName=,,,,10,STTP,Streaming Telemetry Transport Protocol,11,,,,,,AMLEC_500_PM_04!PMU-ST6,0.0,1.0,Device statistic for Number of measurements received while device was reporting errors during last reporting interval.,0,1,1,,Any,STAT,Statistic,ST,-98.6,37.5,PPA:936,2021-07-09 14:28:44
} | MaximumArchiveDays=90 | DesiredRemainingSpace=500,937,ONS_AMLEC_500_PM_04!PMU:ST7,,33,8736f6c7-ad41-4b43-b4f6-e684e0d4ad20,AMLEC_500_PM_04,Amlec_500_Pm_04,60,1,companyAcronym= | protocolName=IEEE C37.118-2005 | vendorAcronym= | vendorDeviceName= | interconnectionName=,,,,10,STTP,Streaming Telemetry Transport Protocol,11,,,,,,AMLEC_500_PM_04!PMU-ST7,0.0,1.0,Device statistic for Number of defined measurements (per frame) from device during last reporting interval.,0,1,1,,Any,STAT,Statistic,ST,-98.6,37.5,PPA:937,2021-07-09 14:28:44
} | MaximumArchiveDays=90 | DesiredRemainingSpace=500,938,ONS_PRBTA_500_PM_06!PMU:ST1,,34,8736f6c7-ad41-4b43-b4f6-e684e0d4ad20,PRBTA_500_PM_06,Prbta_500_Pm_06,60,1,companyAcronym= | protocolName=IEEE C37.118-2005 | vendorAcronym= | vendorDeviceName= | interconnectionName=,,,,10,STTP,Streaming Telemetry Transport Protocol,11,,,,,,PRBTA_500_PM_06!PMU-ST1,0.0,1.0,Device statistic for Number of data quality errors reported by device during last reporting interval.,0,1,1,,Any,STAT,Statistic,ST,-98.6,37.5,PPA:938,2021-07-09 14:28:44
} | MaximumArchiveDays=90 | DesiredRemainingSpace=500,939,ONS_PRBTA_500_PM_06!PMU:ST2,,34,8736f6c7-ad41-4b43-b4f6-e684e0d4ad20,PRBTA_500_PM_06,Prbta_500_Pm_06,60,1,companyAcronym= | protocolName=IEEE C37.118-2005 | vendorAcronym= | vendorDeviceName= | interconnectionName=,,,,10,STTP,Streaming Telemetry Transport Protocol,11,,,,,,PRBTA_500_PM_06!PMU-ST2,0.0,1.0,Device statistic for Number of time quality errors reported by device during last reporting interval.,0,1,1,,Any,STAT,Statistic,ST,-98.6,37.5,PPA:939,2021-07-09 14:28:44
} | MaximumArchiveDays=90 | DesiredRemainingSpace=500,940,ONS_PRBTA_500_PM_06!PMU:ST3,,34,8736f6c7-ad41-4b43-b4f6-e684e0d4ad20,PRBTA_500_PM_06,Prbta_500_Pm_06,60,1,companyAcronym= | protocolName=IEEE C37.118-2005 | vendorAcronym= | vendorDeviceName= | interconnectionName=,,,,10,STTP,Streaming Telemetry Transport Protocol,11,,,,,,PRBTA_500_PM_06!PMU-ST3,0.0,1.0,Device statistic for Number of device errors reported by device during last reporting interval.,0,1,1,,Any,STAT,Statistic,ST,-98.6,37.5,PPA:940,2021-07-09 14:28:44
} | MaximumArchiveDays=90 | DesiredRemainingSpace=500,941,ONS_PRBTA_500_PM_06!PMU:ST4,,34,8736f6c7-ad41-4b43-b4f6-e684e0d4ad20,PRBTA_500_PM_06,Prbta_500_Pm_06,60,1,companyAcronym= | protocolName=IEEE C37.118-2005 | vendorAcronym= | vendorDeviceName= | interconnectionName=,,,,10,STTP,Streaming Telemetry Transport Protocol,11,,,,,,PRBTA_500_PM_06!PMU-ST4,0.0,1.0,Device statistic for Number of measurements received from device during last reporting interval.,0,1,1,,Any,STAT,Statistic,ST,-98.6,37.5,PPA:941,2021-07-09 14:28:44
} | MaximumArchiveDays=90 | DesiredRemainingSpace=500,942,ONS_PRBTA_500_PM_06!PMU:ST5,,34,8736f6c7-ad41-4b43-b4f6-e684e0d4ad20,PRBTA_500_PM_06,Prbta_500_Pm_06,60,1,companyAcronym= | protocolName=IEEE C37.118-2005 | vendorAcronym= | vendorDeviceName= | interconnectionName=,,,,10,STTP,Streaming Telemetry Transport Protocol,11,,,,,,PRBTA_500_PM_06!PMU-ST5,0.0,1.0,Device statistic for Expected number of measurements received from device during last reporting interval.,0,1,1,,Any,STAT,Statistic,ST,-98.6,37.5,PPA:942,2021-07-09 14:28:44
} | MaximumArchiveDays=90 | DesiredRemainingSpace=500,943,ONS_PRBTA_500_PM_06!PMU:ST6,,34,8736f6c7-ad41-4b43-b4f6-e684e0d4ad20,PRBTA_500_PM_06,Prbta_500_Pm_06,60,1,companyAcronym= | protocolName=IEEE C37.118-2005 | vendorAcronym= | vendorDeviceName= | interconnectionName=,,,,10,STTP,Streaming Telemetry Transport Protocol,11,,,,,,PRBTA_500_PM_06!PMU-ST6,0.0,1.0,Device statistic for Number of measurements received while device was reporting errors during last reporting interval.,0,1,1,,Any,STAT,Statistic,ST,-98.6,37.5,PPA:943,2021-07-09 14:28:44
} | MaximumArchiveDays=90 | DesiredRemainingSpace=500,944,ONS_PRBTA_500_PM_06!PMU:ST7,,34,8736f6c7-ad41-4b43-b4f6-e684e0d4ad20,PRBTA_500_PM_06,Prbta_500_Pm_06,60,1,companyAcronym= | protocolName=IEEE C37.118-2005 | vendorAcronym= | vendorDeviceName= | interconnectionName=,,,,10,STTP,Streaming Telemetry Transport Protocol,11,,,,,,PRBTA_500_PM_06!PMU-ST7,0.0,1.0,Device statistic for Number of defined measurements (per frame) from device during last reporting interval.,0,1,1,,Any,STAT,Statistic,ST,-98.6,37.5,PPA:944,2021-07-09 14:28:44
} | MaximumArchiveDays=90 | DesiredRemainingSpace=500,945,GPA_PRCVO_525_PM_01:F,,35,8736f6c7-ad41-4b43-b4f6-e684e0d4ad20,PRCVO_525_PM_01,Prcvo_525_Pm_01,60,1,companyAcronym= | protocolName=IEEE C37.118.2-2011 | vendorAcronym= | vendorDeviceName= | interconnectionName=,,,,10,STTP,Streaming Telemetry Transport Protocol,5,,,,,,PRCVO_525_PM_01-FQ,0.0,1.0,Prcvo_525_Pm_01 Frequency,0,1,1,Hz,PMU,FREQ,Frequency,FQ,-98.6,37.5,PPA:945,2021-07-20 20:01:08
} | MaximumArchiveDays=90 | DesiredRemainingSpace=500,946,GPA_PRCVO_525_PM_01:DF,,35,8736f6c7-ad41-4b43-b4f6-e684e0d4ad20,PRCVO_525_PM_01,Prcvo_525_Pm_01,60,1,companyAcronym= | protocolName=IEEE C37.118.2-2011 | vendorAcronym= | vendorDeviceName= | interconnectionName=,,,,10,STTP,Streaming Telemetry Transport Protocol,6,,,,,,PRCVO_525_PM_01-DF,0.0,1.0,Prcvo_525_Pm_01 Frequency Delta (dF/dt),0,1,1,,PMU,DFDT,Frequency Delta (dF/dt),DF,-98.6,37.5,PPA:946,2021-07-20 20:01:08
} | MaximumArchiveDays=90 | DesiredRemainingSpace=500,947,GPA_PRCVO_525_PM_01:S,,35,8736f6c7-ad41-4b43-b4f6-e684e0d4ad20,PRCVO_525_PM_01,Prcvo_525_Pm_01,60,1,companyAcronym= | protocolName=IEEE C37.118.2-2011 | vendorAcronym= | vendorDeviceName= | interconnectionName=,,,,10,STTP,Streaming Telemetry Transport Protocol,8,,,,,,PRCVO_525_PM_01-SF,0.0,1.0,Prcvo_525_Pm_01 Status Flags,0,1,1,,PMU,FLAG,Status Flags,SF,-98.6,37.5,PPA:947,2021-07-20 20:01:08
} | MaximumArchiveDays=90 | DesiredRemainingSpace=500,948,GPA_PRCVO_525_PM_01-PM1:V,,35,8736f6c7-ad41-4b43-b4f6-e684e0d4ad20,PRCVO_525_PM_01,Prcvo_525_Pm_01,60,1,companyAcronym= | protocolName=IEEE C37.118.2-2011 | vendorAcronym= | vendorDeviceName= | interconnectionName=,,,,10,STTP,Streaming Telemetry Transport Protocol,3,1,LTPRSTF6_1_FV_A,V,+,0,PRCVO_525_PM_01-PM1,0.0,1.0,Prcvo_525_Pm_01 LTPRSTF6_1_FV_A + Voltage Magnitude,0,1,1,Volts,Phasor,VPHM,Voltage Magnitude,PM,-98.6,37.5,PPA:948,2021-07-20 20:01:08
} | MaximumArchiveDays=90 | DesiredRemainingSpace=500,949,GPA_PRCVO_525_PM_01-PA1:VH,,35,8736f6c7-ad41-4b43-b4f6-e684e0d4ad20,PRCVO_525_PM_01,Prcvo_525_Pm_01,60,1,companyAcronym= | protocolName=IEEE C37.118.2-2011 | vendorAcronym= | vendorDeviceName= | interconnectionName=,,,,10,STTP,Streaming Telemetry Transport Protocol,4,1,LTPRSTF6_1_FV_A,V,+,0,PRCVO_525_PM_01-PA1,0.0,1.0,Prcvo_525_Pm_01 LTPRSTF6_1_FV_A + Voltage Phase Angle,0,1,1,Degrees,Phasor,VPHA,Voltage Phase Angle,PA,-98.6,37.5,PPA:949,2021-07-20 20:01:08
} | MaximumArchiveDays=90 | DesiredRemainingSpace=500,950,GPA_PRCVO_525_PM_01-PM2:V,,35,8736f6c7-ad41-4b43-b4f6-e684e0d4ad20,PRCVO_525_PM_01,Prcvo_525_Pm_01,60,1,companyAcronym= | protocolName=IEEE C37.118.2-2011 | vendorAcronym= | vendorDeviceName= | interconnectionName=,,,,10,STTP,Streaming Telemetry Transport Protocol,3,2,LTPRSTF6_1_FV_B,V,+,0,PRCVO_525_PM_01-PM2,0.0,1.0,Prcvo_525_Pm_01 LTPRSTF6_1_FV_B + Voltage Magnitude,0,1,1,Volts,Phasor,VPHM,Voltage Magnitude,PM,-98.6,37.5,PPA:950,2021-07-20 20:01:08
} | MaximumArchiveDays=90 | DesiredRemainingSpace=500,951,GPA_PRCVO_525_PM_01-PA2:VH,,35,8736f6c7-ad41-4b43-b4f6-e684e0d4ad20,PRCVO_525_PM_01,Prcvo_525_Pm_01,60,1,companyAcronym= | protocolName=IEEE C37.118.2-2011 | vendorAcronym= | vendorDeviceName= | interconnectionName=,,,,10,STTP,Streaming Telemetry Transport Protocol,4,2,LTPRSTF6_1_FV_B,V,+,0,PRCVO_525_PM_01-PA2,0.0,1.0,Prcvo_525_Pm_01 LTPRSTF6_1_FV_B + Voltage Phase Angle,0,1,1,Degrees,Phasor,VPHA,Voltage Phase Angle,PA,-98.6,37.5,PPA:951,2021-07-20 20:01:08
} | MaximumArchiveDays=90 | DesiredRemainingSpace=500,952,GPA_PRCVO_525_PM_01-PM3:V,,35,8736f6c7-ad41-4b43-b4f6-e684e0d4ad20,PRCVO_525_PM_01,Prcvo_525_Pm_01,60,1,companyAcronym= | protocolName=IEEE C37.118.2-2011 | vendorAcronym= | vendorDeviceName= | interconnectionName=,,,,10,STTP,Streaming Telemetry Transport Protocol,3,3,LTPRSTF6_1_FV_C,V,+,0,PRCVO_525_PM_01-PM3,0.0,1.0,Prcvo_525_Pm_01 LTPRSTF6_1_FV_C + Voltage Magnitude,0,1,1,Volts,Phasor,VPHM,Voltage Magnitude,PM,-98.6,37.5,PPA:952,2021-07-20 20:01:08
} | MaximumArchiveDays=90 | DesiredRemainingSpace=500,953,GPA_PRCVO_525_PM_01-PA3:VH,,35,8736f6c7-ad41-4b43-b4f6-e684e0d4ad20,PRCVO_525_PM_01,Prcvo_525_Pm_01,60,1,companyAcronym= | protocolName=IEEE C37.118.2-2011 | vendorAcronym= | vendorDeviceName= | interconnectionName=,,,,10,STTP,Streaming Telemetry Transport Protocol,4,3,LTPRSTF6_1_FV_C,V,+,0,PRCVO_525_PM_01-PA3,0.0,1.0,Prcvo_525_Pm_01 LTPRSTF6_1_FV_C + Voltage Phase Angle,0,1,1,Degrees,Phasor,VPHA,Voltage Phase Angle,PA,-98.6,37.5,PPA:953,2021-07-20 20:01:08
} | MaximumArchiveDays=90 | DesiredRemainingSpace=500,954,GPA_PRCVO_525_PM_01-PM4:V,,35,8736f6c7-ad41-4b43-b4f6-e684e0d4ad20,PRCVO_525_PM_01,Prcvo_525_Pm_01,60,1,companyAcronym= | protocolName=IEEE C37.118.2-2011 | vendorAcronym= | vendorDeviceName= | interconnectionName=,,,,10,STTP,Streaming Telemetry Transport Protocol,3,4,LTPRSCX_1_FV_A,V,+,0,PRCVO_525_PM_01-PM4,0.0,1.0,Prcvo_525_Pm_01 LTPRSCX_1_FV_A + Voltage Magnitude,0,1,1,Volts,Phasor,VPHM,Voltage Magnitude,PM,-98.6,37.5,PPA:954,2021-07-20 20:01:08
} | MaximumArchiveDays=90 | DesiredRemainingSpace=500,955,GPA_PRCVO_525_PM_01-PA4:VH,,35,8736f6c7-ad41-4b43-b4f6-e684e0d4ad20,PRCVO_525_PM_01,Prcvo_525_Pm_01,60,1,companyAcronym= | protocolName=IEEE C37.118.2-2011 | vendorAcronym= | vendorDeviceName= | interconnectionName=,,,,10,STTP,Streaming Telemetry Transport Protocol,4,4,LTPRSCX_1_FV_A,V,+,0,PRCVO_525_PM_01-PA4,0.0,1.0,Prcvo_525_Pm_01 LTPRSCX_1_FV_A + Voltage Phase Angle,0,1,1,Degrees,Phasor,VPHA,Voltage Phase Angle,PA,-98.6,37.5,PPA:955,2021-07-20 20:01:08
} | MaximumArchiveDays=90 | DesiredRemainingSpace=500,956,GPA_PRCVO_525_PM_01-PM5:V,,35,8736f6c7-ad41-4b43-b4f6-e684e0d4ad20,PRCVO_525_PM_01,Prcvo_525_Pm_01,60,1,companyAcronym= | protocolName=IEEE C37.118.2-2011 | vendorAcronym= | vendorDeviceName= | interconnectionName=,,,,10,STTP,Streaming Telemetry Transport Protocol,3,5,LTPRSCX_1_FV_B,V,+,0,PRCVO_525_PM_01-PM5,0.0,1.0,Prcvo_525_Pm_01 LTPRSCX_1_FV_B + Voltage Magnitude,0,1,1,Volts,Phasor,VPHM,Voltage Magnitude,PM,-98.6,37.5,PPA:956,2021-07-20 20:01:08
} | MaximumArchiveDays=90 | DesiredRemainingSpace=500,957,GPA_PRCVO_525_PM_01-PA5:VH,,35,8736f6c7-ad41-4b43-b4f6-e684e0d4ad20,PRCVO_525_PM_01,Prcvo_525_Pm_01,60,1,companyAcronym= | protocolName=IEEE C37.118.2-2011 | vendorAcronym= | vendorDeviceName= | interconnectionName=,,,,10,STTP,Streaming Telemetry Transport Protocol,4,5,LTPRSCX_1_FV_B,V,+,0,PRCVO_525_PM_01-PA5,0.0,1.0,Prcvo_525_Pm_01 LTPRSCX_1_FV_B + Voltage Phase Angle,0,1,1,Degrees,Phasor,VPHA,Voltage Phase Angle,PA,-98.6,37.5,PPA:957,2021-07-20 20:01:08
} | MaximumArchiveDays=90 | DesiredRemainingSpace=500,958,GPA_PRCVO_525_PM_01-PM6:V,,35,8736f6c7-ad41-4b43-b4f6-e684e0d4ad20,PRCVO_525_PM_01,Prcvo_525_Pm_01,60,1,companyAcronym= | protocolName=IEEE C37.118.2-2011 | vendorAcronym= | vendorDeviceName= | interconnectionName=,,,,10,STTP,Streaming Telemetry Transport Protocol,3,6,LTPRSCX_1_FV_C,V,+,0,PRCVO_525_PM_01-PM6,0.0,1.0,Prcvo_525_Pm_01 LTPRSCX_1_FV_C + Voltage Magnitude,0,1,1,Volts,Phasor,VPHM,Voltage Magnitude,PM,-98.6,37.5,PPA:958,2021-07-20 20:01:08
} | MaximumArchiveDays=90 | DesiredRemainingSpace=500,959,GPA_PRCVO_525_PM_01-PA6:VH,,35,8736f6c7-ad41-4b43-b4f6-e684e0d4ad20,PRCVO_525_PM_01,Prcvo_525_Pm_01,60,1,companyAcronym= | protocolName=IEEE C37.118.2-2011 | vendorAcronym= | vendorDeviceName= | interconnectionName=,,,,10,STTP,Streaming Telemetry Transport Protocol,4,6,LTPRSCX_1_FV_C,V,+,0,PRCVO_525_PM_01-PA6,0.0,1.0,Prcvo_525_Pm_01 LTPRSCX_1_FV_C + Voltage Phase Angle,0,1,1,Degrees,Phasor,VPHA,Voltage Phase Angle,PA,-98.6,37.5,PPA:959,2021-07-20 20:01:08
} | MaximumArchiveDays=90 | DesiredRemainingSpace=500,960,GPA_PRCVO_525_PM_01-PM7:I,,35,8736f6c7-ad41-4b43-b4f6-e684e0d4ad20,PRCVO_525_PM_01,Prcvo_525_Pm_01,60,1,companyAcronym= | protocolName=IEEE C37.118.2-2011 | vendorAcronym= | vendorDeviceName= | interconnectionName=,,,,10,STTP,Streaming Telemetry Transport Protocol,1,7,LTPRSTF6_1_FA_A,I,+,0,PRCVO_525_PM_01-PM7,0.0,1.0,Prcvo_525_Pm_01 LTPRSTF6_1_FA_A + Current Magnitude,0,1,1,Amps,Phasor,IPHM,Current Magnitude,PM,-98.6,37.5,PPA:960,2021-07-20 20:01:08
} | MaximumArchiveDays=90 | DesiredRemainingSpace=500,961,GPA_PRCVO_525_PM_01-PA7:IH,,35,8736f6c7-ad41-4b43-b4f6-e684e0d4ad20,PRCVO_525_PM_01,Prcvo_525_Pm_01,60,1,companyAcronym= | protocolName=IEEE C37.118.2-2011 | vendorAcronym= | vendorDeviceName= | interconnectionName=,,,,10,STTP,Streaming Telemetry Transport Protocol,2,7,LTPRSTF6_1_FA_A,I,+,0,PRCVO_525_PM_01-PA7,0.0,1.0,Prcvo_525_Pm_01 LTPRSTF6_1_FA_A + Current Phase Angle,0,1,1,Degrees,Phasor,IPHA,Current Phase Angle,PA,-98.6,37.5,PPA:961,2021-07-20 20:01:08
} | MaximumArchiveDays=90 | DesiredRemainingSpace=500,962,GPA_PRCVO_525_PM_01-PM8:I,,35,8736f6c7-ad41-4b43-b4f6-e684e0d4ad20,PRCVO_525_PM_01,Prcvo_525_Pm_01,60,1,companyAcronym= | protocolName=IEEE C37.118.2-2011 | vendorAcronym= | vendorDeviceName= | interconnectionName=,,,,10,STTP,Streaming Telemetry Transport Protocol,1,8,LTPRSTF6_1_FA_B,I,+,0,PRCVO_525_PM_01-PM8,0.0,1.0,Prcvo_525_Pm_01 LTPRSTF6_1_FA_B + Current Magnitude,0,1,1,Amps,Phasor,IPHM,Current Magnitude,PM,-98.6,37.5,PPA:962,2021-07-20 20:01:08
} | MaximumArchiveDays=90 | DesiredRemainingSpace=500,963,GPA_PRCVO_525_PM_01-PA8:IH,,35,8736f6c7-ad41-4b43-b4f6-e684e0d4ad20,PRCVO_525_PM_01,Prcvo_525_Pm_01,60,1,companyAcronym= | protocolName=IEEE C37.118.2-2011 | vendorAcronym= | vendorDeviceName= | interconnectionName=,,,,10,STTP,Streaming Telemetry Transport Protocol,2,8,LTPRSTF6_1_FA_B,I,+,0,PRCVO_525_PM_01-PA8,0.0,1.0,Prcvo_525_Pm_01 LTPRSTF6_1_FA_B + Current Phase Angle,0,1,1,Degrees,Phasor,IPHA,Current Phase Angle,PA,-98.6,37.5,PPA:963,2021-07-20 20:01:08
} | MaximumArchiveDays=90 | DesiredRemainingSpace=500,964,GPA_PRCVO_525_PM_01-PM9:I,,35,8736f6c7-ad41-4b43-b4f6-e684e0d4ad20,PRCVO_525_PM_01,Prcvo_525_Pm_01,60,1,companyAcronym= | protocolName=IEEE C37.118.2-2011 | vendorAcronym= | vendorDeviceName= | interconnectionName=,,,,10,STTP,Streaming Telemetry Transport Protocol,1,9,LTPRSTF6_1_FA_C,I,+,0,PRCVO_525_PM_01-PM9,0.0,1.0,Prcvo_525_Pm_01 LTPRSTF6_1_FA_C + Current Magnitude,0,1,1,Amps,Phasor,IPHM,Current Magnitude,PM,-98.6,37.5,PPA:964,2021-07-20 20:01:08
} | MaximumArchiveDays=90 | DesiredRemainingSpace=500,965,GPA_PRCVO_525_PM_01-PA9:IH,,35,8736f6c7-ad41-4b43-b4f6-e684e0d4ad20,PRCVO_525_PM_01,Prcvo_525_Pm_01,60,1,companyAcronym= | protocolName=IEEE C37.118.2-2011 | vendorAcronym= | vendorDeviceName= | interconnectionName=,,,,10,STTP,Streaming Telemetry Transport Protocol,2,9,LTPRSTF6_1_FA_C,I,+,0,PRCVO_525_PM_01-PA9,0.0,1.0,Prcvo_525_Pm_01 LTPRSTF6_1_FA_C + Current Phase Angle,0,1,1,Degrees,Phasor,IPHA,Current Phase Angle,PA,-98.6,37.5,PPA:965,2021-07-20 20:01:08
} | MaximumArchiveDays=90 | DesiredRemainingSpace=500,966,GPA_PRCVO_525_PM_01-PM10:I,,35,8736f6c7-ad41-4b43-b4f6-e684e0d4ad20,PRCVO_525_PM_01,Prcvo_525_Pm_01,60,1,companyAcronym= | protocolName=IEEE C37.118.2-2011 | vendorAcronym= | vendorDeviceName= | interconnectionName=,,,,10,STTP,Streaming Telemetry Transport Protocol,1,10,LTPRSTF6_1_FA_A,I,+,0,PRCVO_525_PM_01-PM10,0.0,1.0,Prcvo_525_Pm_01 LTPRSTF6_1_FA_A + Current Magnitude,0,1,1,Amps,Phasor,IPHM,Current Magnitude,PM,-98.6,37.5,PPA:966,2021-07-20 20:01:08
} | MaximumArchiveDays=90 | DesiredRemainingSpace=500,967,GPA_PRCVO_525_PM_01-PA10:IH,,35,8736f6c7-ad41-4b43-b4f6-e684e0d4ad20,PRCVO_525_PM_01,Prcvo_525_Pm_01,60,1,companyAcronym= | protocolName=IEEE C37.118.2-2011 | vendorAcronym= | vendorDeviceName= | interconnectionName=,,,,10,STTP,Streaming Telemetry Transport Protocol,2,10,LTPRSTF6_1_FA_A,I,+,0,PRCVO_525_PM_01-PA10,0.0,1.0,Prcvo_525_Pm_01 LTPRSTF6_1_FA_A + Current Phase Angle,0,1,1,Degrees,Phasor,IPHA,Current Phase Angle,PA,-98.6,37.5,PPA:967,2021-07-20 20:01:08
} | MaximumArchiveDays=90 | DesiredRemainingSpace=500,968,GPA_PRCVO_525_PM_01-PM11:I,,35,8736f6c7-ad41-4b43-b4f6-e684e0d4ad20,PRCVO_525_PM_01,Prcvo_525_Pm_01,60,1,companyAcronym= | protocolName=IEEE C37.118.2-2011 | vendorAcronym= | vendorDeviceName= | interconnectionName=,,,,10,STTP,Streaming Telemetry Transport Protocol,1,11,LTPRSTF6_1_FA_B,I,+,0,PRCVO_525_PM_01-PM11,0.0,1.0,Prcvo_525_Pm_01 LTPRSTF6_1_FA_B + Current Magnitude,0,1,1,Amps,Phasor,IPHM,Current Magnitude,PM,-98.6,37.5,PPA:968,2021-07-20 20:01:08
} | MaximumArchiveDays=90 | DesiredRemainingSpace=500,969,GPA_PRCVO_525_PM_01-PA11:IH,,35,8736f6c7-ad41-4b43-b4f6-e684e0d4ad20,PRCVO_525_PM_01,Prcvo_525_Pm_01,60,1,companyAcronym= | protocolName=IEEE C37.118.2-2011 | vendorAcronym= | vendorDeviceName= | interconnectionName=,,,,10,STTP,Streaming Telemetry Transport Protocol,2,11,LTPRSTF6_1_FA_B,I,+,0,PRCVO_525_PM_01-PA11,0.0,1.0,Prcvo_525_Pm_01 LTPRSTF6_1_FA_B + Current Phase Angle,0,1,1,Degrees,Phasor,IPHA,Current Phase Angle,PA,-98.6,37.5,PPA:969,2021-07-20 20:01:08
} | MaximumArchiveDays=90 | DesiredRemainingSpace=500,970,GPA_PRCVO_525_PM_01-PM12:I,,35,8736f6c7-ad41-4b43-b4f6-e684e0d4ad20,PRCVO_525_PM_01,Prcvo_525_Pm_01,60,1,companyAcronym= | protocolName=IEEE C37.118.2-2011 | vendorAcronym= | vendorDeviceName= | interconnectionName=,,,,10,STTP,Streaming Telemetry Transport Protocol,1,12,LTPRSTF6_1_FA_C,I,+,0,PRCVO_525_PM_01-PM12,0.0,1.0,Prcvo_525_Pm_01 LTPRSTF6_1_FA_C + Current Magnitude,0,1,1,Amps,Phasor,IPHM,Current Magnitude,PM,-98.6,37.5,PPA:970,2021-07-20 20:01:08
} | MaximumArchiveDays=90 | DesiredRemainingSpace=500,971,GPA_PRCVO_525_PM_01-PA12:IH,,35,8736f6c7-ad41-4b43-b4f6-e684e0d4ad20,PRCVO_525_PM_01,Prcvo_525_Pm_01,60,1,companyAcronym= | protocolName=IEEE C37.118.2-2011 | vendorAcronym= | vendorDeviceName= | interconnectionName=,,,,10,STTP,Streaming Telemetry Transport Protocol,2,12,LTPRSTF6_1_FA_C,I,+,0,PRCVO_525_PM_01-PA12,0.0,1.0,Prcvo_525_Pm_01 LTPRSTF6_1_FA_C + Current Phase Angle,0,1,1,Degrees,Phasor,IPHA,Current Phase Angle,PA,-98.6,37.5,PPA:971,2021-07-20 20:01:08
} | MaximumArchiveDays=90 | DesiredRemainingSpace=500,972,GPA_PRCVO_525_PM_01-PM13:I,,35,8736f6c7-ad41-4b43-b4f6-e684e0d4ad20,PRCVO_525_PM_01,Prcvo_525_Pm_01,60,1,companyAcronym= | protocolName=IEEE C37.118.2-2011 | vendorAcronym= | vendorDeviceName= | interconnectionName=,,,,10,STTP,Streaming Telemetry Transport Protocol,1,13,LTPRSCX_1_FA_A,I,+,0,PRCVO_525_PM_01-PM13,0.0,1.0,Prcvo_525_Pm_01 LTPRSCX_1_FA_A + Current Magnitude,0,1,1,Amps,Phasor,IPHM,Current Magnitude,PM,-98.6,37.5,PPA:972,2021-07-20 20:01:08
} | MaximumArchiveDays=90 | DesiredRemainingSpace=500,973,GPA_PRCVO_525_PM_01-PA13:IH,,35,8736f6c7-ad41-4b43-b4f6-e684e0d4ad20,PRCVO_525_PM_01,Prcvo_525_Pm_01,60,1,companyAcronym= | protocolName=IEEE C37.118.2-2011 | vendorAcronym= | vendorDeviceName= | interconnectionName=,,,,10,STTP,Streaming Telemetry Transport Protocol,2,13,LTPRSCX_1_FA_A,I,+,0,PRCVO_525_PM_01-PA13,0.0,1.0,Prcvo_525_Pm_01 LTPRSCX_1_FA_A + Current Phase Angle,0,1,1,Degrees,Phasor,IPHA,Current Phase Angle,PA,-98.6,37.5,PPA:973,2021-07-20 20:01:08
} | MaximumArchiveDays=90 | DesiredRemainingSpace=500,974,GPA_PRCVO_525_PM_01-PM14:I,,35,8736f6c7-ad41-4b43-b4f6-e684e0d4ad20,PRCVO_525_PM_01,Prcvo_525_Pm_01,60,1,companyAcronym= | protocolName=IEEE C37.118.2-2011 | vendorAcronym= | vendorDeviceName= | interconnectionName=,,,,10,STTP,Streaming Telemetry Transport Protocol,1,14,LTPRSCX_1_FA_B,I,+,0,PRCVO_525_PM_01-PM14,0.0,1.0,Prcvo_525_Pm_01 LTPRSCX_1_FA_B + Current Magnitude,0,1,1,Amps,Phasor,IPHM,Current Magnitude,PM,-98.6,37.5,PPA:974,2021-07-20 20:01:08
} | MaximumArchiveDays=90 | DesiredRemainingSpace=500,975,GPA_PRCVO_525_PM_01-PA14:IH,,35,8736f6c7-ad41-4b43-b4f6-e684e0d4ad20,PRCVO_525_PM_01,Prcvo_525_Pm_01,60,1,companyAcronym= | protocolName=IEEE C37.118.2-2011 | vendorAcronym= | vendorDeviceName= | interconnectionName=,,,,10,STTP,Streaming Telemetry Transport Protocol,2,14,LTPRSCX_1_FA_B,I,+,0,PRCVO_525_PM_01-PA14,0.0,1.0,Prcvo_525_Pm_01 LTPRSCX_1_FA_B + Current Phase Angle,0,1,1,Degrees,Phasor,IPHA,Current Phase Angle,PA,-98.6,37.5,PPA:975,2021-07-20 20:01:08
} | MaximumArchiveDays=90 | DesiredRemainingSpace=500,976,GPA_PRCVO_525_PM_01-PM15:I,,35,8736f6c7-ad41-4b43-b4f6-e684e0d4ad20,PRCVO_525_PM_01,Prcvo_525_Pm_01,60,1,companyAcronym= | protocolName=IEEE C37.118.2-2011 | vendorAcronym= | vendorDeviceName= | interconnectionName=,,,,10,STTP,Streaming Telemetry Transport Protocol,1,15,LTPRSCX_1_FA_C,I,+,0,PRCVO_525_PM_01-PM15,0.0,1.0,Prcvo_525_Pm_01 LTPRSCX_1_FA_C + Current Magnitude,0,1,1,Amps,Phasor,IPHM,Current Magnitude,PM,-98.6,37.5,PPA:976,2021-07-20 20:01:08
} | MaximumArchiveDays=90 | DesiredRemainingSpace=500,977,GPA_PRCVO_525_PM_01-PA15:IH,,35,8736f6c7-ad41-4b43-b4f6-e684e0d4ad20,PRCVO_525_PM_01,Prcvo_525_Pm_01,60,1,companyAcronym= | protocolName=IEEE C37.118.2-2011 | vendorAcronym= | vendorDeviceName= | interconnectionName=,,,,10,STTP,Streaming Telemetry Transport Protocol,2,15,LTPRSCX_1_FA_C,I,+,0,PRCVO_525_PM_01-PA15,0.0,1.0,Prcvo_525_Pm_01 LTPRSCX_1_FA_C + Current Phase Angle,0,1,1,Degrees,Phasor,IPHA,Current Phase Angle,PA,-98.6,37.5,PPA:977,2021-07-20 20:01:08
} | MaximumArchiveDays=90 | DesiredRemainingSpace=500,978,GPA_PRCVO_525_PM_01-PM16:I,,35,8736f6c7-ad41-4b43-b4f6-e684e0d4ad20,PRCVO_525_PM_01,Prcvo_525_Pm_01,60,1,companyAcronym= | protocolName=IEEE C37.118.2-2011 | vendorAcronym= | vendorDeviceName= | interconnectionName=,,,,10,STTP,Streaming Telemetry Transport Protocol,1,16,LTPRIVP_1_FA_A,I,+,0,PRCVO_525_PM_01-PM16,0.0,1.0,Prcvo_525_Pm_01 LTPRIVP_1_FA_A + Current Magnitude,0,1,1,Amps,Phasor,IPHM,Current Magnitude,PM,-98.6,37.5,PPA:978,2021-07-20 20:01:08
} | MaximumArchiveDays=90 | DesiredRemainingSpace=500,979,GPA_PRCVO_525_PM_01-PA16:IH,,35,8736f6c7-ad41-4b43-b4f6-e684e0d4ad20,PRCVO_525_PM_01,Prcvo_525_Pm_01,60,1,companyAcronym= | protocolName=IEEE C37.118.2-2011 | vendorAcronym= | vendorDeviceName= | interconnectionName=,,,,10,STTP,Streaming Telemetry Transport Protocol,2,16,LTPRIVP_1_FA_A,I,+,0,PRCVO_525_PM_01-PA16,0.0,1.0,Prcvo_525_Pm_01 LTPRIVP_1_FA_A + Current Phase Angle,0,1,1,Degrees,Phasor,IPHA,Current Phase Angle,PA,-98.6,37.5,PPA:979,2021-07-20 20:01:08
} | MaximumArchiveDays=90 | DesiredRemainingSpace=500,980,GPA_PRCVO_525_PM_01-PM17:I,,35,8736f6c7-ad41-4b43-b4f6-e684e0d4ad20,PRCVO_525_PM_01,Prcvo_525_Pm_01,60,1,companyAcronym= | protocolName=IEEE C37.118.2-2011 | vendorAcronym= | vendorDeviceName= | interconnectionName=,,,,10,STTP,Streaming Telemetry Transport Protocol,1,17,LTPRIVP_1_FA_B,I,+,0,PRCVO_525_PM_01-PM17,0.0,1.0,Prcvo_525_Pm_01 LTPRIVP_1_FA_B + Current Magnitude,0,1,1,Amps,Phasor,IPHM,Current Magnitude,PM,-98.6,37.5,PPA:980,2021-07-20 20:01:08
} | MaximumArchiveDays=90 | DesiredRemainingSpace=500,981,GPA_PRCVO_525_PM_01-PA17:IH,,35,8736f6c7-ad41-4b43-b4f6-e684e0d4ad20,PRCVO_525_PM_01,Prcvo_525_Pm_01,60,1,companyAcronym= | protocolName=IEEE C37.118.2-2011 | vendorAcronym= | vendorDeviceName= | interconnectionName=,,,,10,STTP,Streaming Telemetry Transport Protocol,2,17,LTPRIVP_1_FA_B,I,+,0,PRCVO_525_PM_01-PA17,0.0,1.0,Prcvo_525_Pm_01 LTPRIVP_1_FA_B + Current Phase Angle,0,1,1,Degrees,Phasor,IPHA,Current Phase Angle,PA,-98.6,37.5,PPA:981,2021-07-20 20:01:08
} | MaximumArchiveDays=90 | DesiredRemainingSpace=500,982,GPA_PRCVO_525_PM_01-PM18:I,,35,8736f6c7-ad41-4b43-b4f6-e684e0d4ad20,PRCVO_525_PM_01,Prcvo_525_Pm_01,60,1,companyAcronym= | protocolName=IEEE C37.118.2-2011 | vendorAcronym= | vendorDeviceName= | interconnectionName=,,,,10,STTP,Streaming Telemetry Transport Protocol,1,18,LTPRIVP_1_FA_C,I,+,0,PRCVO_525_PM_01-PM18,0.0,1.0,Prcvo_525_Pm_01 LTPRIVP_1_FA_C + Current Magnitude,0,1,1,Amps,Phasor,IPHM,Current Magnitude,PM,-98.6,37.5,PPA:982,2021-07-20 20:01:08
} | MaximumArchiveDays=90 | DesiredRemainingSpace=500,983,GPA_PRCVO_525_PM_01-PA18:IH,,35,8736f6c7-ad41-4b43-b4f6-e684e0d4ad20,PRCVO_525_PM_01,Prcvo_525_Pm_01,60,1,companyAcronym= | protocolName=IEEE C37.118.2-2011 | vendorAcronym= | vendorDeviceName= | interconnectionName=,,,,10,STTP,Streaming Telemetry Transport Protocol,2,18,LTPRIVP_1_FA_C,I,+,0,PRCVO_525_PM_01-PA18,0.0,1.0,Prcvo_525_Pm_01 LTPRIVP_1_FA_C + Current Phase Angle,0,1,1,Degrees,Phasor,IPHA,Current Phase Angle,PA,-98.6,37.5,PPA:983,2021-07-20 20:01:08
} | MaximumArchiveDays=90 | DesiredRemainingSpace=500,984,GPA_PRCVO_525_PM_01-PM19:I,,35,8736f6c7-ad41-4b43-b4f6-e684e0d4ad20,PRCVO_525_PM_01,Prcvo_525_Pm_01,60,1,companyAcronym= | protocolName=IEEE C37.118.2-2011 | vendorAcronym= | vendorDeviceName= | interconnectionName=,,,,10,STTP,Streaming Telemetry Transport Protocol,1,19,LTPRIVP_1_FA_P,I,+,0,PRCVO_525_PM_01-PM19,0.0,1.0,Prcvo_525_Pm_01 LTPRIVP_1_FA_P + Current Magnitude,0,1,1,Amps,Phasor,IPHM,Current Magnitude,PM,-98.6,37.5,PPA:984,2021-07-20 20:01:08
} | MaximumArchiveDays=90 | DesiredRemainingSpace=500,985,GPA_PRCVO_525_PM_01-PA19:IH,,35,8736f6c7-ad41-4b43-b4f6-e684e0d4ad20,PRCVO_525_PM_01,Prcvo_525_Pm_01,60,1,companyAcronym= | protocolName=IEEE C37.118.2-2011 | vendorAcronym= | vendorDeviceName= | interconnectionName=,,,,10,STTP,Streaming Telemetry Transport Protocol,2,19,LTPRIVP_1_FA_P,I,+,0,PRCVO_525_PM_01-PA19,0.0,1.0,Prcvo_525_Pm_01 LTPRIVP_1_FA_P + Current Phase Angle,0,1,1,Degrees,Phasor,IPHA,Current Phase Angle,PA,-98.6,37.5,PPA:985,2021-07-20 20:01:08
} | MaximumArchiveDays=90 | DesiredRemainingSpace=500,986,GPA_PRBTA_525_PM_01:F,,36,8736f6c7-ad41-4b43-b4f6-e684e0d4ad20,PRBTA_525_PM_01,Prbta_525_Pm_01,60,1,companyAcronym= | protocolName=IEEE C37.118.2-2011 | vendorAcronym= | vendorDeviceName= | interconnectionName=,,,,10,STTP,Streaming Telemetry Transport Protocol,5,,,,,,PRBTA_525_PM_01-FQ,0.0,1.0,Prbta_525_Pm_01 Frequency,0,1,1,Hz,PMU,FREQ,Frequency,FQ,-98.6,37.5,PPA:986,2021-07-20 20:01:08
} | MaximumArchiveDays=90 | DesiredRemainingSpace=500,987,GPA_PRBTA_525_PM_01:DF,,36,8736f6c7-ad41-4b43-b4f6-e684e0d4ad20,PRBTA_525_PM_01,Prbta_525_Pm_01,60,1,companyAcronym= | protocolName=IEEE C37.118.2-2011 | vendorAcronym= | vendorDeviceName= | interconnectionName=,,,,10,STTP,Streaming Telemetry Transport Protocol,6,,,,,,PRBTA_525_PM_01-DF,0.0,1.0,Prbta_525_Pm_01 Frequency Delta (dF/dt),0,1,1,,PMU,DFDT,Frequency Delta (dF/dt),DF,-98.6,37.5,PPA:987,2021-07-20 20:01:08
} | MaximumArchiveDays=90 | DesiredRemainingSpace=500,988,GPA_PRBTA_525_PM_01:S,,36,8736f6c7-ad41-4b43-b4f6-e684e0d4ad20,PRBTA_525_PM_01,Prbta_525_Pm_01,60,1,companyAcronym= | protocolName=IEEE C37.118.2-2011 | vendorAcronym= | vendorDeviceName= | interconnectionName=,,,,10,STTP,Streaming Telemetry Transport Protocol,8,,,,,,PRBTA_525_PM_01-SF,0.0,1.0,Prbta_525_Pm_01 Status Flags,0,1,1,,PMU,FLAG,Status Flags,SF,-98.6,37.5,PPA:988,2021-07-20 20:01:08
} | MaximumArchiveDays=90 | DesiredRemainingSpace=500,989,GPA_PRBTA_525_PM_01-PM1:V,,36,8736f6c7-ad41-4b43-b4f6-e684e0d4ad20,PRBTA_525_PM_01,Prbta_525_Pm_01,60,1,companyAcronym= | protocolName=IEEE C37.118.2-2011 | vendorAcronym= | vendorDeviceName= | interconnectionName=,,,,10,STTP,Streaming Telemetry Transport Protocol,3,1,LTPRCBA_1_FV_A,V,+,0,PRBTA_525_PM_01-PM1,0.0,1.0,Prbta_525_Pm_01 LTPRCBA_1_FV_A + Voltage Magnitude,0,1,1,Volts,Phasor,VPHM,Voltage Magnitude,PM,-98.6,37.5,PPA:989,2021-07-20 20:01:08
} | MaximumArchiveDays=90 | DesiredRemainingSpace=500,990,GPA_PRBTA_525_PM_01-PA1:VH,,36,8736f6c7-ad41-4b43-b4f6-e684e0d4ad20,PRBTA_525_PM_01,Prbta_525_Pm_01,60,1,companyAcronym= | protocolName=IEEE C37.118.2-2011 | vendorAcronym= | vendorDeviceName= | interconnectionName=,,,,10,STTP,Streaming Telemetry Transport Protocol,4,1,LTPRCBA_1_FV_A,V,+,0,PRBTA_525_PM_01-PA1,0.0,1.0,Prbta_525_Pm_01 LTPRCBA_1_FV_A + Voltage Phase Angle,0,1,1,Degrees,Phasor,VPHA,Voltage Phase Angle,PA,-98.6,37.5,PPA:990,2021-07-20 20:01:08
} | MaximumArchiveDays=90 | DesiredRemainingSpace=500,991,GPA_PRBTA_525_PM_01-PM2:V,,36,8736f6c7-ad41-4b43-b4f6-e684e0d4ad20,PRBTA_525_PM_01,Prbta_525_Pm_01,60,1,companyAcronym= | protocolName=IEEE C37.118.2-2011 | vendorAcronym= | vendorDeviceName= | interconnectionName=,,,,10,STTP,Streaming Telemetry Transport Protocol,3,2,LTPRCBA_1_FV_B,V,+,0,PRBTA_525_PM_01-PM2,0.0,1.0,Prbta_525_Pm_01 LTPRCBA_1_FV_B + Voltage Magnitude,0,1,1,Volts,Phasor,VPHM,Voltage Magnitude,PM,-98.6,37.5,PPA:991,2021-07-20 20:01:08
} | MaximumArchiveDays=90 | DesiredRemainingSpace=500,992,GPA_PRBTA_525_PM_01-PA2:VH,,36,8736f6c7-ad41-4b43-b4f6-e684e0d4ad20,PRBTA_525_PM_01,Prbta_525_Pm_01,60,1,companyAcronym= | protocolName=IEEE C37.118.2-2011 | vendorAcronym= | vendorDeviceName= | interconnectionName=,,,,10,STTP,Streaming Telemetry Transport Protocol,4,2,LTPRCBA_1_FV_B,V,+,0,PRBTA_525_PM_01-PA2,0.0,1.0,Prbta_525_Pm_01 LTPRCBA_1_FV_B + Voltage Phase Angle,0,1,1,Degrees,Phasor,VPHA,Voltage Phase Angle,PA,-98.6,37.5,PPA:992,2021-07-20 20:01:08
} | MaximumArchiveDays=90 | DesiredRemainingSpace=500,993,GPA_PRBTA_525_PM_01-PM3:V,,36,8736f6c7-ad41-4b43-b4f6-e684e0d4ad20,PRBTA_525_PM_01,Prbta_525_Pm_01,60,1,companyAcronym= | protocolName=IEEE C37.118.2-2011 | vendorAcronym= | vendorDeviceName= | interconnectionName=,,,,10,STTP,Streaming Telemetry Transport Protocol,3,3,LTPRCBA_1_FV_C,V,+,0,PRBTA_525_PM_01-PM3,0.0,1.0,Prbta_525_Pm_01 LTPRCBA_1_FV_C + Voltage Magnitude,0,1,1,Volts,Phasor,VPHM,Voltage Magnitude,PM,-98.6,37.5,PPA:993,2021-07-20 20:01:08
} | MaximumArchiveDays=90 | DesiredRemainingSpace=500,994,GPA_PRBTA_525_PM_01-PA3:VH,,36,8736f6c7-ad41-4b43-b4f6-e684e0d4ad20,PRBTA_525_PM_01,Prbta_525_Pm_01,60,1,companyAcronym= | protocolName=IEEE C37.118.2-2011 | vendorAcronym= | vendorDeviceName= | interconnectionName=,,,,10,STTP,Streaming Telemetry Transport Protocol,4,3,LTPRCBA_1_FV_C,V,+,0,PRBTA_525_PM_01-PA3,0.0,1.0,Prbta_525_Pm_01 LTPRCBA_1_FV_C + Voltage Phase Angle,0,1,1,Degrees,Phasor,VPHA,Voltage Phase Angle,PA,-98.6,37.5,PPA:994,2021-07-20 20:01:08
} | MaximumArchiveDays=90 | DesiredRemainingSpace=500,995,GPA_PRBTA_525_PM_01-PM4:V,,36,8736f6c7-ad41-4b43-b4f6-e684e0d4ad20,PRBTA_525_PM_01,Prbta_525_Pm_01,60,1,companyAcronym= | protocolName=IEEE C37.118.2-2011 | vendorAcronym= | vendorDeviceName= | interconnectionName=,,,,10,STTP,Streaming Telemetry Transport Protocol,3,4,LTPRARE_1_FV_A,V,+,0,PRBTA_525_PM_01-PM4,0.0,1.0,Prbta_525_Pm_01 LTPRARE_1_FV_A + Voltage Magnitude,0,1,1,Volts,Phasor,VPHM,Voltage Magnitude,PM,-98.6,37.5,PPA:995,2021-07-20 20:01:08
} | MaximumArchiveDays=90 | DesiredRemainingSpace=500,996,GPA_PRBTA_525_PM_01-PA4:VH,,36,8736f6c7-ad41-4b43-b4f6-e684e0d4ad20,PRBTA_525_PM_01,Prbta_525_Pm_01,60,1,companyAcronym= | protocolName=IEEE C37.118.2-2011 | vendorAcronym= | vendorDeviceName= | interconnectionName=,,,,10,STTP,Streaming Telemetry Transport Protocol,4,4,LTPRARE_1_FV_A,V,+,0,PRBTA_525_PM_01-PA4,0.0,1.0,Prbta_525_Pm_01 LTPRARE_1_FV_A + Voltage Phase Angle,0,1,1,Degrees,Phasor,VPHA,Voltage Phase Angle,PA,-98.6,37.5,PPA:996,2021-07-20 20:01:08
} | MaximumArchiveDays=90 | DesiredRemainingSpace=500,997,GPA_PRBTA_525_PM_01-PM5:V,,36,8736f6c7-ad41-4b43-b4f6-e684e0d4ad20,PRBTA_525_PM_01,Prbta_525_Pm_01,60,1,companyAcronym= | protocolName=IEEE C37.118.2-2011 | vendorAcronym= | vendorDeviceName= | interconnectionName=,,,,10,STTP,Streaming Telemetry Transport Protocol,3,5,LTPRARE_1_FV_B,V,+,0,PRBTA_525_PM_01-PM5,0.0,1.0,Prbta_525_Pm_01 LTPRARE_1_FV_B + Voltage Magnitude,0,1,1,Volts,Phasor,VPHM,Voltage Magnitude,PM,-98.6,37.5,PPA:997,2021-07-20 20:01:08
} | MaximumArchiveDays=90 | DesiredRemainingSpace=500,998,GPA_PRBTA_525_PM_01-PA5:VH,,36,8736f6c7-ad41-4b43-b4f6-e684e0d4ad20,PRBTA_525_PM_01,Prbta_525_Pm_01,60,1,companyAcronym= | protocolName=IEEE C37.118.2-2011 | vendorAcronym= | vendorDeviceName= | interconnectionName=,,,,10,STTP,Streaming Telemetry Transport Protocol,4,5,LTPRARE_1_FV_B,V,+,0,PRBTA_525_PM_01-PA5,0.0,1.0,Prbta_525_Pm_01 LTPRARE_1_FV_B + Voltage Phase Angle,0,1,1,Degrees,Phasor,VPHA,Voltage Phase Angle,PA,-98.6,37.5,PPA:998,2021-07-20 20:01:08
} | MaximumArchiveDays=90 | DesiredRemainingSpace=500,999,GPA_PRBTA_525_PM_01-PM6:V,,36,8736f6c7-ad41-4b43-b4f6-e684e0d4ad20,PRBTA_525_PM_01,Prbta_525_Pm_01,60,1,companyAcronym= | protocolName=IEEE C37.118.2-2011 | vendorAcronym= | vendorDeviceName= | interconnectionName=,,,,10,STTP,Streaming Telemetry Transport Protocol,3,6,LTPRARE_1_FV_C,V,+,0,PRBTA_525_PM_01-PM6,0.0,1.0,Prbta_525_Pm_01 LTPRARE_1_FV_C + Voltage Magnitude,0,1,1,Volts,Phasor,VPHM,Voltage Magnitude,PM,-98.6,37.5,PPA:999,2021-07-20 20:01:08
} | MaximumArchiveDays=90 | DesiredRemainingSpace=500,1000,GPA_PRBTA_525_PM_01-PA6:VH,,36,8736f6c7-ad41-4b43-b4f6-e684e0d4ad20,PRBTA_525_PM_01,Prbta_525_Pm_01,60,1,companyAcronym= | protocolName=IEEE C37.118.2-2011 | vendorAcronym= | vendorDeviceName= | interconnectionName=,,,,10,STTP,Streaming Telemetry Transport Protocol,4,6,LTPRARE_1_FV_C,V,+,0,PRBTA_525_PM_01-PA6,0.0,1.0,Prbta_525_Pm_01 LTPRARE_1_FV_C + Voltage Phase Angle,0,1,1,Degrees,Phasor,VPHA,Voltage Phase Angle,PA,-98.6,37.5,PPA:1000,2021-07-20 20:01:08
} | MaximumArchiveDays=90 | DesiredRemainingSpace=500,1001,GPA_PRBTA_525_PM_01-PM7:I,,36,8736f6c7-ad41-4b43-b4f6-e684e0d4ad20,PRBTA_525_PM_01,Prbta_525_Pm_01,60,1,companyAcronym= | protocolName=IEEE C37.118.2-2011 | vendorAcronym= | vendorDeviceName= | interconnectionName=,,,,10,STTP,Streaming Telemetry Transport Protocol,1,7,LTPRARE_1_FA_A,I,+,0,PRBTA_525_PM_01-PM7,0.0,1.0,Prbta_525_Pm_01 LTPRARE_1_FA_A + Current Magnitude,0,1,1,Amps,Phasor,IPHM,Current Magnitude,PM,-98.6,37.5,PPA:1001,2021-07-20 20:01:08
} | MaximumArchiveDays=90 | DesiredRemainingSpace=500,1002,GPA_PRBTA_525_PM_01-PA7:IH,,36,8736f6c7-ad41-4b43-b4f6-e684e0d4ad20,PRBTA_525_PM_01,Prbta_525_Pm_01,60,1,companyAcronym= | protocolName=IEEE C37.118.2-2011 | vendorAcronym= | vendorDeviceName= | interconnectionName=,,,,10,STTP,Streaming Telemetry Transport Protocol,2,7,LTPRARE_1_FA_A,I,+,0,PRBTA_525_PM_01-PA7,0.0,1.0,Prbta_525_Pm_01 LTPRARE_1_FA_A + Current Phase Angle,0,1,1,Degrees,Phasor,IPHA,Current Phase Angle,PA,-98.6,37.5,PPA:1002,2021-07-20 20:01:08
} | MaximumArchiveDays=90 | DesiredRemainingSpace=500,1003,GPA_PRBTA_525_PM_01-PM8:I,,36,8736f6c7-ad41-4b43-b4f6-e684e0d4ad20,PRBTA_525_PM_01,Prbta_525_Pm_01,60,1,companyAcronym= | protocolName=IEEE C37.118.2-2011 | vendorAcronym= | vendorDeviceName= | interconnectionName=,,,,10,STTP,Streaming Telemetry Transport Protocol,1,8,LTPRARE_1_FA_B,I,+,0,PRBTA_525_PM_01-PM8,0.0,1.0,Prbta_525_Pm_01 LTPRARE_1_FA_B + Current Magnitude,0,1,1,Amps,Phasor,IPHM,Current Magnitude,PM,-98.6,37.5,PPA:1003,2021-07-20 20:01:08
} | MaximumArchiveDays=90 | DesiredRemainingSpace=500,1004,GPA_PRBTA_525_PM_01-PA8:IH,,36,8736f6c7-ad41-4b43-b4f6-e684e0d4ad20,PRBTA_525_PM_01,Prbta_525_Pm_01,60,1,companyAcronym= | protocolName=IEEE C37.118.2-2011 | vendorAcronym= | vendorDeviceName= | interconnectionName=,,,,10,STTP,Streaming Telemetry Transport Protocol,2,8,LTPRARE_1_FA_B,I,+,0,PRBTA_525_PM_01-PA8,0.0,1.0,Prbta_525_Pm_01 LTPRARE_1_FA_B + Current Phase Angle,0,1,1,Degrees,Phasor,IPHA,Current Phase Angle,PA,-98.6,37.5,PPA:1004,2021-07-20 20:01:08
} | MaximumArchiveDays=90 | DesiredRemainingSpace=500,1005,GPA_PRBTA_525_PM_01-PM9:I,,36,8736f6c7-ad41-4b43-b4f6-e684e0d4ad20,PRBTA_525_PM_01,Prbta_525_Pm_01,60,1,companyAcronym= | protocolName=IEEE C37.118.2-2011 | vendorAcronym= | vendorDeviceName= | interconnectionName=,,,,10,STTP,Streaming Telemetry Transport Protocol,1,9,LTPRARE_1_FA_C,I,+,0,PRBTA_525_PM_01-PM9,0.0,1.0,Prbta_525_Pm_01 LTPRARE_1_FA_C + Current Magnitude,0,1,1,Amps,Phasor,IPHM,Current Magnitude,PM,-98.6,37.5,PPA:1005,2021-07-20 20:01:08
} | MaximumArchiveDays=90 | DesiredRemainingSpace=500,1006,GPA_PRBTA_525_PM_01-PA9:IH,,36,8736f6c7-ad41-4b43-b4f6-e684e0d4ad20,PRBTA_525_PM_01,Prbta_525_Pm_01,60,1,companyAcronym= | protocolName=IEEE C37.118.2-2011 | vendorAcronym= | vendorDeviceName= | interconnectionName=,,,,10,STTP,Streaming Telemetry Transport Protocol,2,9,LTPRARE_1_FA_C,I,+,0,PRBTA_525_PM_01-PA9,0.0,1.0,Prbta_525_Pm_01 LTPRARE_1_FA_C + Current Phase Angle,0,1,1,Degrees,Phasor,IPHA,Current Phase Angle,PA,-98.6,37.5,PPA:1006,2021-07-20 20:01:08
} | MaximumArchiveDays=90 | DesiredRemainingSpace=500,1007,GPA_PRBTA_525_PM_01-PM10:I,,36,8736f6c7-ad41-4b43-b4f6-e684e0d4ad20,PRBTA_525_PM_01,Prbta_525_Pm_01,60,1,companyAcronym= | protocolName=IEEE C37.118.2-2011 | vendorAcronym= | vendorDeviceName= | interconnectionName=,,,,10,STTP,Streaming Telemetry Transport Protocol,1,10,LTPRCBA_1_FA_A,I,+,0,PRBTA_525_PM_01-PM10,0.0,1.0,Prbta_525_Pm_01 LTPRCBA_1_FA_A + Current Magnitude,0,1,1,Amps,Phasor,IPHM,Current Magnitude,PM,-98.6,37.5,PPA:1007,2021-07-20 20:01:08
} | MaximumArchiveDays=90 | DesiredRemainingSpace=500,1008,GPA_PRBTA_525_PM_01-PA10:IH,,36,8736f6c7-ad41-4b43-b4f6-e684e0d4ad20,PRBTA_525_PM_01,Prbta_525_Pm_01,60,1,companyAcronym= | protocolName=IEEE C37.118.2-2011 | vendorAcronym= | vendorDeviceName= | interconnectionName=,,,,10,STTP,Streaming Telemetry Transport Protocol,2,10,LTPRCBA_1_FA_A,I,+,0,PRBTA_525_PM_01-PA10,0.0,1.0,Prbta_525_Pm_01 LTPRCBA_1_FA_A + Current Phase Angle,0,1,1,Degrees,Phasor,IPHA,Current Phase Angle,PA,-98.6,37.5,PPA:1008,2021-07-20 20:01:08
} | MaximumArchiveDays=90 | DesiredRemainingSpace=500,1009,GPA_PRBTA_525_PM_01-PM11:I,,36,8736f6c7-ad41-4b43-b4f6-e684e0d4ad20,PRBTA_525_PM_01,Prbta_525_Pm_01,60,1,companyAcronym= | protocolName=IEEE C37.118.2-2011 | vendorAcronym= | vendorDeviceName= | interconnectionName=,,,,10,STTP,Streaming Telemetry Transport Protocol,1,11,LTPRCBA_1_FA_B,I,+,0,PRBTA_525_PM_01-PM11,0.0,1.0,Prbta_525_Pm_01 LTPRCBA_1_FA_B + Current Magnitude,0,1,1,Amps,Phasor,IPHM,Current Magnitude,PM,-98.6,37.5,PPA:1009,2021-07-20 20:01:08
} | MaximumArchiveDays=90 | DesiredRemainingSpace=500,1010,GPA_PRBTA_525_PM_01-PA11:IH,,36,8736f6c7-ad41-4b43-b4f6-e684e0d4ad20,PRBTA_525_PM_01,Prbta_525_Pm_01,60,1,companyAcronym= | protocolName=IEEE C37.118.2-2011 | vendorAcronym= | vendorDeviceName= | interconnectionName=,,,,10,STTP,Streaming Telemetry Transport Protocol,2,11,LTPRCBA_1_FA_B,I,+,0,PRBTA_525_PM_01-PA11,0.0,1.0,Prbta_525_Pm_01 LTPRCBA_1_FA_B + Current Phase Angle,0,1,1,Degrees,Phasor,IPHA,Current Phase Angle,PA,-98.6,37.5,PPA:1010,2021-07-20 20:01:08
} | MaximumArchiveDays=90 | DesiredRemainingSpace=500,1011,GPA_PRBTA_525_PM_01-PM12:I,,36,8736f6c7-ad41-4b43-b4f6-e684e0d4ad20,PRBTA_525_PM_01,Prbta_525_Pm_01,60,1,companyAcronym= | protocolName=IEEE C37.118.2-2011 | vendorAcronym= | vendorDeviceName= | interconnectionName=,,,,10,STTP,Streaming Telemetry Transport Protocol,1,12,LTPRCBA_1_FA_C,I,+,0,PRBTA_525_PM_01-PM12,0.0,1.0,Prbta_525_Pm_01 LTPRCBA_1_FA_C + Current Magnitude,0,1,1,Amps,Phasor,IPHM,Current Magnitude,PM,-98.6,37.5,PPA:1011,2021-07-20 20:01:08
} | MaximumArchiveDays=90 | DesiredRemainingSpace=500,1012,GPA_PRBTA_525_PM_01-PA12:IH,,36,8736f6c7-ad41-4b43-b4f6-e684e0d4ad20,PRBTA_525_PM_01,Prbta_525_Pm_01,60,1,companyAcronym= | protocolName=IEEE C37.118.2-2011 | vendorAcronym= | vendorDeviceName= | interconnectionName=,,,,10,STTP,Streaming Telemetry Transport Protocol,2,12,LTPRCBA_1_FA_C,I,+,0,PRBTA_525_PM_01-PA12,0.0,1.0,Prbta_525_Pm_01 LTPRCBA_1_FA_C + Current Phase Angle,0,1,1,Degrees,Phasor,IPHA,Current Phase Angle,PA,-98.6,37.5,PPA:1012,2021-07-20 20:01:08
} | MaximumArchiveDays=90 | DesiredRemainingSpace=500,1013,GPA_PRBTA_525_PM_01-PM13:V,,36,8736f6c7-ad41-4b43-b4f6-e684e0d4ad20,PRBTA_525_PM_01,Prbta_525_Pm_01,60,1,companyAcronym= | protocolName=IEEE C37.118.2-2011 | vendorAcronym= | vendorDeviceName= | interconnectionName=,,,,10,STTP,Streaming Telemetry Transport Protocol,3,13,LTPRCBA_1_FV_P,V,+,0,PRBTA_525_PM_01-PM13,0.0,1.0,Prbta_525_Pm_01 LTPRCBA_1_FV_P + Voltage Magnitude,0,1,1,Volts,Phasor,VPHM,Voltage Magnitude,PM,-98.6,37.5,PPA:1013,2021-07-20 20:01:08
} | MaximumArchiveDays=90 | DesiredRemainingSpace=500,1014,GPA_PRBTA_525_PM_01-PA13:VH,,36,8736f6c7-ad41-4b43-b4f6-e684e0d4ad20,PRBTA_525_PM_01,Prbta_525_Pm_01,60,1,companyAcronym= | protocolName=IEEE C37.118.2-2011 | vendorAcronym= | vendorDeviceName= | interconnectionName=,,,,10,STTP,Streaming Telemetry Transport Protocol,4,13,LTPRCBA_1_FV_P,V,+,0,PRBTA_525_PM_01-PA13,0.0,1.0,Prbta_525_Pm_01 LTPRCBA_1_FV_P + Voltage Phase Angle,0,1,1,Degrees,Phasor,VPHA,Voltage Phase Angle,PA,-98.6,37.5,PPA:1014,2021-07-20 20:01:08
} | MaximumArchiveDays=90 | DesiredRemainingSpace=500,1015,GPA_PRBTA_525_PM_01-PM14:I,,36,8736f6c7-ad41-4b43-b4f6-e684e0d4ad20,PRBTA_525_PM_01,Prbta_525_Pm_01,60,1,companyAcronym= | protocolName=IEEE C37.118.2-2011 | vendorAcronym= | vendorDeviceName= | interconnectionName=,,,,10,STTP,Streaming Telemetry Transport Protocol,1,14,LTPRCBA_1_FA_P,I,+,0,PRBTA_525_PM_01-PM14,0.0,1.0,Prbta_525_Pm_01 LTPRCBA_1_FA_P + Current Magnitude,0,1,1,Amps,Phasor,IPHM,Current Magnitude,PM,-98.6,37.5,PPA:1015,2021-07-20 20:01:08
} | MaximumArchiveDays=90 | DesiredRemainingSpace=500,1016,GPA_PRBTA_525_PM_01-PA14:IH,,36,8736f6c7-ad41-4b43-b4f6-e684e0d4ad20,PRBTA_525_PM_01,Prbta_525_Pm_01,60,1,companyAcronym= | protocolName=IEEE C37.118.2-2011 | vendorAcronym= | vendorDeviceName= | interconnectionName=,,,,10,STTP,Streaming Telemetry Transport Protocol,2,14,LTPRCBA_1_FA_P,I,+,0,PRBTA_525_PM_01-PA14,0.0,1.0,Prbta_525_Pm_01 LTPRCBA_1_FA_P + Current Phase Angle,0,1,1,Degrees,Phasor,IPHA,Current Phase Angle,PA,-98.6,37.5,PPA:1016,2021-07-20 20:01:08
} | MaximumArchiveDays=90 | DesiredRemainingSpace=500,1017,GPA_PRBTA_525_PM_01-PM15:V,,36,8736f6c7-ad41-4b43-b4f6-e684e0d4ad20,PRBTA_525_PM_01,Prbta_525_Pm_01,60,1,companyAcronym= | protocolName=IEEE C37.118.2-2011 | vendorAcronym= | vendorDeviceName= | interconnectionName=,,,,10,STTP,Streaming Telemetry Transport Protocol,3,15,LTPRARE_1_FV_P,V,+,0,PRBTA_525_PM_01-PM15,0.0,1.0,Prbta_525_Pm_01 LTPRARE_1_FV_P + Voltage Magnitude,0,1,1,Volts,Phasor,VPHM,Voltage Magnitude,PM,-98.6,37.5,PPA:1017,2021-07-20 20:01:08
} | MaximumArchiveDays=90 | DesiredRemainingSpace=500,1018,GPA_PRBTA_525_PM_01-PA15:VH,,36,8736f6c7-ad41-4b43-b4f6-e684e0d4ad20,PRBTA_525_PM_01,Prbta_525_Pm_01,60,1,companyAcronym= | protocolName=IEEE C37.118.2-2011 | vendorAcronym= | vendorDeviceName= | interconnectionName=,,,,10,STTP,Streaming Telemetry Transport Protocol,4,15,LTPRARE_1_FV_P,V,+,0,PRBTA_525_PM_01-PA15,0.0,1.0,Prbta_525_Pm_01 LTPRARE_1_FV_P + Voltage Phase Angle,0,1,1,Degrees,Phasor,VPHA,Voltage Phase Angle,PA,-98.6,37.5,PPA:1018,2021-07-20 20:01:08
} | MaximumArchiveDays=90 | DesiredRemainingSpace=500,1019,GPA_PRBTA_525_PM_01-PM16:I,,36,8736f6c7-ad41-4b43-b4f6-e684e0d4ad20,PRBTA_525_PM_01,Prbta_525_Pm_01,60,1,companyAcronym= | protocolName=IEEE C37.118.2-2011 | vendorAcronym= | vendorDeviceName= | interconnectionName=,,,,10,STTP,Streaming Telemetry Transport Protocol,1,16,LTPRARE_1_FA_P,I,+,0,PRBTA_525_PM_01-PM16,0.0,1.0,Prbta_525_Pm_01 LTPRARE_1_FA_P + Current Magnitude,0,1,1,Amps,Phasor,IPHM,Current Magnitude,PM,-98.6,37.5,PPA:1019,2021-07-20 20:01:08
} | MaximumArchiveDays=90 | DesiredRemainingSpace=500,1020,GPA_PRBTA_525_PM_01-PA16:IH,,36,8736f6c7-ad41-4b43-b4f6-e684e0d4ad20,PRBTA_525_PM_01,Prbta_525_Pm_01,60,1,companyAcronym= | protocolName=IEEE C37.118.2-2011 | vendorAcronym= | vendorDeviceName= | interconnectionName=,,,,10,STTP,Streaming Telemetry Transport Protocol,2,16,LTPRARE_1_FA_P,I,+,0,PRBTA_525_PM_01-PA16,0.0,1.0,Prbta_525_Pm_01 LTPRARE_1_FA_P + Current Phase Angle,0,1,1,Degrees,Phasor,IPHA,Current Phase Angle,PA,-98.6,37.5,PPA:1020,2021-07-20 20:01:08
} | MaximumArchiveDays=90 | DesiredRemainingSpace=500,1021,GPA_PRSCX_525_PM_01:F,,37,8736f6c7-ad41-4b43-b4f6-e684e0d4ad20,PRSCX_525_PM_01,Prscx_525_Pm_01,60,1,companyAcronym= | protocolName=IEEE C37.118.2-2011 | vendorAcronym= | vendorDeviceName= | interconnectionName=,,,,10,STTP,Streaming Telemetry Transport Protocol,5,,,,,,PRSCX_525_PM_01-FQ,0.0,1.0,Prscx_525_Pm_01 Frequency,0,1,1,Hz,PMU,FREQ,Frequency,FQ,-98.6,37.5,PPA:1021,2021-07-20 20:01:08
} | MaximumArchiveDays=90 | DesiredRemainingSpace=500,1022,GPA_PRSCX_525_PM_01:DF,,37,8736f6c7-ad41-4b43-b4f6-e684e0d4ad20,PRSCX_525_PM_01,Prscx_525_Pm_01,60,1,companyAcronym= | protocolName=IEEE C37.118.2-2011 | vendorAcronym= | vendorDeviceName= | interconnectionName=,,,,10,STTP,Streaming Telemetry Transport Protocol,6,,,,,,PRSCX_525_PM_01-DF,0.0,1.0,Prscx_525_Pm_01 Frequency Delta (dF/dt),0,1,1,,PMU,DFDT,Frequency Delta (dF/dt),DF,-98.6,37.5,PPA:1022,2021-07-20 20:01:08
} | MaximumArchiveDays=90 | DesiredRemainingSpace=500,1023,GPA_PRSCX_525_PM_01:S,,37,8736f6c7-ad41-4b43-b4f6-e684e0d4ad20,PRSCX_525_PM_01,Prscx_525_Pm_01,60,1,companyAcronym= | protocolName=IEEE C37.118.2-2011 | vendorAcronym= | vendorDeviceName= | interconnectionName=,,,,10,STTP,Streaming Telemetry Transport Protocol,8,,,,,,PRSCX_525_PM_01-SF,0.0,1.0,Prscx_525_Pm_01 Status Flags,0,1,1,,PMU,FLAG,Status Flags,SF,-98.6,37.5,PPA:1023,2021-07-20 20:01:08
} | MaximumArchiveDays=90 | DesiredRemainingSpace=500,1024,GPA_PRSCX_525_PM_01-PM1:V,,37,8736f6c7-ad41-4b43-b4f6-e684e0d4ad20,PRSCX_525_PM_01,Prscx_525_Pm_01,60,1,companyAcronym= | protocolName=IEEE C37.118.2-2011 | vendorAcronym= | vendorDeviceName= | interconnectionName=,,,,10,STTP,Streaming Telemetry Transport Protocol,3,1,LTPRCVO_1_FV_A,V,+,0,PRSCX_525_PM_01-PM1,0.0,1.0,Prscx_525_Pm_01 LTPRCVO_1_FV_A + Voltage Magnitude,0,1,1,Volts,Phasor,VPHM,Voltage Magnitude,PM,-98.6,37.5,PPA:1024,2021-07-20 20:01:08
} | MaximumArchiveDays=90 | DesiredRemainingSpace=500,1025,GPA_PRSCX_525_PM_01-PA1:VH,,37,8736f6c7-ad41-4b43-b4f6-e684e0d4ad20,PRSCX_525_PM_01,Prscx_525_Pm_01,60,1,companyAcronym= | protocolName=IEEE C37.118.2-2011 | vendorAcronym= | vendorDeviceName= | interconnectionName=,,,,10,STTP,Streaming Telemetry Transport Protocol,4,1,LTPRCVO_1_FV_A,V,+,0,PRSCX_525_PM_01-PA1,0.0,1.0,Prscx_525_Pm_01 LTPRCVO_1_FV_A + Voltage Phase Angle,0,1,1,Degrees,Phasor,VPHA,Voltage Phase Angle,PA,-98.6,37.5,PPA:1025,2021-07-20 20:01:08
} | MaximumArchiveDays=90 | DesiredRemainingSpace=500,1026,GPA_PRSCX_525_PM_01-PM2:V,,37,8736f6c7-ad41-4b43-b4f6-e684e0d4ad20,PRSCX_525_PM_01,Prscx_525_Pm_01,60,1,companyAcronym= | protocolName=IEEE C37.118.2-2011 | vendorAcronym= | vendorDeviceName= | interconnectionName=,,,,10,STTP,Streaming Telemetry Transport Protocol,3,2,LTPRCVO_1_FV_B,V,+,0,PRSCX_525_PM_01-PM2,0.0,1.0,Prscx_525_Pm_01 LTPRCVO_1_FV_B + Voltage Magnitude,0,1,1,Volts,Phasor,VPHM,Voltage Magnitude,PM,-98.6,37.5,PPA:1026,2021-07-20 20:01:08
} | MaximumArchiveDays=90 | DesiredRemainingSpace=500,1027,GPA_PRSCX_525_PM_01-PA2:VH,,37,8736f6c7-ad41-4b43-b4f6-e684e0d4ad20,PRSCX_525_PM_01,Prscx_525_Pm_01,60,1,companyAcronym= | protocolName=IEEE C37.118.2-2011 | vendorAcronym= | vendorDeviceName= | interconnectionName=,,,,10,STTP,Streaming Telemetry Transport Protocol,4,2,LTPRCVO_1_FV_B,V,+,0,PRSCX_525_PM_01-PA2,0.0,1.0,Prscx_525_Pm_01 LTPRCVO_1_FV_B + Voltage Phase Angle,0,1,1,Degrees,Phasor,VPHA,Voltage Phase Angle,PA,-98.6,37.5,PPA:1027,2021-07-20 20:01:08
} | MaximumArchiveDays=90 | DesiredRemainingSpace=500,1028,GPA_PRSCX_525_PM_01-PM3:V,,37,8736f6c7-ad41-4b43-b4f6-e684e0d4ad20,PRSCX_525_PM_01,Prscx_525_Pm_01,60,1,companyAcronym= | protocolName=IEEE C37.118.2-2011 | vendorAcronym= | vendorDeviceName= | interconnectionName=,,,,10,STTP,Streaming Telemetry Transport Protocol,3,3,LTPRCVO_1_FV_C,V,+,0,PRSCX_525_PM_01-PM3,0.0,1.0,Prscx_525_Pm_01 LTPRCVO_1_FV_C + Voltage Magnitude,0,1,1,Volts,Phasor,VPHM,Voltage Magnitude,PM,-98.6,37.5,PPA:1028,2021-07-20 20:01:08
} | MaximumArchiveDays=90 | DesiredRemainingSpace=500,1029,GPA_PRSCX_525_PM_01-PA3:VH,,37,8736f6c7-ad41-4b43-b4f6-e684e0d4ad20,PRSCX_525_PM_01,Prscx_525_Pm_01,60,1,companyAcronym= | protocolName=IEEE C37.118.2-2011 | vendorAcronym= | vendorDeviceName= | interconnectionName=,,,,10,STTP,Streaming Telemetry Transport Protocol,4,3,LTPRCVO_1_FV_C,V,+,0,PRSCX_525_PM_01-PA3,0.0,1.0,Prscx_525_Pm_01 LTPRCVO_1_FV_C + Voltage Phase Angle,0,1,1,Degrees,Phasor,VPHA,Voltage Phase Angle,PA,-98.6,37.5,PPA:1029,2021-07-20 20:01:08
} | MaximumArchiveDays=90 | DesiredRemainingSpace=500,1030,GPA_PRSCX_525_PM_01-PM4:I,,37,8736f6c7-ad41-4b43-b4f6-e684e0d4ad20,PRSCX_525_PM_01,Prscx_525_Pm_01,60,1,companyAcronym= | protocolName=IEEE C37.118.2-2011 | vendorAcronym= | vendorDeviceName= | interconnectionName=,,,,10,STTP,Streaming Telemetry Transport Protocol,1,4,LTPRCVO_1_FA_A,I,+,0,PRSCX_525_PM_01-PM4,0.0,1.0,Prscx_525_Pm_01 LTPRCVO_1_FA_A + Current Magnitude,0,1,1,Amps,Phasor,IPHM,Current Magnitude,PM,-98.6,37.5,PPA:1030,2021-07-20 20:01:08
} | MaximumArchiveDays=90 | DesiredRemainingSpace=500,1031,GPA_PRSCX_525_PM_01-PA4:IH,,37,8736f6c7-ad41-4b43-b4f6-e684e0d4ad20,PRSCX_525_PM_01,Prscx_525_Pm_01,60,1,companyAcronym= | protocolName=IEEE C37.118.2-2011 | vendorAcronym= | vendorDeviceName= | interconnectionName=,,,,10,STTP,Streaming Telemetry Transport Protocol,2,4,LTPRCVO_1_FA_A,I,+,0,PRSCX_525_PM_01-PA4,0.0,1.0,Prscx_525_Pm_01 LTPRCVO_1_FA_A + Current Phase Angle,0,1,1,Degrees,Phasor,IPHA,Current Phase Angle,PA,-98.6,37.5,PPA:1031,2021-07-20 20:01:08
} | MaximumArchiveDays=90 | DesiredRemainingSpace=500,1032,GPA_PRSCX_525_PM_01-PM5:I,,37,8736f6c7-ad41-4b43-b4f6-e684e0d4ad20,PRSCX_525_PM_01,Prscx_525_Pm_01,60,1,companyAcronym= | protocolName=IEEE C37.118.2-2011 | vendorAcronym= | vendorDeviceName= | interconnectionName=,,,,10,STTP,Streaming Telemetry Transport Protocol,1,5,LTPRCVO_1_FA_B,I,+,0,PRSCX_525_PM_01-PM5,0.0,1.0,Prscx_525_Pm_01 LTPRCVO_1_FA_B + Current Magnitude,0,1,1,Amps,Phasor,IPHM,Current Magnitude,PM,-98.6,37.5,PPA:1032,2021-07-20 20:01:08
} | MaximumArchiveDays=90 | DesiredRemainingSpace=500,1033,GPA_PRSCX_525_PM_01-PA5:IH,,37,8736f6c7-ad41-4b43-b4f6-e684e0d4ad20,PRSCX_525_PM_01,Prscx_525_Pm_01,60,1,companyAcronym= | protocolName=IEEE C37.118.2-2011 | vendorAcronym= | vendorDeviceName= | interconnectionName=,,,,10,STTP,Streaming Telemetry Transport Protocol,2,5,LTPRCVO_1_FA_B,I,+,0,PRSCX_525_PM_01-PA5,0.0,1.0,Prscx_525_Pm_01 LTPRCVO_1_FA_B + Current Phase Angle,0,1,1,Degrees,Phasor,IPHA,Current Phase Angle,PA,-98.6,37.5,PPA:1033,2021-07-20 20:01:08
} | MaximumArchiveDays=90 | DesiredRemainingSpace=500,1034,GPA_PRSCX_525_PM_01-PM6:I,,37,8736f6c7-ad41-4b43-b4f6-e684e0d4ad20,PRSCX_525_PM_01,Prscx_525_Pm_01,60,1,companyAcronym= | protocolName=IEEE C37.118.2-2011 | vendorAcronym= | vendorDeviceName= | interconnectionName=,,,,10,STTP,Streaming Telemetry Transport Protocol,1,6,LTPRCVO_1_FA_C,I,+,0,PRSCX_525_PM_01-PM6,0.0,1.0,Prscx_525_Pm_01 LTPRCVO_1_FA_C + Current Magnitude,0,1,1,Amps,Phasor,IPHM,Current Magnitude,PM,-98.6,37.5,PPA:1034,2021-07-20 20:01:08
} | MaximumArchiveDays=90 | DesiredRemainingSpace=500,1035,GPA_PRSCX_525_PM_01-PA6:IH,,37,8736f6c7-ad41-4b43-b4f6-e684e0d4ad20,PRSCX_525_PM_01,Prscx_525_Pm_01,60,1,companyAcronym= | protocolName=IEEE C37.118.2-2011 | vendorAcronym= | vendorDeviceName= | interconnectionName=,,,,10,STTP,Streaming Telemetry Transport Protocol,2,6,LTPRCVO_1_FA_C,I,+,0,PRSCX_525_PM_01-PA6,0.0,1.0,Prscx_525_Pm_01 LTPRCVO_1_FA_C + Current Phase Angle,0,1,1,Degrees,Phasor,IPHA,Current Phase Angle,PA,-98.6,37.5,PPA:1035,2021-07-20 20:01:08
} | MaximumArchiveDays=90 | DesiredRemainingSpace=500,1036,GPA_PRSCX_525_PM_01-PM7:V,,37,8736f6c7-ad41-4b43-b4f6-e684e0d4ad20,PRSCX_525_PM_01,Prscx_525_Pm_01,60,1,companyAcronym= | protocolName=IEEE C37.118.2-2011 | vendorAcronym= | vendorDeviceName= | interconnectionName=,,,,10,STTP,Streaming Telemetry Transport Protocol,3,7,LTPRCVO_1_FV_P,V,+,0,PRSCX_525_PM_01-PM7,0.0,1.0,Prscx_525_Pm_01 LTPRCVO_1_FV_P + Voltage Magnitude,0,1,1,Volts,Phasor,VPHM,Voltage Magnitude,PM,-98.6,37.5,PPA:1036,2021-07-20 20:01:08
} | MaximumArchiveDays=90 | DesiredRemainingSpace=500,1037,GPA_PRSCX_525_PM_01-PA7:VH,,37,8736f6c7-ad41-4b43-b4f6-e684e0d4ad20,PRSCX_525_PM_01,Prscx_525_Pm_01,60,1,companyAcronym= | protocolName=IEEE C37.118.2-2011 | vendorAcronym= | vendorDeviceName= | interconnectionName=,,,,10,STTP,Streaming Telemetry Transport Protocol,4,7,LTPRCVO_1_FV_P,V,+,0,PRSCX_525_PM_01-PA7,0.0,1.0,Prscx_525_Pm_01 LTPRCVO_1_FV_P + Voltage Phase Angle,0,1,1,Degrees,Phasor,VPHA,Voltage Phase Angle,PA,-98.6,37.5,PPA:1037,2021-07-20 20:01:08
} | MaximumArchiveDays=90 | DesiredRemainingSpace=500,1038,GPA_PRSCX_525_PM_01-PM8:I,,37,8736f6c7-ad41-4b43-b4f6-e684e0d4ad20,PRSCX_525_PM_01,Prscx_525_Pm_01,60,1,companyAcronym= | protocolName=IEEE C37.118.2-2011 | vendorAcronym= | vendorDeviceName= | interconnectionName=,,,,10,STTP,Streaming Telemetry Transport Protocol,1,8,LTPRCVO_1_FA_P,I,+,0,PRSCX_525_PM_01-PM8,0.0,1.0,Prscx_525_Pm_01 LTPRCVO_1_FA_P + Current Magnitude,0,1,1,Amps,Phasor,IPHM,Current Magnitude,PM,-98.6,37.5,PPA:1038,2021-07-20 20:01:08
} | MaximumArchiveDays=90 | DesiredRemainingSpace=500,1039,GPA_PRSCX_525_PM_01-PA8:IH,,37,8736f6c7-ad41-4b43-b4f6-e684e0d4ad20,PRSCX_525_PM_01,Prscx_525_Pm_01,60,1,companyAcronym= | protocolName=IEEE C37.118.2-2011 | vendorAcronym= | vendorDeviceName= | interconnectionName=,,,,10,STTP,Streaming Telemetry Transport Protocol,2,8,LTPRCVO_1_FA_P,I,+,0,PRSCX_525_PM_01-PA8,0.0,1.0,Prscx_525_Pm_01 LTPRCVO_1_FA_P + Current Phase Angle,0,1,1,Degrees,Phasor,IPHA,Current Phase Angle,PA,-98.6,37.5,PPA:1039,2021-07-20 20:01:08
} | MaximumArchiveDays=90 | DesiredRemainingSpace=500,1040,GPA_PRSGD_525_PM_01:F,,38,8736f6c7-ad41-4b43-b4f6-e684e0d4ad20,PRSGD_525_PM_01,Prsgd_525_Pm_01,60,1,companyAcronym= | protocolName=IEEE C37.118.2-2011 | vendorAcronym= | vendorDeviceName= | interconnectionName=,,,,10,STTP,Streaming Telemetry Transport Protocol,5,,,,,,PRSGD_525_PM_01-FQ,0.0,1.0,Prsgd_525_Pm_01 Frequency,0,1,1,Hz,PMU,FREQ,Frequency,FQ,-98.6,37.5,PPA:1040,2021-07-20 20:01:08
} | MaximumArchiveDays=90 | DesiredRemainingSpace=500,1041,GPA_PRSGD_525_PM_01:DF,,38,8736f6c7-ad41-4b43-b4f6-e684e0d4ad20,PRSGD_525_PM_01,Prsgd_525_Pm_01,60,1,companyAcronym= | protocolName=IEEE C37.118.2-2011 | vendorAcronym= | vendorDeviceName= | interconnectionName=,,,,10,STTP,Streaming Telemetry Transport Protocol,6,,,,,,PRSGD_525_PM_01-DF,0.0,1.0,Prsgd_525_Pm_01 Frequency Delta (dF/dt),0,1,1,,PMU,DFDT,Frequency Delta (dF/dt),DF,-98.6,37.5,PPA:1041,2021-07-20 20:01:08
} | MaximumArchiveDays=90 | DesiredRemainingSpace=500,1042,GPA_PRSGD_525_PM_01:S,,38,8736f6c7-ad41-4b43-b4f6-e684e0d4ad20,PRSGD_525_PM_01,Prsgd_525_Pm_01,60,1,companyAcronym= | protocolName=IEEE C37.118.2-2011 | vendorAcronym= | vendorDeviceName= | interconnectionName=,,,,10,STTP,Streaming Telemetry Transport Protocol,8,,,,,,PRSGD_525_PM_01-SF,0.0,1.0,Prsgd_525_Pm_01 Status Flags,0,1,1,,PMU,FLAG,Status Flags,SF,-98.6,37.5,PPA:1042,2021-07-20 20:01:08
} | MaximumArchiveDays=90 | DesiredRemainingSpace=500,1043,GPA_PRSGD_525_PM_01-PM1:V,,38,8736f6c7-ad41-4b43-b4f6-e684e0d4ad20,PRSGD_525_PM_01,Prsgd_525_Pm_01,60,1,companyAcronym= | protocolName=IEEE C37.118.2-2011 | vendorAcronym= | vendorDeviceName= | interconnectionName=,,,,10,STTP,Streaming Telemetry Transport Protocol,3,1,LTPRSSA_1_FV_A,V,+,0,PRSGD_525_PM_01-PM1,0.0,1.0,Prsgd_525_Pm_01 LTPRSSA_1_FV_A + Voltage Magnitude,0,1,1,Volts,Phasor,VPHM,Voltage Magnitude,PM,-98.6,37.5,PPA:1043,2021-07-20 20:01:08
} | MaximumArchiveDays=90 | DesiredRemainingSpace=500,1044,GPA_PRSGD_525_PM_01-PA1:VH,,38,8736f6c7-ad41-4b43-b4f6-e684e0d4ad20,PRSGD_525_PM_01,Prsgd_525_Pm_01,60,1,companyAcronym= | protocolName=IEEE C37.118.2-2011 | vendorAcronym= | vendorDeviceName= | interconnectionName=,,,,10,STTP,Streaming Telemetry Transport Protocol,4,1,LTPRSSA_1_FV_A,V,+,0,PRSGD_525_PM_01-PA1,0.0,1.0,Prsgd_525_Pm_01 LTPRSSA_1_FV_A + Voltage Phase Angle,0,1,1,Degrees,Phasor,VPHA,Voltage Phase Angle,PA,-98.6,37.5,PPA:1044,2021-07-20 20:01:08
} | MaximumArchiveDays=90 | DesiredRemainingSpace=500,1045,GPA_PRSGD_525_PM_01-PM2:V,,38,8736f6c7-ad41-4b43-b4f6-e684e0d4ad20,PRSGD_525_PM_01,Prsgd_525_Pm_01,60,1,companyAcronym= | protocolName=IEEE C37.118.2-2011 | vendorAcronym= | vendorDeviceName= | interconnectionName=,,,,10,STTP,Streaming Telemetry Transport Protocol,3,2,LTPRSSA_1_FV_B,V,+,0,PRSGD_525_PM_01-PM2,0.0,1.0,Prsgd_525_Pm_01 LTPRSSA_1_FV_B + Voltage Magnitude,0,1,1,Volts,Phasor,VPHM,Voltage Magnitude,PM,-98.6,37.5,PPA:1045,2021-07-20 20:01:08
} | MaximumArchiveDays=90 | DesiredRemainingSpace=500,1046,GPA_PRSGD_525_PM_01-PA2:VH,,38,8736f6c7-ad41-4b43-b4f6-e684e0d4ad20,PRSGD_525_PM_01,Prsgd_525_Pm_01,60,1,companyAcronym= | protocolName=IEEE C37.118.2-2011 | vendorAcronym= | vendorDeviceName= | interconnectionName=,,,,10,STTP,Streaming Telemetry Transport Protocol,4,2,LTPRSSA_1_FV_B,V,+,0,PRSGD_525_PM_01-PA2,0.0,1.0,Prsgd_525_Pm_01 LTPRSSA_1_FV_B + Voltage Phase Angle,0,1,1,Degrees,Phasor,VPHA,Voltage Phase Angle,PA,-98.6,37.5,PPA:1046,2021-07-20 20:01:08
} | MaximumArchiveDays=90 | DesiredRemainingSpace=500,1047,GPA_PRSGD_525_PM_01-PM3:V,,38,8736f6c7-ad41-4b43-b4f6-e684e0d4ad20,PRSGD_525_PM_01,Prsgd_525_Pm_01,60,1,companyAcronym= | protocolName=IEEE C37.118.2-2011 | vendorAcronym= | vendorDeviceName= | interconnectionName=,,,,10,STTP,Streaming Telemetry Transport Protocol,3,3,LTPRSSA_1_FV_C,V,+,0,PRSGD_525_PM_01-PM3,0.0,1.0,Prsgd_525_Pm_01 LTPRSSA_1_FV_C + Voltage Magnitude,0,1,1,Volts,Phasor,VPHM,Voltage Magnitude,PM,-98.6,37.5,PPA:1047,2021-07-20 20:01:08
} | MaximumArchiveDays=90 | DesiredRemainingSpace=500,1048,GPA_PRSGD_525_PM_01-PA3:VH,,38,8736f6c7-ad41-4b43-b4f6-e684e0d4ad20,PRSGD_525_PM_01,Prsgd_525_Pm_01,60,1,companyAcronym= | protocolName=IEEE C37.118.2-2011 | vendorAcronym= | vendorDeviceName= | interconnectionName=,,,,10,STTP,Streaming Telemetry Transport Protocol,4,3,LTPRSSA_1_FV_C,V,+,0,PRSGD_525_PM_01-PA3,0.0,1.0,Prsgd_525_Pm_01 LTPRSSA_1_FV_C + Voltage Phase Angle,0,1,1,Degrees,Phasor,VPHA,Voltage Phase Angle,PA,-98.6,37.5,PPA:1048,2021-07-20 20:01:08
} | MaximumArchiveDays=90 | DesiredRemainingSpace=500,1049,GPA_PRSGD_525_PM_01-PM4:V,,38,8736f6c7-ad41-4b43-b4f6-e684e0d4ad20,PRSGD_525_PM_01,Prsgd_525_Pm_01,60,1,companyAcronym= | protocolName=IEEE C37.118.2-2011 | vendorAcronym= | vendorDeviceName= | interconnectionName=,,,,10,STTP,Streaming Telemetry Transport Protocol,3,4,LTPRARE_1_FV_A,V,+,0,PRSGD_525_PM_01-PM4,0.0,1.0,Prsgd_525_Pm_01 LTPRARE_1_FV_A + Voltage Magnitude,0,1,1,Volts,Phasor,VPHM,Voltage Magnitude,PM,-98.6,37.5,PPA:1049,2021-07-20 20:01:08
} | MaximumArchiveDays=90 | DesiredRemainingSpace=500,1050,GPA_PRSGD_525_PM_01-PA4:VH,,38,8736f6c7-ad41-4b43-b4f6-e684e0d4ad20,PRSGD_525_PM_01,Prsgd_525_Pm_01,60,1,companyAcronym= | protocolName=IEEE C37.118.2-2011 | vendorAcronym= | vendorDeviceName= | interconnectionName=,,,,10,STTP,Streaming Telemetry Transport Protocol,4,4,LTPRARE_1_FV_A,V,+,0,PRSGD_525_PM_01-PA4,0.0,1.0,Prsgd_525_Pm_01 LTPRARE_1_FV_A + Voltage Phase Angle,0,1,1,Degrees,Phasor,VPHA,Voltage Phase Angle,PA,-98.6,37.5,PPA:1050,2021-07-20 20:01:08
} | MaximumArchiveDays=90 | DesiredRemainingSpace=500,1051,GPA_PRSGD_525_PM_01-PM5:V,,38,8736f6c7-ad41-4b43-b4f6-e684e0d4ad20,PRSGD_525_PM_01,Prsgd_525_Pm_01,60,1,companyAcronym= | protocolName=IEEE C37.118.2-2011 | vendorAcronym= | vendorDeviceName= | interconnectionName=,,,,10,STTP,Streaming Telemetry Transport Protocol,3,5,LTPRARE_1_FV_B,V,+,0,PRSGD_525_PM_01-PM5,0.0,1.0,Prsgd_525_Pm_01 LTPRARE_1_FV_B + Voltage Magnitude,0,1,1,Volts,Phasor,VPHM,Voltage Magnitude,PM,-98.6,37.5,PPA:1051,2021-07-20 20:01:08
} | MaximumArchiveDays=90 | DesiredRemainingSpace=500,1052,GPA_PRSGD_525_PM_01-PA5:VH,,38,8736f6c7-ad41-4b43-b4f6-e684e0d4ad20,PRSGD_525_PM_01,Prsgd_525_Pm_01,60,1,companyAcronym= | protocolName=IEEE C37.118.2-2011 | vendorAcronym= | vendorDeviceName= | interconnectionName=,,,,10,STTP,Streaming Telemetry Transport Protocol,4,5,LTPRARE_1_FV_B,V,+,0,PRSGD_525_PM_01-PA5,0.0,1.0,Prsgd_525_Pm_01 LTPRARE_1_FV_B + Voltage Phase Angle,0,1,1,Degrees,Phasor,VPHA,Voltage Phase Angle,PA,-98.6,37.5,PPA:1052,2021-07-20 20:01:08
} | MaximumArchiveDays=90 | DesiredRemainingSpace=500,1053,GPA_PRSGD_525_PM_01-PM6:V,,38,8736f6c7-ad41-4b43-b4f6-e684e0d4ad20,PRSGD_525_PM_01,Prsgd_525_Pm_01,60,1,companyAcronym= | protocolName=IEEE C37.118.2-2011 | vendorAcronym= | vendorDeviceName= | interconnectionName=,,,,10,STTP,Streaming Telemetry Transport Protocol,3,6,LTPRARE_1_FV_C,V,+,0,PRSGD_525_PM_01-PM6,0.0,1.0,Prsgd_525_Pm_01 LTPRARE_1_FV_C + Voltage Magnitude,0,1,1,Volts,Phasor,VPHM,Voltage Magnitude,PM,-98.6,37.5,PPA:1053,2021-07-20 20:01:08
} | MaximumArchiveDays=90 | DesiredRemainingSpace=500,1054,GPA_PRSGD_525_PM_01-PA6:VH,,38,8736f6c7-ad41-4b43-b4f6-e684e0d4ad20,PRSGD_525_PM_01,Prsgd_525_Pm_01,60,1,companyAcronym= | protocolName=IEEE C37.118.2-2011 | vendorAcronym= | vendorDeviceName= | interconnectionName=,,,,10,STTP,Streaming Telemetry Transport Protocol,4,6,LTPRARE_1_FV_C,V,+,0,PRSGD_525_PM_01-PA6,0.0,1.0,Prsgd_525_Pm_01 LTPRARE_1_FV_C + Voltage Phase Angle,0,1,1,Degrees,Phasor,VPHA,Voltage Phase Angle,PA,-98.6,37.5,PPA:1054,2021-07-20 20:01:08
} | MaximumArchiveDays=90 | DesiredRemainingSpace=500,1055,GPA_PRSGD_525_PM_01-PM7:I,,38,8736f6c7-ad41-4b43-b4f6-e684e0d4ad20,PRSGD_525_PM_01,Prsgd_525_Pm_01,60,1,companyAcronym= | protocolName=IEEE C37.118.2-2011 | vendorAcronym= | vendorDeviceName= | interconnectionName=,,,,10,STTP,Streaming Telemetry Transport Protocol,1,7,LTPRSSA_1_FA_A,I,+,0,PRSGD_525_PM_01-PM7,0.0,1.0,Prsgd_525_Pm_01 LTPRSSA_1_FA_A + Current Magnitude,0,1,1,Amps,Phasor,IPHM,Current Magnitude,PM,-98.6,37.5,PPA:1055,2021-07-20 20:01:08
} | MaximumArchiveDays=90 | DesiredRemainingSpace=500,1056,GPA_PRSGD_525_PM_01-PA7:IH,,38,8736f6c7-ad41-4b43-b4f6-e684e0d4ad20,PRSGD_525_PM_01,Prsgd_525_Pm_01,60,1,companyAcronym= | protocolName=IEEE C37.118.2-2011 | vendorAcronym= | vendorDeviceName= | interconnectionName=,,,,10,STTP,Streaming Telemetry Transport Protocol,2,7,LTPRSSA_1_FA_A,I,+,0,PRSGD_525_PM_01-PA7,0.0,1.0,Prsgd_525_Pm_01 LTPRSSA_1_FA_A + Current Phase Angle,0,1,1,Degrees,Phasor,IPHA,Current Phase Angle,PA,-98.6,37.5,PPA:1056,2021-07-20 20:01:08
} | MaximumArchiveDays=90 | DesiredRemainingSpace=500,1057,GPA_PRSGD_525_PM_01-PM8:I,,38,8736f6c7-ad41-4b43-b4f6-e684e0d4ad20,PRSGD_525_PM_01,Prsgd_525_Pm_01,60,1,companyAcronym= | protocolName=IEEE C37.118.2-2011 | vendorAcronym= | vendorDeviceName= | interconnectionName=,,,,10,STTP,Streaming Telemetry Transport Protocol,1,8,LTPRSSA_1_FA_B,I,+,0,PRSGD_525_PM_01-PM8,0.0,1.0,Prsgd_525_Pm_01 LTPRSSA_1_FA_B + Current Magnitude,0,1,1,Amps,Phasor,IPHM,Current Magnitude,PM,-98.6,37.5,PPA:1057,2021-07-20 20:01:08
} | MaximumArchiveDays=90 | DesiredRemainingSpace=500,1058,GPA_PRSGD_525_PM_01-PA8:IH,,38,8736f6c7-ad41-4b43-b4f6-e684e0d4ad20,PRSGD_525_PM_01,Prsgd_525_Pm_01,60,1,companyAcronym= | protocolName=IEEE C37.118.2-2011 | vendorAcronym= | vendorDeviceName= | interconnectionName=,,,,10,STTP,Streaming Telemetry Transport Protocol,2,8,LTPRSSA_1_FA_B,I,+,0,PRSGD_525_PM_01-PA8,0.0,1.0,Prsgd_525_Pm_01 LTPRSSA_1_FA_B + Current Phase Angle,0,1,1,Degrees,Phasor,IPHA,Current Phase Angle,PA,-98.6,37.5,PPA:1058,2021-07-20 20:01:08
} | MaximumArchiveDays=90 | DesiredRemainingSpace=500,1059,GPA_PRSGD_525_PM_01-PM9:I,,38,8736f6c7-ad41-4b43-b4f6-e684e0d4ad20,PRSGD_525_PM_01,Prsgd_525_Pm_01,60,1,companyAcronym= | protocolName=IEEE C37.118.2-2011 | vendorAcronym= | vendorDeviceName= | interconnectionName=,,,,10,STTP,Streaming Telemetry Transport Protocol,1,9,LTPRSSA_1_FA_C,I,+,0,PRSGD_525_PM_01-PM9,0.0,1.0,Prsgd_525_Pm_01 LTPRSSA_1_FA_C + Current Magnitude,0,1,1,Amps,Phasor,IPHM,Current Magnitude,PM,-98.6,37.5,PPA:1059,2021-07-20 20:01:08
} | MaximumArchiveDays=90 | DesiredRemainingSpace=500,1060,GPA_PRSGD_525_PM_01-PA9:IH,,38,8736f6c7-ad41-4b43-b4f6-e684e0d4ad20,PRSGD_525_PM_01,Prsgd_525_Pm_01,60,1,companyAcronym= | protocolName=IEEE C37.118.2-2011 | vendorAcronym= | vendorDeviceName= | interconnectionName=,,,,10,STTP,Streaming Telemetry Transport Protocol,2,9,LTPRSSA_1_FA_C,I,+,0,PRSGD_525_PM_01-PA9,0.0,1.0,Prsgd_525_Pm_01 LTPRSSA_1_FA_C + Current Phase Angle,0,1,1,Degrees,Phasor,IPHA,Current Phase Angle,PA,-98.6,37.5,PPA:1060,2021-07-20 20:01:08
} | MaximumArchiveDays=90 | DesiredRemainingSpace=500,1061,GPA_PRSGD_525_PM_01-PM10:I,,38,8736f6c7-ad41-4b43-b4f6-e684e0d4ad20,PRSGD_525_PM_01,Prsgd_525_Pm_01,60,1,companyAcronym= | protocolName=IEEE C37.118.2-2011 | vendorAcronym= | vendorDeviceName= | interconnectionName=,,,,10,STTP,Streaming Telemetry Transport Protocol,1,10,LTPRARE_1_FA_A,I,+,0,PRSGD_525_PM_01-PM10,0.0,1.0,Prsgd_525_Pm_01 LTPRARE_1_FA_A + Current Magnitude,0,1,1,Amps,Phasor,IPHM,Current Magnitude,PM,-98.6,37.5,PPA:1061,2021-07-20 20:01:08
} | MaximumArchiveDays=90 | DesiredRemainingSpace=500,1062,GPA_PRSGD_525_PM_01-PA10:IH,,38,8736f6c7-ad41-4b43-b4f6-e684e0d4ad20,PRSGD_525_PM_01,Prsgd_525_Pm_01,60,1,companyAcronym= | protocolName=IEEE C37.118.2-2011 | vendorAcronym= | vendorDeviceName= | interconnectionName=,,,,10,STTP,Streaming Telemetry Transport Protocol,2,10,LTPRARE_1_FA_A,I,+,0,PRSGD_525_PM_01-PA10,0.0,1.0,Prsgd_525_Pm_01 LTPRARE_1_FA_A + Current Phase Angle,0,1,1,Degrees,Phasor,IPHA,Current Phase Angle,PA,-98.6,37.5,PPA:1062,2021-07-20 20:01:08
} | MaximumArchiveDays=90 | DesiredRemainingSpace=500,1063,GPA_PRSGD_525_PM_01-PM11:I,,38,8736f6c7-ad41-4b43-b4f6-e684e0d4ad20,PRSGD_525_PM_01,Prsgd_525_Pm_01,60,1,companyAcronym= | protocolName=IEEE C37.118.2-2011 | vendorAcronym= | vendorDeviceName= | interconnectionName=,,,,10,STTP,Streaming Telemetry Transport Protocol,1,11,LTPRARE_1_FA_B,I,+,0,PRSGD_525_PM_01-PM11,0.0,1.0,Prsgd_525_Pm_01 LTPRARE_1_FA_B + Current Magnitude,0,1,1,Amps,Phasor,IPHM,Current Magnitude,PM,-98.6,37.5,PPA:1063,2021-07-20 20:01:08
} | MaximumArchiveDays=90 | DesiredRemainingSpace=500,1064,GPA_PRSGD_525_PM_01-PA11:IH,,38,8736f6c7-ad41-4b43-b4f6-e684e0d4ad20,PRSGD_525_PM_01,Prsgd_525_Pm_01,60,1,companyAcronym= | protocolName=IEEE C37.118.2-2011 | vendorAcronym= | vendorDeviceName= | interconnectionName=,,,,10,STTP,Streaming Telemetry Transport Protocol,2,11,LTPRARE_1_FA_B,I,+,0,PRSGD_525_PM_01-PA11,0.0,1.0,Prsgd_525_Pm_01 LTPRARE_1_FA_B + Current Phase Angle,0,1,1,Degrees,Phasor,IPHA,Current Phase Angle,PA,-98.6,37.5,PPA:1064,2021-07-20 20:01:08
} | MaximumArchiveDays=90 | DesiredRemainingSpace=500,1065,GPA_PRSGD_525_PM_01-PM12:I,,38,8736f6c7-ad41-4b43-b4f6-e684e0d4ad20,PRSGD_525_PM_01,Prsgd_525_Pm_01,60,1,companyAcronym= | protocolName=IEEE C37.118.2-2011 | vendorAcronym= | vendorDeviceName= | interconnectionName=,,,,10,STTP,Streaming Telemetry Transport Protocol,1,12,LTPRARE_1_FA_C,I,+,0,PRSGD_525_PM_01-PM12,0.0,1.0,Prsgd_525_Pm_01 LTPRARE_1_FA_C + Current Magnitude,0,1,1,Amps,Phasor,IPHM,Current Magnitude,PM,-98.6,37.5,PPA:1065,2021-07-20 20:01:08
} | MaximumArchiveDays=90 | DesiredRemainingSpace=500,1066,GPA_PRSGD_525_PM_01-PA12:IH,,38,8736f6c7-ad41-4b43-b4f6-e684e0d4ad20,PRSGD_525_PM_01,Prsgd_525_Pm_01,60,1,companyAcronym= | protocolName=IEEE C37.118.2-2011 | vendorAcronym= | vendorDeviceName= | interconnectionName=,,,,10,STTP,Streaming Telemetry Transport Protocol,2,12,LTPRARE_1_FA_C,I,+,0,PRSGD_525_PM_01-PA12,0.0,1.0,Prsgd_525_Pm_01 LTPRARE_1_FA_C + Current Phase Angle,0,1,1,Degrees,Phasor,IPHA,Current Phase Angle,PA,-98.6,37.5,PPA:1066,2021-07-20 20:01:08
} | MaximumArchiveDays=90 | DesiredRemainingSpace=500,1067,GPA_PRSGD_525_PM_01-PM13:V,,38,8736f6c7-ad41-4b43-b4f6-e684e0d4ad20,PRSGD_525_PM_01,Prsgd_525_Pm_01,60,1,companyAcronym= | protocolName=IEEE C37.118.2-2011 | vendorAcronym= | vendorDeviceName= | interconnectionName=,,,,10,STTP,Streaming Telemetry Transport Protocol,3,13,LTPRSSA_1_FV_P,V,+,0,PRSGD_525_PM_01-PM13,0.0,1.0,Prsgd_525_Pm_01 LTPRSSA_1_FV_P + Voltage Magnitude,0,1,1,Volts,Phasor,VPHM,Voltage Magnitude,PM,-98.6,37.5,PPA:1067,2021-07-20 20:01:08
} | MaximumArchiveDays=90 | DesiredRemainingSpace=500,1068,GPA_PRSGD_525_PM_01-PA13:VH,,38,8736f6c7-ad41-4b43-b4f6-e684e0d4ad20,PRSGD_525_PM_01,Prsgd_525_Pm_01,60,1,companyAcronym= | protocolName=IEEE C37.118.2-2011 | vendorAcronym= | vendorDeviceName= | interconnectionName=,,,,10,STTP,Streaming Telemetry Transport Protocol,4,13,LTPRSSA_1_FV_P,V,+,0,PRSGD_525_PM_01-PA13,0.0,1.0,Prsgd_525_Pm_01 LTPRSSA_1_FV_P + Voltage Phase Angle,0,1,1,Degrees,Phasor,VPHA,Voltage Phase Angle,PA,-98.6,37.5,PPA:1068,2021-07-20 20:01:08
} | MaximumArchiveDays=90 | DesiredRemainingSpace=500,1069,GPA_PRSGD_525_PM_01-PM14:I,,38,8736f6c7-ad41-4b43-b4f6-e684e0d4ad20,PRSGD_525_PM_01,Prsgd_525_Pm_01,60,1,companyAcronym= | protocolName=IEEE C37.118.2-2011 | vendorAcronym= | vendorDeviceName= | interconnectionName=,,,,10,STTP,Streaming Telemetry Transport Protocol,1,14,LTPRSSA_1_FA_P,I,+,0,PRSGD_525_PM_01-PM14,0.0,1.0,Prsgd_525_Pm_01 LTPRSSA_1_FA_P + Current Magnitude,0,1,1,Amps,Phasor,IPHM,Current Magnitude,PM,-98.6,37.5,PPA:1069,2021-07-20 20:01:08
} | MaximumArchiveDays=90 | DesiredRemainingSpace=500,1070,GPA_PRSGD_525_PM_01-PA14:IH,,38,8736f6c7-ad41-4b43-b4f6-e684e0d4ad20,PRSGD_525_PM_01,Prsgd_525_Pm_01,60,1,companyAcronym= | protocolName=IEEE C37.118.2-2011 | vendorAcronym= | vendorDeviceName= | interconnectionName=,,,,10,STTP,Streaming Telemetry Transport Protocol,2,14,LTPRSSA_1_FA_P,I,+,0,PRSGD_525_PM_01-PA14,0.0,1.0,Prsgd_525_Pm_01 LTPRSSA_1_FA_P + Current Phase Angle,0,1,1,Degrees,Phasor,IPHA,Current Phase Angle,PA,-98.6,37.5,PPA:1070,2021-07-20 20:01:08
} | MaximumArchiveDays=90 | DesiredRemainingSpace=500,1071,GPA_PRSGD_525_PM_01-PM15:V,,38,8736f6c7-ad41-4b43-b4f6-e684e0d4ad20,PRSGD_525_PM_01,Prsgd_525_Pm_01,60,1,companyAcronym= | protocolName=IEEE C37.118.2-2011 | vendorAcronym= | vendorDeviceName= | interconnectionName=,,,,10,STTP,Streaming Telemetry Transport Protocol,3,15,LTPRARE_1_FV_P,V,+,0,PRSGD_525_PM_01-PM15,0.0,1.0,Prsgd_525_Pm_01 LTPRARE_1_FV_P + Voltage Magnitude,0,1,1,Volts,Phasor,VPHM,Voltage Magnitude,PM,-98.6,37.5,PPA:1071,2021-07-20 20:01:08
} | MaximumArchiveDays=90 | DesiredRemainingSpace=500,1072,GPA_PRSGD_525_PM_01-PA15:VH,,38,8736f6c7-ad41-4b43-b4f6-e684e0d4ad20,PRSGD_525_PM_01,Prsgd_525_Pm_01,60,1,companyAcronym= | protocolName=IEEE C37.118.2-2011 | vendorAcronym= | vendorDeviceName= | interconnectionName=,,,,10,STTP,Streaming Telemetry Transport Protocol,4,15,LTPRARE_1_FV_P,V,+,0,PRSGD_525_PM_01-PA15,0.0,1.0,Prsgd_525_Pm_01 LTPRARE_1_FV_P + Voltage Phase Angle,0,1,1,Degrees,Phasor,VPHA,Voltage Phase Angle,PA,-98.6,37.5,PPA:1072,2021-07-20 20:01:08
} | MaximumArchiveDays=90 | DesiredRemainingSpace=500,1073,GPA_PRSGD_525_PM_01-PM16:I,,38,8736f6c7-ad41-4b43-b4f6-e684e0d4ad20,PRSGD_525_PM_01,Prsgd_525_Pm_01,60,1,companyAcronym= | protocolName=IEEE C37.118.2-2011 | vendorAcronym= | vendorDeviceName= | interconnectionName=,,,,10,STTP,Streaming Telemetry Transport Protocol,1,16,LTPRARE_1_FA_P,I,+,0,PRSGD_525_PM_01-PM16,0.0,1.0,Prsgd_525_Pm_01 LTPRARE_1_FA_P + Current Magnitude,0,1,1,Amps,Phasor,IPHM,Current Magnitude,PM,-98.6,37.5,PPA:1073,2021-07-20 20:01:08
} | MaximumArchiveDays=90 | DesiredRemainingSpace=500,1074,GPA_PRSGD_525_PM_01-PA16:IH,,38,8736f6c7-ad41-4b43-b4f6-e684e0d4ad20,PRSGD_525_PM_01,Prsgd_525_Pm_01,60,1,companyAcronym= | protocolName=IEEE C37.118.2-2011 | vendorAcronym= | vendorDeviceName= | interconnectionName=,,,,10,STTP,Streaming Telemetry Transport Protocol,2,16,LTPRARE_1_FA_P,I,+,0,PRSGD_525_PM_01-PA16,0.0,1.0,Prsgd_525_Pm_01 LTPRARE_1_FA_P + Current Phase Angle,0,1,1,Degrees,Phasor,IPHA,Current Phase Angle,PA,-98.6,37.5,PPA:1074,2021-07-20 20:01:08
} | MaximumArchiveDays=90 | DesiredRemainingSpace=500,1075,GPA_PRSSA_525_PM_01:F,,39,8736f6c7-ad41-4b43-b4f6-e684e0d4ad20,PRSSA_525_PM_01,Prssa_525_Pm_01,60,1,companyAcronym= | protocolName=IEEE C37.118.2-2011 | vendorAcronym= | vendorDeviceName= | interconnectionName=,,,,10,STTP,Streaming Telemetry Transport Protocol,5,,,,,,PRSSA_525_PM_01-FQ,0.0,1.0,Prssa_525_Pm_01 Frequency,0,1,1,Hz,PMU,FREQ,Frequency,FQ,-98.6,37.5,PPA:1075,2021-07-20 20:01:08
} | MaximumArchiveDays=90 | DesiredRemainingSpace=500,1076,GPA_PRSSA_525_PM_01:DF,,39,8736f6c7-ad41-4b43-b4f6-e684e0d4ad20,PRSSA_525_PM_01,Prssa_525_Pm_01,60,1,companyAcronym= | protocolName=IEEE C37.118.2-2011 | vendorAcronym= | vendorDeviceName= | interconnectionName=,,,,10,STTP,Streaming Telemetry Transport Protocol,6,,,,,,PRSSA_525_PM_01-DF,0.0,1.0,Prssa_525_Pm_01 Frequency Delta (dF/dt),0,1,1,,PMU,DFDT,Frequency Delta (dF/dt),DF,-98.6,37.5,PPA:1076,2021-07-20 20:01:08
} | MaximumArchiveDays=90 | DesiredRemainingSpace=500,1077,GPA_PRSSA_525_PM_01:S,,39,8736f6c7-ad41-4b43-b4f6-e684e0d4ad20,PRSSA_525_PM_01,Prssa_525_Pm_01,60,1,companyAcronym= | protocolName=IEEE C37.118.2-2011 | vendorAcronym= | vendorDeviceName= | interconnectionName=,,,,10,STTP,Streaming Telemetry Transport Protocol,8,,,,,,PRSSA_525_PM_01-SF,0.0,1.0,Prssa_525_Pm_01 Status Flags,0,1,1,,PMU,FLAG,Status Flags,SF,-98.6,37.5,PPA:1077,2021-07-20 20:01:08
} | MaximumArchiveDays=90 | DesiredRemainingSpace=500,1078,GPA_PRSSA_525_PM_01-PM1:V,,39,8736f6c7-ad41-4b43-b4f6-e684e0d4ad20,PRSSA_525_PM_01,Prssa_525_Pm_01,60,1,companyAcronym= | protocolName=IEEE C37.118.2-2011 | vendorAcronym= | vendorDeviceName= | interconnectionName=,,,,10,STTP,Streaming Telemetry Transport Protocol,3,1,LTPRSCX_1_FV_A,V,+,0,PRSSA_525_PM_01-PM1,0.0,1.0,Prssa_525_Pm_01 LTPRSCX_1_FV_A + Voltage Magnitude,0,1,1,Volts,Phasor,VPHM,Voltage Magnitude,PM,-98.6,37.5,PPA:1078,2021-07-20 20:01:08
} | MaximumArchiveDays=90 | DesiredRemainingSpace=500,1079,GPA_PRSSA_525_PM_01-PA1:VH,,39,8736f6c7-ad41-4b43-b4f6-e684e0d4ad20,PRSSA_525_PM_01,Prssa_525_Pm_01,60,1,companyAcronym= | protocolName=IEEE C37.118.2-2011 | vendorAcronym= | vendorDeviceName= | interconnectionName=,,,,10,STTP,Streaming Telemetry Transport Protocol,4,1,LTPRSCX_1_FV_A,V,+,0,PRSSA_525_PM_01-PA1,0.0,1.0,Prssa_525_Pm_01 LTPRSCX_1_FV_A + Voltage Phase Angle,0,1,1,Degrees,Phasor,VPHA,Voltage Phase Angle,PA,-98.6,37.5,PPA:1079,2021-07-20 20:01:08
} | MaximumArchiveDays=90 | DesiredRemainingSpace=500,1080,GPA_PRSSA_525_PM_01-PM2:V,,39,8736f6c7-ad41-4b43-b4f6-e684e0d4ad20,PRSSA_525_PM_01,Prssa_525_Pm_01,60,1,companyAcronym= | protocolName=IEEE C37.118.2-2011 | vendorAcronym= | vendorDeviceName= | interconnectionName=,,,,10,STTP,Streaming Telemetry Transport Protocol,3,2,LTPRSCX_1_FV_B,V,+,0,PRSSA_525_PM_01-PM2,0.0,1.0,Prssa_525_Pm_01 LTPRSCX_1_FV_B + Voltage Magnitude,0,1,1,Volts,Phasor,VPHM,Voltage Magnitude,PM,-98.6,37.5,PPA:1080,2021-07-20 20:01:08
} | MaximumArchiveDays=90 | DesiredRemainingSpace=500,1081,GPA_PRSSA_525_PM_01-PA2:VH,,39,8736f6c7-ad41-4b43-b4f6-e684e0d4ad20,PRSSA_525_PM_01,Prssa_525_Pm_01,60,1,companyAcronym= | protocolName=IEEE C37.118.2-2011 | vendorAcronym= | vendorDeviceName= | interconnectionName=,,,,10,STTP,Streaming Telemetry Transport Protocol,4,2,LTPRSCX_1_FV_B,V,+,0,PRSSA_525_PM_01-PA2,0.0,1.0,Prssa_525_Pm_01 LTPRSCX_1_FV_B + Voltage Phase Angle,0,1,1,Degrees,Phasor,VPHA,Voltage Phase Angle,PA,-98.6,37.5,PPA:1081,2021-07-20 20:01:08
} | MaximumArchiveDays=90 | DesiredRemainingSpace=500,1082,GPA_PRSSA_525_PM_01-PM3:V,,39,8736f6c7-ad41-4b43-b4f6-e684e0d4ad20,PRSSA_525_PM_01,Prssa_525_Pm_01,60,1,companyAcronym= | protocolName=IEEE C37.118.2-2011 | vendorAcronym= | vendorDeviceName= | interconnectionName=,,,,10,STTP,Streaming Telemetry Transport Protocol,3,3,LTPRSCX_1_FV_C,V,+,0,PRSSA_525_PM_01-PM3,0.0,1.0,Prssa_525_Pm_01 LTPRSCX_1_FV_C + Voltage Magnitude,0,1,1,Volts,Phasor,VPHM,Voltage Magnitude,PM,-98.6,37.5,PPA:1082,2021-07-20 20:01:08
} | MaximumArchiveDays=90 | DesiredRemainingSpace=500,1083,GPA_PRSSA_525_PM_01-PA3:VH,,39,8736f6c7-ad41-4b43-b4f6-e684e0d4ad20,PRSSA_525_PM_01,Prssa_525_Pm_01,60,1,companyAcronym= | protocolName=IEEE C37.118.2-2011 | vendorAcronym= | vendorDeviceName= | interconnectionName=,,,,10,STTP,Streaming Telemetry Transport Protocol,4,3,LTPRSCX_1_FV_C,V,+,0,PRSSA_525_PM_01-PA3,0.0,1.0,Prssa_525_Pm_01 LTPRSCX_1_FV_C + Voltage Phase Angle,0,1,1,Degrees,Phasor,VPHA,Voltage Phase Angle,PA,-98.6,37.5,PPA:1083,2021-07-20 20:01:08
} | MaximumArchiveDays=90 | DesiredRemainingSpace=500,1084,GPA_PRSSA_525_PM_01-PM4:I,,39,8736f6c7-ad41-4b43-b4f6-e684e0d4ad20,PRSSA_525_PM_01,Prssa_525_Pm_01,60,1,companyAcronym= | protocolName=IEEE C37.118.2-2011 | vendorAcronym= | vendorDeviceName= | interconnectionName=,,,,10,STTP,Streaming Telemetry Transport Protocol,1,4,LTPRSCX_1_FA_A,I,+,0,PRSSA_525_PM_01-PM4,0.0,1.0,Prssa_525_Pm_01 LTPRSCX_1_FA_A + Current Magnitude,0,1,1,Amps,Phasor,IPHM,Current Magnitude,PM,-98.6,37.5,PPA:1084,2021-07-20 20:01:08
} | MaximumArchiveDays=90 | DesiredRemainingSpace=500,1085,GPA_PRSSA_525_PM_01-PA4:IH,,39,8736f6c7-ad41-4b43-b4f6-e684e0d4ad20,PRSSA_525_PM_01,Prssa_525_Pm_01,60,1,companyAcronym= | protocolName=IEEE C37.118.2-2011 | vendorAcronym= | vendorDeviceName= | interconnectionName=,,,,10,STTP,Streaming Telemetry Transport Protocol,2,4,LTPRSCX_1_FA_A,I,+,0,PRSSA_525_PM_01-PA4,0.0,1.0,Prssa_525_Pm_01 LTPRSCX_1_FA_A + Current Phase Angle,0,1,1,Degrees,Phasor,IPHA,Current Phase Angle,PA,-98.6,37.5,PPA:1085,2021-07-20 20:01:08
} | MaximumArchiveDays=90 | DesiredRemainingSpace=500,1086,GPA_PRSSA_525_PM_01-PM5:I,,39,8736f6c7-ad41-4b43-b4f6-e684e0d4ad20,PRSSA_525_PM_01,Prssa_525_Pm_01,60,1,companyAcronym= | protocolName=IEEE C37.118.2-2011 | vendorAcronym= | vendorDeviceName= | interconnectionName=,,,,10,STTP,Streaming Telemetry Transport Protocol,1,5,LTPRSCX_1_FA_B,I,+,0,PRSSA_525_PM_01-PM5,0.0,1.0,Prssa_525_Pm_01 LTPRSCX_1_FA_B + Current Magnitude,0,1,1,Amps,Phasor,IPHM,Current Magnitude,PM,-98.6,37.5,PPA:1086,2021-07-20 20:01:08
} | MaximumArchiveDays=90 | DesiredRemainingSpace=500,1087,GPA_PRSSA_525_PM_01-PA5:IH,,39,8736f6c7-ad41-4b43-b4f6-e684e0d4ad20,PRSSA_525_PM_01,Prssa_525_Pm_01,60,1,companyAcronym= | protocolName=IEEE C37.118.2-2011 | vendorAcronym= | vendorDeviceName= | interconnectionName=,,,,10,STTP,Streaming Telemetry Transport Protocol,2,5,LTPRSCX_1_FA_B,I,+,0,PRSSA_525_PM_01-PA5,0.0,1.0,Prssa_525_Pm_01 LTPRSCX_1_FA_B + Current Phase Angle,0,1,1,Degrees,Phasor,IPHA,Current Phase Angle,PA,-98.6,37.5,PPA:1087,2021-07-20 20:01:08
} | MaximumArchiveDays=90 | DesiredRemainingSpace=500,1088,GPA_PRSSA_525_PM_01-PM6:I,,39,8736f6c7-ad41-4b43-b4f6-e684e0d4ad20,PRSSA_525_PM_01,Prssa_525_Pm_01,60,1,companyAcronym= | protocolName=IEEE C37.118.2-2011 | vendorAcronym= | vendorDeviceName= | interconnectionName=,,,,10,STTP,Streaming Telemetry Transport Protocol,1,6,LTPRSCX_1_FA_C,I,+,0,PRSSA_525_PM_01-PM6,0.0,1.0,Prssa_525_Pm_01 LTPRSCX_1_FA_C + Current Magnitude,0,1,1,Amps,Phasor,IPHM,Current Magnitude,PM,-98.6,37.5,PPA:1088,2021-07-20 20:01:08
} | MaximumArchiveDays=90 | DesiredRemainingSpace=500,1089,GPA_PRSSA_525_PM_01-PA6:IH,,39,8736f6c7-ad41-4b43-b4f6-e684e0d4ad20,PRSSA_525_PM_01,Prssa_525_Pm_01,60,1,companyAcronym= | protocolName=IEEE C37.118.2-2011 | vendorAcronym= | vendorDeviceName= | interconnectionName=,,,,10,STTP,Streaming Telemetry Transport Protocol,2,6,LTPRSCX_1_FA_C,I,+,0,PRSSA_525_PM_01-PA6,0.0,1.0,Prssa_525_Pm_01 LTPRSCX_1_FA_C + Current Phase Angle,0,1,1,Degrees,Phasor,IPHA,Current Phase Angle,PA,-98.6,37.5,PPA:1089,2021-07-20 20:01:08
} | MaximumArchiveDays=90 | DesiredRemainingSpace=500,1090,GPA_PRSSA_525_PM_01-PM7:I,,39,8736f6c7-ad41-4b43-b4f6-e684e0d4ad20,PRSSA_525_PM_01,Prssa_525_Pm_01,60,1,companyAcronym= | protocolName=IEEE C37.118.2-2011 | vendorAcronym= | vendorDeviceName= | interconnectionName=,,,,10,STTP,Streaming Telemetry Transport Protocol,1,7,LTPRSCX_1_FA_P,I,+,0,PRSSA_525_PM_01-PM7,0.0,1.0,Prssa_525_Pm_01 LTPRSCX_1_FA_P + Current Magnitude,0,1,1,Amps,Phasor,IPHM,Current Magnitude,PM,-98.6,37.5,PPA:1090,2021-07-20 20:01:08
} | MaximumArchiveDays=90 | DesiredRemainingSpace=500,1091,GPA_PRSSA_525_PM_01-PA7:IH,,39,8736f6c7-ad41-4b43-b4f6-e684e0d4ad20,PRSSA_525_PM_01,Prssa_525_Pm_01,60,1,companyAcronym= | protocolName=IEEE C37.118.2-2011 | vendorAcronym= | vendorDeviceName= | interconnectionName=,,,,10,STTP,Streaming Telemetry Transport Protocol,2,7,LTPRSCX_1_FA_P,I,+,0,PRSSA_525_PM_01-PA7,0.0,1.0,Prssa_525_Pm_01 LTPRSCX_1_FA_P + Current Phase Angle,0,1,1,Degrees,Phasor,IPHA,Current Phase Angle,PA,-98.6,37.5,PPA:1091,2021-07-20 20:01:08
} | MaximumArchiveDays=90 | DesiredRemainingSpace=500,1092,GPA_PRSSA_525_PM_01-PM8:V,,39,8736f6c7-ad41-4b43-b4f6-e684e0d4ad20,PRSSA_525_PM_01,Prssa_525_Pm_01,60,1,companyAcronym= | protocolName=IEEE C37.118.2-2011 | vendorAcronym= | vendorDeviceName= | interconnectionName=,,,,10,STTP,Streaming Telemetry Transport Protocol,3,8,LTPRSCX_1_FV_P,V,+,0,PRSSA_525_PM_01-PM8,0.0,1.0,Prssa_525_Pm_01 LTPRSCX_1_FV_P + Voltage Magnitude,0,1,1,Volts,Phasor,VPHM,Voltage Magnitude,PM,-98.6,37.5,PPA:1092,2021-07-20 20:01:08
} | MaximumArchiveDays=90 | DesiredRemainingSpace=500,1093,GPA_PRSSA_525_PM_01-PA8:VH,,39,8736f6c7-ad41-4b43-b4f6-e684e0d4ad20,PRSSA_525_PM_01,Prssa_525_Pm_01,60,1,companyAcronym= | protocolName=IEEE C37.118.2-2011 | vendorAcronym= | vendorDeviceName= | interconnectionName=,,,,10,STTP,Streaming Telemetry Transport Protocol,4,8,LTPRSCX_1_FV_P,V,+,0,PRSSA_525_PM_01-PA8,0.0,1.0,Prssa_525_Pm_01 LTPRSCX_1_FV_P + Voltage Phase Angle,0,1,1,Degrees,Phasor,VPHA,Voltage Phase Angle,PA,-98.6,37.5,PPA:1093,2021-07-20 20:01:08
} | MaximumArchiveDays=90 | DesiredRemainingSpace=500,1094,GPA_PRSTF6_525_PM_01:F,,40,8736f6c7-ad41-4b43-b4f6-e684e0d4ad20,PRSTF6_525_PM_01,Prstf6_525_Pm_01,60,1,companyAcronym= | protocolName=IEEE C37.118.2-2011 | vendorAcronym= | vendorDeviceName= | interconnectionName=,,,,10,STTP,Streaming Telemetry Transport Protocol,5,,,,,,PRSTF6_525_PM_01-FQ,0.0,1.0,Prstf6_525_Pm_01 Frequency,0,1,1,Hz,PMU,FREQ,Frequency,FQ,-98.6,37.5,PPA:1094,2021-07-20 20:01:08
} | MaximumArchiveDays=90 | DesiredRemainingSpace=500,1095,GPA_PRSTF6_525_PM_01:DF,,40,8736f6c7-ad41-4b43-b4f6-e684e0d4ad20,PRSTF6_525_PM_01,Prstf6_525_Pm_01,60,1,companyAcronym= | protocolName=IEEE C37.118.2-2011 | vendorAcronym= | vendorDeviceName= | interconnectionName=,,,,10,STTP,Streaming Telemetry Transport Protocol,6,,,,,,PRSTF6_525_PM_01-DF,0.0,1.0,Prstf6_525_Pm_01 Frequency Delta (dF/dt),0,1,1,,PMU,DFDT,Frequency Delta (dF/dt),DF,-98.6,37.5,PPA:1095,2021-07-20 20:01:08
} | MaximumArchiveDays=90 | DesiredRemainingSpace=500,1096,GPA_PRSTF6_525_PM_01:S,,40,8736f6c7-ad41-4b43-b4f6-e684e0d4ad20,PRSTF6_525_PM_01,Prstf6_525_Pm_01,60,1,companyAcronym= | protocolName=IEEE C37.118.2-2011 | vendorAcronym= | vendorDeviceName= | interconnectionName=,,,,10,STTP,Streaming Telemetry Transport Protocol,8,,,,,,PRSTF6_525_PM_01-SF,0.0,1.0,Prstf6_525_Pm_01 Status Flags,0,1,1,,PMU,FLAG,Status Flags,SF,-98.6,37.5,PPA:1096,2021-07-20 20:01:08
} | MaximumArchiveDays=90 | DesiredRemainingSpace=500,1097,GPA_PRSTF6_525_PM_01-PM1:V,,40,8736f6c7-ad41-4b43-b4f6-e684e0d4ad20,PRSTF6_525_PM_01,Prstf6_525_Pm_01,60,1,companyAcronym= | protocolName=IEEE C37.118.2-2011 | vendorAcronym= | vendorDeviceName= | interconnectionName=,,,,10,STTP,Streaming Telemetry Transport Protocol,3,1,LTPRCVO_1_FV_A,V,+,0,PRSTF6_525_PM_01-PM1,0.0,1.0,Prstf6_525_Pm_01 LTPRCVO_1_FV_A + Voltage Magnitude,0,1,1,Volts,Phasor,VPHM,Voltage Magnitude,PM,-98.6,37.5,PPA:1097,2021-07-20 20:01:08
} | MaximumArchiveDays=90 | DesiredRemainingSpace=500,1098,GPA_PRSTF6_525_PM_01-PA1:VH,,40,8736f6c7-ad41-4b43-b4f6-e684e0d4ad20,PRSTF6_525_PM_01,Prstf6_525_Pm_01,60,1,companyAcronym= | protocolName=IEEE C37.118.2-2011 | vendorAcronym= | vendorDeviceName= | interconnectionName=,,,,10,STTP,Streaming Telemetry Transport Protocol,4,1,LTPRCVO_1_FV_A,V,+,0,PRSTF6_525_PM_01-PA1,0.0,1.0,Prstf6_525_Pm_01 LTPRCVO_1_FV_A + Voltage Phase Angle,0,1,1,Degrees,Phasor,VPHA,Voltage Phase Angle,PA,-98.6,37.5,PPA:1098,2021-07-20 20:01:08
} | MaximumArchiveDays=90 | DesiredRemainingSpace=500,1099,GPA_PRSTF6_525_PM_01-PM2:V,,40,8736f6c7-ad41-4b43-b4f6-e684e0d4ad20,PRSTF6_525_PM_01,Prstf6_525_Pm_01,60,1,companyAcronym= | protocolName=IEEE C37.118.2-2011 | vendorAcronym= | vendorDeviceName= | interconnectionName=,,,,10,STTP,Streaming Telemetry Transport Protocol,3,2,LTPRCVO_1_FV_B,V,+,0,PRSTF6_525_PM_01-PM2,0.0,1.0,Prstf6_525_Pm_01 LTPRCVO_1_FV_B + Voltage Magnitude,0,1,1,Volts,Phasor,VPHM,Voltage Magnitude,PM,-98.6,37.5,PPA:1099,2021-07-20 20:01:08
} | MaximumArchiveDays=90 | DesiredRemainingSpace=500,1100,GPA_PRSTF6_525_PM_01-PA2:VH,,40,8736f6c7-ad41-4b43-b4f6-e684e0d4ad20,PRSTF6_525_PM_01,Prstf6_525_Pm_01,60,1,companyAcronym= | protocolName=IEEE C37.118.2-2011 | vendorAcronym= | vendorDeviceName= | interconnectionName=,,,,10,STTP,Streaming Telemetry Transport Protocol,4,2,LTPRCVO_1_FV_B,V,+,0,PRSTF6_525_PM_01-PA2,0.0,1.0,Prstf6_525_Pm_01 LTPRCVO_1_FV_B + Voltage Phase Angle,0,1,1,Degrees,Phasor,VPHA,Voltage Phase Angle,PA,-98.6,37.5,PPA:1100,2021-07-20 20:01:08
} | MaximumArchiveDays=90 | DesiredRemainingSpace=500,1101,GPA_PRSTF6_525_PM_01-PM3:V,,40,8736f6c7-ad41-4b43-b4f6-e684e0d4ad20,PRSTF6_525_PM_01,Prstf6_525_Pm_01,60,1,companyAcronym= | protocolName=IEEE C37.118.2-2011 | vendorAcronym= | vendorDeviceName= | interconnectionName=,,,,10,STTP,Streaming Telemetry Transport Protocol,3,3,LTPRCVO_1_FV_C,V,+,0,PRSTF6_525_PM_01-PM3,0.0,1.0,Prstf6_525_Pm_01 LTPRCVO_1_FV_C + Voltage Magnitude,0,1,1,Volts,Phasor,VPHM,Voltage Magnitude,PM,-98.6,37.5,PPA:1101,2021-07-20 20:01:08
} | MaximumArchiveDays=90 | DesiredRemainingSpace=500,1102,GPA_PRSTF6_525_PM_01-PA3:VH,,40,8736f6c7-ad41-4b43-b4f6-e684e0d4ad20,PRSTF6_525_PM_01,Prstf6_525_Pm_01,60,1,companyAcronym= | protocolName=IEEE C37.118.2-2011 | vendorAcronym= | vendorDeviceName= | interconnectionName=,,,,10,STTP,Streaming Telemetry Transport Protocol,4,3,LTPRCVO_1_FV_C,V,+,0,PRSTF6_525_PM_01-PA3,0.0,1.0,Prstf6_525_Pm_01 LTPRCVO_1_FV_C + Voltage Phase Angle,0,1,1,Degrees,Phasor,VPHA,Voltage Phase Angle,PA,-98.6,37.5,PPA:1102,2021-07-20 20:01:08
} | MaximumArchiveDays=90 | DesiredRemainingSpace=500,1103,GPA_PRSTF6_525_PM_01-PM4:I,,40,8736f6c7-ad41-4b43-b4f6-e684e0d4ad20,PRSTF6_525_PM_01,Prstf6_525_Pm_01,60,1,companyAcronym= | protocolName=IEEE C37.118.2-2011 | vendorAcronym= | vendorDeviceName= | interconnectionName=,,,,10,STTP,Streaming Telemetry Transport Protocol,1,4,LTPRCVO_1_FA_A,I,+,0,PRSTF6_525_PM_01-PM4,0.0,1.0,Prstf6_525_Pm_01 LTPRCVO_1_FA_A + Current Magnitude,0,1,1,Amps,Phasor,IPHM,Current Magnitude,PM,-98.6,37.5,PPA:1103,2021-07-20 20:01:08
} | MaximumArchiveDays=90 | DesiredRemainingSpace=500,1104,GPA_PRSTF6_525_PM_01-PA4:IH,,40,8736f6c7-ad41-4b43-b4f6-e684e0d4ad20,PRSTF6_525_PM_01,Prstf6_525_Pm_01,60,1,companyAcronym= | protocolName=IEEE C37.118.2-2011 | vendorAcronym= | vendorDeviceName= | interconnectionName=,,,,10,STTP,Streaming Telemetry Transport Protocol,2,4,LTPRCVO_1_FA_A,I,+,0,PRSTF6_525_PM_01-PA4,0.0,1.0,Prstf6_525_Pm_01 LTPRCVO_1_FA_A + Current Phase Angle,0,1,1,Degrees,Phasor,IPHA,Current Phase Angle,PA,-98.6,37.5,PPA:1104,2021-07-20 20:01:08
} | MaximumArchiveDays=90 | DesiredRemainingSpace=500,1105,GPA_PRSTF6_525_PM_01-PM5:I,,40,8736f6c7-ad41-4b43-b4f6-e684e0d4ad20,PRSTF6_525_PM_01,Prstf6_525_Pm_01,60,1,companyAcronym= | protocolName=IEEE C37.118.2-2011 | vendorAcronym= | vendorDeviceName= | interconnectionName=,,,,10,STTP,Streaming Telemetry Transport Protocol,1,5,LTPRCVO_1_FA_B,I,+,0,PRSTF6_525_PM_01-PM5,0.0,1.0,Prstf6_525_Pm_01 LTPRCVO_1_FA_B + Current Magnitude,0,1,1,Amps,Phasor,IPHM,Current Magnitude,PM,-98.6,37.5,PPA:1105,2021-07-20 20:01:08
} | MaximumArchiveDays=90 | DesiredRemainingSpace=500,1106,GPA_PRSTF6_525_PM_01-PA5:IH,,40,8736f6c7-ad41-4b43-b4f6-e684e0d4ad20,PRSTF6_525_PM_01,Prstf6_525_Pm_01,60,1,companyAcronym= | protocolName=IEEE C37.118.2-2011 | vendorAcronym= | vendorDeviceName= | interconnectionName=,,,,10,STTP,Streaming Telemetry Transport Protocol,2,5,LTPRCVO_1_FA_B,I,+,0,PRSTF6_525_PM_01-PA5,0.0,1.0,Prstf6_525_Pm_01 LTPRCVO_1_FA_B + Current Phase Angle,0,1,1,Degrees,Phasor,IPHA,Current Phase Angle,PA,-98.6,37.5,PPA:1106,2021-07-20 20:01:08
} | MaximumArchiveDays=90 | DesiredRemainingSpace=500,1107,GPA_PRSTF6_525_PM_01-PM6:I,,40,8736f6c7-ad41-4b43-b4f6-e684e0d4ad20,PRSTF6_525_PM_01,Prstf6_525_Pm_01,60,1,companyAcronym= | protocolName=IEEE C37.118.2-2011 | vendorAcronym= | vendorDeviceName= | interconnectionName=,,,,10,STTP,Streaming Telemetry Transport Protocol,1,6,LTPRCVO_1_FA_C,I,+,0,PRSTF6_525_PM_01-PM6,0.0,1.0,Prstf6_525_Pm_01 LTPRCVO_1_FA_C + Current Magnitude,0,1,1,Amps,Phasor,IPHM,Current Magnitude,PM,-98.6,37.5,PPA:1107,2021-07-20 20:01:08
} | MaximumArchiveDays=90 | DesiredRemainingSpace=500,1108,GPA_PRSTF6_525_PM_01-PA6:IH,,40,8736f6c7-ad41-4b43-b4f6-e684e0d4ad20,PRSTF6_525_PM_01,Prstf6_525_Pm_01,60,1,companyAcronym= | protocolName=IEEE C37.118.2-2011 | vendorAcronym= | vendorDeviceName= | interconnectionName=,,,,10,STTP,Streaming Telemetry Transport Protocol,2,6,LTPRCVO_1_FA_C,I,+,0,PRSTF6_525_PM_01-PA6,0.0,1.0,Prstf6_525_Pm_01 LTPRCVO_1_FA_C + Current Phase Angle,0,1,1,Degrees,Phasor,IPHA,Current Phase Angle,PA,-98.6,37.5,PPA:1108,2021-07-20 20:01:08
} | MaximumArchiveDays=90 | DesiredRemainingSpace=500,1109,GPA_PRSTF6_525_PM_01-PM7:I,,40,8736f6c7-ad41-4b43-b4f6-e684e0d4ad20,PRSTF6_525_PM_01,Prstf6_525_Pm_01,60,1,companyAcronym= | protocolName=IEEE C37.118.2-2011 | vendorAcronym= | vendorDeviceName= | interconnectionName=,,,,10,STTP,Streaming Telemetry Transport Protocol,1,7,LTPRCVO_1A_FA_A,I,+,0,PRSTF6_525_PM_01-PM7,0.0,1.0,Prstf6_525_Pm_01 LTPRCVO_1A_FA_A + Current Magnitude,0,1,1,Amps,Phasor,IPHM,Current Magnitude,PM,-98.6,37.5,PPA:1109,2021-07-20 20:01:08
} | MaximumArchiveDays=90 | DesiredRemainingSpace=500,1110,GPA_PRSTF6_525_PM_01-PA7:IH,,40,8736f6c7-ad41-4b43-b4f6-e684e0d4ad20,PRSTF6_525_PM_01,Prstf6_525_Pm_01,60,1,companyAcronym= | protocolName=IEEE C37.118.2-2011 | vendorAcronym= | vendorDeviceName= | interconnectionName=,,,,10,STTP,Streaming Telemetry Transport Protocol,2,7,LTPRCVO_1A_FA_A,I,+,0,PRSTF6_525_PM_01-PA7,0.0,1.0,Prstf6_525_Pm_01 LTPRCVO_1A_FA_A + Current Phase Angle,0,1,1,Degrees,Phasor,IPHA,Current Phase Angle,PA,-98.6,37.5,PPA:1110,2021-07-20 20:01:08
} | MaximumArchiveDays=90 | DesiredRemainingSpace=500,1111,GPA_PRSTF6_525_PM_01-PM8:I,,40,8736f6c7-ad41-4b43-b4f6-e684e0d4ad20,PRSTF6_525_PM_01,Prstf6_525_Pm_01,60,1,companyAcronym= | protocolName=IEEE C37.118.2-2011 | vendorAcronym= | vendorDeviceName= | interconnectionName=,,,,10,STTP,Streaming Telemetry Transport Protocol,1,8,LTPRCVO_1A_FA_B,I,+,0,PRSTF6_525_PM_01-PM8,0.0,1.0,Prstf6_525_Pm_01 LTPRCVO_1A_FA_B + Current Magnitude,0,1,1,Amps,Phasor,IPHM,Current Magnitude,PM,-98.6,37.5,PPA:1111,2021-07-20 20:01:08
} | MaximumArchiveDays=90 | DesiredRemainingSpace=500,1112,GPA_PRSTF6_525_PM_01-PA8:IH,,40,8736f6c7-ad41-4b43-b4f6-e684e0d4ad20,PRSTF6_525_PM_01,Prstf6_525_Pm_01,60,1,companyAcronym= | protocolName=IEEE C37.118.2-2011 | vendorAcronym= | vendorDeviceName= | interconnectionName=,,,,10,STTP,Streaming Telemetry Transport Protocol,2,8,LTPRCVO_1A_FA_B,I,+,0,PRSTF6_525_PM_01-PA8,0.0,1.0,Prstf6_525_Pm_01 LTPRCVO_1A_FA_B + Current Phase Angle,0,1,1,Degrees,Phasor,IPHA,Current Phase Angle,PA,-98.6,37.5,PPA:1112,2021-07-20 20:01:08
} | MaximumArchiveDays=90 | DesiredRemainingSpace=500,1113,GPA_PRSTF6_525_PM_01-PM9:I,,40,8736f6c7-ad41-4b43-b4f6-e684e0d4ad20,PRSTF6_525_PM_01,Prstf6_525_Pm_01,60,1,companyAcronym= | protocolName=IEEE C37.118.2-2011 | vendorAcronym= | vendorDeviceName= | interconnectionName=,,,,10,STTP,Streaming Telemetry Transport Protocol,1,9,LTPRCVO_1A_FA_C,I,+,0,PRSTF6_525_PM_01-PM9,0.0,1.0,Prstf6_525_Pm_01 LTPRCVO_1A_FA_C + Current Magnitude,0,1,1,Amps,Phasor,IPHM,Current Magnitude,PM,-98.6,37.5,PPA:1113,2021-07-20 20:01:08
} | MaximumArchiveDays=90 | DesiredRemainingSpace=500,1114,GPA_PRSTF6_525_PM_01-PA9:IH,,40,8736f6c7-ad41-4b43-b4f6-e684e0d4ad20,PRSTF6_525_PM_01,Prstf6_525_Pm_01,60,1,companyAcronym= | protocolName=IEEE C37.118.2-2011 | vendorAcronym= | vendorDeviceName= | interconnectionName=,,,,10,STTP,Streaming Telemetry Transport Protocol,2,9,LTPRCVO_1A_FA_C,I,+,0,PRSTF6_525_PM_01-PA9,0.0,1.0,Prstf6_525_Pm_01 LTPRCVO_1A_FA_C + Current Phase Angle,0,1,1,Degrees,Phasor,IPHA,Current Phase Angle,PA,-98.6,37.5,PPA:1114,2021-07-20 20:01:08
} | MaximumArchiveDays=90 | DesiredRemainingSpace=500,1115,GPA_PRSTF6_525_PM_01-PM10:V,,40,8736f6c7-ad41-4b43-b4f6-e684e0d4ad20,PRSTF6_525_PM_01,Prstf6_525_Pm_01,60,1,companyAcronym= | protocolName=IEEE C37.118.2-2011 | vendorAcronym= | vendorDeviceName= | interconnectionName=,,,,10,STTP,Streaming Telemetry Transport Protocol,3,10,LTPRCVO_1_FV_P,V,+,0,PRSTF6_525_PM_01-PM10,0.0,1.0,Prstf6_525_Pm_01 LTPRCVO_1_FV_P + Voltage Magnitude,0,1,1,Volts,Phasor,VPHM,Voltage Magnitude,PM,-98.6,37.5,PPA:1115,2021-07-20 20:01:08
} | MaximumArchiveDays=90 | DesiredRemainingSpace=500,1116,GPA_PRSTF6_525_PM_01-PA10:VH,,40,8736f6c7-ad41-4b43-b4f6-e684e0d4ad20,PRSTF6_525_PM_01,Prstf6_525_Pm_01,60,1,companyAcronym= | protocolName=IEEE C37.118.2-2011 | vendorAcronym= | vendorDeviceName= | interconnectionName=,,,,10,STTP,Streaming Telemetry Transport Protocol,4,10,LTPRCVO_1_FV_P,V,+,0,PRSTF6_525_PM_01-PA10,0.0,1.0,Prstf6_525_Pm_01 LTPRCVO_1_FV_P + Voltage Phase Angle,0,1,1,Degrees,Phasor,VPHA,Voltage Phase Angle,PA,-98.6,37.5,PPA:1116,2021-07-20 20:01:08
} | MaximumArchiveDays=90 | DesiredRemainingSpace=500,1117,GPA_PRSTF6_525_PM_01-PM11:I,,40,8736f6c7-ad41-4b43-b4f6-e684e0d4ad20,PRSTF6_525_PM_01,Prstf6_525_Pm_01,60,1,companyAcronym= | protocolName=IEEE C37.118.2-2011 | vendorAcronym= | vendorDeviceName= | interconnectionName=,,,,10,STTP,Streaming Telemetry Transport Protocol,1,11,LTPRCVO_1_FA_P,I,+,0,PRSTF6_525_PM_01-PM11,0.0,1.0,Prstf6_525_Pm_01 LTPRCVO_1_FA_P + Current Magnitude,0,1,1,Amps,Phasor,IPHM,Current Magnitude,PM,-98.6,37.5,PPA:1117,2021-07-20 20:01:08
} | MaximumArchiveDays=90 | DesiredRemainingSpace=500,1118,GPA_PRSTF6_525_PM_01-PA11:IH,,40,8736f6c7-ad41-4b43-b4f6-e684e0d4ad20,PRSTF6_525_PM_01,Prstf6_525_Pm_01,60,1,companyAcronym= | protocolName=IEEE C37.118.2-2011 | vendorAcronym= | vendorDeviceName= | interconnectionName=,,,,10,STTP,Streaming Telemetry Transport Protocol,2,11,LTPRCVO_1_FA_P,I,+,0,PRSTF6_525_PM_01-PA11,0.0,1.0,Prstf6_525_Pm_01 LTPRCVO_1_FA_P + Current Phase Angle,0,1,1,Degrees,Phasor,IPHA,Current Phase Angle,PA,-98.6,37.5,PPA:1118,2021-07-20 20:01:08
} | MaximumArchiveDays=90 | DesiredRemainingSpace=500,1119,GPA_SPASS_525_PM_01:F,,41,8736f6c7-ad41-4b43-b4f6-e684e0d4ad20,SPASS_525_PM_01,Spass_525_Pm_01,60,1,companyAcronym= | protocolName=IEEE C37.118.2-2011 | vendorAcronym= | vendorDeviceName= | interconnectionName=,,,,10,STTP,Streaming Telemetry Transport Protocol,5,,,,,,SPASS_525_PM_01-FQ,0.0,1.0,Spass_525_Pm_01 Frequency,0,1,1,Hz,PMU,FREQ,Frequency,FQ,-98.6,37.5,PPA:1119,2021-07-20 20:01:08
} | MaximumArchiveDays=90 | DesiredRemainingSpace=500,1120,GPA_SPASS_525_PM_01:DF,,41,8736f6c7-ad41-4b43-b4f6-e684e0d4ad20,SPASS_525_PM_01,Spass_525_Pm_01,60,1,companyAcronym= | protocolName=IEEE C37.118.2-2011 | vendorAcronym= | vendorDeviceName= | interconnectionName=,,,,10,STTP,Streaming Telemetry Transport Protocol,6,,,,,,SPASS_525_PM_01-DF,0.0,1.0,Spass_525_Pm_01 Frequency Delta (dF/dt),0,1,1,,PMU,DFDT,Frequency Delta (dF/dt),DF,-98.6,37.5,PPA:1120,2021-07-20 20:01:08
} | MaximumArchiveDays=90 | DesiredRemainingSpace=500,1121,GPA_SPASS_525_PM_01:S,,41,8736f6c7-ad41-4b43-b4f6-e684e0d4ad20,SPASS_525_PM_01,Spass_525_Pm_01,60,1,companyAcronym= | protocolName=IEEE C37.118.2-2011 | vendorAcronym= | vendorDeviceName= | interconnectionName=,,,,10,STTP,Streaming Telemetry Transport Protocol,8,,,,,,SPASS_525_PM_01-SF,0.0,1.0,Spass_525_Pm_01 Status Flags,0,1,1,,PMU,FLAG,Status Flags,SF,-98.6,37.5,PPA:1121,2021-07-20 20:01:08
} | MaximumArchiveDays=90 | DesiredRemainingSpace=500,1122,GPA_SPASS_525_PM_01-PM1:V,,41,8736f6c7-ad41-4b43-b4f6-e684e0d4ad20,SPASS_525_PM_01,Spass_525_Pm_01,60,1,companyAcronym= | protocolName=IEEE C37.118.2-2011 | vendorAcronym= | vendorDeviceName= | interconnectionName=,,,,10,STTP,Streaming Telemetry Transport Protocol,3,1,LTPRLON_2_FV_A,V,+,0,SPASS_525_PM_01-PM1,0.0,1.0,Spass_525_Pm_01 LTPRLON_2_FV_A + Voltage Magnitude,0,1,1,Volts,Phasor,VPHM,Voltage Magnitude,PM,-98.6,37.5,PPA:1122,2021-07-20 20:01:08
} | MaximumArchiveDays=90 | DesiredRemainingSpace=500,1123,GPA_SPASS_525_PM_01-PA1:VH,,41,8736f6c7-ad41-4b43-b4f6-e684e0d4ad20,SPASS_525_PM_01,Spass_525_Pm_01,60,1,companyAcronym= | protocolName=IEEE C37.118.2-2011 | vendorAcronym= | vendorDeviceName= | interconnectionName=,,,,10,STTP,Streaming Telemetry Transport Protocol,4,1,LTPRLON_2_FV_A,V,+,0,SPASS_525_PM_01-PA1,0.0,1.0,Spass_525_Pm_01 LTPRLON_2_FV_A + Voltage Phase Angle,0,1,1,Degrees,Phasor,VPHA,Voltage Phase Angle,PA,-98.6,37.5,PPA:1123,2021-07-20 20:01:08
} | MaximumArchiveDays=90 | DesiredRemainingSpace=500,1124,GPA_SPASS_525_PM_01-PM2:V,,41,8736f6c7-ad41-4b43-b4f6-e684e0d4ad20,SPASS_525_PM_01,Spass_525_Pm_01,60,1,companyAcronym= | protocolName=IEEE C37.118.2-2011 | vendorAcronym= | vendorDeviceName= | interconnectionName=,,,,10,STTP,Streaming Telemetry Transport Protocol,3,2,LTPRLON_2_FV_B,V,+,0,SPASS_525_PM_01-PM2,0.0,1.0,Spass_525_Pm_01 LTPRLON_2_FV_B + Voltage Magnitude,0,1,1,Volts,Phasor,VPHM,Voltage Magnitude,PM,-98.6,37.5,PPA:1124,2021-07-20 20:01:08
} | MaximumArchiveDays=90 | DesiredRemainingSpace=500,1125,GPA_SPASS_525_PM_01-PA2:VH,,41,8736f6c7-ad41-4b43-b4f6-e684e0d4ad20,SPASS_525_PM_01,Spass_525_Pm_01,60,1,companyAcronym= | protocolName=IEEE C37.118.2-2011 | vendorAcronym= | vendorDeviceName= | interconnectionName=,,,,10,STTP,Streaming Telemetry Transport Protocol,4,2,LTPRLON_2_FV_B,V,+,0,SPASS_525_PM_01-PA2,0.0,1.0,Spass_525_Pm_01 LTPRLON_2_FV_B + Voltage Phase Angle,0,1,1,Degrees,Phasor,VPHA,Voltage Phase Angle,PA,-98.6,37.5,PPA:1125,2021-07-20 20:01:08
} | MaximumArchiveDays=90 | DesiredRemainingSpace=500,1126,GPA_SPASS_525_PM_01-PM3:V,,41,8736f6c7-ad41-4b43-b4f6-e684e0d4ad20,SPASS_525_PM_01,Spass_525_Pm_01,60,1,companyAcronym= | protocolName=IEEE C37.118.2-2011 | vendorAcronym= | vendorDeviceName= | interconnectionName=,,,,10,STTP,Streaming Telemetry Transport Protocol,3,3,LTPRLON_2_FV_C,V,+,0,SPASS_525_PM_01-PM3,0.0,1.0,Spass_525_Pm_01 LTPRLON_2_FV_C + Voltage Magnitude,0,1,1,Volts,Phasor,VPHM,Voltage Magnitude,PM,-98.6,37.5,PPA:1126,2021-07-20 20:01:08
} | MaximumArchiveDays=90 | DesiredRemainingSpace=500,1127,GPA_SPASS_525_PM_01-PA3:VH,,41,8736f6c7-ad41-4b43-b4f6-e684e0d4ad20,SPASS_525_PM_01,Spass_525_Pm_01,60,1,companyAcronym= | protocolName=IEEE C37.118.2-2011 | vendorAcronym= | vendorDeviceName= | interconnectionName=,,,,10,STTP,Streaming Telemetry Transport Protocol,4,3,LTPRLON_2_FV_C,V,+,0,SPASS_525_PM_01-PA3,0.0,1.0,Spass_525_Pm_01 LTPRLON_2_FV_C + Voltage Phase Angle,0,1,1,Degrees,Phasor,VPHA,Voltage Phase Angle,PA,-98.6,37.5,PPA:1127,2021-07-20 20:01:08
} | MaximumArchiveDays=90 | DesiredRemainingSpace=500,1128,GPA_SPASS_525_PM_01-PM4:I,,41,8736f6c7-ad41-4b43-b4f6-e684e0d4ad20,SPASS_525_PM_01,Spass_525_Pm_01,60,1,companyAcronym= | protocolName=IEEE C37.118.2-2011 | vendorAcronym= | vendorDeviceName= | interconnectionName=,,,,10,STTP,Streaming Telemetry Transport Protocol,1,4,LTPRLON_2_FA_A,I,+,0,SPASS_525_PM_01-PM4,0.0,1.0,Spass_525_Pm_01 LTPRLON_2_FA_A + Current Magnitude,0,1,1,Amps,Phasor,IPHM,Current Magnitude,PM,-98.6,37.5,PPA:1128,2021-07-20 20:01:08
} | MaximumArchiveDays=90 | DesiredRemainingSpace=500,1129,GPA_SPASS_525_PM_01-PA4:IH,,41,8736f6c7-ad41-4b43-b4f6-e684e0d4ad20,SPASS_525_PM_01,Spass_525_Pm_01,60,1,companyAcronym= | protocolName=IEEE C37.118.2-2011 | vendorAcronym= | vendorDeviceName= | interconnectionName=,,,,10,STTP,Streaming Telemetry Transport Protocol,2,4,LTPRLON_2_FA_A,I,+,0,SPASS_525_PM_01-PA4,0.0,1.0,Spass_525_Pm_01 LTPRLON_2_FA_A + Current Phase Angle,0,1,1,Degrees,Phasor,IPHA,Current Phase Angle,PA,-98.6,37.5,PPA:1129,2021-07-20 20:01:08
} | MaximumArchiveDays=90 | DesiredRemainingSpace=500,1130,GPA_SPASS_525_PM_01-PM5:I,,41,8736f6c7-ad41-4b43-b4f6-e684e0d4ad20,SPASS_525_PM_01,Spass_525_Pm_01,60,1,companyAcronym= | protocolName=IEEE C37.118.2-2011 | vendorAcronym= | vendorDeviceName= | interconnectionName=,,,,10,STTP,Streaming Telemetry Transport Protocol,1,5,LTPRLON_2_FA_B,I,+,0,SPASS_525_PM_01-PM5,0.0,1.0,Spass_525_Pm_01 LTPRLON_2_FA_B + Current Magnitude,0,1,1,Amps,Phasor,IPHM,Current Magnitude,PM,-98.6,37.5,PPA:1130,2021-07-20 20:01:08
} | MaximumArchiveDays=90 | DesiredRemainingSpace=500,1131,GPA_SPASS_525_PM_01-PA5:IH,,41,8736f6c7-ad41-4b43-b4f6-e684e0d4ad20,SPASS_525_PM_01,Spass_525_Pm_01,60,1,companyAcronym= | protocolName=IEEE C37.118.2-2011 | vendorAcronym= | vendorDeviceName= | interconnectionName=,,,,10,STTP,Streaming Telemetry Transport Protocol,2,5,LTPRLON_2_FA_B,I,+,0,SPASS_525_PM_01-PA5,0.0,1.0,Spass_525_Pm_01 LTPRLON_2_FA_B + Current Phase Angle,0,1,1,Degrees,Phasor,IPHA,Current Phase Angle,PA,-98.6,37.5,PPA:1131,2021-07-20 20:01:08
} | MaximumArchiveDays=90 | DesiredRemainingSpace=500,1132,GPA_SPASS_525_PM_01-PM6:I,,41,8736f6c7-ad41-4b43-b4f6-e684e0d4ad20,SPASS_525_PM_01,Spass_525_Pm_01,60,1,companyAcronym= | protocolName=IEEE C37.118.2-2011 | vendorAcronym= | vendorDeviceName= | interconnectionName=,,,,10,STTP,Streaming Telemetry Transport Protocol,1,6,LTPRLON_2_FA_C,I,+,0,SPASS_525_PM_01-PM6,0.0,1.0,Spass_525_Pm_01 LTPRLON_2_FA_C + Current Magnitude,0,1,1,Amps,Phasor,IPHM,Current Magnitude,PM,-98.6,37.5,PPA:1132,2021-07-20 20:01:08
} | MaximumArchiveDays=90 | DesiredRemainingSpace=500,1133,GPA_SPASS_525_PM_01-PA6:IH,,41,8736f6c7-ad41-4b43-b4f6-e684e0d4ad20,SPASS_525_PM_01,Spass_525_Pm_01,60,1,companyAcronym= | protocolName=IEEE C37.118.2-2011 | vendorAcronym= | vendorDeviceName= | interconnectionName=,,,,10,STTP,Streaming Telemetry Transport Protocol,2,6,LTPRLON_2_FA_C,I,+,0,SPASS_525_PM_01-PA6,0.0,1.0,Spass_525_Pm_01 LTPRLON_2_FA_C + Current Phase Angle,0,1,1,Degrees,Phasor,IPHA,Current Phase Angle,PA,-98.6,37.5,PPA:1133,2021-07-20 20:01:08
} | MaximumArchiveDays=90 | DesiredRemainingSpace=500,1134,GPA_SPASS_525_PM_01-PM7:I,,41,8736f6c7-ad41-4b43-b4f6-e684e0d4ad20,SPASS_525_PM_01,Spass_525_Pm_01,60,1,companyAcronym= | protocolName=IEEE C37.118.2-2011 | vendorAcronym= | vendorDeviceName= | interconnectionName=,,,,10,STTP,Streaming Telemetry Transport Protocol,1,7,LTPRLON_2_FA_P,I,+,0,SPASS_525_PM_01-PM7,0.0,1.0,Spass_525_Pm_01 LTPRLON_2_FA_P + Current Magnitude,0,1,1,Amps,Phasor,IPHM,Current Magnitude,PM,-98.6,37.5,PPA:1134,2021-07-20 20:01:08
} | MaximumArchiveDays=90 | DesiredRemainingSpace=500,1135,GPA_SPASS_525_PM_01-PA7:IH,,41,8736f6c7-ad41-4b43-b4f6-e684e0d4ad20,SPASS_525_PM_01,Spass_525_Pm_01,60,1,companyAcronym= | protocolName=IEEE C37.118.2-2011 | vendorAcronym= | vendorDeviceName= | interconnectionName=,,,,10,STTP,Streaming Telemetry Transport Protocol,2,7,LTPRLON_2_FA_P,I,+,0,SPASS_525_PM_01-PA7,0.0,1.0,Spass_525_Pm_01 LTPRLON_2_FA_P + Current Phase Angle,0,1,1,Degrees,Phasor,IPHA,Current Phase Angle,PA,-98.6,37.5,PPA:1135,2021-07-20 20:01:08
} | MaximumArchiveDays=90 | DesiredRemainingSpace=500,1136,GPA_SPASS_525_PM_01-PM8:V,,41,8736f6c7-ad41-4b43-b4f6-e684e0d4ad20,SPASS_525_PM_01,Spass_525_Pm_01,60,1,companyAcronym= | protocolName=IEEE C37.118.2-2011 | vendorAcronym= | vendorDeviceName= | interconnectionName=,,,,10,STTP,Streaming Telemetry Transport Protocol,3,8,LTPRLON_2_FV_P,V,+,0,SPASS_525_PM_01-PM8,0.0,1.0,Spass_525_Pm_01 LTPRLON_2_FV_P + Voltage Magnitude,0,1,1,Volts,Phasor,VPHM,Voltage Magnitude,PM,-98.6,37.5,PPA:1136,2021-07-20 20:01:08
} | MaximumArchiveDays=90 | DesiredRemainingSpace=500,1137,GPA_SPASS_525_PM_01-PA8:VH,,41,8736f6c7-ad41-4b43-b4f6-e684e0d4ad20,SPASS_525_PM_01,Spass_525_Pm_01,60,1,companyAcronym= | protocolName=IEEE C37.118.2-2011 | vendorAcronym= | vendorDeviceName= | interconnectionName=,,,,10,STTP,Streaming Telemetry Transport Protocol,4,8,LTPRLON_2_FV_P,V,+,0,SPASS_525_PM_01-PA8,0.0,1.0,Spass_525_Pm_01 LTPRLON_2_FV_P + Voltage Phase Angle,0,1,1,Degrees,Phasor,VPHA,Voltage Phase Angle,PA,-98.6,37.5,PPA:1137,2021-07-20 20:01:08
} | MaximumArchiveDays=90 | DesiredRemainingSpace=500,1138,GPA_PRLON_525_PM_01:F,,42,8736f6c7-ad41-4b43-b4f6-e684e0d4ad20,PRLON_525_PM_01,Prlon_525_Pm_01,60,1,companyAcronym= | protocolName=IEEE C37.118.2-2011 | vendorAcronym= | vendorDeviceName= | interconnectionName=,,,,10,STTP,Streaming Telemetry Transport Protocol,5,,,,,,PRLON_525_PM_01-FQ,0.0,1.0,Prlon_525_Pm_01 Frequency,0,1,1,Hz,PMU,FREQ,Frequency,FQ,-98.6,37.5,PPA:1138,2021-07-20 20:01:08
} | MaximumArchiveDays=90 | DesiredRemainingSpace=500,1139,GPA_PRLON_525_PM_01:DF,,42,8736f6c7-ad41-4b43-b4f6-e684e0d4ad20,PRLON_525_PM_01,Prlon_525_Pm_01,60,1,companyAcronym= | protocolName=IEEE C37.118.2-2011 | vendorAcronym= | vendorDeviceName= | interconnectionName=,,,,10,STTP,Streaming Telemetry Transport Protocol,6,,,,,,PRLON_525_PM_01-DF,0.0,1.0,Prlon_525_Pm_01 Frequency Delta (dF/dt),0,1,1,,PMU,DFDT,Frequency Delta (dF/dt),DF,-98.6,37.5,PPA:1139,2021-07-20 20:01:08
} | MaximumArchiveDays=90 | DesiredRemainingSpace=500,1140,GPA_PRLON_525_PM_01:S,,42,8736f6c7-ad41-4b43-b4f6-e684e0d4ad20,PRLON_525_PM_01,Prlon_525_Pm_01,60,1,companyAcronym= | protocolName=IEEE C37.118.2-2011 | vendorAcronym= | vendorDeviceName= | interconnectionName=,,,,10,STTP,Streaming Telemetry Transport Protocol,8,,,,,,PRLON_525_PM_01-SF,0.0,1.0,Prlon_525_Pm_01 Status Flags,0,1,1,,PMU,FLAG,Status Flags,SF,-98.6,37.5,PPA:1140,2021-07-20 20:01:08
} | MaximumArchiveDays=90 | DesiredRemainingSpace=500,1141,GPA_PRLON_525_PM_01-PM1:V,,42,8736f6c7-ad41-4b43-b4f6-e684e0d4ad20,PRLON_525_PM_01,Prlon_525_Pm_01,60,1,companyAcronym= | protocolName=IEEE C37.118.2-2011 | vendorAcronym= | vendorDeviceName= | interconnectionName=,,,,10,STTP,Streaming Telemetry Transport Protocol,3,1,LTSPASS_2_FV_A,V,+,0,PRLON_525_PM_01-PM1,0.0,1.0,Prlon_525_Pm_01 LTSPASS_2_FV_A + Voltage Magnitude,0,1,1,Volts,Phasor,VPHM,Voltage Magnitude,PM,-98.6,37.5,PPA:1141,2021-07-20 20:01:08
} | MaximumArchiveDays=90 | DesiredRemainingSpace=500,1142,GPA_PRLON_525_PM_01-PA1:VH,,42,8736f6c7-ad41-4b43-b4f6-e684e0d4ad20,PRLON_525_PM_01,Prlon_525_Pm_01,60,1,companyAcronym= | protocolName=IEEE C37.118.2-2011 | vendorAcronym= | vendorDeviceName= | interconnectionName=,,,,10,STTP,Streaming Telemetry Transport Protocol,4,1,LTSPASS_2_FV_A,V,+,0,PRLON_525_PM_01-PA1,0.0,1.0,Prlon_525_Pm_01 LTSPASS_2_FV_A + Voltage Phase Angle,0,1,1,Degrees,Phasor,VPHA,Voltage Phase Angle,PA,-98.6,37.5,PPA:1142,2021-07-20 20:01:08
} | MaximumArchiveDays=90 | DesiredRemainingSpace=500,1143,GPA_PRLON_525_PM_01-PM2:V,,42,8736f6c7-ad41-4b43-b4f6-e684e0d4ad20,PRLON_525_PM_01,Prlon_525_Pm_01,60,1,companyAcronym= | protocolName=IEEE C37.118.2-2011 | vendorAcronym= | vendorDeviceName= | interconnectionName=,,,,10,STTP,Streaming Telemetry Transport Protocol,3,2,LTSPASS_2_FV_B,V,+,0,PRLON_525_PM_01-PM2,0.0,1.0,Prlon_525_Pm_01 LTSPASS_2_FV_B + Voltage Magnitude,0,1,1,Volts,Phasor,VPHM,Voltage Magnitude,PM,-98.6,37.5,PPA:1143,2021-07-20 20:01:08
} | MaximumArchiveDays=90 | DesiredRemainingSpace=500,1144,GPA_PRLON_525_PM_01-PA2:VH,,42,8736f6c7-ad41-4b43-b4f6-e684e0d4ad20,PRLON_525_PM_01,Prlon_525_Pm_01,60,1,companyAcronym= | protocolName=IEEE C37.118.2-2011 | vendorAcronym= | vendorDeviceName= | interconnectionName=,,,,10,STTP,Streaming Telemetry Transport Protocol,4,2,LTSPASS_2_FV_B,V,+,0,PRLON_525_PM_01-PA2,0.0,1.0,Prlon_525_Pm_01 LTSPASS_2_FV_B + Voltage Phase Angle,0,1,1,Degrees,Phasor,VPHA,Voltage Phase Angle,PA,-98.6,37.5,PPA:1144,2021-07-20 20:01:08
} | MaximumArchiveDays=90 | DesiredRemainingSpace=500,1145,GPA_PRLON_525_PM_01-PM3:V,,42,8736f6c7-ad41-4b43-b4f6-e684e0d4ad20,PRLON_525_PM_01,Prlon_525_Pm_01,60,1,companyAcronym= | protocolName=IEEE C37.118.2-2011 | vendorAcronym= | vendorDeviceName= | interconnectionName=,,,,10,STTP,Streaming Telemetry Transport Protocol,3,3,LTSPASS_2_FV_C,V,+,0,PRLON_525_PM_01-PM3,0.0,1.0,Prlon_525_Pm_01 LTSPASS_2_FV_C + Voltage Magnitude,0,1,1,Volts,Phasor,VPHM,Voltage Magnitude,PM,-98.6,37.5,PPA:1145,2021-07-20 20:01:08
} | MaximumArchiveDays=90 | DesiredRemainingSpace=500,1146,GPA_PRLON_525_PM_01-PA3:VH,,42,8736f6c7-ad41-4b43-b4f6-e684e0d4ad20,PRLON_525_PM_01,Prlon_525_Pm_01,60,1,companyAcronym= | protocolName=IEEE C37.118.2-2011 | vendorAcronym= | vendorDeviceName= | interconnectionName=,,,,10,STTP,Streaming Telemetry Transport Protocol,4,3,LTSPASS_2_FV_C,V,+,0,PRLON_525_PM_01-PA3,0.0,1.0,Prlon_525_Pm_01 LTSPASS_2_FV_C + Voltage Phase Angle,0,1,1,Degrees,Phasor,VPHA,Voltage Phase Angle,PA,-98.6,37.5,PPA:1146,2021-07-20 20:01:08
} | MaximumArchiveDays=90 | DesiredRemainingSpace=500,1147,GPA_PRLON_525_PM_01-PM4:I,,42,8736f6c7-ad41-4b43-b4f6-e684e0d4ad20,PRLON_525_PM_01,Prlon_525_Pm_01,60,1,companyAcronym= | protocolName=IEEE C37.118.2-2011 | vendorAcronym= | vendorDeviceName= | interconnectionName=,,,,10,STTP,Streaming Telemetry Transport Protocol,1,4,LTSPASS_2_FA_A,I,+,0,PRLON_525_PM_01-PM4,0.0,1.0,Prlon_525_Pm_01 LTSPASS_2_FA_A + Current Magnitude,0,1,1,Amps,Phasor,IPHM,Current Magnitude,PM,-98.6,37.5,PPA:1147,2021-07-20 20:01:08
} | MaximumArchiveDays=90 | DesiredRemainingSpace=500,1148,GPA_PRLON_525_PM_01-PA4:IH,,42,8736f6c7-ad41-4b43-b4f6-e684e0d4ad20,PRLON_525_PM_01,Prlon_525_Pm_01,60,1,companyAcronym= | protocolName=IEEE C37.118.2-2011 | vendorAcronym= | vendorDeviceName= | interconnectionName=,,,,10,STTP,Streaming Telemetry Transport Protocol,2,4,LTSPASS_2_FA_A,I,+,0,PRLON_525_PM_01-PA4,0.0,1.0,Prlon_525_Pm_01 LTSPASS_2_FA_A + Current Phase Angle,0,1,1,Degrees,Phasor,IPHA,Current Phase Angle,PA,-98.6,37.5,PPA:1148,2021-07-20 20:01:08
} | MaximumArchiveDays=90 | DesiredRemainingSpace=500,1149,GPA_PRLON_525_PM_01-PM5:I,,42,8736f6c7-ad41-4b43-b4f6-e684e0d4ad20,PRLON_525_PM_01,Prlon_525_Pm_01,60,1,companyAcronym= | protocolName=IEEE C37.118.2-2011 | vendorAcronym= | vendorDeviceName= | interconnectionName=,,,,10,STTP,Streaming Telemetry Transport Protocol,1,5,LTSPASS_2_FA_B,I,+,0,PRLON_525_PM_01-PM5,0.0,1.0,Prlon_525_Pm_01 LTSPASS_2_FA_B + Current Magnitude,0,1,1,Amps,Phasor,IPHM,Current Magnitude,PM,-98.6,37.5,PPA:1149,2021-07-20 20:01:08
} | MaximumArchiveDays=90 | DesiredRemainingSpace=500,1150,GPA_PRLON_525_PM_01-PA5:IH,,42,8736f6c7-ad41-4b43-b4f6-e684e0d4ad20,PRLON_525_PM_01,Prlon_525_Pm_01,60,1,companyAcronym= | protocolName=IEEE C37.118.2-2011 | vendorAcronym= | vendorDeviceName= | interconnectionName=,,,,10,STTP,Streaming Telemetry Transport Protocol,2,5,LTSPASS_2_FA_B,I,+,0,PRLON_525_PM_01-PA5,0.0,1.0,Prlon_525_Pm_01 LTSPASS_2_FA_B + Current Phase Angle,0,1,1,Degrees,Phasor,IPHA,Current Phase Angle,PA,-98.6,37.5,PPA:1150,2021-07-20 20:01:08
} | MaximumArchiveDays=90 | DesiredRemainingSpace=500,1151,GPA_PRLON_525_PM_01-PM6:I,,42,8736f6c7-ad41-4b43-b4f6-e684e0d4ad20,PRLON_525_PM_01,Prlon_525_Pm_01,60,1,companyAcronym= | protocolName=IEEE C37.118.2-2011 | vendorAcronym= | vendorDeviceName= | interconnectionName=,,,,10,STTP,Streaming Telemetry Transport Protocol,1,6,LTSPASS_2_FA_C,I,+,0,PRLON_525_PM_01-PM6,0.0,1.0,Prlon_525_Pm_01 LTSPASS_2_FA_C + Current Magnitude,0,1,1,Amps,Phasor,IPHM,Current Magnitude,PM,-98.6,37.5,PPA:1151,2021-07-20 20:01:08
} | MaximumArchiveDays=90 | DesiredRemainingSpace=500,1152,GPA_PRLON_525_PM_01-PA6:IH,,42,8736f6c7-ad41-4b43-b4f6-e684e0d4ad20,PRLON_525_PM_01,Prlon_525_Pm_01,60,1,companyAcronym= | protocolName=IEEE C37.118.2-2011 | vendorAcronym= | vendorDeviceName= | interconnectionName=,,,,10,STTP,Streaming Telemetry Transport Protocol,2,6,LTSPASS_2_FA_C,I,+,0,PRLON_525_PM_01-PA6,0.0,1.0,Prlon_525_Pm_01 LTSPASS_2_FA_C + Current Phase Angle,0,1,1,Degrees,Phasor,IPHA,Current Phase Angle,PA,-98.6,37.5,PPA:1152,2021-07-20 20:01:08
} | MaximumArchiveDays=90 | DesiredRemainingSpace=500,1153,GPA_PRLON_525_PM_01-PM7:I,,42,8736f6c7-ad41-4b43-b4f6-e684e0d4ad20,PRLON_525_PM_01,Prlon_525_Pm_01,60,1,companyAcronym= | protocolName=IEEE C37.118.2-2011 | vendorAcronym= | vendorDeviceName= | interconnectionName=,,,,10,STTP,Streaming Telemetry Transport Protocol,1,7,LTSPASS_2_FA_P,I,+,0,PRLON_525_PM_01-PM7,0.0,1.0,Prlon_525_Pm_01 LTSPASS_2_FA_P + Current Magnitude,0,1,1,Amps,Phasor,IPHM,Current Magnitude,PM,-98.6,37.5,PPA:1153,2021-07-20 20:01:08
} | MaximumArchiveDays=90 | DesiredRemainingSpace=500,1154,GPA_PRLON_525_PM_01-PA7:IH,,42,8736f6c7-ad41-4b43-b4f6-e684e0d4ad20,PRLON_525_PM_01,Prlon_525_Pm_01,60,1,companyAcronym= | protocolName=IEEE C37.118.2-2011 | vendorAcronym= | vendorDeviceName= | interconnectionName=,,,,10,STTP,Streaming Telemetry Transport Protocol,2,7,LTSPASS_2_FA_P,I,+,0,PRLON_525_PM_01-PA7,0.0,1.0,Prlon_525_Pm_01 LTSPASS_2_FA_P + Current Phase Angle,0,1,1,Degrees,Phasor,IPHA,Current Phase Angle,PA,-98.6,37.5,PPA:1154,2021-07-20 20:01:08
} | MaximumArchiveDays=90 | DesiredRemainingSpace=500,1155,GPA_PRLON_525_PM_01-PM8:V,,42,8736f6c7-ad41-4b43-b4f6-e684e0d4ad20,PRLON_525_PM_01,Prlon_525_Pm_01,60,1,companyAcronym= | protocolName=IEEE C37.118.2-2011 | vendorAcronym= | vendorDeviceName= | interconnectionName=,,,,10,STTP,Streaming Telemetry Transport Protocol,3,8,LTSPASS_2_FV_P,V,+,0,PRLON_525_PM_01-PM8,0.0,1.0,Prlon_525_Pm_01 LTSPASS_2_FV_P + Voltage Magnitude,0,1,1,Volts,Phasor,VPHM,Voltage Magnitude,PM,-98.6,37.5,PPA:1155,2021-07-20 20:01:08
} | MaximumArchiveDays=90 | DesiredRemainingSpace=500,1156,GPA_PRLON_525_PM_01-PA8:VH,,42,8736f6c7-ad41-4b43-b4f6-e684e0d4ad20,PRLON_525_PM_01,Prlon_525_Pm_01,60,1,companyAcronym= | protocolName=IEEE C37.118.2-2011 | vendorAcronym= | vendorDeviceName= | interconnectionName=,,,,10,STTP,Streaming Telemetry Transport Protocol,4,8,LTSPASS_2_FV_P,V,+,0,PRLON_525_PM_01-PA8,0.0,1.0,Prlon_525_Pm_01 LTSPASS_2_FV_P + Voltage Phase Angle,0,1,1,Degrees,Phasor,VPHA,Voltage Phase Angle,PA,-98.6,37.5,PPA:1156,2021-07-20 20:01:08
} | MaximumArchiveDays=90 | DesiredRemainingSpace=500,1157,GPA_PRSCX_525_PM_02:F,,43,8736f6c7-ad41-4b43-b4f6-e684e0d4ad20,PRSCX_525_PM_02,Prscx_525_Pm_02,60,1,companyAcronym= | protocolName=IEEE C37.118.2-2011 | vendorAcronym= | vendorDeviceName= | interconnectionName=,,,,10,STTP,Streaming Telemetry Transport Protocol,5,,,,,,PRSCX_525_PM_02-FQ,0.0,1.0,Prscx_525_Pm_02 Frequency,0,1,1,Hz,PMU,FREQ,Frequency,FQ,-98.6,37.5,PPA:1157,2021-07-20 20:01:08
} | MaximumArchiveDays=90 | DesiredRemainingSpace=500,1158,GPA_PRSCX_525_PM_02:DF,,43,8736f6c7-ad41-4b43-b4f6-e684e0d4ad20,PRSCX_525_PM_02,Prscx_525_Pm_02,60,1,companyAcronym= | protocolName=IEEE C37.118.2-2011 | vendorAcronym= | vendorDeviceName= | interconnectionName=,,,,10,STTP,Streaming Telemetry Transport Protocol,6,,,,,,PRSCX_525_PM_02-DF,0.0,1.0,Prscx_525_Pm_02 Frequency Delta (dF/dt),0,1,1,,PMU,DFDT,Frequency Delta (dF/dt),DF,-98.6,37.5,PPA:1158,2021-07-20 20:01:08
} | MaximumArchiveDays=90 | DesiredRemainingSpace=500,1159,GPA_PRSCX_525_PM_02:S,,43,8736f6c7-ad41-4b43-b4f6-e684e0d4ad20,PRSCX_525_PM_02,Prscx_525_Pm_02,60,1,companyAcronym= | protocolName=IEEE C37.118.2-2011 | vendorAcronym= | vendorDeviceName= | interconnectionName=,,,,10,STTP,Streaming Telemetry Transport Protocol,8,,,,,,PRSCX_525_PM_02-SF,0.0,1.0,Prscx_525_Pm_02 Status Flags,0,1,1,,PMU,FLAG,Status Flags,SF,-98.6,37.5,PPA:1159,2021-07-20 20:01:08
} | MaximumArchiveDays=90 | DesiredRemainingSpace=500,1160,GPA_PRSCX_525_PM_02-PM1:V,,43,8736f6c7-ad41-4b43-b4f6-e684e0d4ad20,PRSCX_525_PM_02,Prscx_525_Pm_02,60,1,companyAcronym= | protocolName=IEEE C37.118.2-2011 | vendorAcronym= | vendorDeviceName= | interconnectionName=,,,,10,STTP,Streaming Telemetry Transport Protocol,3,1,LTPRSSA_1_FV_A,V,+,0,PRSCX_525_PM_02-PM1,0.0,1.0,Prscx_525_Pm_02 LTPRSSA_1_FV_A + Voltage Magnitude,0,1,1,Volts,Phasor,VPHM,Voltage Magnitude,PM,-98.6,37.5,PPA:1160,2021-07-20 20:01:08
} | MaximumArchiveDays=90 | DesiredRemainingSpace=500,1161,GPA_PRSCX_525_PM_02-PA1:VH,,43,8736f6c7-ad41-4b43-b4f6-e684e0d4ad20,PRSCX_525_PM_02,Prscx_525_Pm_02,60,1,companyAcronym= | protocolName=IEEE C37.118.2-2011 | vendorAcronym= | vendorDeviceName= | interconnectionName=,,,,10,STTP,Streaming Telemetry Transport Protocol,4,1,LTPRSSA_1_FV_A,V,+,0,PRSCX_525_PM_02-PA1,0.0,1.0,Prscx_525_Pm_02 LTPRSSA_1_FV_A + Voltage Phase Angle,0,1,1,Degrees,Phasor,VPHA,Voltage Phase Angle,PA,-98.6,37.5,PPA:1161,2021-07-20 20:01:08
} | MaximumArchiveDays=90 | DesiredRemainingSpace=500,1162,GPA_PRSCX_525_PM_02-PM2:V,,43,8736f6c7-ad41-4b43-b4f6-e684e0d4ad20,PRSCX_525_PM_02,Prscx_525_Pm_02,60,1,companyAcronym= | protocolName=IEEE C37.118.2-2011 | vendorAcronym= | vendorDeviceName= | interconnectionName=,,,,10,STTP,Streaming Telemetry Transport Protocol,3,2,LTPRSSA_1_FV_B,V,+,0,PRSCX_525_PM_02-PM2,0.0,1.0,Prscx_525_Pm_02 LTPRSSA_1_FV_B + Voltage Magnitude,0,1,1,Volts,Phasor,VPHM,Voltage Magnitude,PM,-98.6,37.5,PPA:1162,2021-07-20 20:01:08
} | MaximumArchiveDays=90 | DesiredRemainingSpace=500,1163,GPA_PRSCX_525_PM_02-PA2:VH,,43,8736f6c7-ad41-4b43-b4f6-e684e0d4ad20,PRSCX_525_PM_02,Prscx_525_Pm_02,60,1,companyAcronym= | protocolName=IEEE C37.118.2-2011 | vendorAcronym= | vendorDeviceName= | interconnectionName=,,,,10,STTP,Streaming Telemetry Transport Protocol,4,2,LTPRSSA_1_FV_B,V,+,0,PRSCX_525_PM_02-PA2,0.0,1.0,Prscx_525_Pm_02 LTPRSSA_1_FV_B + Voltage Phase Angle,0,1,1,Degrees,Phasor,VPHA,Voltage Phase Angle,PA,-98.6,37.5,PPA:1163,2021-07-20 20:01:08
} | MaximumArchiveDays=90 | DesiredRemainingSpace=500,1164,GPA_PRSCX_525_PM_02-PM3:V,,43,8736f6c7-ad41-4b43-b4f6-e684e0d4ad20,PRSCX_525_PM_02,Prscx_525_Pm_02,60,1,companyAcronym= | protocolName=IEEE C37.118.2-2011 | vendorAcronym= | vendorDeviceName= | interconnectionName=,,,,10,STTP,Streaming Telemetry Transport Protocol,3,3,LTPRSSA_1_FV_C,V,+,0,PRSCX_525_PM_02-PM3,0.0,1.0,Prscx_525_Pm_02 LTPRSSA_1_FV_C + Voltage Magnitude,0,1,1,Volts,Phasor,VPHM,Voltage Magnitude,PM,-98.6,37.5,PPA:1164,2021-07-20 20:01:08
} | MaximumArchiveDays=90 | DesiredRemainingSpace=500,1165,GPA_PRSCX_525_PM_02-PA3:VH,,43,8736f6c7-ad41-4b43-b4f6-e684e0d4ad20,PRSCX_525_PM_02,Prscx_525_Pm_02,60,1,companyAcronym= | protocolName=IEEE C37.118.2-2011 | vendorAcronym= | vendorDeviceName= | interconnectionName=,,,,10,STTP,Streaming Telemetry Transport Protocol,4,3,LTPRSSA_1_FV_C,V,+,0,PRSCX_525_PM_02-PA3,0.0,1.0,Prscx_525_Pm_02 LTPRSSA_1_FV_C + Voltage Phase Angle,0,1,1,Degrees,Phasor,VPHA,Voltage Phase Angle,PA,-98.6,37.5,PPA:1165,2021-07-20 20:01:08
} | MaximumArchiveDays=90 | DesiredRemainingSpace=500,1166,GPA_PRSCX_525_PM_02-PM4:I,,43,8736f6c7-ad41-4b43-b4f6-e684e0d4ad20,PRSCX_525_PM_02,Prscx_525_Pm_02,60,1,companyAcronym= | protocolName=IEEE C37.118.2-2011 | vendorAcronym= | vendorDeviceName= | interconnectionName=,,,,10,STTP,Streaming Telemetry Transport Protocol,1,4,LTPRSSA_1_FA_A,I,+,0,PRSCX_525_PM_02-PM4,0.0,1.0,Prscx_525_Pm_02 LTPRSSA_1_FA_A + Current Magnitude,0,1,1,Amps,Phasor,IPHM,Current Magnitude,PM,-98.6,37.5,PPA:1166,2021-07-20 20:01:08
} | MaximumArchiveDays=90 | DesiredRemainingSpace=500,1167,GPA_PRSCX_525_PM_02-PA4:IH,,43,8736f6c7-ad41-4b43-b4f6-e684e0d4ad20,PRSCX_525_PM_02,Prscx_525_Pm_02,60,1,companyAcronym= | protocolName=IEEE C37.118.2-2011 | vendorAcronym= | vendorDeviceName= | interconnectionName=,,,,10,STTP,Streaming Telemetry Transport Protocol,2,4,LTPRSSA_1_FA_A,I,+,0,PRSCX_525_PM_02-PA4,0.0,1.0,Prscx_525_Pm_02 LTPRSSA_1_FA_A + Current Phase Angle,0,1,1,Degrees,Phasor,IPHA,Current Phase Angle,PA,-98.6,37.5,PPA:1167,2021-07-20 20:01:08
} | MaximumArchiveDays=90 | DesiredRemainingSpace=500,1168,GPA_PRSCX_525_PM_02-PM5:I,,43,8736f6c7-ad41-4b43-b4f6-e684e0d4ad20,PRSCX_525_PM_02,Prscx_525_Pm_02,60,1,companyAcronym= | protocolName=IEEE C37.118.2-2011 | vendorAcronym= | vendorDeviceName= | interconnectionName=,,,,10,STTP,Streaming Telemetry Transport Protocol,1,5,LTPRSSA_1_FA_B,I,+,0,PRSCX_525_PM_02-PM5,0.0,1.0,Prscx_525_Pm_02 LTPRSSA_1_FA_B + Current Magnitude,0,1,1,Amps,Phasor,IPHM,Current Magnitude,PM,-98.6,37.5,PPA:1168,2021-07-20 20:01:08
} | MaximumArchiveDays=90 | DesiredRemainingSpace=500,1169,GPA_PRSCX_525_PM_02-PA5:IH,,43,8736f6c7-ad41-4b43-b4f6-e684e0d4ad20,PRSCX_525_PM_02,Prscx_525_Pm_02,60,1,companyAcronym= | protocolName=IEEE C37.118.2-2011 | vendorAcronym= | vendorDeviceName= | interconnectionName=,,,,10,STTP,Streaming Telemetry Transport Protocol,2,5,LTPRSSA_1_FA_B,I,+,0,PRSCX_525_PM_02-PA5,0.0,1.0,Prscx_525_Pm_02 LTPRSSA_1_FA_B + Current Phase Angle,0,1,1,Degrees,Phasor,IPHA,Current Phase Angle,PA,-98.6,37.5,PPA:1169,2021-07-20 20:01:08
} | MaximumArchiveDays=90 | DesiredRemainingSpace=500,1170,GPA_PRSCX_525_PM_02-PM6:I,,43,8736f6c7-ad41-4b43-b4f6-e684e0d4ad20,PRSCX_525_PM_02,Prscx_525_Pm_02,60,1,companyAcronym= | protocolName=IEEE C37.118.2-2011 | vendorAcronym= | vendorDeviceName= | interconnectionName=,,,,10,STTP,Streaming Telemetry Transport Protocol,1,6,LTPRSSA_1_FA_C,I,+,0,PRSCX_525_PM_02-PM6,0.0,1.0,Prscx_525_Pm_02 LTPRSSA_1_FA_C + Current Magnitude,0,1,1,Amps,Phasor,IPHM,Current Magnitude,PM,-98.6,37.5,PPA:1170,2021-07-20 20:01:08
} | MaximumArchiveDays=90 | DesiredRemainingSpace=500,1171,GPA_PRSCX_525_PM_02-PA6:IH,,43,8736f6c7-ad41-4b43-b4f6-e684e0d4ad20,PRSCX_525_PM_02,Prscx_525_Pm_02,60,1,companyAcronym= | protocolName=IEEE C37.118.2-2011 | vendorAcronym= | vendorDeviceName= | interconnectionName=,,,,10,STTP,Streaming Telemetry Transport Protocol,2,6,LTPRSSA_1_FA_C,I,+,0,PRSCX_525_PM_02-PA6,0.0,1.0,Prscx_525_Pm_02 LTPRSSA_1_FA_C + Current Phase Angle,0,1,1,Degrees,Phasor,IPHA,Current Phase Angle,PA,-98.6,37.5,PPA:1171,2021-07-20 20:01:08
} | MaximumArchiveDays=90 | DesiredRemainingSpace=500,1172,GPA_PRSCX_525_PM_02-PM7:I,,43,8736f6c7-ad41-4b43-b4f6-e684e0d4ad20,PRSCX_525_PM_02,Prscx_525_Pm_02,60,1,companyAcronym= | protocolName=IEEE C37.118.2-2011 | vendorAcronym= | vendorDeviceName= | interconnectionName=,,,,10,STTP,Streaming Telemetry Transport Protocol,1,7,LTPRSSA_1_FA_P,I,+,0,PRSCX_525_PM_02-PM7,0.0,1.0,Prscx_525_Pm_02 LTPRSSA_1_FA_P + Current Magnitude,0,1,1,Amps,Phasor,IPHM,Current Magnitude,PM,-98.6,37.5,PPA:1172,2021-07-20 20:01:08
} | MaximumArchiveDays=90 | DesiredRemainingSpace=500,1173,GPA_PRSCX_525_PM_02-PA7:IH,,43,8736f6c7-ad41-4b43-b4f6-e684e0d4ad20,PRSCX_525_PM_02,Prscx_525_Pm_02,60,1,companyAcronym= | protocolName=IEEE C37.118.2-2011 | vendorAcronym= | vendorDeviceName= | interconnectionName=,,,,10,STTP,Streaming Telemetry Transport Protocol,2,7,LTPRSSA_1_FA_P,I,+,0,PRSCX_525_PM_02-PA7,0.0,1.0,Prscx_525_Pm_02 LTPRSSA_1_FA_P + Current Phase Angle,0,1,1,Degrees,Phasor,IPHA,Current Phase Angle,PA,-98.6,37.5,PPA:1173,2021-07-20 20:01:08
} | MaximumArchiveDays=90 | DesiredRemainingSpace=500,1174,GPA_PRSCX_525_PM_02-PM8:V,,43,8736f6c7-ad41-4b43-b4f6-e684e0d4ad20,PRSCX_525_PM_02,Prscx_525_Pm_02,60,1,companyAcronym= | protocolName=IEEE C37.118.2-2011 | vendorAcronym= | vendorDeviceName= | interconnectionName=,,,,10,STTP,Streaming Telemetry Transport Protocol,3,8,LTPRSSA_1_FV_P,V,+,0,PRSCX_525_PM_02-PM8,0.0,1.0,Prscx_525_Pm_02 LTPRSSA_1_FV_P + Voltage Magnitude,0,1,1,Volts,Phasor,VPHM,Voltage Magnitude,PM,-98.6,37.5,PPA:1174,2021-07-20 20:01:08
} | MaximumArchiveDays=90 | DesiredRemainingSpace=500,1175,GPA_PRSCX_525_PM_02-PA8:VH,,43,8736f6c7-ad41-4b43-b4f6-e684e0d4ad20,PRSCX_525_PM_02,Prscx_525_Pm_02,60,1,companyAcronym= | protocolName=IEEE C37.118.2-2011 | vendorAcronym= | vendorDeviceName= | interconnectionName=,,,,10,STTP,Streaming Telemetry Transport Protocol,4,8,LTPRSSA_1_FV_P,V,+,0,PRSCX_525_PM_02-PA8,0.0,1.0,Prscx_525_Pm_02 LTPRSSA_1_FV_P + Voltage Phase Angle,0,1,1,Degrees,Phasor,VPHA,Voltage Phase Angle,PA,-98.6,37.5,PPA:1175,2021-07-20 20:01:08
} | MaximumArchiveDays=90 | DesiredRemainingSpace=500,1176,GPA_PRIVP_525_PM_11:F,,44,8736f6c7-ad41-4b43-b4f6-e684e0d4ad20,PRIVP_525_PM_11,Privp_525_Pm_11,60,1,companyAcronym= | protocolName=IEEE C37.118.2-2011 | vendorAcronym= | vendorDeviceName= | interconnectionName=,,,,10,STTP,Streaming Telemetry Transport Protocol,5,,,,,,PRIVP_525_PM_11-FQ,0.0,1.0,Privp_525_Pm_11 Frequency,0,1,1,Hz,PMU,FREQ,Frequency,FQ,-98.6,37.5,PPA:1176,2021-07-20 20:01:08
} | MaximumArchiveDays=90 | DesiredRemainingSpace=500,1177,GPA_PRIVP_525_PM_11:DF,,44,8736f6c7-ad41-4b43-b4f6-e684e0d4ad20,PRIVP_525_PM_11,Privp_525_Pm_11,60,1,companyAcronym= | protocolName=IEEE C37.118.2-2011 | vendorAcronym= | vendorDeviceName= | interconnectionName=,,,,10,STTP,Streaming Telemetry Transport Protocol,6,,,,,,PRIVP_525_PM_11-DF,0.0,1.0,Privp_525_Pm_11 Frequency Delta (dF/dt),0,1,1,,PMU,DFDT,Frequency Delta (dF/dt),DF,-98.6,37.5,PPA:1177,2021-07-20 20:01:08
} | MaximumArchiveDays=90 | DesiredRemainingSpace=500,1178,GPA_PRIVP_525_PM_11:S,,44,8736f6c7-ad41-4b43-b4f6-e684e0d4ad20,PRIVP_525_PM_11,Privp_525_Pm_11,60,1,companyAcronym= | protocolName=IEEE C37.118.2-2011 | vendorAcronym= | vendorDeviceName= | interconnectionName=,,,,10,STTP,Streaming Telemetry Transport Protocol,8,,,,,,PRIVP_525_PM_11-SF,0.0,1.0,Privp_525_Pm_11 Status Flags,0,1,1,,PMU,FLAG,Status Flags,SF,-98.6,37.5,PPA:1178,2021-07-20 20:01:08
} | MaximumArchiveDays=90 | DesiredRemainingSpace=500,1179,GPA_PRIVP_525_PM_11-PM1:V,,44,8736f6c7-ad41-4b43-b4f6-e684e0d4ad20,PRIVP_525_PM_11,Privp_525_Pm_11,60,1,companyAcronym= | protocolName=IEEE C37.118.2-2011 | vendorAcronym= | vendorDeviceName= | interconnectionName=,,,,10,STTP,Streaming Telemetry Transport Protocol,3,1,LTPRLON_2_FV_A,V,+,0,PRIVP_525_PM_11-PM1,0.0,1.0,Privp_525_Pm_11 LTPRLON_2_FV_A + Voltage Magnitude,0,1,1,Volts,Phasor,VPHM,Voltage Magnitude,PM,-98.6,37.5,PPA:1179,2021-07-20 20:01:08
} | MaximumArchiveDays=90 | DesiredRemainingSpace=500,1180,GPA_PRIVP_525_PM_11-PA1:VH,,44,8736f6c7-ad41-4b43-b4f6-e684e0d4ad20,PRIVP_525_PM_11,Privp_525_Pm_11,60,1,companyAcronym= | protocolName=IEEE C37.118.2-2011 | vendorAcronym= | vendorDeviceName= | interconnectionName=,,,,10,STTP,Streaming Telemetry Transport Protocol,4,1,LTPRLON_2_FV_A,V,+,0,PRIVP_525_PM_11-PA1,0.0,1.0,Privp_525_Pm_11 LTPRLON_2_FV_A + Voltage Phase Angle,0,1,1,Degrees,Phasor,VPHA,Voltage Phase Angle,PA,-98.6,37.5,PPA:1180,2021-07-20 20:01:08
} | MaximumArchiveDays=90 | DesiredRemainingSpace=500,1181,GPA_PRIVP_525_PM_11-PM2:V,,44,8736f6c7-ad41-4b43-b4f6-e684e0d4ad20,PRIVP_525_PM_11,Privp_525_Pm_11,60,1,companyAcronym= | protocolName=IEEE C37.118.2-2011 | vendorAcronym= | vendorDeviceName= | interconnectionName=,,,,10,STTP,Streaming Telemetry Transport Protocol,3,2,LTPRLON_2_FV_B,V,+,0,PRIVP_525_PM_11-PM2,0.0,1.0,Privp_525_Pm_11 LTPRLON_2_FV_B + Voltage Magnitude,0,1,1,Volts,Phasor,VPHM,Voltage Magnitude,PM,-98.6,37.5,PPA:1181,2021-07-20 20:01:08
} | MaximumArchiveDays=90 | DesiredRemainingSpace=500,1182,GPA_PRIVP_525_PM_11-PA2:VH,,44,8736f6c7-ad41-4b43-b4f6-e684e0d4ad20,PRIVP_525_PM_11,Privp_525_Pm_11,60,1,companyAcronym= | protocolName=IEEE C37.118.2-2011 | vendorAcronym= | vendorDeviceName= | interconnectionName=,,,,10,STTP,Streaming Telemetry Transport Protocol,4,2,LTPRLON_2_FV_B,V,+,0,PRIVP_525_PM_11-PA2,0.0,1.0,Privp_525_Pm_11 LTPRLON_2_FV_B + Voltage Phase Angle,0,1,1,Degrees,Phasor,VPHA,Voltage Phase Angle,PA,-98.6,37.5,PPA:1182,2021-07-20 20:01:08
} | MaximumArchiveDays=90 | DesiredRemainingSpace=500,1183,GPA_PRIVP_525_PM_11-PM3:V,,44,8736f6c7-ad41-4b43-b4f6-e684e0d4ad20,PRIVP_525_PM_11,Privp_525_Pm_11,60,1,companyAcronym= | protocolName=IEEE C37.118.2-2011 | vendorAcronym= | vendorDeviceName= | interconnectionName=,,,,10,STTP,Streaming Telemetry Transport Protocol,3,3,LTPRLON_2_FV_C,V,+,0,PRIVP_525_PM_11-PM3,0.0,1.0,Privp_525_Pm_11 LTPRLON_2_FV_C + Voltage Magnitude,0,1,1,Volts,Phasor,VPHM,Voltage Magnitude,PM,-98.6,37.5,PPA:1183,2021-07-20 20:01:08
} | MaximumArchiveDays=90 | DesiredRemainingSpace=500,1184,GPA_PRIVP_525_PM_11-PA3:VH,,44,8736f6c7-ad41-4b43-b4f6-e684e0d4ad20,PRIVP_525_PM_11,Privp_525_Pm_11,60,1,companyAcronym= | protocolName=IEEE C37.118.2-2011 | vendorAcronym= | vendorDeviceName= | interconnectionName=,,,,10,STTP,Streaming Telemetry Transport Protocol,4,3,LTPRLON_2_FV_C,V,+,0,PRIVP_525_PM_11-PA3,0.0,1.0,Privp_525_Pm_11 LTPRLON_2_FV_C + Voltage Phase Angle,0,1,1,Degrees,Phasor,VPHA,Voltage Phase Angle,PA,-98.6,37.5,PPA:1184,2021-07-20 20:01:08
} | MaximumArchiveDays=90 | DesiredRemainingSpace=500,1185,GPA_PRIVP_525_PM_11-PM4:I,,44,8736f6c7-ad41-4b43-b4f6-e684e0d4ad20,PRIVP_525_PM_11,Privp_525_Pm_11,60,1,companyAcronym= | protocolName=IEEE C37.118.2-2011 | vendorAcronym= | vendorDeviceName= | interconnectionName=,,,,10,STTP,Streaming Telemetry Transport Protocol,1,4,LTPRLON_2_FA_A,I,+,0,PRIVP_525_PM_11-PM4,0.0,1.0,Privp_525_Pm_11 LTPRLON_2_FA_A + Current Magnitude,0,1,1,Amps,Phasor,IPHM,Current Magnitude,PM,-98.6,37.5,PPA:1185,2021-07-20 20:01:08
} | MaximumArchiveDays=90 | DesiredRemainingSpace=500,1186,GPA_PRIVP_525_PM_11-PA4:IH,,44,8736f6c7-ad41-4b43-b4f6-e684e0d4ad20,PRIVP_525_PM_11,Privp_525_Pm_11,60,1,companyAcronym= | protocolName=IEEE C37.118.2-2011 | vendorAcronym= | vendorDeviceName= | interconnectionName=,,,,10,STTP,Streaming Telemetry Transport Protocol,2,4,LTPRLON_2_FA_A,I,+,0,PRIVP_525_PM_11-PA4,0.0,1.0,Privp_525_Pm_11 LTPRLON_2_FA_A + Current Phase Angle,0,1,1,Degrees,Phasor,IPHA,Current Phase Angle,PA,-98.6,37.5,PPA:1186,2021-07-20 20:01:08
} | MaximumArchiveDays=90 | DesiredRemainingSpace=500,1187,GPA_PRIVP_525_PM_11-PM5:I,,44,8736f6c7-ad41-4b43-b4f6-e684e0d4ad20,PRIVP_525_PM_11,Privp_525_Pm_11,60,1,companyAcronym= | protocolName=IEEE C37.118.2-2011 | vendorAcronym= | vendorDeviceName= | interconnectionName=,,,,10,STTP,Streaming Telemetry Transport Protocol,1,5,LTPRLON_2_FA_B,I,+,0,PRIVP_525_PM_11-PM5,0.0,1.0,Privp_525_Pm_11 LTPRLON_2_FA_B + Current Magnitude,0,1,1,Amps,Phasor,IPHM,Current Magnitude,PM,-98.6,37.5,PPA:1187,2021-07-20 20:01:08
} | MaximumArchiveDays=90 | DesiredRemainingSpace=500,1188,GPA_PRIVP_525_PM_11-PA5:IH,,44,8736f6c7-ad41-4b43-b4f6-e684e0d4ad20,PRIVP_525_PM_11,Privp_525_Pm_11,60,1,companyAcronym= | protocolName=IEEE C37.118.2-2011 | vendorAcronym= | vendorDeviceName= | interconnectionName=,,,,10,STTP,Streaming Telemetry Transport Protocol,2,5,LTPRLON_2_FA_B,I,+,0,PRIVP_525_PM_11-PA5,0.0,1.0,Privp_525_Pm_11 LTPRLON_2_FA_B + Current Phase Angle,0,1,1,Degrees,Phasor,IPHA,Current Phase Angle,PA,-98.6,37.5,PPA:1188,2021-07-20 20:01:08
} | MaximumArchiveDays=90 | DesiredRemainingSpace=500,1189,GPA_PRIVP_525_PM_11-PM6:I,,44,8736f6c7-ad41-4b43-b4f6-e684e0d4ad20,PRIVP_525_PM_11,Privp_525_Pm_11,60,1,companyAcronym= | protocolName=IEEE C37.118.2-2011 | vendorAcronym= | vendorDeviceName= | interconnectionName=,,,,10,STTP,Streaming Telemetry Transport Protocol,1,6,LTPRLON_2_FA_C,I,+,0,PRIVP_525_PM_11-PM6,0.0,1.0,Privp_525_Pm_11 LTPRLON_2_FA_C + Current Magnitude,0,1,1,Amps,Phasor,IPHM,Current Magnitude,PM,-98.6,37.5,PPA:1189,2021-07-20 20:01:08
} | MaximumArchiveDays=90 | DesiredRemainingSpace=500,1190,GPA_PRIVP_525_PM_11-PA6:IH,,44,8736f6c7-ad41-4b43-b4f6-e684e0d4ad20,PRIVP_525_PM_11,Privp_525_Pm_11,60,1,companyAcronym= | protocolName=IEEE C37.118.2-2011 | vendorAcronym= | vendorDeviceName= | interconnectionName=,,,,10,STTP,Streaming Telemetry Transport Protocol,2,6,LTPRLON_2_FA_C,I,+,0,PRIVP_525_PM_11-PA6,0.0,1.0,Privp_525_Pm_11 LTPRLON_2_FA_C + Current Phase Angle,0,1,1,Degrees,Phasor,IPHA,Current Phase Angle,PA,-98.6,37.5,PPA:1190,2021-07-20 20:01:08
} | MaximumArchiveDays=90 | DesiredRemainingSpace=500,1191,GPA_PRIVP_525_PM_11-PM7:I,,44,8736f6c7-ad41-4b43-b4f6-e684e0d4ad20,PRIVP_525_PM_11,Privp_525_Pm_11,60,1,companyAcronym= | protocolName=IEEE C37.118.2-2011 | vendorAcronym= | vendorDeviceName= | interconnectionName=,,,,10,STTP,Streaming Telemetry Transport Protocol,1,7,LTPRLON_2_FA_P,I,+,0,PRIVP_525_PM_11-PM7,0.0,1.0,Privp_525_Pm_11 LTPRLON_2_FA_P + Current Magnitude,0,1,1,Amps,Phasor,IPHM,Current Magnitude,PM,-98.6,37.5,PPA:1191,2021-07-20 20:01:08
} | MaximumArchiveDays=90 | DesiredRemainingSpace=500,1192,GPA_PRIVP_525_PM_11-PA7:IH,,44,8736f6c7-ad41-4b43-b4f6-e684e0d4ad20,PRIVP_525_PM_11,Privp_525_Pm_11,60,1,companyAcronym= | protocolName=IEEE C37.118.2-2011 | vendorAcronym= | vendorDeviceName= | interconnectionName=,,,,10,STTP,Streaming Telemetry Transport Protocol,2,7,LTPRLON_2_FA_P,I,+,0,PRIVP_525_PM_11-PA7,0.0,1.0,Privp_525_Pm_11 LTPRLON_2_FA_P + Current Phase Angle,0,1,1,Degrees,Phasor,IPHA,Current Phase Angle,PA,-98.6,37.5,PPA:1192,2021-07-20 20:01:08
} | MaximumArchiveDays=90 | DesiredRemainingSpace=500,1193,GPA_PRIVP_525_PM_11-PM8:V,,44,8736f6c7-ad41-4b43-b4f6-e684e0d4ad20,PRIVP_525_PM_11,Privp_525_Pm_11,60,1,companyAcronym= | protocolName=IEEE C37.118.2-2011 | vendorAcronym= | vendorDeviceName= | interconnectionName=,,,,10,STTP,Streaming Telemetry Transport Protocol,3,8,LTPRLON_2_FV_P,V,+,0,PRIVP_525_PM_11-PM8,0.0,1.0,Privp_525_Pm_11 LTPRLON_2_FV_P + Voltage Magnitude,0,1,1,Volts,Phasor,VPHM,Voltage Magnitude,PM,-98.6,37.5,PPA:1193,2021-07-20 20:01:08
} | MaximumArchiveDays=90 | DesiredRemainingSpace=500,1194,GPA_PRIVP_525_PM_11-PA8:VH,,44,8736f6c7-ad41-4b43-b4f6-e684e0d4ad20,PRIVP_525_PM_11,Privp_525_Pm_11,60,1,companyAcronym= | protocolName=IEEE C37.118.2-2011 | vendorAcronym= | vendorDeviceName= | interconnectionName=,,,,10,STTP,Streaming Telemetry Transport Protocol,4,8,LTPRLON_2_FV_P,V,+,0,PRIVP_525_PM_11-PA8,0.0,1.0,Privp_525_Pm_11 LTPRLON_2_FV_P + Voltage Phase Angle,0,1,1,Degrees,Phasor,VPHA,Voltage Phase Angle,PA,-98.6,37.5,PPA:1194,2021-07-20 20:01:08
} | MaximumArchiveDays=90 | DesiredRemainingSpace=500,1195,GPA_PRBTA_500_PM_07:F,,45,8736f6c7-ad41-4b43-b4f6-e684e0d4ad20,PRBTA_500_PM_07,Prbta_500_Pm_07,60,1,companyAcronym= | protocolName=IEEE C37.118.2-2011 | vendorAcronym= | vendorDeviceName= | interconnectionName=,,,,10,STTP,Streaming Telemetry Transport Protocol,5,,,,,,PRBTA_500_PM_07-FQ,0.0,1.0,Prbta_500_Pm_07 Frequency,0,1,1,Hz,PMU,FREQ,Frequency,FQ,-98.6,37.5,PPA:1195,2021-07-20 20:01:08
} | MaximumArchiveDays=90 | DesiredRemainingSpace=500,1196,GPA_PRBTA_500_PM_07:DF,,45,8736f6c7-ad41-4b43-b4f6-e684e0d4ad20,PRBTA_500_PM_07,Prbta_500_Pm_07,60,1,companyAcronym= | protocolName=IEEE C37.118.2-2011 | vendorAcronym= | vendorDeviceName= | interconnectionName=,,,,10,STTP,Streaming Telemetry Transport Protocol,6,,,,,,PRBTA_500_PM_07-DF,0.0,1.0,Prbta_500_Pm_07 Frequency Delta (dF/dt),0,1,1,,PMU,DFDT,Frequency Delta (dF/dt),DF,-98.6,37.5,PPA:1196,2021-07-20 20:01:08
} | MaximumArchiveDays=90 | DesiredRemainingSpace=500,1197,GPA_PRBTA_500_PM_07:S,,45,8736f6c7-ad41-4b43-b4f6-e684e0d4ad20,PRBTA_500_PM_07,Prbta_500_Pm_07,60,1,companyAcronym= | protocolName=IEEE C37.118.2-2011 | vendorAcronym= | vendorDeviceName= | interconnectionName=,,,,10,STTP,Streaming Telemetry Transport Protocol,8,,,,,,PRBTA_500_PM_07-SF,0.0,1.0,Prbta_500_Pm_07 Status Flags,0,1,1,,PMU,FLAG,Status Flags,SF,-98.6,37.5,PPA:1197,2021-07-20 20:01:08
} | MaximumArchiveDays=90 | DesiredRemainingSpace=500,1198,GPA_PRBTA_500_PM_07-PM1:V,,45,8736f6c7-ad41-4b43-b4f6-e684e0d4ad20,PRBTA_500_PM_07,Prbta_500_Pm_07,60,1,companyAcronym= | protocolName=IEEE C37.118.2-2011 | vendorAcronym= | vendorDeviceName= | interconnectionName=,,,,10,STTP,Streaming Telemetry Transport Protocol,3,1,LTSPSTTB_1_FV_A,V,+,0,PRBTA_500_PM_07-PM1,0.0,1.0,Prbta_500_Pm_07 LTSPSTTB_1_FV_A + Voltage Magnitude,0,1,1,Volts,Phasor,VPHM,Voltage Magnitude,PM,-98.6,37.5,PPA:1198,2021-07-20 20:01:08
} | MaximumArchiveDays=90 | DesiredRemainingSpace=500,1199,GPA_PRBTA_500_PM_07-PA1:VH,,45,8736f6c7-ad41-4b43-b4f6-e684e0d4ad20,PRBTA_500_PM_07,Prbta_500_Pm_07,60,1,companyAcronym= | protocolName=IEEE C37.118.2-2011 | vendorAcronym= | vendorDeviceName= | interconnectionName=,,,,10,STTP,Streaming Telemetry Transport Protocol,4,1,LTSPSTTB_1_FV_A,V,+,0,PRBTA_500_PM_07-PA1,0.0,1.0,Prbta_500_Pm_07 LTSPSTTB_1_FV_A + Voltage Phase Angle,0,1,1,Degrees,Phasor,VPHA,Voltage Phase Angle,PA,-98.6,37.5,PPA:1199,2021-07-20 20:01:08
} | MaximumArchiveDays=90 | DesiredRemainingSpace=500,1200,GPA_PRBTA_500_PM_07-PM2:V,,45,8736f6c7-ad41-4b43-b4f6-e684e0d4ad20,PRBTA_500_PM_07,Prbta_500_Pm_07,60,1,companyAcronym= | protocolName=IEEE C37.118.2-2011 | vendorAcronym= | vendorDeviceName= | interconnectionName=,,,,10,STTP,Streaming Telemetry Transport Protocol,3,2,LTSPSTTB_1_FV_B,V,+,0,PRBTA_500_PM_07-PM2,0.0,1.0,Prbta_500_Pm_07 LTSPSTTB_1_FV_B + Voltage Magnitude,0,1,1,Volts,Phasor,VPHM,Voltage Magnitude,PM,-98.6,37.5,PPA:1200,2021-07-20 20:01:08
} | MaximumArchiveDays=90 | DesiredRemainingSpace=500,1201,GPA_PRBTA_500_PM_07-PA2:VH,,45,8736f6c7-ad41-4b43-b4f6-e684e0d4ad20,PRBTA_500_PM_07,Prbta_500_Pm_07,60,1,companyAcronym= | protocolName=IEEE C37.118.2-2011 | vendorAcronym= | vendorDeviceName= | interconnectionName=,,,,10,STTP,Streaming Telemetry Transport Protocol,4,2,LTSPSTTB_1_FV_B,V,+,0,PRBTA_500_PM_07-PA2,0.0,1.0,Prbta_500_Pm_07 LTSPSTTB_1_FV_B + Voltage Phase Angle,0,1,1,Degrees,Phasor,VPHA,Voltage Phase Angle,PA,-98.6,37.5,PPA:1201,2021-07-20 20:01:08
} | MaximumArchiveDays=90 | DesiredRemainingSpace=500,1202,GPA_PRBTA_500_PM_07-PM3:V,,45,8736f6c7-ad41-4b43-b4f6-e684e0d4ad20,PRBTA_500_PM_07,Prbta_500_Pm_07,60,1,companyAcronym= | protocolName=IEEE C37.118.2-2011 | vendorAcronym= | vendorDeviceName= | interconnectionName=,,,,10,STTP,Streaming Telemetry Transport Protocol,3,3,LTSPSTTB_1_FV_C,V,+,0,PRBTA_500_PM_07-PM3,0.0,1.0,Prbta_500_Pm_07 LTSPSTTB_1_FV_C + Voltage Magnitude,0,1,1,Volts,Phasor,VPHM,Voltage Magnitude,PM,-98.6,37.5,PPA:1202,2021-07-20 20:01:08
} | MaximumArchiveDays=90 | DesiredRemainingSpace=500,1203,GPA_PRBTA_500_PM_07-PA3:VH,,45,8736f6c7-ad41-4b43-b4f6-e684e0d4ad20,PRBTA_500_PM_07,Prbta_500_Pm_07,60,1,companyAcronym= | protocolName=IEEE C37.118.2-2011 | vendorAcronym= | vendorDeviceName= | interconnectionName=,,,,10,STTP,Streaming Telemetry Transport Protocol,4,3,LTSPSTTB_1_FV_C,V,+,0,PRBTA_500_PM_07-PA3,0.0,1.0,Prbta_500_Pm_07 LTSPSTTB_1_FV_C + Voltage Phase Angle,0,1,1,Degrees,Phasor,VPHA,Voltage Phase Angle,PA,-98.6,37.5,PPA:1203,2021-07-20 20:01:08
} | MaximumArchiveDays=90 | DesiredRemainingSpace=500,1204,GPA_PRBTA_500_PM_07-PM4:I,,45,8736f6c7-ad41-4b43-b4f6-e684e0d4ad20,PRBTA_500_PM_07,Prbta_500_Pm_07,60,1,companyAcronym= | protocolName=IEEE C37.118.2-2011 | vendorAcronym= | vendorDeviceName= | interconnectionName=,,,,10,STTP,Streaming Telemetry Transport Protocol,1,4,LTSPSTTB_1_FA_A,I,+,0,PRBTA_500_PM_07-PM4,0.0,1.0,Prbta_500_Pm_07 LTSPSTTB_1_FA_A + Current Magnitude,0,1,1,Amps,Phasor,IPHM,Current Magnitude,PM,-98.6,37.5,PPA:1204,2021-07-20 20:01:08
} | MaximumArchiveDays=90 | DesiredRemainingSpace=500,1205,GPA_PRBTA_500_PM_07-PA4:IH,,45,8736f6c7-ad41-4b43-b4f6-e684e0d4ad20,PRBTA_500_PM_07,Prbta_500_Pm_07,60,1,companyAcronym= | protocolName=IEEE C37.118.2-2011 | vendorAcronym= | vendorDeviceName= | interconnectionName=,,,,10,STTP,Streaming Telemetry Transport Protocol,2,4,LTSPSTTB_1_FA_A,I,+,0,PRBTA_500_PM_07-PA4,0.0,1.0,Prbta_500_Pm_07 LTSPSTTB_1_FA_A + Current Phase Angle,0,1,1,Degrees,Phasor,IPHA,Current Phase Angle,PA,-98.6,37.5,PPA:1205,2021-07-20 20:01:08
} | MaximumArchiveDays=90 | DesiredRemainingSpace=500,1206,GPA_PRBTA_500_PM_07-PM5:I,,45,8736f6c7-ad41-4b43-b4f6-e684e0d4ad20,PRBTA_500_PM_07,Prbta_500_Pm_07,60,1,companyAcronym= | protocolName=IEEE C37.118.2-2011 | vendorAcronym= | vendorDeviceName= | interconnectionName=,,,,10,STTP,Streaming Telemetry Transport Protocol,1,5,LTSPSTTB_1_FA_B,I,+,0,PRBTA_500_PM_07-PM5,0.0,1.0,Prbta_500_Pm_07 LTSPSTTB_1_FA_B + Current Magnitude,0,1,1,Amps,Phasor,IPHM,Current Magnitude,PM,-98.6,37.5,PPA:1206,2021-07-20 20:01:08
} | MaximumArchiveDays=90 | DesiredRemainingSpace=500,1207,GPA_PRBTA_500_PM_07-PA5:IH,,45,8736f6c7-ad41-4b43-b4f6-e684e0d4ad20,PRBTA_500_PM_07,Prbta_500_Pm_07,60,1,companyAcronym= | protocolName=IEEE C37.118.2-2011 | vendorAcronym= | vendorDeviceName= | interconnectionName=,,,,10,STTP,Streaming Telemetry Transport Protocol,2,5,LTSPSTTB_1_FA_B,I,+,0,PRBTA_500_PM_07-PA5,0.0,1.0,Prbta_500_Pm_07 LTSPSTTB_1_FA_B + Current Phase Angle,0,1,1,Degrees,Phasor,IPHA,Current Phase Angle,PA,-98.6,37.5,PPA:1207,2021-07-20 20:01:08
} | MaximumArchiveDays=90 | DesiredRemainingSpace=500,1208,GPA_PRBTA_500_PM_07-PM6:I,,45,8736f6c7-ad41-4b43-b4f6-e684e0d4ad20,PRBTA_500_PM_07,Prbta_500_Pm_07,60,1,companyAcronym= | protocolName=IEEE C37.118.2-2011 | vendorAcronym= | vendorDeviceName= | interconnectionName=,,,,10,STTP,Streaming Telemetry Transport Protocol,1,6,LTSPSTTB_1_FA_C,I,+,0,PRBTA_500_PM_07-PM6,0.0,1.0,Prbta_500_Pm_07 LTSPSTTB_1_FA_C + Current Magnitude,0,1,1,Amps,Phasor,IPHM,Current Magnitude,PM,-98.6,37.5,PPA:1208,2021-07-20 20:01:08
} | MaximumArchiveDays=90 | DesiredRemainingSpace=500,1209,GPA_PRBTA_500_PM_07-PA6:IH,,45,8736f6c7-ad41-4b43-b4f6-e684e0d4ad20,PRBTA_500_PM_07,Prbta_500_Pm_07,60,1,companyAcronym= | protocolName=IEEE C37.118.2-2011 | vendorAcronym= | vendorDeviceName= | interconnectionName=,,,,10,STTP,Streaming Telemetry Transport Protocol,2,6,LTSPSTTB_1_FA_C,I,+,0,PRBTA_500_PM_07-PA6,0.0,1.0,Prbta_500_Pm_07 LTSPSTTB_1_FA_C + Current Phase Angle,0,1,1,Degrees,Phasor,IPHA,Current Phase Angle,PA,-98.6,37.5,PPA:1209,2021-07-20 20:01:08
} | MaximumArchiveDays=90 | DesiredRemainingSpace=500,1210,GPA_PRBTA_500_PM_07-PM7:V,,45,8736f6c7-ad41-4b43-b4f6-e684e0d4ad20,PRBTA_500_PM_07,Prbta_500_Pm_07,60,1,companyAcronym= | protocolName=IEEE C37.118.2-2011 | vendorAcronym= | vendorDeviceName= | interconnectionName=,,,,10,STTP,Streaming Telemetry Transport Protocol,3,7,LTSPSTTB_1_FV_P,V,+,0,PRBTA_500_PM_07-PM7,0.0,1.0,Prbta_500_Pm_07 LTSPSTTB_1_FV_P + Voltage Magnitude,0,1,1,Volts,Phasor,VPHM,Voltage Magnitude,PM,-98.6,37.5,PPA:1210,2021-07-20 20:01:08
} | MaximumArchiveDays=90 | DesiredRemainingSpace=500,1211,GPA_PRBTA_500_PM_07-PA7:VH,,45,8736f6c7-ad41-4b43-b4f6-e684e0d4ad20,PRBTA_500_PM_07,Prbta_500_Pm_07,60,1,companyAcronym= | protocolName=IEEE C37.118.2-2011 | vendorAcronym= | vendorDeviceName= | interconnectionName=,,,,10,STTP,Streaming Telemetry Transport Protocol,4,7,LTSPSTTB_1_FV_P,V,+,0,PRBTA_500_PM_07-PA7,0.0,1.0,Prbta_500_Pm_07 LTSPSTTB_1_FV_P + Voltage Phase Angle,0,1,1,Degrees,Phasor,VPHA,Voltage Phase Angle,PA,-98.6,37.5,PPA:1211,2021-07-20 20:01:08
} | MaximumArchiveDays=90 | DesiredRemainingSpace=500,1212,GPA_PRBTA_500_PM_07-PM8:I,,45,8736f6c7-ad41-4b43-b4f6-e684e0d4ad20,PRBTA_500_PM_07,Prbta_500_Pm_07,60,1,companyAcronym= | protocolName=IEEE C37.118.2-2011 | vendorAcronym= | vendorDeviceName= | interconnectionName=,,,,10,STTP,Streaming Telemetry Transport Protocol,1,8,LTSPSTTB_1_FA_P,I,+,0,PRBTA_500_PM_07-PM8,0.0,1.0,Prbta_500_Pm_07 LTSPSTTB_1_FA_P + Current Magnitude,0,1,1,Amps,Phasor,IPHM,Current Magnitude,PM,-98.6,37.5,PPA:1212,2021-07-20 20:01:08
} | MaximumArchiveDays=90 | DesiredRemainingSpace=500,1213,GPA_PRBTA_500_PM_07-PA8:IH,,45,8736f6c7-ad41-4b43-b4f6-e684e0d4ad20,PRBTA_500_PM_07,Prbta_500_Pm_07,60,1,companyAcronym= | protocolName=IEEE C37.118.2-2011 | vendorAcronym= | vendorDeviceName= | interconnectionName=,,,,10,STTP,Streaming Telemetry Transport Protocol,2,8,LTSPSTTB_1_FA_P,I,+,0,PRBTA_500_PM_07-PA8,0.0,1.0,Prbta_500_Pm_07 LTSPSTTB_1_FA_P + Current Phase Angle,0,1,1,Degrees,Phasor,IPHA,Current Phase Angle,PA,-98.6,37.5,PPA:1213,2021-07-20 20:01:08
} | MaximumArchiveDays=90 | DesiredRemainingSpace=500,1214,GPA_PRCTL_525_PM_01:F,,46,8736f6c7-ad41-4b43-b4f6-e684e0d4ad20,PRCTL_525_PM_01,Prctl_525_Pm_01,60,1,companyAcronym= | protocolName=IEEE C37.118.2-2011 | vendorAcronym= | vendorDeviceName= | interconnectionName=,,,,10,STTP,Streaming Telemetry Transport Protocol,5,,,,,,PRCTL_525_PM_01-FQ,0.0,1.0,Prctl_525_Pm_01 Frequency,0,1,1,Hz,PMU,FREQ,Frequency,FQ,-98.6,37.5,PPA:1214,2021-07-20 20:01:08
} | MaximumArchiveDays=90 | DesiredRemainingSpace=500,1215,GPA_PRCTL_525_PM_01:DF,,46,8736f6c7-ad41-4b43-b4f6-e684e0d4ad20,PRCTL_525_PM_01,Prctl_525_Pm_01,60,1,companyAcronym= | protocolName=IEEE C37.118.2-2011 | vendorAcronym= | vendorDeviceName= | interconnectionName=,,,,10,STTP,Streaming Telemetry Transport Protocol,6,,,,,,PRCTL_525_PM_01-DF,0.0,1.0,Prctl_525_Pm_01 Frequency Delta (dF/dt),0,1,1,,PMU,DFDT,Frequency Delta (dF/dt),DF,-98.6,37.5,PPA:1215,2021-07-20 20:01:08
} | MaximumArchiveDays=90 | DesiredRemainingSpace=500,1216,GPA_PRCTL_525_PM_01:S,,46,8736f6c7-ad41-4b43-b4f6-e684e0d4ad20,PRCTL_525_PM_01,Prctl_525_Pm_01,60,1,companyAcronym= | protocolName=IEEE C37.118.2-2011 | vendorAcronym= | vendorDeviceName= | interconnectionName=,,,,10,STTP,Streaming Telemetry Transport Protocol,8,,,,,,PRCTL_525_PM_01-SF,0.0,1.0,Prctl_525_Pm_01 Status Flags,0,1,1,,PMU,FLAG,Status Flags,SF,-98.6,37.5,PPA:1216,2021-07-20 20:01:08
} | MaximumArchiveDays=90 | DesiredRemainingSpace=500,1217,GPA_PRCTL_525_PM_01-PM1:V,,46,8736f6c7-ad41-4b43-b4f6-e684e0d4ad20,PRCTL_525_PM_01,Prctl_525_Pm_01,60,1,companyAcronym= | protocolName=IEEE C37.118.2-2011 | vendorAcronym= | vendorDeviceName= | interconnectionName=,,,,10,STTP,Streaming Telemetry Transport Protocol,3,1,LTSCBLU_1_FV_A,V,+,0,PRCTL_525_PM_01-PM1,0.0,1.0,Prctl_525_Pm_01 LTSCBLU_1_FV_A + Voltage Magnitude,0,1,1,Volts,Phasor,VPHM,Voltage Magnitude,PM,-98.6,37.5,PPA:1217,2021-07-20 20:01:08
} | MaximumArchiveDays=90 | DesiredRemainingSpace=500,1218,GPA_PRCTL_525_PM_01-PA1:VH,,46,8736f6c7-ad41-4b43-b4f6-e684e0d4ad20,PRCTL_525_PM_01,Prctl_525_Pm_01,60,1,companyAcronym= | protocolName=IEEE C37.118.2-2011 | vendorAcronym= | vendorDeviceName= | interconnectionName=,,,,10,STTP,Streaming Telemetry Transport Protocol,4,1,LTSCBLU_1_FV_A,V,+,0,PRCTL_525_PM_01-PA1,0.0,1.0,Prctl_525_Pm_01 LTSCBLU_1_FV_A + Voltage Phase Angle,0,1,1,Degrees,Phasor,VPHA,Voltage Phase Angle,PA,-98.6,37.5,PPA:1218,2021-07-20 20:01:08
} | MaximumArchiveDays=90 | DesiredRemainingSpace=500,1219,GPA_PRCTL_525_PM_01-PM2:V,,46,8736f6c7-ad41-4b43-b4f6-e684e0d4ad20,PRCTL_525_PM_01,Prctl_525_Pm_01,60,1,companyAcronym= | protocolName=IEEE C37.118.2-2011 | vendorAcronym= | vendorDeviceName= | interconnectionName=,,,,10,STTP,Streaming Telemetry Transport Protocol,3,2,LTSCBLU_1_FV_B,V,+,0,PRCTL_525_PM_01-PM2,0.0,1.0,Prctl_525_Pm_01 LTSCBLU_1_FV_B + Voltage Magnitude,0,1,1,Volts,Phasor,VPHM,Voltage Magnitude,PM,-98.6,37.5,PPA:1219,2021-07-20 20:01:08
} | MaximumArchiveDays=90 | DesiredRemainingSpace=500,1220,GPA_PRCTL_525_PM_01-PA2:VH,,46,8736f6c7-ad41-4b43-b4f6-e684e0d4ad20,PRCTL_525_PM_01,Prctl_525_Pm_01,60,1,companyAcronym= | protocolName=IEEE C37.118.2-2011 | vendorAcronym= | vendorDeviceName= | interconnectionName=,,,,10,STTP,Streaming Telemetry Transport Protocol,4,2,LTSCBLU_1_FV_B,V,+,0,PRCTL_525_PM_01-PA2,0.0,1.0,Prctl_525_Pm_01 LTSCBLU_1_FV_B + Voltage Phase Angle,0,1,1,Degrees,Phasor,VPHA,Voltage Phase Angle,PA,-98.6,37.5,PPA:1220,2021-07-20 20:01:08
} | MaximumArchiveDays=90 | DesiredRemainingSpace=500,1221,GPA_PRCTL_525_PM_01-PM3:V,,46,8736f6c7-ad41-4b43-b4f6-e684e0d4ad20,PRCTL_525_PM_01,Prctl_525_Pm_01,60,1,companyAcronym= | protocolName=IEEE C37.118.2-2011 | vendorAcronym= | vendorDeviceName= | interconnectionName=,,,,10,STTP,Streaming Telemetry Transport Protocol,3,3,LTSCBLU_1_FV_C,V,+,0,PRCTL_525_PM_01-PM3,0.0,1.0,Prctl_525_Pm_01 LTSCBLU_1_FV_C + Voltage Magnitude,0,1,1,Volts,Phasor,VPHM,Voltage Magnitude,PM,-98.6,37.5,PPA:1221,2021-07-20 20:01:08
} | MaximumArchiveDays=90 | DesiredRemainingSpace=500,1222,GPA_PRCTL_525_PM_01-PA3:VH,,46,8736f6c7-ad41-4b43-b4f6-e684e0d4ad20,PRCTL_525_PM_01,Prctl_525_Pm_01,60,1,companyAcronym= | protocolName=IEEE C37.118.2-2011 | vendorAcronym= | vendorDeviceName= | interconnectionName=,,,,10,STTP,Streaming Telemetry Transport Protocol,4,3,LTSCBLU_1_FV_C,V,+,0,PRCTL_525_PM_01-PA3,0.0,1.0,Prctl_525_Pm_01 LTSCBLU_1_FV_C + Voltage Phase Angle,0,1,1,Degrees,Phasor,VPHA,Voltage Phase Angle,PA,-98.6,37.5,PPA:1222,2021-07-20 20:01:08
} | MaximumArchiveDays=90 | DesiredRemainingSpace=500,1223,GPA_PRCTL_525_PM_01-PM4:I,,46,8736f6c7-ad41-4b43-b4f6-e684e0d4ad20,PRCTL_525_PM_01,Prctl_525_Pm_01,60,1,companyAcronym= | protocolName=IEEE C37.118.2-2011 | vendorAcronym= | vendorDeviceName= | interconnectionName=,,,,10,STTP,Streaming Telemetry Transport Protocol,1,4,LTSCBLU_1_FA_A,I,+,0,PRCTL_525_PM_01-PM4,0.0,1.0,Prctl_525_Pm_01 LTSCBLU_1_FA_A + Current Magnitude,0,1,1,Amps,Phasor,IPHM,Current Magnitude,PM,-98.6,37.5,PPA:1223,2021-07-20 20:01:08
} | MaximumArchiveDays=90 | DesiredRemainingSpace=500,1224,GPA_PRCTL_525_PM_01-PA4:IH,,46,8736f6c7-ad41-4b43-b4f6-e684e0d4ad20,PRCTL_525_PM_01,Prctl_525_Pm_01,60,1,companyAcronym= | protocolName=IEEE C37.118.2-2011 | vendorAcronym= | vendorDeviceName= | interconnectionName=,,,,10,STTP,Streaming Telemetry Transport Protocol,2,4,LTSCBLU_1_FA_A,I,+,0,PRCTL_525_PM_01-PA4,0.0,1.0,Prctl_525_Pm_01 LTSCBLU_1_FA_A + Current Phase Angle,0,1,1,Degrees,Phasor,IPHA,Current Phase Angle,PA,-98.6,37.5,PPA:1224,2021-07-20 20:01:08
} | MaximumArchiveDays=90 | DesiredRemainingSpace=500,1225,GPA_PRCTL_525_PM_01-PM5:I,,46,8736f6c7-ad41-4b43-b4f6-e684e0d4ad20,PRCTL_525_PM_01,Prctl_525_Pm_01,60,1,companyAcronym= | protocolName=IEEE C37.118.2-2011 | vendorAcronym= | vendorDeviceName= | interconnectionName=,,,,10,STTP,Streaming Telemetry Transport Protocol,1,5,LTSCBLU_1_FA_B,I,+,0,PRCTL_525_PM_01-PM5,0.0,1.0,Prctl_525_Pm_01 LTSCBLU_1_FA_B + Current Magnitude,0,1,1,Amps,Phasor,IPHM,Current Magnitude,PM,-98.6,37.5,PPA:1225,2021-07-20 20:01:08
} | MaximumArchiveDays=90 | DesiredRemainingSpace=500,1226,GPA_PRCTL_525_PM_01-PA5:IH,,46,8736f6c7-ad41-4b43-b4f6-e684e0d4ad20,PRCTL_525_PM_01,Prctl_525_Pm_01,60,1,companyAcronym= | protocolName=IEEE C37.118.2-2011 | vendorAcronym= | vendorDeviceName= | interconnectionName=,,,,10,STTP,Streaming Telemetry Transport Protocol,2,5,LTSCBLU_1_FA_B,I,+,0,PRCTL_525_PM_01-PA5,0.0,1.0,Prctl_525_Pm_01 LTSCBLU_1_FA_B + Current Phase Angle,0,1,1,Degrees,Phasor,IPHA,Current Phase Angle,PA,-98.6,37.5,PPA:1226,2021-07-20 20:01:08
} | MaximumArchiveDays=90 | DesiredRemainingSpace=500,1227,GPA_PRCTL_525_PM_01-PM6:I,,46,8736f6c7-ad41-4b43-b4f6-e684e0d4ad20,PRCTL_525_PM_01,Prctl_525_Pm_01,60,1,companyAcronym= | protocolName=IEEE C37.118.2-2011 | vendorAcronym= | vendorDeviceName= | interconnectionName=,,,,10,STTP,Streaming Telemetry Transport Protocol,1,6,LTSCBLU_1_FA_C,I,+,0,PRCTL_525_PM_01-PM6,0.0,1.0,Prctl_525_Pm_01 LTSCBLU_1_FA_C + Current Magnitude,0,1,1,Amps,Phasor,IPHM,Current Magnitude,PM,-98.6,37.5,PPA:1227,2021-07-20 20:01:08
} | MaximumArchiveDays=90 | DesiredRemainingSpace=500,1228,GPA_PRCTL_525_PM_01-PA6:IH,,46,8736f6c7-ad41-4b43-b4f6-e684e0d4ad20,PRCTL_525_PM_01,Prctl_525_Pm_01,60,1,companyAcronym= | protocolName=IEEE C37.118.2-2011 | vendorAcronym= | vendorDeviceName= | interconnectionName=,,,,10,STTP,Streaming Telemetry Transport Protocol,2,6,LTSCBLU_1_FA_C,I,+,0,PRCTL_525_PM_01-PA6,0.0,1.0,Prctl_525_Pm_01 LTSCBLU_1_FA_C + Current Phase Angle,0,1,1,Degrees,Phasor,IPHA,Current Phase Angle,PA,-98.6,37.5,PPA:1228,2021-07-20 20:01:08
} | MaximumArchiveDays=90 | DesiredRemainingSpace=500,1229,GPA_PRCTL_525_PM_01-PM7:V,,46,8736f6c7-ad41-4b43-b4f6-e684e0d4ad20,PRCTL_525_PM_01,Prctl_525_Pm_01,60,1,companyAcronym= | protocolName=IEEE C37.118.2-2011 | vendorAcronym= | vendorDeviceName= | interconnectionName=,,,,10,STTP,Streaming Telemetry Transport Protocol,3,7,LTSCBLU_1_FV_P,V,+,0,PRCTL_525_PM_01-PM7,0.0,1.0,Prctl_525_Pm_01 LTSCBLU_1_FV_P + Voltage Magnitude,0,1,1,Volts,Phasor,VPHM,Voltage Magnitude,PM,-98.6,37.5,PPA:1229,2021-07-20 20:01:08
} | MaximumArchiveDays=90 | DesiredRemainingSpace=500,1230,GPA_PRCTL_525_PM_01-PA7:VH,,46,8736f6c7-ad41-4b43-b4f6-e684e0d4ad20,PRCTL_525_PM_01,Prctl_525_Pm_01,60,1,companyAcronym= | protocolName=IEEE C37.118.2-2011 | vendorAcronym= | vendorDeviceName= | interconnectionName=,,,,10,STTP,Streaming Telemetry Transport Protocol,4,7,LTSCBLU_1_FV_P,V,+,0,PRCTL_525_PM_01-PA7,0.0,1.0,Prctl_525_Pm_01 LTSCBLU_1_FV_P + Voltage Phase Angle,0,1,1,Degrees,Phasor,VPHA,Voltage Phase Angle,PA,-98.6,37.5,PPA:1230,2021-07-20 20:01:08
} | MaximumArchiveDays=90 | DesiredRemainingSpace=500,1231,GPA_PRCTL_525_PM_01-PM8:I,,46,8736f6c7-ad41-4b43-b4f6-e684e0d4ad20,PRCTL_525_PM_01,Prctl_525_Pm_01,60,1,companyAcronym= | protocolName=IEEE C37.118.2-2011 | vendorAcronym= | vendorDeviceName= | interconnectionName=,,,,10,STTP,Streaming Telemetry Transport Protocol,1,8,LTSCBLU_1_FA_P,I,+,0,PRCTL_525_PM_01-PM8,0.0,1.0,Prctl_525_Pm_01 LTSCBLU_1_FA_P + Current Magnitude,0,1,1,Amps,Phasor,IPHM,Current Magnitude,PM,-98.6,37.5,PPA:1231,2021-07-20 20:01:08
} | MaximumArchiveDays=90 | DesiredRemainingSpace=500,1232,GPA_PRCTL_525_PM_01-PA8:IH,,46,8736f6c7-ad41-4b43-b4f6-e684e0d4ad20,PRCTL_525_PM_01,Prctl_525_Pm_01,60,1,companyAcronym= | protocolName=IEEE C37.118.2-2011 | vendorAcronym= | vendorDeviceName= | interconnectionName=,,,,10,STTP,Streaming Telemetry Transport Protocol,2,8,LTSCBLU_1_FA_P,I,+,0,PRCTL_525_PM_01-PA8,0.0,1.0,Prctl_525_Pm_01 LTSCBLU_1_FA_P + Current Phase Angle,0,1,1,Degrees,Phasor,IPHA,Current Phase Angle,PA,-98.6,37.5,PPA:1232,2021-07-20 20:01:08
} | MaximumArchiveDays=90 | DesiredRemainingSpace=500,1233,GPA_SCBLU_525_PM_01:F,,47,8736f6c7-ad41-4b43-b4f6-e684e0d4ad20,SCBLU_525_PM_01,Scblu_525_Pm_01,60,1,companyAcronym= | protocolName=IEEE C37.118.2-2011 | vendorAcronym= | vendorDeviceName= | interconnectionName=,,,,10,STTP,Streaming Telemetry Transport Protocol,5,,,,,,SCBLU_525_PM_01-FQ,0.0,1.0,Scblu_525_Pm_01 Frequency,0,1,1,Hz,PMU,FREQ,Frequency,FQ,-98.6,37.5,PPA:1233,2021-07-20 20:01:08
} | MaximumArchiveDays=90 | DesiredRemainingSpace=500,1234,GPA_SCBLU_525_PM_01:DF,,47,8736f6c7-ad41-4b43-b4f6-e684e0d4ad20,SCBLU_525_PM_01,Scblu_525_Pm_01,60,1,companyAcronym= | protocolName=IEEE C37.118.2-2011 | vendorAcronym= | vendorDeviceName= | interconnectionName=,,,,10,STTP,Streaming Telemetry Transport Protocol,6,,,,,,SCBLU_525_PM_01-DF,0.0,1.0,Scblu_525_Pm_01 Frequency Delta (dF/dt),0,1,1,,PMU,DFDT,Frequency Delta (dF/dt),DF,-98.6,37.5,PPA:1234,2021-07-20 20:01:08
} | MaximumArchiveDays=90 | DesiredRemainingSpace=500,1235,GPA_SCBLU_525_PM_01:S,,47,8736f6c7-ad41-4b43-b4f6-e684e0d4ad20,SCBLU_525_PM_01,Scblu_525_Pm_01,60,1,companyAcronym= | protocolName=IEEE C37.118.2-2011 | vendorAcronym= | vendorDeviceName= | interconnectionName=,,,,10,STTP,Streaming Telemetry Transport Protocol,8,,,,,,SCBLU_525_PM_01-SF,0.0,1.0,Scblu_525_Pm_01 Status Flags,0,1,1,,PMU,FLAG,Status Flags,SF,-98.6,37.5,PPA:1235,2021-07-20 20:01:08
} | MaximumArchiveDays=90 | DesiredRemainingSpace=500,1236,GPA_SCBLU_525_PM_01-PM1:V,,47,8736f6c7-ad41-4b43-b4f6-e684e0d4ad20,SCBLU_525_PM_01,Scblu_525_Pm_01,60,1,companyAcronym= | protocolName=IEEE C37.118.2-2011 | vendorAcronym= | vendorDeviceName= | interconnectionName=,,,,10,STTP,Streaming Telemetry Transport Protocol,3,1,LTPRCTL_1_FV_A,V,+,0,SCBLU_525_PM_01-PM1,0.0,1.0,Scblu_525_Pm_01 LTPRCTL_1_FV_A + Voltage Magnitude,0,1,1,Volts,Phasor,VPHM,Voltage Magnitude,PM,-98.6,37.5,PPA:1236,2021-07-20 20:01:08
} | MaximumArchiveDays=90 | DesiredRemainingSpace=500,1237,GPA_SCBLU_525_PM_01-PA1:VH,,47,8736f6c7-ad41-4b43-b4f6-e684e0d4ad20,SCBLU_525_PM_01,Scblu_525_Pm_01,60,1,companyAcronym= | protocolName=IEEE C37.118.2-2011 | vendorAcronym= | vendorDeviceName= | interconnectionName=,,,,10,STTP,Streaming Telemetry Transport Protocol,4,1,LTPRCTL_1_FV_A,V,+,0,SCBLU_525_PM_01-PA1,0.0,1.0,Scblu_525_Pm_01 LTPRCTL_1_FV_A + Voltage Phase Angle,0,1,1,Degrees,Phasor,VPHA,Voltage Phase Angle,PA,-98.6,37.5,PPA:1237,2021-07-20 20:01:08
} | MaximumArchiveDays=90 | DesiredRemainingSpace=500,1238,GPA_SCBLU_525_PM_01-PM2:V,,47,8736f6c7-ad41-4b43-b4f6-e684e0d4ad20,SCBLU_525_PM_01,Scblu_525_Pm_01,60,1,companyAcronym= | protocolName=IEEE C37.118.2-2011 | vendorAcronym= | vendorDeviceName= | interconnectionName=,,,,10,STTP,Streaming Telemetry Transport Protocol,3,2,LTPRCTL_1_FV_B,V,+,0,SCBLU_525_PM_01-PM2,0.0,1.0,Scblu_525_Pm_01 LTPRCTL_1_FV_B + Voltage Magnitude,0,1,1,Volts,Phasor,VPHM,Voltage Magnitude,PM,-98.6,37.5,PPA:1238,2021-07-20 20:01:08
} | MaximumArchiveDays=90 | DesiredRemainingSpace=500,1239,GPA_SCBLU_525_PM_01-PA2:VH,,47,8736f6c7-ad41-4b43-b4f6-e684e0d4ad20,SCBLU_525_PM_01,Scblu_525_Pm_01,60,1,companyAcronym= | protocolName=IEEE C37.118.2-2011 | vendorAcronym= | vendorDeviceName= | interconnectionName=,,,,10,STTP,Streaming Telemetry Transport Protocol,4,2,LTPRCTL_1_FV_B,V,+,0,SCBLU_525_PM_01-PA2,0.0,1.0,Scblu_525_Pm_01 LTPRCTL_1_FV_B + Voltage Phase Angle,0,1,1,Degrees,Phasor,VPHA,Voltage Phase Angle,PA,-98.6,37.5,PPA:1239,2021-07-20 20:01:08
} | MaximumArchiveDays=90 | DesiredRemainingSpace=500,1240,GPA_SCBLU_525_PM_01-PM3:V,,47,8736f6c7-ad41-4b43-b4f6-e684e0d4ad20,SCBLU_525_PM_01,Scblu_525_Pm_01,60,1,companyAcronym= | protocolName=IEEE C37.118.2-2011 | vendorAcronym= | vendorDeviceName= | interconnectionName=,,,,10,STTP,Streaming Telemetry Transport Protocol,3,3,LTPRCTL_1_FV_C,V,+,0,SCBLU_525_PM_01-PM3,0.0,1.0,Scblu_525_Pm_01 LTPRCTL_1_FV_C + Voltage Magnitude,0,1,1,Volts,Phasor,VPHM,Voltage Magnitude,PM,-98.6,37.5,PPA:1240,2021-07-20 20:01:08
} | MaximumArchiveDays=90 | DesiredRemainingSpace=500,1241,GPA_SCBLU_525_PM_01-PA3:VH,,47,8736f6c7-ad41-4b43-b4f6-e684e0d4ad20,SCBLU_525_PM_01,Scblu_525_Pm_01,60,1,companyAcronym= | protocolName=IEEE C37.118.2-2011 | vendorAcronym= | vendorDeviceName= | interconnectionName=,,,,10,STTP,Streaming Telemetry Transport Protocol,4,3,LTPRCTL_1_FV_C,V,+,0,SCBLU_525_PM_01-PA3,0.0,1.0,Scblu_525_Pm_01 LTPRCTL_1_FV_C + Voltage Phase Angle,0,1,1,Degrees,Phasor,VPHA,Voltage Phase Angle,PA,-98.6,37.5,PPA:1241,2021-07-20 20:01:08
} | MaximumArchiveDays=90 | DesiredRemainingSpace=500,1242,GPA_SCBLU_525_PM_01-PM4:I,,47,8736f6c7-ad41-4b43-b4f6-e684e0d4ad20,SCBLU_525_PM_01,Scblu_525_Pm_01,60,1,companyAcronym= | protocolName=IEEE C37.118.2-2011 | vendorAcronym= | vendorDeviceName= | interconnectionName=,,,,10,STTP,Streaming Telemetry Transport Protocol,1,4,LTPRCTL_1_FA_A,I,+,0,SCBLU_525_PM_01-PM4,0.0,1.0,Scblu_525_Pm_01 LTPRCTL_1_FA_A + Current Magnitude,0,1,1,Amps,Phasor,IPHM,Current Magnitude,PM,-98.6,37.5,PPA:1242,2021-07-20 20:01:08
} | MaximumArchiveDays=90 | DesiredRemainingSpace=500,1243,GPA_SCBLU_525_PM_01-PA4:IH,,47,8736f6c7-ad41-4b43-b4f6-e684e0d4ad20,SCBLU_525_PM_01,Scblu_525_Pm_01,60,1,companyAcronym= | protocolName=IEEE C37.118.2-2011 | vendorAcronym= | vendorDeviceName= | interconnectionName=,,,,10,STTP,Streaming Telemetry Transport Protocol,2,4,LTPRCTL_1_FA_A,I,+,0,SCBLU_525_PM_01-PA4,0.0,1.0,Scblu_525_Pm_01 LTPRCTL_1_FA_A + Current Phase Angle,0,1,1,Degrees,Phasor,IPHA,Current Phase Angle,PA,-98.6,37.5,PPA:1243,2021-07-20 20:01:08
} | MaximumArchiveDays=90 | DesiredRemainingSpace=500,1244,GPA_SCBLU_525_PM_01-PM5:I,,47,8736f6c7-ad41-4b43-b4f6-e684e0d4ad20,SCBLU_525_PM_01,Scblu_525_Pm_01,60,1,companyAcronym= | protocolName=IEEE C37.118.2-2011 | vendorAcronym= | vendorDeviceName= | interconnectionName=,,,,10,STTP,Streaming Telemetry Transport Protocol,1,5,LTPRCTL_1_FA_B,I,+,0,SCBLU_525_PM_01-PM5,0.0,1.0,Scblu_525_Pm_01 LTPRCTL_1_FA_B + Current Magnitude,0,1,1,Amps,Phasor,IPHM,Current Magnitude,PM,-98.6,37.5,PPA:1244,2021-07-20 20:01:08
} | MaximumArchiveDays=90 | DesiredRemainingSpace=500,1245,GPA_SCBLU_525_PM_01-PA5:IH,,47,8736f6c7-ad41-4b43-b4f6-e684e0d4ad20,SCBLU_525_PM_01,Scblu_525_Pm_01,60,1,companyAcronym= | protocolName=IEEE C37.118.2-2011 | vendorAcronym= | vendorDeviceName= | interconnectionName=,,,,10,STTP,Streaming Telemetry Transport Protocol,2,5,LTPRCTL_1_FA_B,I,+,0,SCBLU_525_PM_01-PA5,0.0,1.0,Scblu_525_Pm_01 LTPRCTL_1_FA_B + Current Phase Angle,0,1,1,Degrees,Phasor,IPHA,Current Phase Angle,PA,-98.6,37.5,PPA:1245,2021-07-20 20:01:08
} | MaximumArchiveDays=90 | DesiredRemainingSpace=500,1246,GPA_SCBLU_525_PM_01-PM6:I,,47,8736f6c7-ad41-4b43-b4f6-e684e0d4ad20,SCBLU_525_PM_01,Scblu_525_Pm_01,60,1,companyAcronym= | protocolName=IEEE C37.118.2-2011 | vendorAcronym= | vendorDeviceName= | interconnectionName=,,,,10,STTP,Streaming Telemetry Transport Protocol,1,6,LTPRCTL_1_FA_C,I,+,0,SCBLU_525_PM_01-PM6,0.0,1.0,Scblu_525_Pm_01 LTPRCTL_1_FA_C + Current Magnitude,0,1,1,Amps,Phasor,IPHM,Current Magnitude,PM,-98.6,37.5,PPA:1246,2021-07-20 20:01:08
} | MaximumArchiveDays=90 | DesiredRemainingSpace=500,1247,GPA_SCBLU_525_PM_01-PA6:IH,,47,8736f6c7-ad41-4b43-b4f6-e684e0d4ad20,SCBLU_525_PM_01,Scblu_525_Pm_01,60,1,companyAcronym= | protocolName=IEEE C37.118.2-2011 | vendorAcronym= | vendorDeviceName= | interconnectionName=,,,,10,STTP,Streaming Telemetry Transport Protocol,2,6,LTPRCTL_1_FA_C,I,+,0,SCBLU_525_PM_01-PA6,0.0,1.0,Scblu_525_Pm_01 LTPRCTL_1_FA_C + Current Phase Angle,0,1,1,Degrees,Phasor,IPHA,Current Phase Angle,PA,-98.6,37.5,PPA:1247,2021-07-20 20:01:08
} | MaximumArchiveDays=90 | DesiredRemainingSpace=500,1248,GPA_SCBLU_525_PM_01-PM7:V,,47,8736f6c7-ad41-4b43-b4f6-e684e0d4ad20,SCBLU_525_PM_01,Scblu_525_Pm_01,60,1,companyAcronym= | protocolName=IEEE C37.118.2-2011 | vendorAcronym= | vendorDeviceName= | interconnectionName=,,,,10,STTP,Streaming Telemetry Transport Protocol,3,7,LTPRCTL_1_FV_P,V,+,0,SCBLU_525_PM_01-PM7,0.0,1.0,Scblu_525_Pm_01 LTPRCTL_1_FV_P + Voltage Magnitude,0,1,1,Volts,Phasor,VPHM,Voltage Magnitude,PM,-98.6,37.5,PPA:1248,2021-07-20 20:01:08
} | MaximumArchiveDays=90 | DesiredRemainingSpace=500,1249,GPA_SCBLU_525_PM_01-PA7:VH,,47,8736f6c7-ad41-4b43-b4f6-e684e0d4ad20,SCBLU_525_PM_01,Scblu_525_Pm_01,60,1,companyAcronym= | protocolName=IEEE C37.118.2-2011 | vendorAcronym= | vendorDeviceName= | interconnectionName=,,,,10,STTP,Streaming Telemetry Transport Protocol,4,7,LTPRCTL_1_FV_P,V,+,0,SCBLU_525_PM_01-PA7,0.0,1.0,Scblu_525_Pm_01 LTPRCTL_1_FV_P + Voltage Phase Angle,0,1,1,Degrees,Phasor,VPHA,Voltage Phase Angle,PA,-98.6,37.5,PPA:1249,2021-07-20 20:01:08
} | MaximumArchiveDays=90 | DesiredRemainingSpace=500,1250,GPA_SCBLU_525_PM_01-PM8:I,,47,8736f6c7-ad41-4b43-b4f6-e684e0d4ad20,SCBLU_525_PM_01,Scblu_525_Pm_01,60,1,companyAcronym= | protocolName=IEEE C37.118.2-2011 | vendorAcronym= | vendorDeviceName= | interconnectionName=,,,,10,STTP,Streaming Telemetry Transport Protocol,1,8,LTPRCTL_1_FA_P,I,+,0,SCBLU_525_PM_01-PM8,0.0,1.0,Scblu_525_Pm_01 LTPRCTL_1_FA_P + Current Magnitude,0,1,1,Amps,Phasor,IPHM,Current Magnitude,PM,-98.6,37.5,PPA:1250,2021-07-20 20:01:08
} | MaximumArchiveDays=90 | DesiredRemainingSpace=500,1251,GPA_SCBLU_525_PM_01-PA8:IH,,47,8736f6c7-ad41-4b43-b4f6-e684e0d4ad20,SCBLU_525_PM_01,Scblu_525_Pm_01,60,1,companyAcronym= | protocolName=IEEE C37.118.2-2011 | vendorAcronym= | vendorDeviceName= | interconnectionName=,,,,10,STTP,Streaming Telemetry Transport Protocol,2,8,LTPRCTL_1_FA_P,I,+,0,SCBLU_525_PM_01-PA8,0.0,1.0,Scblu_525_Pm_01 LTPRCTL_1_FA_P + Current Phase Angle,0,1,1,Degrees,Phasor,IPHA,Current Phase Angle,PA,-98.6,37.5,PPA:1251,2021-07-20 20:01:08
} | MaximumArchiveDays=90 | DesiredRemainingSpace=500,1252,ONS_PRCVO_525_PM_01!PMU:ST1,,35,8736f6c7-ad41-4b43-b4f6-e684e0d4ad20,PRCVO_525_PM_01,Prcvo_525_Pm_01,60,1,companyAcronym= | protocolName=IEEE C37.118.2-2011 | vendorAcronym= | vendorDeviceName= | interconnectionName=,,,,10,STTP,Streaming Telemetry Transport Protocol,11,,,,,,PRCVO_525_PM_01!PMU-ST1,0.0,1.0,Device statistic for Number of data quality errors reported by device during last reporting interval.,0,1,1,,Any,STAT,Statistic,ST,-98.6,37.5,PPA:1252,2021-07-20 20:01:08
} | MaximumArchiveDays=90 | DesiredRemainingSpace=500,1253,ONS_PRCVO_525_PM_01!PMU:ST2,,35,8736f6c7-ad41-4b43-b4f6-e684e0d4ad20,PRCVO_525_PM_01,Prcvo_525_Pm_01,60,1,companyAcronym= | protocolName=IEEE C37.118.2-2011 | vendorAcronym= | vendorDeviceName= | interconnectionName=,,,,10,STTP,Streaming Telemetry Transport Protocol,11,,,,,,PRCVO_525_PM_01!PMU-ST2,0.0,1.0,Device statistic for Number of time quality errors reported by device during last reporting interval.,0,1,1,,Any,STAT,Statistic,ST,-98.6,37.5,PPA:1253,2021-07-20 20:01:08
} | MaximumArchiveDays=90 | DesiredRemainingSpace=500,1254,ONS_PRCVO_525_PM_01!PMU:ST3,,35,8736f6c7-ad41-4b43-b4f6-e684e0d4ad20,PRCVO_525_PM_01,Prcvo_525_Pm_01,60,1,companyAcronym= | protocolName=IEEE C37.118.2-2011 | vendorAcronym= | vendorDeviceName= | interconnectionName=,,,,10,STTP,Streaming Telemetry Transport Protocol,11,,,,,,PRCVO_525_PM_01!PMU-ST3,0.0,1.0,Device statistic for Number of device errors reported by device during last reporting interval.,0,1,1,,Any,STAT,Statistic,ST,-98.6,37.5,PPA:1254,2021-07-20 20:01:08
} | MaximumArchiveDays=90 | DesiredRemainingSpace=500,1255,ONS_PRCVO_525_PM_01!PMU:ST4,,35,8736f6c7-ad41-4b43-b4f6-e684e0d4ad20,PRCVO_525_PM_01,Prcvo_525_Pm_01,60,1,companyAcronym= | protocolName=IEEE C37.118.2-2011 | vendorAcronym= | vendorDeviceName= | interconnectionName=,,,,10,STTP,Streaming Telemetry Transport Protocol,11,,,,,,PRCVO_525_PM_01!PMU-ST4,0.0,1.0,Device statistic for Number of measurements received from device during last reporting interval.,0,1,1,,Any,STAT,Statistic,ST,-98.6,37.5,PPA:1255,2021-07-20 20:01:08
} | MaximumArchiveDays=90 | DesiredRemainingSpace=500,1256,ONS_PRCVO_525_PM_01!PMU:ST5,,35,8736f6c7-ad41-4b43-b4f6-e684e0d4ad20,PRCVO_525_PM_01,Prcvo_525_Pm_01,60,1,companyAcronym= | protocolName=IEEE C37.118.2-2011 | vendorAcronym= | vendorDeviceName= | interconnectionName=,,,,10,STTP,Streaming Telemetry Transport Protocol,11,,,,,,PRCVO_525_PM_01!PMU-ST5,0.0,1.0,Device statistic for Expected number of measurements received from device during last reporting interval.,0,1,1,,Any,STAT,Statistic,ST,-98.6,37.5,PPA:1256,2021-07-20 20:01:08
} | MaximumArchiveDays=90 | DesiredRemainingSpace=500,1257,ONS_PRCVO_525_PM_01!PMU:ST6,,35,8736f6c7-ad41-4b43-b4f6-e684e0d4ad20,PRCVO_525_PM_01,Prcvo_525_Pm_01,60,1,companyAcronym= | protocolName=IEEE C37.118.2-2011 | vendorAcronym= | vendorDeviceName= | interconnectionName=,,,,10,STTP,Streaming Telemetry Transport Protocol,11,,,,,,PRCVO_525_PM_01!PMU-ST6,0.0,1.0,Device statistic for Number of measurements received while device was reporting errors during last reporting interval.,0,1,1,,Any,STAT,Statistic,ST,-98.6,37.5,PPA:1257,2021-07-20 20:01:08
} | MaximumArchiveDays=90 | DesiredRemainingSpace=500,1258,ONS_PRCVO_525_PM_01!PMU:ST7,,35,8736f6c7-ad41-4b43-b4f6-e684e0d4ad20,PRCVO_525_PM_01,Prcvo_525_Pm_01,60,1,companyAcronym= | protocolName=IEEE C37.118.2-2011 | vendorAcronym= | vendorDeviceName= | interconnectionName=,,,,10,STTP,Streaming Telemetry Transport Protocol,11,,,,,,PRCVO_525_PM_01!PMU-ST7,0.0,1.0,Device statistic for Number of defined measurements (per frame) from device during last reporting interval.,0,1,1,,Any,STAT,Statistic,ST,-98.6,37.5,PPA:1258,2021-07-20 20:01:08
} | MaximumArchiveDays=90 | DesiredRemainingSpace=500,1259,ONS_PRBTA_525_PM_01!PMU:ST1,,36,8736f6c7-ad41-4b43-b4f6-e684e0d4ad20,PRBTA_525_PM_01,Prbta_525_Pm_01,60,1,companyAcronym= | protocolName=IEEE C37.118.2-2011 | vendorAcronym= | vendorDeviceName= | interconnectionName=,,,,10,STTP,Streaming Telemetry Transport Protocol,11,,,,,,PRBTA_525_PM_01!PMU-ST1,0.0,1.0,Device statistic for Number of data quality errors reported by device during last reporting interval.,0,1,1,,Any,STAT,Statistic,ST,-98.6,37.5,PPA:1259,2021-07-20 20:01:08
} | MaximumArchiveDays=90 | DesiredRemainingSpace=500,1260,ONS_PRBTA_525_PM_01!PMU:ST2,,36,8736f6c7-ad41-4b43-b4f6-e684e0d4ad20,PRBTA_525_PM_01,Prbta_525_Pm_01,60,1,companyAcronym= | protocolName=IEEE C37.118.2-2011 | vendorAcronym= | vendorDeviceName= | interconnectionName=,,,,10,STTP,Streaming Telemetry Transport Protocol,11,,,,,,PRBTA_525_PM_01!PMU-ST2,0.0,1.0,Device statistic for Number of time quality errors reported by device during last reporting interval.,0,1,1,,Any,STAT,Statistic,ST,-98.6,37.5,PPA:1260,2021-07-20 20:01:08
} | MaximumArchiveDays=90 | DesiredRemainingSpace=500,1261,ONS_PRBTA_525_PM_01!PMU:ST3,,36,8736f6c7-ad41-4b43-b4f6-e684e0d4ad20,PRBTA_525_PM_01,Prbta_525_Pm_01,60,1,companyAcronym= | protocolName=IEEE C37.118.2-2011 | vendorAcronym= | vendorDeviceName= | interconnectionName=,,,,10,STTP,Streaming Telemetry Transport Protocol,11,,,,,,PRBTA_525_PM_01!PMU-ST3,0.0,1.0,Device statistic for Number of device errors reported by device during last reporting interval.,0,1,1,,Any,STAT,Statistic,ST,-98.6,37.5,PPA:1261,2021-07-20 20:01:08
} | MaximumArchiveDays=90 | DesiredRemainingSpace=500,1262,ONS_PRBTA_525_PM_01!PMU:ST4,,36,8736f6c7-ad41-4b43-b4f6-e684e0d4ad20,PRBTA_525_PM_01,Prbta_525_Pm_01,60,1,companyAcronym= | protocolName=IEEE C37.118.2-2011 | vendorAcronym= | vendorDeviceName= | interconnectionName=,,,,10,STTP,Streaming Telemetry Transport Protocol,11,,,,,,PRBTA_525_PM_01!PMU-ST4,0.0,1.0,Device statistic for Number of measurements received from device during last reporting interval.,0,1,1,,Any,STAT,Statistic,ST,-98.6,37.5,PPA:1262,2021-07-20 20:01:08
} | MaximumArchiveDays=90 | DesiredRemainingSpace=500,1263,ONS_PRBTA_525_PM_01!PMU:ST5,,36,8736f6c7-ad41-4b43-b4f6-e684e0d4ad20,PRBTA_525_PM_01,Prbta_525_Pm_01,60,1,companyAcronym= | protocolName=IEEE C37.118.2-2011 | vendorAcronym= | vendorDeviceName= | interconnectionName=,,,,10,STTP,Streaming Telemetry Transport Protocol,11,,,,,,PRBTA_525_PM_01!PMU-ST5,0.0,1.0,Device statistic for Expected number of measurements received from device during last reporting interval.,0,1,1,,Any,STAT,Statistic,ST,-98.6,37.5,PPA:1263,2021-07-20 20:01:08
} | MaximumArchiveDays=90 | DesiredRemainingSpace=500,1264,ONS_PRBTA_525_PM_01!PMU:ST6,,36,8736f6c7-ad41-4b43-b4f6-e684e0d4ad20,PRBTA_525_PM_01,Prbta_525_Pm_01,60,1,companyAcronym= | protocolName=IEEE C37.118.2-2011 | vendorAcronym= | vendorDeviceName= | interconnectionName=,,,,10,STTP,Streaming Telemetry Transport Protocol,11,,,,,,PRBTA_525_PM_01!PMU-ST6,0.0,1.0,Device statistic for Number of measurements received while device was reporting errors during last reporting interval.,0,1,1,,Any,STAT,Statistic,ST,-98.6,37.5,PPA:1264,2021-07-20 20:01:08
} | MaximumArchiveDays=90 | DesiredRemainingSpace=500,1265,ONS_PRBTA_525_PM_01!PMU:ST7,,36,8736f6c7-ad41-4b43-b4f6-e684e0d4ad20,PRBTA_525_PM_01,Prbta_525_Pm_01,60,1,companyAcronym= | protocolName=IEEE C37.118.2-2011 | vendorAcronym= | vendorDeviceName= | interconnectionName=,,,,10,STTP,Streaming Telemetry Transport Protocol,11,,,,,,PRBTA_525_PM_01!PMU-ST7,0.0,1.0,Device statistic for Number of defined measurements (per frame) from device during last reporting interval.,0,1,1,,Any,STAT,Statistic,ST,-98.6,37.5,PPA:1265,2021-07-20 20:01:08
} | MaximumArchiveDays=90 | DesiredRemainingSpace=500,1266,ONS_PRSCX_525_PM_01!PMU:ST1,,37,8736f6c7-ad41-4b43-b4f6-e684e0d4ad20,PRSCX_525_PM_01,Prscx_525_Pm_01,60,1,companyAcronym= | protocolName=IEEE C37.118.2-2011 | vendorAcronym= | vendorDeviceName= | interconnectionName=,,,,10,STTP,Streaming Telemetry Transport Protocol,11,,,,,,PRSCX_525_PM_01!PMU-ST1,0.0,1.0,Device statistic for Number of data quality errors reported by device during last reporting interval.,0,1,1,,Any,STAT,Statistic,ST,-98.6,37.5,PPA:1266,2021-07-20 20:01:08
} | MaximumArchiveDays=90 | DesiredRemainingSpace=500,1267,ONS_PRSCX_525_PM_01!PMU:ST2,,37,8736f6c7-ad41-4b43-b4f6-e684e0d4ad20,PRSCX_525_PM_01,Prscx_525_Pm_01,60,1,companyAcronym= | protocolName=IEEE C37.118.2-2011 | vendorAcronym= | vendorDeviceName= | interconnectionName=,,,,10,STTP,Streaming Telemetry Transport Protocol,11,,,,,,PRSCX_525_PM_01!PMU-ST2,0.0,1.0,Device statistic for Number of time quality errors reported by device during last reporting interval.,0,1,1,,Any,STAT,Statistic,ST,-98.6,37.5,PPA:1267,2021-07-20 20:01:08
} | MaximumArchiveDays=90 | DesiredRemainingSpace=500,1268,ONS_PRSCX_525_PM_01!PMU:ST3,,37,8736f6c7-ad41-4b43-b4f6-e684e0d4ad20,PRSCX_525_PM_01,Prscx_525_Pm_01,60,1,companyAcronym= | protocolName=IEEE C37.118.2-2011 | vendorAcronym= | vendorDeviceName= | interconnectionName=,,,,10,STTP,Streaming Telemetry Transport Protocol,11,,,,,,PRSCX_525_PM_01!PMU-ST3,0.0,1.0,Device statistic for Number of device errors reported by device during last reporting interval.,0,1,1,,Any,STAT,Statistic,ST,-98.6,37.5,PPA:1268,2021-07-20 20:01:08
} | MaximumArchiveDays=90 | DesiredRemainingSpace=500,1269,ONS_PRSCX_525_PM_01!PMU:ST4,,37,8736f6c7-ad41-4b43-b4f6-e684e0d4ad20,PRSCX_525_PM_01,Prscx_525_Pm_01,60,1,companyAcronym= | protocolName=IEEE C37.118.2-2011 | vendorAcronym= | vendorDeviceName= | interconnectionName=,,,,10,STTP,Streaming Telemetry Transport Protocol,11,,,,,,PRSCX_525_PM_01!PMU-ST4,0.0,1.0,Device statistic for Number of measurements received from device during last reporting interval.,0,1,1,,Any,STAT,Statistic,ST,-98.6,37.5,PPA:1269,2021-07-20 20:01:08
} | MaximumArchiveDays=90 | DesiredRemainingSpace=500,1270,ONS_PRSCX_525_PM_01!PMU:ST5,,37,8736f6c7-ad41-4b43-b4f6-e684e0d4ad20,PRSCX_525_PM_01,Prscx_525_Pm_01,60,1,companyAcronym= | protocolName=IEEE C37.118.2-2011 | vendorAcronym= | vendorDeviceName= | interconnectionName=,,,,10,STTP,Streaming Telemetry Transport Protocol,11,,,,,,PRSCX_525_PM_01!PMU-ST5,0.0,1.0,Device statistic for Expected number of measurements received from device during last reporting interval.,0,1,1,,Any,STAT,Statistic,ST,-98.6,37.5,PPA:1270,2021-07-20 20:01:08
} | MaximumArchiveDays=90 | DesiredRemainingSpace=500,1271,ONS_PRSCX_525_PM_01!PMU:ST6,,37,8736f6c7-ad41-4b43-b4f6-e684e0d4ad20,PRSCX_525_PM_01,Prscx_525_Pm_01,60,1,companyAcronym= | protocolName=IEEE C37.118.2-2011 | vendorAcronym= | vendorDeviceName= | interconnectionName=,,,,10,STTP,Streaming Telemetry Transport Protocol,11,,,,,,PRSCX_525_PM_01!PMU-ST6,0.0,1.0,Device statistic for Number of measurements received while device was reporting errors during last reporting interval.,0,1,1,,Any,STAT,Statistic,ST,-98.6,37.5,PPA:1271,2021-07-20 20:01:08
} | MaximumArchiveDays=90 | DesiredRemainingSpace=500,1272,ONS_PRSCX_525_PM_01!PMU:ST7,,37,8736f6c7-ad41-4b43-b4f6-e684e0d4ad20,PRSCX_525_PM_01,Prscx_525_Pm_01,60,1,companyAcronym= | protocolName=IEEE C37.118.2-2011 | vendorAcronym= | vendorDeviceName= | interconnectionName=,,,,10,STTP,Streaming Telemetry Transport Protocol,11,,,,,,PRSCX_525_PM_01!PMU-ST7,0.0,1.0,Device statistic for Number of defined measurements (per frame) from device during last reporting interval.,0,1,1,,Any,STAT,Statistic,ST,-98.6,37.5,PPA:1272,2021-07-20 20:01:08
} | MaximumArchiveDays=90 | DesiredRemainingSpace=500,1273,ONS_PRSGD_525_PM_01!PMU:ST1,,38,8736f6c7-ad41-4b43-b4f6-e684e0d4ad20,PRSGD_525_PM_01,Prsgd_525_Pm_01,60,1,companyAcronym= | protocolName=IEEE C37.118.2-2011 | vendorAcronym= | vendorDeviceName= | interconnectionName=,,,,10,STTP,Streaming Telemetry Transport Protocol,11,,,,,,PRSGD_525_PM_01!PMU-ST1,0.0,1.0,Device statistic for Number of data quality errors reported by device during last reporting interval.,0,1,1,,Any,STAT,Statistic,ST,-98.6,37.5,PPA:1273,2021-07-20 20:01:08
} | MaximumArchiveDays=90 | DesiredRemainingSpace=500,1274,ONS_PRSGD_525_PM_01!PMU:ST2,,38,8736f6c7-ad41-4b43-b4f6-e684e0d4ad20,PRSGD_525_PM_01,Prsgd_525_Pm_01,60,1,companyAcronym= | protocolName=IEEE C37.118.2-2011 | vendorAcronym= | vendorDeviceName= | interconnectionName=,,,,10,STTP,Streaming Telemetry Transport Protocol,11,,,,,,PRSGD_525_PM_01!PMU-ST2,0.0,1.0,Device statistic for Number of time quality errors reported by device during last reporting interval.,0,1,1,,Any,STAT,Statistic,ST,-98.6,37.5,PPA:1274,2021-07-20 20:01:08
} | MaximumArchiveDays=90 | DesiredRemainingSpace=500,1275,ONS_PRSGD_525_PM_01!PMU:ST3,,38,8736f6c7-ad41-4b43-b4f6-e684e0d4ad20,PRSGD_525_PM_01,Prsgd_525_Pm_01,60,1,companyAcronym= | protocolName=IEEE C37.118.2-2011 | vendorAcronym= | vendorDeviceName= | interconnectionName=,,,,10,STTP,Streaming Telemetry Transport Protocol,11,,,,,,PRSGD_525_PM_01!PMU-ST3,0.0,1.0,Device statistic for Number of device errors reported by device during last reporting interval.,0,1,1,,Any,STAT,Statistic,ST,-98.6,37.5,PPA:1275,2021-07-20 20:01:08
} | MaximumArchiveDays=90 | DesiredRemainingSpace=500,1276,ONS_PRSGD_525_PM_01!PMU:ST4,,38,8736f6c7-ad41-4b43-b4f6-e684e0d4ad20,PRSGD_525_PM_01,Prsgd_525_Pm_01,60,1,companyAcronym= | protocolName=IEEE C37.118.2-2011 | vendorAcronym= | vendorDeviceName= | interconnectionName=,,,,10,STTP,Streaming Telemetry Transport Protocol,11,,,,,,PRSGD_525_PM_01!PMU-ST4,0.0,1.0,Device statistic for Number of measurements received from device during last reporting interval.,0,1,1,,Any,STAT,Statistic,ST,-98.6,37.5,PPA:1276,2021-07-20 20:01:08
} | MaximumArchiveDays=90 | DesiredRemainingSpace=500,1277,ONS_PRSGD_525_PM_01!PMU:ST5,,38,8736f6c7-ad41-4b43-b4f6-e684e0d4ad20,PRSGD_525_PM_01,Prsgd_525_Pm_01,60,1,companyAcronym= | protocolName=IEEE C37.118.2-2011 | vendorAcronym= | vendorDeviceName= | interconnectionName=,,,,10,STTP,Streaming Telemetry Transport Protocol,11,,,,,,PRSGD_525_PM_01!PMU-ST5,0.0,1.0,Device statistic for Expected number of measurements received from device during last reporting interval.,0,1,1,,Any,STAT,Statistic,ST,-98.6,37.5,PPA:1277,2021-07-20 20:01:08
} | MaximumArchiveDays=90 | DesiredRemainingSpace=500,1278,ONS_PRSGD_525_PM_01!PMU:ST6,,38,8736f6c7-ad41-4b43-b4f6-e684e0d4ad20,PRSGD_525_PM_01,Prsgd_525_Pm_01,60,1,companyAcronym= | protocolName=IEEE C37.118.2-2011 | vendorAcronym= | vendorDeviceName= | interconnectionName=,,,,10,STTP,Streaming Telemetry Transport Protocol,11,,,,,,PRSGD_525_PM_01!PMU-ST6,0.0,1.0,Device statistic for Number of measurements received while device was reporting errors during last reporting interval.,0,1,1,,Any,STAT,Statistic,ST,-98.6,37.5,PPA:1278,2021-07-20 20:01:08
} | MaximumArchiveDays=90 | DesiredRemainingSpace=500,1279,ONS_PRSGD_525_PM_01!PMU:ST7,,38,8736f6c7-ad41-4b43-b4f6-e684e0d4ad20,PRSGD_525_PM_01,Prsgd_525_Pm_01,60,1,companyAcronym= | protocolName=IEEE C37.118.2-2011 | vendorAcronym= | vendorDeviceName= | interconnectionName=,,,,10,STTP,Streaming Telemetry Transport Protocol,11,,,,,,PRSGD_525_PM_01!PMU-ST7,0.0,1.0,Device statistic for Number of defined measurements (per frame) from device during last reporting interval.,0,1,1,,Any,STAT,Statistic,ST,-98.6,37.5,PPA:1279,2021-07-20 20:01:08
} | MaximumArchiveDays=90 | DesiredRemainingSpace=500,1280,ONS_PRSSA_525_PM_01!PMU:ST1,,39,8736f6c7-ad41-4b43-b4f6-e684e0d4ad20,PRSSA_525_PM_01,Prssa_525_Pm_01,60,1,companyAcronym= | protocolName=IEEE C37.118.2-2011 | vendorAcronym= | vendorDeviceName= | interconnectionName=,,,,10,STTP,Streaming Telemetry Transport Protocol,11,,,,,,PRSSA_525_PM_01!PMU-ST1,0.0,1.0,Device statistic for Number of data quality errors reported by device during last reporting interval.,0,1,1,,Any,STAT,Statistic,ST,-98.6,37.5,PPA:1280,2021-07-20 20:01:08
} | MaximumArchiveDays=90 | DesiredRemainingSpace=500,1281,ONS_PRSSA_525_PM_01!PMU:ST2,,39,8736f6c7-ad41-4b43-b4f6-e684e0d4ad20,PRSSA_525_PM_01,Prssa_525_Pm_01,60,1,companyAcronym= | protocolName=IEEE C37.118.2-2011 | vendorAcronym= | vendorDeviceName= | interconnectionName=,,,,10,STTP,Streaming Telemetry Transport Protocol,11,,,,,,PRSSA_525_PM_01!PMU-ST2,0.0,1.0,Device statistic for Number of time quality errors reported by device during last reporting interval.,0,1,1,,Any,STAT,Statistic,ST,-98.6,37.5,PPA:1281,2021-07-20 20:01:08
} | MaximumArchiveDays=90 | DesiredRemainingSpace=500,1282,ONS_PRSSA_525_PM_01!PMU:ST3,,39,8736f6c7-ad41-4b43-b4f6-e684e0d4ad20,PRSSA_525_PM_01,Prssa_525_Pm_01,60,1,companyAcronym= | protocolName=IEEE C37.118.2-2011 | vendorAcronym= | vendorDeviceName= | interconnectionName=,,,,10,STTP,Streaming Telemetry Transport Protocol,11,,,,,,PRSSA_525_PM_01!PMU-ST3,0.0,1.0,Device statistic for Number of device errors reported by device during last reporting interval.,0,1,1,,Any,STAT,Statistic,ST,-98.6,37.5,PPA:1282,2021-07-20 20:01:08
} | MaximumArchiveDays=90 | DesiredRemainingSpace=500,1283,ONS_PRSSA_525_PM_01!PMU:ST4,,39,8736f6c7-ad41-4b43-b4f6-e684e0d4ad20,PRSSA_525_PM_01,Prssa_525_Pm_01,60,1,companyAcronym= | protocolName=IEEE C37.118.2-2011 | vendorAcronym= | vendorDeviceName= | interconnectionName=,,,,10,STTP,Streaming Telemetry Transport Protocol,11,,,,,,PRSSA_525_PM_01!PMU-ST4,0.0,1.0,Device statistic for Number of measurements received from device during last reporting interval.,0,1,1,,Any,STAT,Statistic,ST,-98.6,37.5,PPA:1283,2021-07-20 20:01:08
} | MaximumArchiveDays=90 | DesiredRemainingSpace=500,1284,ONS_PRSSA_525_PM_01!PMU:ST5,,39,8736f6c7-ad41-4b43-b4f6-e684e0d4ad20,PRSSA_525_PM_01,Prssa_525_Pm_01,60,1,companyAcronym= | protocolName=IEEE C37.118.2-2011 | vendorAcronym= | vendorDeviceName= | interconnectionName=,,,,10,STTP,Streaming Telemetry Transport Protocol,11,,,,,,PRSSA_525_PM_01!PMU-ST5,0.0,1.0,Device statistic for Expected number of measurements received from device during last reporting interval.,0,1,1,,Any,STAT,Statistic,ST,-98.6,37.5,PPA:1284,2021-07-20 20:01:08
} | MaximumArchiveDays=90 | DesiredRemainingSpace=500,1285,ONS_PRSSA_525_PM_01!PMU:ST6,,39,8736f6c7-ad41-4b43-b4f6-e684e0d4ad20,PRSSA_525_PM_01,Prssa_525_Pm_01,60,1,companyAcronym= | protocolName=IEEE C37.118.2-2011 | vendorAcronym= | vendorDeviceName= | interconnectionName=,,,,10,STTP,Streaming Telemetry Transport Protocol,11,,,,,,PRSSA_525_PM_01!PMU-ST6,0.0,1.0,Device statistic for Number of measurements received while device was reporting errors during last reporting interval.,0,1,1,,Any,STAT,Statistic,ST,-98.6,37.5,PPA:1285,2021-07-20 20:01:08
} | MaximumArchiveDays=90 | DesiredRemainingSpace=500,1286,ONS_PRSSA_525_PM_01!PMU:ST7,,39,8736f6c7-ad41-4b43-b4f6-e684e0d4ad20,PRSSA_525_PM_01,Prssa_525_Pm_01,60,1,companyAcronym= | protocolName=IEEE C37.118.2-2011 | vendorAcronym= | vendorDeviceName= | interconnectionName=,,,,10,STTP,Streaming Telemetry Transport Protocol,11,,,,,,PRSSA_525_PM_01!PMU-ST7,0.0,1.0,Device statistic for Number of defined measurements (per frame) from device during last reporting interval.,0,1,1,,Any,STAT,Statistic,ST,-98.6,37.5,PPA:1286,2021-07-20 20:01:08
} | MaximumArchiveDays=90 | DesiredRemainingSpace=500,1287,ONS_PRSTF6_525_PM_01!PMU:ST1,,40,8736f6c7-ad41-4b43-b4f6-e684e0d4ad20,PRSTF6_525_PM_01,Prstf6_525_Pm_01,60,1,companyAcronym= | protocolName=IEEE C37.118.2-2011 | vendorAcronym= | vendorDeviceName= | interconnectionName=,,,,10,STTP,Streaming Telemetry Transport Protocol,11,,,,,,PRSTF6_525_PM_01!PMU-ST1,0.0,1.0,Device statistic for Number of data quality errors reported by device during last reporting interval.,0,1,1,,Any,STAT,Statistic,ST,-98.6,37.5,PPA:1287,2021-07-20 20:01:08
} | MaximumArchiveDays=90 | DesiredRemainingSpace=500,1288,ONS_PRSTF6_525_PM_01!PMU:ST2,,40,8736f6c7-ad41-4b43-b4f6-e684e0d4ad20,PRSTF6_525_PM_01,Prstf6_525_Pm_01,60,1,companyAcronym= | protocolName=IEEE C37.118.2-2011 | vendorAcronym= | vendorDeviceName= | interconnectionName=,,,,10,STTP,Streaming Telemetry Transport Protocol,11,,,,,,PRSTF6_525_PM_01!PMU-ST2,0.0,1.0,Device statistic for Number of time quality errors reported by device during last reporting interval.,0,1,1,,Any,STAT,Statistic,ST,-98.6,37.5,PPA:1288,2021-07-20 20:01:08
} | MaximumArchiveDays=90 | DesiredRemainingSpace=500,1289,ONS_PRSTF6_525_PM_01!PMU:ST3,,40,8736f6c7-ad41-4b43-b4f6-e684e0d4ad20,PRSTF6_525_PM_01,Prstf6_525_Pm_01,60,1,companyAcronym= | protocolName=IEEE C37.118.2-2011 | vendorAcronym= | vendorDeviceName= | interconnectionName=,,,,10,STTP,Streaming Telemetry Transport Protocol,11,,,,,,PRSTF6_525_PM_01!PMU-ST3,0.0,1.0,Device statistic for Number of device errors reported by device during last reporting interval.,0,1,1,,Any,STAT,Statistic,ST,-98.6,37.5,PPA:1289,2021-07-20 20:01:08
} | MaximumArchiveDays=90 | DesiredRemainingSpace=500,1290,ONS_PRSTF6_525_PM_01!PMU:ST4,,40,8736f6c7-ad41-4b43-b4f6-e684e0d4ad20,PRSTF6_525_PM_01,Prstf6_525_Pm_01,60,1,companyAcronym= | protocolName=IEEE C37.118.2-2011 | vendorAcronym= | vendorDeviceName= | interconnectionName=,,,,10,STTP,Streaming Telemetry Transport Protocol,11,,,,,,PRSTF6_525_PM_01!PMU-ST4,0.0,1.0,Device statistic for Number of measurements received from device during last reporting interval.,0,1,1,,Any,STAT,Statistic,ST,-98.6,37.5,PPA:1290,2021-07-20 20:01:08
} | MaximumArchiveDays=90 | DesiredRemainingSpace=500,1291,ONS_PRSTF6_525_PM_01!PMU:ST5,,40,8736f6c7-ad41-4b43-b4f6-e684e0d4ad20,PRSTF6_525_PM_01,Prstf6_525_Pm_01,60,1,companyAcronym= | protocolName=IEEE C37.118.2-2011 | vendorAcronym= | vendorDeviceName= | interconnectionName=,,,,10,STTP,Streaming Telemetry Transport Protocol,11,,,,,,PRSTF6_525_PM_01!PMU-ST5,0.0,1.0,Device statistic for Expected number of measurements received from device during last reporting interval.,0,1,1,,Any,STAT,Statistic,ST,-98.6,37.5,PPA:1291,2021-07-20 20:01:08
} | MaximumArchiveDays=90 | DesiredRemainingSpace=500,1292,ONS_PRSTF6_525_PM_01!PMU:ST6,,40,8736f6c7-ad41-4b43-b4f6-e684e0d4ad20,PRSTF6_525_PM_01,Prstf6_525_Pm_01,60,1,companyAcronym= | protocolName=IEEE C37.118.2-2011 | vendorAcronym= | vendorDeviceName= | interconnectionName=,,,,10,STTP,Streaming Telemetry Transport Protocol,11,,,,,,PRSTF6_525_PM_01!PMU-ST6,0.0,1.0,Device statistic for Number of measurements received while device was reporting errors during last reporting interval.,0,1,1,,Any,STAT,Statistic,ST,-98.6,37.5,PPA:1292,2021-07-20 20:01:08
} | MaximumArchiveDays=90 | DesiredRemainingSpace=500,1293,ONS_PRSTF6_525_PM_01!PMU:ST7,,40,8736f6c7-ad41-4b43-b4f6-e684e0d4ad20,PRSTF6_525_PM_01,Prstf6_525_Pm_01,60,1,companyAcronym= | protocolName=IEEE C37.118.2-2011 | vendorAcronym= | vendorDeviceName= | interconnectionName=,,,,10,STTP,Streaming Telemetry Transport Protocol,11,,,,,,PRSTF6_525_PM_01!PMU-ST7,0.0,1.0,Device statistic for Number of defined measurements (per frame) from device during last reporting interval.,0,1,1,,Any,STAT,Statistic,ST,-98.6,37.5,PPA:1293,2021-07-20 20:01:08
} | MaximumArchiveDays=90 | DesiredRemainingSpace=500,1294,ONS_SPASS_525_PM_01!PMU:ST1,,41,8736f6c7-ad41-4b43-b4f6-e684e0d4ad20,SPASS_525_PM_01,Spass_525_Pm_01,60,1,companyAcronym= | protocolName=IEEE C37.118.2-2011 | vendorAcronym= | vendorDeviceName= | interconnectionName=,,,,10,STTP,Streaming Telemetry Transport Protocol,11,,,,,,SPASS_525_PM_01!PMU-ST1,0.0,1.0,Device statistic for Number of data quality errors reported by device during last reporting interval.,0,1,1,,Any,STAT,Statistic,ST,-98.6,37.5,PPA:1294,2021-07-20 20:01:08
} | MaximumArchiveDays=90 | DesiredRemainingSpace=500,1295,ONS_SPASS_525_PM_01!PMU:ST2,,41,8736f6c7-ad41-4b43-b4f6-e684e0d4ad20,SPASS_525_PM_01,Spass_525_Pm_01,60,1,companyAcronym= | protocolName=IEEE C37.118.2-2011 | vendorAcronym= | vendorDeviceName= | interconnectionName=,,,,10,STTP,Streaming Telemetry Transport Protocol,11,,,,,,SPASS_525_PM_01!PMU-ST2,0.0,1.0,Device statistic for Number of time quality errors reported by device during last reporting interval.,0,1,1,,Any,STAT,Statistic,ST,-98.6,37.5,PPA:1295,2021-07-20 20:01:08
} | MaximumArchiveDays=90 | DesiredRemainingSpace=500,1296,ONS_SPASS_525_PM_01!PMU:ST3,,41,8736f6c7-ad41-4b43-b4f6-e684e0d4ad20,SPASS_525_PM_01,Spass_525_Pm_01,60,1,companyAcronym= | protocolName=IEEE C37.118.2-2011 | vendorAcronym= | vendorDeviceName= | interconnectionName=,,,,10,STTP,Streaming Telemetry Transport Protocol,11,,,,,,SPASS_525_PM_01!PMU-ST3,0.0,1.0,Device statistic for Number of device errors reported by device during last reporting interval.,0,1,1,,Any,STAT,Statistic,ST,-98.6,37.5,PPA:1296,2021-07-20 20:01:08
} | MaximumArchiveDays=90 | DesiredRemainingSpace=500,1297,ONS_SPASS_525_PM_01!PMU:ST4,,41,8736f6c7-ad41-4b43-b4f6-e684e0d4ad20,SPASS_525_PM_01,Spass_525_Pm_01,60,1,companyAcronym= | protocolName=IEEE C37.118.2-2011 | vendorAcronym= | vendorDeviceName= | interconnectionName=,,,,10,STTP,Streaming Telemetry Transport Protocol,11,,,,,,SPASS_525_PM_01!PMU-ST4,0.0,1.0,Device statistic for Number of measurements received from device during last reporting interval.,0,1,1,,Any,STAT,Statistic,ST,-98.6,37.5,PPA:1297,2021-07-20 20:01:08
} | MaximumArchiveDays=90 | DesiredRemainingSpace=500,1298,ONS_SPASS_525_PM_01!PMU:ST5,,41,8736f6c7-ad41-4b43-b4f6-e684e0d4ad20,SPASS_525_PM_01,Spass_525_Pm_01,60,1,companyAcronym= | protocolName=IEEE C37.118.2-2011 | vendorAcronym= | vendorDeviceName= | interconnectionName=,,,,10,STTP,Streaming Telemetry Transport Protocol,11,,,,,,SPASS_525_PM_01!PMU-ST5,0.0,1.0,Device statistic for Expected number of measurements received from device during last reporting interval.,0,1,1,,Any,STAT,Statistic,ST,-98.6,37.5,PPA:1298,2021-07-20 20:01:08
} | MaximumArchiveDays=90 | DesiredRemainingSpace=500,1299,ONS_SPASS_525_PM_01!PMU:ST6,,41,8736f6c7-ad41-4b43-b4f6-e684e0d4ad20,SPASS_525_PM_01,Spass_525_Pm_01,60,1,companyAcronym= | protocolName=IEEE C37.118.2-2011 | vendorAcronym= | vendorDeviceName= | interconnectionName=,,,,10,STTP,Streaming Telemetry Transport Protocol,11,,,,,,SPASS_525_PM_01!PMU-ST6,0.0,1.0,Device statistic for Number of measurements received while device was reporting errors during last reporting interval.,0,1,1,,Any,STAT,Statistic,ST,-98.6,37.5,PPA:1299,2021-07-20 20:01:08
} | MaximumArchiveDays=90 | DesiredRemainingSpace=500,1300,ONS_SPASS_525_PM_01!PMU:ST7,,41,8736f6c7-ad41-4b43-b4f6-e684e0d4ad20,SPASS_525_PM_01,Spass_525_Pm_01,60,1,companyAcronym= | protocolName=IEEE C37.118.2-2011 | vendorAcronym= | vendorDeviceName= | interconnectionName=,,,,10,STTP,Streaming Telemetry Transport Protocol,11,,,,,,SPASS_525_PM_01!PMU-ST7,0.0,1.0,Device statistic for Number of defined measurements (per frame) from device during last reporting interval.,0,1,1,,Any,STAT,Statistic,ST,-98.6,37.5,PPA:1300,2021-07-20 20:01:08
} | MaximumArchiveDays=90 | DesiredRemainingSpace=500,1301,ONS_PRLON_525_PM_01!PMU:ST1,,42,8736f6c7-ad41-4b43-b4f6-e684e0d4ad20,PRLON_525_PM_01,Prlon_525_Pm_01,60,1,companyAcronym= | protocolName=IEEE C37.118.2-2011 | vendorAcronym= | vendorDeviceName= | interconnectionName=,,,,10,STTP,Streaming Telemetry Transport Protocol,11,,,,,,PRLON_525_PM_01!PMU-ST1,0.0,1.0,Device statistic for Number of data quality errors reported by device during last reporting interval.,0,1,1,,Any,STAT,Statistic,ST,-98.6,37.5,PPA:1301,2021-07-20 20:01:08
} | MaximumArchiveDays=90 | DesiredRemainingSpace=500,1302,ONS_PRLON_525_PM_01!PMU:ST2,,42,8736f6c7-ad41-4b43-b4f6-e684e0d4ad20,PRLON_525_PM_01,Prlon_525_Pm_01,60,1,companyAcronym= | protocolName=IEEE C37.118.2-2011 | vendorAcronym= | vendorDeviceName= | interconnectionName=,,,,10,STTP,Streaming Telemetry Transport Protocol,11,,,,,,PRLON_525_PM_01!PMU-ST2,0.0,1.0,Device statistic for Number of time quality errors reported by device during last reporting interval.,0,1,1,,Any,STAT,Statistic,ST,-98.6,37.5,PPA:1302,2021-07-20 20:01:08
} | MaximumArchiveDays=90 | DesiredRemainingSpace=500,1303,ONS_PRLON_525_PM_01!PMU:ST3,,42,8736f6c7-ad41-4b43-b4f6-e684e0d4ad20,PRLON_525_PM_01,Prlon_525_Pm_01,60,1,companyAcronym= | protocolName=IEEE C37.118.2-2011 | vendorAcronym= | vendorDeviceName= | interconnectionName=,,,,10,STTP,Streaming Telemetry Transport Protocol,11,,,,,,PRLON_525_PM_01!PMU-ST3,0.0,1.0,Device statistic for Number of device errors reported by device during last reporting interval.,0,1,1,,Any,STAT,Statistic,ST,-98.6,37.5,PPA:1303,2021-07-20 20:01:08
} | MaximumArchiveDays=90 | DesiredRemainingSpace=500,1304,ONS_PRLON_525_PM_01!PMU:ST4,,42,8736f6c7-ad41-4b43-b4f6-e684e0d4ad20,PRLON_525_PM_01,Prlon_525_Pm_01,60,1,companyAcronym= | protocolName=IEEE C37.118.2-2011 | vendorAcronym= | vendorDeviceName= | interconnectionName=,,,,10,STTP,Streaming Telemetry Transport Protocol,11,,,,,,PRLON_525_PM_01!PMU-ST4,0.0,1.0,Device statistic for Number of measurements received from device during last reporting interval.,0,1,1,,Any,STAT,Statistic,ST,-98.6,37.5,PPA:1304,2021-07-20 20:01:08
} | MaximumArchiveDays=90 | DesiredRemainingSpace=500,1305,ONS_PRLON_525_PM_01!PMU:ST5,,42,8736f6c7-ad41-4b43-b4f6-e684e0d4ad20,PRLON_525_PM_01,Prlon_525_Pm_01,60,1,companyAcronym= | protocolName=IEEE C37.118.2-2011 | vendorAcronym= | vendorDeviceName= | interconnectionName=,,,,10,STTP,Streaming Telemetry Transport Protocol,11,,,,,,PRLON_525_PM_01!PMU-ST5,0.0,1.0,Device statistic for Expected number of measurements received from device during last reporting interval.,0,1,1,,Any,STAT,Statistic,ST,-98.6,37.5,PPA:1305,2021-07-20 20:01:08
} | MaximumArchiveDays=90 | DesiredRemainingSpace=500,1306,ONS_PRLON_525_PM_01!PMU:ST6,,42,8736f6c7-ad41-4b43-b4f6-e684e0d4ad20,PRLON_525_PM_01,Prlon_525_Pm_01,60,1,companyAcronym= | protocolName=IEEE C37.118.2-2011 | vendorAcronym= | vendorDeviceName= | interconnectionName=,,,,10,STTP,Streaming Telemetry Transport Protocol,11,,,,,,PRLON_525_PM_01!PMU-ST6,0.0,1.0,Device statistic for Number of measurements received while device was reporting errors during last reporting interval.,0,1,1,,Any,STAT,Statistic,ST,-98.6,37.5,PPA:1306,2021-07-20 20:01:08
} | MaximumArchiveDays=90 | DesiredRemainingSpace=500,1307,ONS_PRLON_525_PM_01!PMU:ST7,,42,8736f6c7-ad41-4b43-b4f6-e684e0d4ad20,PRLON_525_PM_01,Prlon_525_Pm_01,60,1,companyAcronym= | protocolName=IEEE C37.118.2-2011 | vendorAcronym= | vendorDeviceName= | interconnectionName=,,,,10,STTP,Streaming Telemetry Transport Protocol,11,,,,,,PRLON_525_PM_01!PMU-ST7,0.0,1.0,Device statistic for Number of defined measurements (per frame) from device during last reporting interval.,0,1,1,,Any,STAT,Statistic,ST,-98.6,37.5,PPA:1307,2021-07-20 20:01:08
} | MaximumArchiveDays=90 | DesiredRemainingSpace=500,1308,ONS_PRSCX_525_PM_02!PMU:ST1,,43,8736f6c7-ad41-4b43-b4f6-e684e0d4ad20,PRSCX_525_PM_02,Prscx_525_Pm_02,60,1,companyAcronym= | protocolName=IEEE C37.118.2-2011 | vendorAcronym= | vendorDeviceName= | interconnectionName=,,,,10,STTP,Streaming Telemetry Transport Protocol,11,,,,,,PRSCX_525_PM_02!PMU-ST1,0.0,1.0,Device statistic for Number of data quality errors reported by device during last reporting interval.,0,1,1,,Any,STAT,Statistic,ST,-98.6,37.5,PPA:1308,2021-07-20 20:01:08
} | MaximumArchiveDays=90 | DesiredRemainingSpace=500,1309,ONS_PRSCX_525_PM_02!PMU:ST2,,43,8736f6c7-ad41-4b43-b4f6-e684e0d4ad20,PRSCX_525_PM_02,Prscx_525_Pm_02,60,1,companyAcronym= | protocolName=IEEE C37.118.2-2011 | vendorAcronym= | vendorDeviceName= | interconnectionName=,,,,10,STTP,Streaming Telemetry Transport Protocol,11,,,,,,PRSCX_525_PM_02!PMU-ST2,0.0,1.0,Device statistic for Number of time quality errors reported by device during last reporting interval.,0,1,1,,Any,STAT,Statistic,ST,-98.6,37.5,PPA:1309,2021-07-20 20:01:08
} | MaximumArchiveDays=90 | DesiredRemainingSpace=500,1310,ONS_PRSCX_525_PM_02!PMU:ST3,,43,8736f6c7-ad41-4b43-b4f6-e684e0d4ad20,PRSCX_525_PM_02,Prscx_525_Pm_02,60,1,companyAcronym= | protocolName=IEEE C37.118.2-2011 | vendorAcronym= | vendorDeviceName= | interconnectionName=,,,,10,STTP,Streaming Telemetry Transport Protocol,11,,,,,,PRSCX_525_PM_02!PMU-ST3,0.0,1.0,Device statistic for Number of device errors reported by device during last reporting interval.,0,1,1,,Any,STAT,Statistic,ST,-98.6,37.5,PPA:1310,2021-07-20 20:01:09
} | MaximumArchiveDays=90 | DesiredRemainingSpace=500,1311,ONS_PRSCX_525_PM_02!PMU:ST4,,43,8736f6c7-ad41-4b43-b4f6-e684e0d4ad20,PRSCX_525_PM_02,Prscx_525_Pm_02,60,1,companyAcronym= | protocolName=IEEE C37.118.2-2011 | vendorAcronym= | vendorDeviceName= | interconnectionName=,,,,10,STTP,Streaming Telemetry Transport Protocol,11,,,,,,PRSCX_525_PM_02!PMU-ST4,0.0,1.0,Device statistic for Number of measurements received from device during last reporting interval.,0,1,1,,Any,STAT,Statistic,ST,-98.6,37.5,PPA:1311,2021-07-20 20:01:09
} | MaximumArchiveDays=90 | DesiredRemainingSpace=500,1312,ONS_PRSCX_525_PM_02!PMU:ST5,,43,8736f6c7-ad41-4b43-b4f6-e684e0d4ad20,PRSCX_525_PM_02,Prscx_525_Pm_02,60,1,companyAcronym= | protocolName=IEEE C37.118.2-2011 | vendorAcronym= | vendorDeviceName= | interconnectionName=,,,,10,STTP,Streaming Telemetry Transport Protocol,11,,,,,,PRSCX_525_PM_02!PMU-ST5,0.0,1.0,Device statistic for Expected number of measurements received from device during last reporting interval.,0,1,1,,Any,STAT,Statistic,ST,-98.6,37.5,PPA:1312,2021-07-20 20:01:09
} | MaximumArchiveDays=90 | DesiredRemainingSpace=500,1313,ONS_PRSCX_525_PM_02!PMU:ST6,,43,8736f6c7-ad41-4b43-b4f6-e684e0d4ad20,PRSCX_525_PM_02,Prscx_525_Pm_02,60,1,companyAcronym= | protocolName=IEEE C37.118.2-2011 | vendorAcronym= | vendorDeviceName= | interconnectionName=,,,,10,STTP,Streaming Telemetry Transport Protocol,11,,,,,,PRSCX_525_PM_02!PMU-ST6,0.0,1.0,Device statistic for Number of measurements received while device was reporting errors during last reporting interval.,0,1,1,,Any,STAT,Statistic,ST,-98.6,37.5,PPA:1313,2021-07-20 20:01:09
} | MaximumArchiveDays=90 | DesiredRemainingSpace=500,1314,ONS_PRSCX_525_PM_02!PMU:ST7,,43,8736f6c7-ad41-4b43-b4f6-e684e0d4ad20,PRSCX_525_PM_02,Prscx_525_Pm_02,60,1,companyAcronym= | protocolName=IEEE C37.118.2-2011 | vendorAcronym= | vendorDeviceName= | interconnectionName=,,,,10,STTP,Streaming Telemetry Transport Protocol,11,,,,,,PRSCX_525_PM_02!PMU-ST7,0.0,1.0,Device statistic for Number of defined measurements (per frame) from device during last reporting interval.,0,1,1,,Any,STAT,Statistic,ST,-98.6,37.5,PPA:1314,2021-07-20 20:01:09
} | MaximumArchiveDays=90 | DesiredRemainingSpace=500,1315,ONS_PRIVP_525_PM_11!PMU:ST1,,44,8736f6c7-ad41-4b43-b4f6-e684e0d4ad20,PRIVP_525_PM_11,Privp_525_Pm_11,60,1,companyAcronym= | protocolName=IEEE C37.118.2-2011 | vendorAcronym= | vendorDeviceName= | interconnectionName=,,,,10,STTP,Streaming Telemetry Transport Protocol,11,,,,,,PRIVP_525_PM_11!PMU-ST1,0.0,1.0,Device statistic for Number of data quality errors reported by device during last reporting interval.,0,1,1,,Any,STAT,Statistic,ST,-98.6,37.5,PPA:1315,2021-07-20 20:01:09
} | MaximumArchiveDays=90 | DesiredRemainingSpace=500,1316,ONS_PRIVP_525_PM_11!PMU:ST2,,44,8736f6c7-ad41-4b43-b4f6-e684e0d4ad20,PRIVP_525_PM_11,Privp_525_Pm_11,60,1,companyAcronym= | protocolName=IEEE C37.118.2-2011 | vendorAcronym= | vendorDeviceName= | interconnectionName=,,,,10,STTP,Streaming Telemetry Transport Protocol,11,,,,,,PRIVP_525_PM_11!PMU-ST2,0.0,1.0,Device statistic for Number of time quality errors reported by device during last reporting interval.,0,1,1,,Any,STAT,Statistic,ST,-98.6,37.5,PPA:1316,2021-07-20 20:01:09
} | MaximumArchiveDays=90 | DesiredRemainingSpace=500,1317,ONS_PRIVP_525_PM_11!PMU:ST3,,44,8736f6c7-ad41-4b43-b4f6-e684e0d4ad20,PRIVP_525_PM_11,Privp_525_Pm_11,60,1,companyAcronym= | protocolName=IEEE C37.118.2-2011 | vendorAcronym= | vendorDeviceName= | interconnectionName=,,,,10,STTP,Streaming Telemetry Transport Protocol,11,,,,,,PRIVP_525_PM_11!PMU-ST3,0.0,1.0,Device statistic for Number of device errors reported by device during last reporting interval.,0,1,1,,Any,STAT,Statistic,ST,-98.6,37.5,PPA:1317,2021-07-20 20:01:09
} | MaximumArchiveDays=90 | DesiredRemainingSpace=500,1318,ONS_PRIVP_525_PM_11!PMU:ST4,,44,8736f6c7-ad41-4b43-b4f6-e684e0d4ad20,PRIVP_525_PM_11,Privp_525_Pm_11,60,1,companyAcronym= | protocolName=IEEE C37.118.2-2011 | vendorAcronym= | vendorDeviceName= | interconnectionName=,,,,10,STTP,Streaming Telemetry Transport Protocol,11,,,,,,PRIVP_525_PM_11!PMU-ST4,0.0,1.0,Device statistic for Number of measurements received from device during last reporting interval.,0,1,1,,Any,STAT,Statistic,ST,-98.6,37.5,PPA:1318,2021-07-20 20:01:09
} | MaximumArchiveDays=90 | DesiredRemainingSpace=500,1319,ONS_PRIVP_525_PM_11!PMU:ST5,,44,8736f6c7-ad41-4b43-b4f6-e684e0d4ad20,PRIVP_525_PM_11,Privp_525_Pm_11,60,1,companyAcronym= | protocolName=IEEE C37.118.2-2011 | vendorAcronym= | vendorDeviceName= | interconnectionName=,,,,10,STTP,Streaming Telemetry Transport Protocol,11,,,,,,PRIVP_525_PM_11!PMU-ST5,0.0,1.0,Device statistic for Expected number of measurements received from device during last reporting interval.,0,1,1,,Any,STAT,Statistic,ST,-98.6,37.5,PPA:1319,2021-07-20 20:01:09
} | MaximumArchiveDays=90 | DesiredRemainingSpace=500,1320,ONS_PRIVP_525_PM_11!PMU:ST6,,44,8736f6c7-ad41-4b43-b4f6-e684e0d4ad20,PRIVP_525_PM_11,Privp_525_Pm_11,60,1,companyAcronym= | protocolName=IEEE C37.118.2-2011 | vendorAcronym= | vendorDeviceName= | interconnectionName=,,,,10,STTP,Streaming Telemetry Transport Protocol,11,,,,,,PRIVP_525_PM_11!PMU-ST6,0.0,1.0,Device statistic for Number of measurements received while device was reporting errors during last reporting interval.,0,1,1,,Any,STAT,Statistic,ST,-98.6,37.5,PPA:1320,2021-07-20 20:01:09
} | MaximumArchiveDays=90 | DesiredRemainingSpace=500,1321,ONS_PRIVP_525_PM_11!PMU:ST7,,44,8736f6c7-ad41-4b43-b4f6-e684e0d4ad20,PRIVP_525_PM_11,Privp_525_Pm_11,60,1,companyAcronym= | protocolName=IEEE C37.118.2-2011 | vendorAcronym= | vendorDeviceName= | interconnectionName=,,,,10,STTP,Streaming Telemetry Transport Protocol,11,,,,,,PRIVP_525_PM_11!PMU-ST7,0.0,1.0,Device statistic for Number of defined measurements (per frame) from device during last reporting interval.,0,1,1,,Any,STAT,Statistic,ST,-98.6,37.5,PPA:1321,2021-07-20 20:01:09
} | MaximumArchiveDays=90 | DesiredRemainingSpace=500,1322,ONS_PRBTA_500_PM_07!PMU:ST1,,45,8736f6c7-ad41-4b43-b4f6-e684e0d4ad20,PRBTA_500_PM_07,Prbta_500_Pm_07,60,1,companyAcronym= | protocolName=IEEE C37.118.2-2011 | vendorAcronym= | vendorDeviceName= | interconnectionName=,,,,10,STTP,Streaming Telemetry Transport Protocol,11,,,,,,PRBTA_500_PM_07!PMU-ST1,0.0,1.0,Device statistic for Number of data quality errors reported by device during last reporting interval.,0,1,1,,Any,STAT,Statistic,ST,-98.6,37.5,PPA:1322,2021-07-20 20:01:09
} | MaximumArchiveDays=90 | DesiredRemainingSpace=500,1323,ONS_PRBTA_500_PM_07!PMU:ST2,,45,8736f6c7-ad41-4b43-b4f6-e684e0d4ad20,PRBTA_500_PM_07,Prbta_500_Pm_07,60,1,companyAcronym= | protocolName=IEEE C37.118.2-2011 | vendorAcronym= | vendorDeviceName= | interconnectionName=,,,,10,STTP,Streaming Telemetry Transport Protocol,11,,,,,,PRBTA_500_PM_07!PMU-ST2,0.0,1.0,Device statistic for Number of time quality errors reported by device during last reporting interval.,0,1,1,,Any,STAT,Statistic,ST,-98.6,37.5,PPA:1323,2021-07-20 20:01:09
} | MaximumArchiveDays=90 | DesiredRemainingSpace=500,1324,ONS_PRBTA_500_PM_07!PMU:ST3,,45,8736f6c7-ad41-4b43-b4f6-e684e0d4ad20,PRBTA_500_PM_07,Prbta_500_Pm_07,60,1,companyAcronym= | protocolName=IEEE C37.118.2-2011 | vendorAcronym= | vendorDeviceName= | interconnectionName=,,,,10,STTP,Streaming Telemetry Transport Protocol,11,,,,,,PRBTA_500_PM_07!PMU-ST3,0.0,1.0,Device statistic for Number of device errors reported by device during last reporting interval.,0,1,1,,Any,STAT,Statistic,ST,-98.6,37.5,PPA:1324,2021-07-20 20:01:09
} | MaximumArchiveDays=90 | DesiredRemainingSpace=500,1325,ONS_PRBTA_500_PM_07!PMU:ST4,,45,8736f6c7-ad41-4b43-b4f6-e684e0d4ad20,PRBTA_500_PM_07,Prbta_500_Pm_07,60,1,companyAcronym= | protocolName=IEEE C37.118.2-2011 | vendorAcronym= | vendorDeviceName= | interconnectionName=,,,,10,STTP,Streaming Telemetry Transport Protocol,11,,,,,,PRBTA_500_PM_07!PMU-ST4,0.0,1.0,Device statistic for Number of measurements received from device during last reporting interval.,0,1,1,,Any,STAT,Statistic,ST,-98.6,37.5,PPA:1325,2021-07-20 20:01:09
} | MaximumArchiveDays=90 | DesiredRemainingSpace=500,1326,ONS_PRBTA_500_PM_07!PMU:ST5,,45,8736f6c7-ad41-4b43-b4f6-e684e0d4ad20,PRBTA_500_PM_07,Prbta_500_Pm_07,60,1,companyAcronym= | protocolName=IEEE C37.118.2-2011 | vendorAcronym= | vendorDeviceName= | interconnectionName=,,,,10,STTP,Streaming Telemetry Transport Protocol,11,,,,,,PRBTA_500_PM_07!PMU-ST5,0.0,1.0,Device statistic for Expected number of measurements received from device during last reporting interval.,0,1,1,,Any,STAT,Statistic,ST,-98.6,37.5,PPA:1326,2021-07-20 20:01:09
} | MaximumArchiveDays=90 | DesiredRemainingSpace=500,1327,ONS_PRBTA_500_PM_07!PMU:ST6,,45,8736f6c7-ad41-4b43-b4f6-e684e0d4ad20,PRBTA_500_PM_07,Prbta_500_Pm_07,60,1,companyAcronym= | protocolName=IEEE C37.118.2-2011 | vendorAcronym= | vendorDeviceName= | interconnectionName=,,,,10,STTP,Streaming Telemetry Transport Protocol,11,,,,,,PRBTA_500_PM_07!PMU-ST6,0.0,1.0,Device statistic for Number of measurements received while device was reporting errors during last reporting interval.,0,1,1,,Any,STAT,Statistic,ST,-98.6,37.5,PPA:1327,2021-07-20 20:01:09
} | MaximumArchiveDays=90 | DesiredRemainingSpace=500,1328,ONS_PRBTA_500_PM_07!PMU:ST7,,45,8736f6c7-ad41-4b43-b4f6-e684e0d4ad20,PRBTA_500_PM_07,Prbta_500_Pm_07,60,1,companyAcronym= | protocolName=IEEE C37.118.2-2011 | vendorAcronym= | vendorDeviceName= | interconnectionName=,,,,10,STTP,Streaming Telemetry Transport Protocol,11,,,,,,PRBTA_500_PM_07!PMU-ST7,0.0,1.0,Device statistic for Number of defined measurements (per frame) from device during last reporting interval.,0,1,1,,Any,STAT,Statistic,ST,-98.6,37.5,PPA:1328,2021-07-20 20:01:09
} | MaximumArchiveDays=90 | DesiredRemainingSpace=500,1329,ONS_PRCTL_525_PM_01!PMU:ST1,,46,8736f6c7-ad41-4b43-b4f6-e684e0d4ad20,PRCTL_525_PM_01,Prctl_525_Pm_01,60,1,companyAcronym= | protocolName=IEEE C37.118.2-2011 | vendorAcronym= | vendorDeviceName= | interconnectionName=,,,,10,STTP,Streaming Telemetry Transport Protocol,11,,,,,,PRCTL_525_PM_01!PMU-ST1,0.0,1.0,Device statistic for Number of data quality errors reported by device during last reporting interval.,0,1,1,,Any,STAT,Statistic,ST,-98.6,37.5,PPA:1329,2021-07-20 20:01:09
} | MaximumArchiveDays=90 | DesiredRemainingSpace=500,1330,ONS_PRCTL_525_PM_01!PMU:ST2,,46,8736f6c7-ad41-4b43-b4f6-e684e0d4ad20,PRCTL_525_PM_01,Prctl_525_Pm_01,60,1,companyAcronym= | protocolName=IEEE C37.118.2-2011 | vendorAcronym= | vendorDeviceName= | interconnectionName=,,,,10,STTP,Streaming Telemetry Transport Protocol,11,,,,,,PRCTL_525_PM_01!PMU-ST2,0.0,1.0,Device statistic for Number of time quality errors reported by device during last reporting interval.,0,1,1,,Any,STAT,Statistic,ST,-98.6,37.5,PPA:1330,2021-07-20 20:01:09
} | MaximumArchiveDays=90 | DesiredRemainingSpace=500,1331,ONS_PRCTL_525_PM_01!PMU:ST3,,46,8736f6c7-ad41-4b43-b4f6-e684e0d4ad20,PRCTL_525_PM_01,Prctl_525_Pm_01,60,1,companyAcronym= | protocolName=IEEE C37.118.2-2011 | vendorAcronym= | vendorDeviceName= | interconnectionName=,,,,10,STTP,Streaming Telemetry Transport Protocol,11,,,,,,PRCTL_525_PM_01!PMU-ST3,0.0,1.0,Device statistic for Number of device errors reported by device during last reporting interval.,0,1,1,,Any,STAT,Statistic,ST,-98.6,37.5,PPA:1331,2021-07-20 20:01:09
} | MaximumArchiveDays=90 | DesiredRemainingSpace=500,1332,ONS_PRCTL_525_PM_01!PMU:ST4,,46,8736f6c7-ad41-4b43-b4f6-e684e0d4ad20,PRCTL_525_PM_01,Prctl_525_Pm_01,60,1,companyAcronym= | protocolName=IEEE C37.118.2-2011 | vendorAcronym= | vendorDeviceName= | interconnectionName=,,,,10,STTP,Streaming Telemetry Transport Protocol,11,,,,,,PRCTL_525_PM_01!PMU-ST4,0.0,1.0,Device statistic for Number of measurements received from device during last reporting interval.,0,1,1,,Any,STAT,Statistic,ST,-98.6,37.5,PPA:1332,2021-07-20 20:01:09
} | MaximumArchiveDays=90 | DesiredRemainingSpace=500,1333,ONS_PRCTL_525_PM_01!PMU:ST5,,46,8736f6c7-ad41-4b43-b4f6-e684e0d4ad20,PRCTL_525_PM_01,Prctl_525_Pm_01,60,1,companyAcronym= | protocolName=IEEE C37.118.2-2011 | vendorAcronym= | vendorDeviceName= | interconnectionName=,,,,10,STTP,Streaming Telemetry Transport Protocol,11,,,,,,PRCTL_525_PM_01!PMU-ST5,0.0,1.0,Device statistic for Expected number of measurements received from device during last reporting interval.,0,1,1,,Any,STAT,Statistic,ST,-98.6,37.5,PPA:1333,2021-07-20 20:01:09
} | MaximumArchiveDays=90 | DesiredRemainingSpace=500,1334,ONS_PRCTL_525_PM_01!PMU:ST6,,46,8736f6c7-ad41-4b43-b4f6-e684e0d4ad20,PRCTL_525_PM_01,Prctl_525_Pm_01,60,1,companyAcronym= | protocolName=IEEE C37.118.2-2011 | vendorAcronym= | vendorDeviceName= | interconnectionName=,,,,10,STTP,Streaming Telemetry Transport Protocol,11,,,,,,PRCTL_525_PM_01!PMU-ST6,0.0,1.0,Device statistic for Number of measurements received while device was reporting errors during last reporting interval.,0,1,1,,Any,STAT,Statistic,ST,-98.6,37.5,PPA:1334,2021-07-20 20:01:09
} | MaximumArchiveDays=90 | DesiredRemainingSpace=500,1335,ONS_PRCTL_525_PM_01!PMU:ST7,,46,8736f6c7-ad41-4b43-b4f6-e684e0d4ad20,PRCTL_525_PM_01,Prctl_525_Pm_01,60,1,companyAcronym= | protocolName=IEEE C37.118.2-2011 | vendorAcronym= | vendorDeviceName= | interconnectionName=,,,,10,STTP,Streaming Telemetry Transport Protocol,11,,,,,,PRCTL_525_PM_01!PMU-ST7,0.0,1.0,Device statistic for Number of defined measurements (per frame) from device during last reporting interval.,0,1,1,,Any,STAT,Statistic,ST,-98.6,37.5,PPA:1335,2021-07-20 20:01:09
} | MaximumArchiveDays=90 | DesiredRemainingSpace=500,1336,ONS_SCBLU_525_PM_01!PMU:ST1,,47,8736f6c7-ad41-4b43-b4f6-e684e0d4ad20,SCBLU_525_PM_01,Scblu_525_Pm_01,60,1,companyAcronym= | protocolName=IEEE C37.118.2-2011 | vendorAcronym= | vendorDeviceName= | interconnectionName=,,,,10,STTP,Streaming Telemetry Transport Protocol,11,,,,,,SCBLU_525_PM_01!PMU-ST1,0.0,1.0,Device statistic for Number of data quality errors reported by device during last reporting interval.,0,1,1,,Any,STAT,Statistic,ST,-98.6,37.5,PPA:1336,2021-07-20 20:01:09
} | MaximumArchiveDays=90 | DesiredRemainingSpace=500,1337,ONS_SCBLU_525_PM_01!PMU:ST2,,47,8736f6c7-ad41-4b43-b4f6-e684e0d4ad20,SCBLU_525_PM_01,Scblu_525_Pm_01,60,1,companyAcronym= | protocolName=IEEE C37.118.2-2011 | vendorAcronym= | vendorDeviceName= | interconnectionName=,,,,10,STTP,Streaming Telemetry Transport Protocol,11,,,,,,SCBLU_525_PM_01!PMU-ST2,0.0,1.0,Device statistic for Number of time quality errors reported by device during last reporting interval.,0,1,1,,Any,STAT,Statistic,ST,-98.6,37.5,PPA:1337,2021-07-20 20:01:09
} | MaximumArchiveDays=90 | DesiredRemainingSpace=500,1338,ONS_SCBLU_525_PM_01!PMU:ST3,,47,8736f6c7-ad41-4b43-b4f6-e684e0d4ad20,SCBLU_525_PM_01,Scblu_525_Pm_01,60,1,companyAcronym= | protocolName=IEEE C37.118.2-2011 | vendorAcronym= | vendorDeviceName= | interconnectionName=,,,,10,STTP,Streaming Telemetry Transport Protocol,11,,,,,,SCBLU_525_PM_01!PMU-ST3,0.0,1.0,Device statistic for Number of device errors reported by device during last reporting interval.,0,1,1,,Any,STAT,Statistic,ST,-98.6,37.5,PPA:1338,2021-07-20 20:01:09
} | MaximumArchiveDays=90 | DesiredRemainingSpace=500,1339,ONS_SCBLU_525_PM_01!PMU:ST4,,47,8736f6c7-ad41-4b43-b4f6-e684e0d4ad20,SCBLU_525_PM_01,Scblu_525_Pm_01,60,1,companyAcronym= | protocolName=IEEE C37.118.2-2011 | vendorAcronym= | vendorDeviceName= | interconnectionName=,,,,10,STTP,Streaming Telemetry Transport Protocol,11,,,,,,SCBLU_525_PM_01!PMU-ST4,0.0,1.0,Device statistic for Number of measurements received from device during last reporting interval.,0,1,1,,Any,STAT,Statistic,ST,-98.6,37.5,PPA:1339,2021-07-20 20:01:09
} | MaximumArchiveDays=90 | DesiredRemainingSpace=500,1340,ONS_SCBLU_525_PM_01!PMU:ST5,,47,8736f6c7-ad41-4b43-b4f6-e684e0d4ad20,SCBLU_525_PM_01,Scblu_525_Pm_01,60,1,companyAcronym= | protocolName=IEEE C37.118.2-2011 | vendorAcronym= | vendorDeviceName= | interconnectionName=,,,,10,STTP,Streaming Telemetry Transport Protocol,11,,,,,,SCBLU_525_PM_01!PMU-ST5,0.0,1.0,Device statistic for Expected number of measurements received from device during last reporting interval.,0,1,1,,Any,STAT,Statistic,ST,-98.6,37.5,PPA:1340,2021-07-20 20:01:09
} | MaximumArchiveDays=90 | DesiredRemainingSpace=500,1341,ONS_SCBLU_525_PM_01!PMU:ST6,,47,8736f6c7-ad41-4b43-b4f6-e684e0d4ad20,SCBLU_525_PM_01,Scblu_525_Pm_01,60,1,companyAcronym= | protocolName=IEEE C37.118.2-2011 | vendorAcronym= | vendorDeviceName= | interconnectionName=,,,,10,STTP,Streaming Telemetry Transport Protocol,11,,,,,,SCBLU_525_PM_01!PMU-ST6,0.0,1.0,Device statistic for Number of measurements received while device was reporting errors during last reporting interval.,0,1,1,,Any,STAT,Statistic,ST,-98.6,37.5,PPA:1341,2021-07-20 20:01:09
} | MaximumArchiveDays=90 | DesiredRemainingSpace=500,1342,ONS_SCBLU_525_PM_01!PMU:ST7,,47,8736f6c7-ad41-4b43-b4f6-e684e0d4ad20,SCBLU_525_PM_01,Scblu_525_Pm_01,60,1,companyAcronym= | protocolName=IEEE C37.118.2-2011 | vendorAcronym= | vendorDeviceName= | interconnectionName=,,,,10,STTP,Streaming Telemetry Transport Protocol,11,,,,,,SCBLU_525_PM_01!PMU-ST7,0.0,1.0,Device statistic for Number of defined measurements (per frame) from device during last reporting interval.,0,1,1,,Any,STAT,Statistic,ST,-98.6,37.5,PPA:1342,2021-07-20 20:01:09
} | MaximumArchiveDays=90 | DesiredRemainingSpace=500,1434,GPA_PRARE_525_PM_01:F,,48,8736f6c7-ad41-4b43-b4f6-e684e0d4ad20,PRARE_525_PM_01,Prare_525_Pm_01,60,1,companyAcronym= | protocolName=IEEE C37.118.2-2011 | vendorAcronym= | vendorDeviceName= | interconnectionName=,,,,10,STTP,Streaming Telemetry Transport Protocol,5,,,,,,PRARE_525_PM_01-FQ,0.0,1.0,Prare_525_Pm_01 Frequency,0,1,1,Hz,PMU,FREQ,Frequency,FQ,-98.6,37.5,PPA:1434,2021-07-20 20:11:41
} | MaximumArchiveDays=90 | DesiredRemainingSpace=500,1435,GPA_PRARE_525_PM_01:DF,,48,8736f6c7-ad41-4b43-b4f6-e684e0d4ad20,PRARE_525_PM_01,Prare_525_Pm_01,60,1,companyAcronym= | protocolName=IEEE C37.118.2-2011 | vendorAcronym= | vendorDeviceName= | interconnectionName=,,,,10,STTP,Streaming Telemetry Transport Protocol,6,,,,,,PRARE_525_PM_01-DF,0.0,1.0,Prare_525_Pm_01 Frequency Delta (dF/dt),0,1,1,,PMU,DFDT,Frequency Delta (dF/dt),DF,-98.6,37.5,PPA:1435,2021-07-20 20:11:41
} | MaximumArchiveDays=90 | DesiredRemainingSpace=500,1436,GPA_PRARE_525_PM_01:S,,48,8736f6c7-ad41-4b43-b4f6-e684e0d4ad20,PRARE_525_PM_01,Prare_525_Pm_01,60,1,companyAcronym= | protocolName=IEEE C37.118.2-2011 | vendorAcronym= | vendorDeviceName= | interconnectionName=,,,,10,STTP,Streaming Telemetry Transport Protocol,8,,,,,,PRARE_525_PM_01-SF,0.0,1.0,Prare_525_Pm_01 Status Flags,0,1,1,,PMU,FLAG,Status Flags,SF,-98.6,37.5,PPA:1436,2021-07-20 20:11:41
} | MaximumArchiveDays=90 | DesiredRemainingSpace=500,1437,GPA_PRARE_525_PM_01-PM1:V,,48,8736f6c7-ad41-4b43-b4f6-e684e0d4ad20,PRARE_525_PM_01,Prare_525_Pm_01,60,1,companyAcronym= | protocolName=IEEE C37.118.2-2011 | vendorAcronym= | vendorDeviceName= | interconnectionName=,,,,10,STTP,Streaming Telemetry Transport Protocol,3,1,LTPRBTA_1_FV_A,V,+,0,PRARE_525_PM_01-PM1,0.0,1.0,Prare_525_Pm_01 LTPRBTA_1_FV_A + Voltage Magnitude,0,1,1,Volts,Phasor,VPHM,Voltage Magnitude,PM,-98.6,37.5,PPA:1437,2021-07-20 20:11:41
} | MaximumArchiveDays=90 | DesiredRemainingSpace=500,1438,GPA_PRARE_525_PM_01-PA1:VH,,48,8736f6c7-ad41-4b43-b4f6-e684e0d4ad20,PRARE_525_PM_01,Prare_525_Pm_01,60,1,companyAcronym= | protocolName=IEEE C37.118.2-2011 | vendorAcronym= | vendorDeviceName= | interconnectionName=,,,,10,STTP,Streaming Telemetry Transport Protocol,4,1,LTPRBTA_1_FV_A,V,+,0,PRARE_525_PM_01-PA1,0.0,1.0,Prare_525_Pm_01 LTPRBTA_1_FV_A + Voltage Phase Angle,0,1,1,Degrees,Phasor,VPHA,Voltage Phase Angle,PA,-98.6,37.5,PPA:1438,2021-07-20 20:11:41
} | MaximumArchiveDays=90 | DesiredRemainingSpace=500,1439,GPA_PRARE_525_PM_01-PM2:V,,48,8736f6c7-ad41-4b43-b4f6-e684e0d4ad20,PRARE_525_PM_01,Prare_525_Pm_01,60,1,companyAcronym= | protocolName=IEEE C37.118.2-2011 | vendorAcronym= | vendorDeviceName= | interconnectionName=,,,,10,STTP,Streaming Telemetry Transport Protocol,3,2,LTPRBTA_1_FV_B,V,+,0,PRARE_525_PM_01-PM2,0.0,1.0,Prare_525_Pm_01 LTPRBTA_1_FV_B + Voltage Magnitude,0,1,1,Volts,Phasor,VPHM,Voltage Magnitude,PM,-98.6,37.5,PPA:1439,2021-07-20 20:11:41
} | MaximumArchiveDays=90 | DesiredRemainingSpace=500,1440,GPA_PRARE_525_PM_01-PA2:VH,,48,8736f6c7-ad41-4b43-b4f6-e684e0d4ad20,PRARE_525_PM_01,Prare_525_Pm_01,60,1,companyAcronym= | protocolName=IEEE C37.118.2-2011 | vendorAcronym= | vendorDeviceName= | interconnectionName=,,,,10,STTP,Streaming Telemetry Transport Protocol,4,2,LTPRBTA_1_FV_B,V,+,0,PRARE_525_PM_01-PA2,0.0,1.0,Prare_525_Pm_01 LTPRBTA_1_FV_B + Voltage Phase Angle,0,1,1,Degrees,Phasor,VPHA,Voltage Phase Angle,PA,-98.6,37.5,PPA:1440,2021-07-20 20:11:41
} | MaximumArchiveDays=90 | DesiredRemainingSpace=500,1441,GPA_PRARE_525_PM_01-PM3:V,,48,8736f6c7-ad41-4b43-b4f6-e684e0d4ad20,PRARE_525_PM_01,Prare_525_Pm_01,60,1,companyAcronym= | protocolName=IEEE C37.118.2-2011 | vendorAcronym= | vendorDeviceName= | interconnectionName=,,,,10,STTP,Streaming Telemetry Transport Protocol,3,3,LTPRBTA_1_FV_C,V,+,0,PRARE_525_PM_01-PM3,0.0,1.0,Prare_525_Pm_01 LTPRBTA_1_FV_C + Voltage Magnitude,0,1,1,Volts,Phasor,VPHM,Voltage Magnitude,PM,-98.6,37.5,PPA:1441,2021-07-20 20:11:41
} | MaximumArchiveDays=90 | DesiredRemainingSpace=500,1442,GPA_PRARE_525_PM_01-PA3:VH,,48,8736f6c7-ad41-4b43-b4f6-e684e0d4ad20,PRARE_525_PM_01,Prare_525_Pm_01,60,1,companyAcronym= | protocolName=IEEE C37.118.2-2011 | vendorAcronym= | vendorDeviceName= | interconnectionName=,,,,10,STTP,Streaming Telemetry Transport Protocol,4,3,LTPRBTA_1_FV_C,V,+,0,PRARE_525_PM_01-PA3,0.0,1.0,Prare_525_Pm_01 LTPRBTA_1_FV_C + Voltage Phase Angle,0,1,1,Degrees,Phasor,VPHA,Voltage Phase Angle,PA,-98.6,37.5,PPA:1442,2021-07-20 20:11:41
} | MaximumArchiveDays=90 | DesiredRemainingSpace=500,1443,GPA_PRARE_525_PM_01-PM4:I,,48,8736f6c7-ad41-4b43-b4f6-e684e0d4ad20,PRARE_525_PM_01,Prare_525_Pm_01,60,1,companyAcronym= | protocolName=IEEE C37.118.2-2011 | vendorAcronym= | vendorDeviceName= | interconnectionName=,,,,10,STTP,Streaming Telemetry Transport Protocol,1,4,LTPRBTA_1_FA_A,I,+,0,PRARE_525_PM_01-PM4,0.0,1.0,Prare_525_Pm_01 LTPRBTA_1_FA_A + Current Magnitude,0,1,1,Amps,Phasor,IPHM,Current Magnitude,PM,-98.6,37.5,PPA:1443,2021-07-20 20:11:41
} | MaximumArchiveDays=90 | DesiredRemainingSpace=500,1444,GPA_PRARE_525_PM_01-PA4:IH,,48,8736f6c7-ad41-4b43-b4f6-e684e0d4ad20,PRARE_525_PM_01,Prare_525_Pm_01,60,1,companyAcronym= | protocolName=IEEE C37.118.2-2011 | vendorAcronym= | vendorDeviceName= | interconnectionName=,,,,10,STTP,Streaming Telemetry Transport Protocol,2,4,LTPRBTA_1_FA_A,I,+,0,PRARE_525_PM_01-PA4,0.0,1.0,Prare_525_Pm_01 LTPRBTA_1_FA_A + Current Phase Angle,0,1,1,Degrees,Phasor,IPHA,Current Phase Angle,PA,-98.6,37.5,PPA:1444,2021-07-20 20:11:41
} | MaximumArchiveDays=90 | DesiredRemainingSpace=500,1445,GPA_PRARE_525_PM_01-PM5:I,,48,8736f6c7-ad41-4b43-b4f6-e684e0d4ad20,PRARE_525_PM_01,Prare_525_Pm_01,60,1,companyAcronym= | protocolName=IEEE C37.118.2-2011 | vendorAcronym= | vendorDeviceName= | interconnectionName=,,,,10,STTP,Streaming Telemetry Transport Protocol,1,5,LTPRBTA_1_FA_B,I,+,0,PRARE_525_PM_01-PM5,0.0,1.0,Prare_525_Pm_01 LTPRBTA_1_FA_B + Current Magnitude,0,1,1,Amps,Phasor,IPHM,Current Magnitude,PM,-98.6,37.5,PPA:1445,2021-07-20 20:11:41
} | MaximumArchiveDays=90 | DesiredRemainingSpace=500,1446,GPA_PRARE_525_PM_01-PA5:IH,,48,8736f6c7-ad41-4b43-b4f6-e684e0d4ad20,PRARE_525_PM_01,Prare_525_Pm_01,60,1,companyAcronym= | protocolName=IEEE C37.118.2-2011 | vendorAcronym= | vendorDeviceName= | interconnectionName=,,,,10,STTP,Streaming Telemetry Transport Protocol,2,5,LTPRBTA_1_FA_B,I,+,0,PRARE_525_PM_01-PA5,0.0,1.0,Prare_525_Pm_01 LTPRBTA_1_FA_B + Current Phase Angle,0,1,1,Degrees,Phasor,IPHA,Current Phase Angle,PA,-98.6,37.5,PPA:1446,2021-07-20 20:11:41
} | MaximumArchiveDays=90 | DesiredRemainingSpace=500,1447,GPA_PRARE_525_PM_01-PM6:I,,48,8736f6c7-ad41-4b43-b4f6-e684e0d4ad20,PRARE_525_PM_01,Prare_525_Pm_01,60,1,companyAcronym= | protocolName=IEEE C37.118.2-2011 | vendorAcronym= | vendorDeviceName= | interconnectionName=,,,,10,STTP,Streaming Telemetry Transport Protocol,1,6,LTPRBTA_1_FA_C,I,+,0,PRARE_525_PM_01-PM6,0.0,1.0,Prare_525_Pm_01 LTPRBTA_1_FA_C + Current Magnitude,0,1,1,Amps,Phasor,IPHM,Current Magnitude,PM,-98.6,37.5,PPA:1447,2021-07-20 20:11:41
} | MaximumArchiveDays=90 | DesiredRemainingSpace=500,1448,GPA_PRARE_525_PM_01-PA6:IH,,48,8736f6c7-ad41-4b43-b4f6-e684e0d4ad20,PRARE_525_PM_01,Prare_525_Pm_01,60,1,companyAcronym= | protocolName=IEEE C37.118.2-2011 | vendorAcronym= | vendorDeviceName= | interconnectionName=,,,,10,STTP,Streaming Telemetry Transport Protocol,2,6,LTPRBTA_1_FA_C,I,+,0,PRARE_525_PM_01-PA6,0.0,1.0,Prare_525_Pm_01 LTPRBTA_1_FA_C + Current Phase Angle,0,1,1,Degrees,Phasor,IPHA,Current Phase Angle,PA,-98.6,37.5,PPA:1448,2021-07-20 20:11:41
} | MaximumArchiveDays=90 | DesiredRemainingSpace=500,1449,GPA_PRARE_525_PM_01-PM7:V,,48,8736f6c7-ad41-4b43-b4f6-e684e0d4ad20,PRARE_525_PM_01,Prare_525_Pm_01,60,1,companyAcronym= | protocolName=IEEE C37.118.2-2011 | vendorAcronym= | vendorDeviceName= | interconnectionName=,,,,10,STTP,Streaming Telemetry Transport Protocol,3,7,LTPRBTA_1_FV_P,V,+,0,PRARE_525_PM_01-PM7,0.0,1.0,Prare_525_Pm_01 LTPRBTA_1_FV_P + Voltage Magnitude,0,1,1,Volts,Phasor,VPHM,Voltage Magnitude,PM,-98.6,37.5,PPA:1449,2021-07-20 20:11:41
} | MaximumArchiveDays=90 | DesiredRemainingSpace=500,1450,GPA_PRARE_525_PM_01-PA7:VH,,48,8736f6c7-ad41-4b43-b4f6-e684e0d4ad20,PRARE_525_PM_01,Prare_525_Pm_01,60,1,companyAcronym= | protocolName=IEEE C37.118.2-2011 | vendorAcronym= | vendorDeviceName= | interconnectionName=,,,,10,STTP,Streaming Telemetry Transport Protocol,4,7,LTPRBTA_1_FV_P,V,+,0,PRARE_525_PM_01-PA7,0.0,1.0,Prare_525_Pm_01 LTPRBTA_1_FV_P + Voltage Phase Angle,0,1,1,Degrees,Phasor,VPHA,Voltage Phase Angle,PA,-98.6,37.5,PPA:1450,2021-07-20 20:11:41
} | MaximumArchiveDays=90 | DesiredRemainingSpace=500,1451,GPA_PRARE_525_PM_01-PM8:I,,48,8736f6c7-ad41-4b43-b4f6-e684e0d4ad20,PRARE_525_PM_01,Prare_525_Pm_01,60,1,companyAcronym= | protocolName=IEEE C37.118.2-2011 | vendorAcronym= | vendorDeviceName= | interconnectionName=,,,,10,STTP,Streaming Telemetry Transport Protocol,1,8,LTPRBTA_1_FA_P,I,+,0,PRARE_525_PM_01-PM8,0.0,1.0,Prare_525_Pm_01 LTPRBTA_1_FA_P + Current Magnitude,0,1,1,Amps,Phasor,IPHM,Current Magnitude,PM,-98.6,37.5,PPA:1451,2021-07-20 20:11:41
} | MaximumArchiveDays=90 | DesiredRemainingSpace=500,1452,GPA_PRARE_525_PM_01-PA8:IH,,48,8736f6c7-ad41-4b43-b4f6-e684e0d4ad20,PRARE_525_PM_01,Prare_525_Pm_01,60,1,companyAcronym= | protocolName=IEEE C37.118.2-2011 | vendorAcronym= | vendorDeviceName= | interconnectionName=,,,,10,STTP,Streaming Telemetry Transport Protocol,2,8,LTPRBTA_1_FA_P,I,+,0,PRARE_525_PM_01-PA8,0.0,1.0,Prare_525_Pm_01 LTPRBTA_1_FA_P + Current Phase Angle,0,1,1,Degrees,Phasor,IPHA,Current Phase Angle,PA,-98.6,37.5,PPA:1452,2021-07-20 20:11:41
} | MaximumArchiveDays=90 | DesiredRemainingSpace=500,1453,GPA_PRARE_525_PM_02:F,,49,8736f6c7-ad41-4b43-b4f6-e684e0d4ad20,PRARE_525_PM_02,Prare_525_Pm_02,60,1,companyAcronym= | protocolName=IEEE C37.118.2-2011 | vendorAcronym= | vendorDeviceName= | interconnectionName=,,,,10,STTP,Streaming Telemetry Transport Protocol,5,,,,,,PRARE_525_PM_02-FQ,0.0,1.0,Prare_525_Pm_02 Frequency,0,1,1,Hz,PMU,FREQ,Frequency,FQ,-98.6,37.5,PPA:1453,2021-07-20 20:11:41
} | MaximumArchiveDays=90 | DesiredRemainingSpace=500,1454,GPA_PRARE_525_PM_02:DF,,49,8736f6c7-ad41-4b43-b4f6-e684e0d4ad20,PRARE_525_PM_02,Prare_525_Pm_02,60,1,companyAcronym= | protocolName=IEEE C37.118.2-2011 | vendorAcronym= | vendorDeviceName= | interconnectionName=,,,,10,STTP,Streaming Telemetry Transport Protocol,6,,,,,,PRARE_525_PM_02-DF,0.0,1.0,Prare_525_Pm_02 Frequency Delta (dF/dt),0,1,1,,PMU,DFDT,Frequency Delta (dF/dt),DF,-98.6,37.5,PPA:1454,2021-07-20 20:11:41
} | MaximumArchiveDays=90 | DesiredRemainingSpace=500,1455,GPA_PRARE_525_PM_02:S,,49,8736f6c7-ad41-4b43-b4f6-e684e0d4ad20,PRARE_525_PM_02,Prare_525_Pm_02,60,1,companyAcronym= | protocolName=IEEE C37.118.2-2011 | vendorAcronym= | vendorDeviceName= | interconnectionName=,,,,10,STTP,Streaming Telemetry Transport Protocol,8,,,,,,PRARE_525_PM_02-SF,0.0,1.0,Prare_525_Pm_02 Status Flags,0,1,1,,PMU,FLAG,Status Flags,SF,-98.6,37.5,PPA:1455,2021-07-20 20:11:41
} | MaximumArchiveDays=90 | DesiredRemainingSpace=500,1456,GPA_PRARE_525_PM_02-PM1:V,,49,8736f6c7-ad41-4b43-b4f6-e684e0d4ad20,PRARE_525_PM_02,Prare_525_Pm_02,60,1,companyAcronym= | protocolName=IEEE C37.118.2-2011 | vendorAcronym= | vendorDeviceName= | interconnectionName=,,,,10,STTP,Streaming Telemetry Transport Protocol,3,1,LTPRIVP_1_FV_A,V,+,0,PRARE_525_PM_02-PM1,0.0,1.0,Prare_525_Pm_02 LTPRIVP_1_FV_A + Voltage Magnitude,0,1,1,Volts,Phasor,VPHM,Voltage Magnitude,PM,-98.6,37.5,PPA:1456,2021-07-20 20:11:41
} | MaximumArchiveDays=90 | DesiredRemainingSpace=500,1457,GPA_PRARE_525_PM_02-PA1:VH,,49,8736f6c7-ad41-4b43-b4f6-e684e0d4ad20,PRARE_525_PM_02,Prare_525_Pm_02,60,1,companyAcronym= | protocolName=IEEE C37.118.2-2011 | vendorAcronym= | vendorDeviceName= | interconnectionName=,,,,10,STTP,Streaming Telemetry Transport Protocol,4,1,LTPRIVP_1_FV_A,V,+,0,PRARE_525_PM_02-PA1,0.0,1.0,Prare_525_Pm_02 LTPRIVP_1_FV_A + Voltage Phase Angle,0,1,1,Degrees,Phasor,VPHA,Voltage Phase Angle,PA,-98.6,37.5,PPA:1457,2021-07-20 20:11:41
} | MaximumArchiveDays=90 | DesiredRemainingSpace=500,1458,GPA_PRARE_525_PM_02-PM2:V,,49,8736f6c7-ad41-4b43-b4f6-e684e0d4ad20,PRARE_525_PM_02,Prare_525_Pm_02,60,1,companyAcronym= | protocolName=IEEE C37.118.2-2011 | vendorAcronym= | vendorDeviceName= | interconnectionName=,,,,10,STTP,Streaming Telemetry Transport Protocol,3,2,LTPRIVP_1_FV_B,V,+,0,PRARE_525_PM_02-PM2,0.0,1.0,Prare_525_Pm_02 LTPRIVP_1_FV_B + Voltage Magnitude,0,1,1,Volts,Phasor,VPHM,Voltage Magnitude,PM,-98.6,37.5,PPA:1458,2021-07-20 20:11:41
} | MaximumArchiveDays=90 | DesiredRemainingSpace=500,1459,GPA_PRARE_525_PM_02-PA2:VH,,49,8736f6c7-ad41-4b43-b4f6-e684e0d4ad20,PRARE_525_PM_02,Prare_525_Pm_02,60,1,companyAcronym= | protocolName=IEEE C37.118.2-2011 | vendorAcronym= | vendorDeviceName= | interconnectionName=,,,,10,STTP,Streaming Telemetry Transport Protocol,4,2,LTPRIVP_1_FV_B,V,+,0,PRARE_525_PM_02-PA2,0.0,1.0,Prare_525_Pm_02 LTPRIVP_1_FV_B + Voltage Phase Angle,0,1,1,Degrees,Phasor,VPHA,Voltage Phase Angle,PA,-98.6,37.5,PPA:1459,2021-07-20 20:11:41
} | MaximumArchiveDays=90 | DesiredRemainingSpace=500,1460,GPA_PRARE_525_PM_02-PM3:V,,49,8736f6c7-ad41-4b43-b4f6-e684e0d4ad20,PRARE_525_PM_02,Prare_525_Pm_02,60,1,companyAcronym= | protocolName=IEEE C37.118.2-2011 | vendorAcronym= | vendorDeviceName= | interconnectionName=,,,,10,STTP,Streaming Telemetry Transport Protocol,3,3,LTPRIVP_1_FV_C,V,+,0,PRARE_525_PM_02-PM3,0.0,1.0,Prare_525_Pm_02 LTPRIVP_1_FV_C + Voltage Magnitude,0,1,1,Volts,Phasor,VPHM,Voltage Magnitude,PM,-98.6,37.5,PPA:1460,2021-07-20 20:11:42
} | MaximumArchiveDays=90 | DesiredRemainingSpace=500,1461,GPA_PRARE_525_PM_02-PA3:VH,,49,8736f6c7-ad41-4b43-b4f6-e684e0d4ad20,PRARE_525_PM_02,Prare_525_Pm_02,60,1,companyAcronym= | protocolName=IEEE C37.118.2-2011 | vendorAcronym= | vendorDeviceName= | interconnectionName=,,,,10,STTP,Streaming Telemetry Transport Protocol,4,3,LTPRIVP_1_FV_C,V,+,0,PRARE_525_PM_02-PA3,0.0,1.0,Prare_525_Pm_02 LTPRIVP_1_FV_C + Voltage Phase Angle,0,1,1,Degrees,Phasor,VPHA,Voltage Phase Angle,PA,-98.6,37.5,PPA:1461,2021-07-20 20:11:42
} | MaximumArchiveDays=90 | DesiredRemainingSpace=500,1462,GPA_PRARE_525_PM_02-PM4:I,,49,8736f6c7-ad41-4b43-b4f6-e684e0d4ad20,PRARE_525_PM_02,Prare_525_Pm_02,60,1,companyAcronym= | protocolName=IEEE C37.118.2-2011 | vendorAcronym= | vendorDeviceName= | interconnectionName=,,,,10,STTP,Streaming Telemetry Transport Protocol,1,4,LTPRIVP_1_FA_A,I,+,0,PRARE_525_PM_02-PM4,0.0,1.0,Prare_525_Pm_02 LTPRIVP_1_FA_A + Current Magnitude,0,1,1,Amps,Phasor,IPHM,Current Magnitude,PM,-98.6,37.5,PPA:1462,2021-07-20 20:11:42
} | MaximumArchiveDays=90 | DesiredRemainingSpace=500,1463,GPA_PRARE_525_PM_02-PA4:IH,,49,8736f6c7-ad41-4b43-b4f6-e684e0d4ad20,PRARE_525_PM_02,Prare_525_Pm_02,60,1,companyAcronym= | protocolName=IEEE C37.118.2-2011 | vendorAcronym= | vendorDeviceName= | interconnectionName=,,,,10,STTP,Streaming Telemetry Transport Protocol,2,4,LTPRIVP_1_FA_A,I,+,0,PRARE_525_PM_02-PA4,0.0,1.0,Prare_525_Pm_02 LTPRIVP_1_FA_A + Current Phase Angle,0,1,1,Degrees,Phasor,IPHA,Current Phase Angle,PA,-98.6,37.5,PPA:1463,2021-07-20 20:11:42
} | MaximumArchiveDays=90 | DesiredRemainingSpace=500,1464,GPA_PRARE_525_PM_02-PM5:I,,49,8736f6c7-ad41-4b43-b4f6-e684e0d4ad20,PRARE_525_PM_02,Prare_525_Pm_02,60,1,companyAcronym= | protocolName=IEEE C37.118.2-2011 | vendorAcronym= | vendorDeviceName= | interconnectionName=,,,,10,STTP,Streaming Telemetry Transport Protocol,1,5,LTPRIVP_1_FA_B,I,+,0,PRARE_525_PM_02-PM5,0.0,1.0,Prare_525_Pm_02 LTPRIVP_1_FA_B + Current Magnitude,0,1,1,Amps,Phasor,IPHM,Current Magnitude,PM,-98.6,37.5,PPA:1464,2021-07-20 20:11:42
} | MaximumArchiveDays=90 | DesiredRemainingSpace=500,1465,GPA_PRARE_525_PM_02-PA5:IH,,49,8736f6c7-ad41-4b43-b4f6-e684e0d4ad20,PRARE_525_PM_02,Prare_525_Pm_02,60,1,companyAcronym= | protocolName=IEEE C37.118.2-2011 | vendorAcronym= | vendorDeviceName= | interconnectionName=,,,,10,STTP,Streaming Telemetry Transport Protocol,2,5,LTPRIVP_1_FA_B,I,+,0,PRARE_525_PM_02-PA5,0.0,1.0,Prare_525_Pm_02 LTPRIVP_1_FA_B + Current Phase Angle,0,1,1,Degrees,Phasor,IPHA,Current Phase Angle,PA,-98.6,37.5,PPA:1465,2021-07-20 20:11:42
} | MaximumArchiveDays=90 | DesiredRemainingSpace=500,1466,GPA_PRARE_525_PM_02-PM6:I,,49,8736f6c7-ad41-4b43-b4f6-e684e0d4ad20,PRARE_525_PM_02,Prare_525_Pm_02,60,1,companyAcronym= | protocolName=IEEE C37.118.2-2011 | vendorAcronym= | vendorDeviceName= | interconnectionName=,,,,10,STTP,Streaming Telemetry Transport Protocol,1,6,LTPRIVP_1_FA_C,I,+,0,PRARE_525_PM_02-PM6,0.0,1.0,Prare_525_Pm_02 LTPRIVP_1_FA_C + Current Magnitude,0,1,1,Amps,Phasor,IPHM,Current Magnitude,PM,-98.6,37.5,PPA:1466,2021-07-20 20:11:42
} | MaximumArchiveDays=90 | DesiredRemainingSpace=500,1467,GPA_PRARE_525_PM_02-PA6:IH,,49,8736f6c7-ad41-4b43-b4f6-e684e0d4ad20,PRARE_525_PM_02,Prare_525_Pm_02,60,1,companyAcronym= | protocolName=IEEE C37.118.2-2011 | vendorAcronym= | vendorDeviceName= | interconnectionName=,,,,10,STTP,Streaming Telemetry Transport Protocol,2,6,LTPRIVP_1_FA_C,I,+,0,PRARE_525_PM_02-PA6,0.0,1.0,Prare_525_Pm_02 LTPRIVP_1_FA_C + Current Phase Angle,0,1,1,Degrees,Phasor,IPHA,Current Phase Angle,PA,-98.6,37.5,PPA:1467,2021-07-20 20:11:42
} | MaximumArchiveDays=90 | DesiredRemainingSpace=500,1468,GPA_PRARE_525_PM_02-PM7:V,,49,8736f6c7-ad41-4b43-b4f6-e684e0d4ad20,PRARE_525_PM_02,Prare_525_Pm_02,60,1,companyAcronym= | protocolName=IEEE C37.118.2-2011 | vendorAcronym= | vendorDeviceName= | interconnectionName=,,,,10,STTP,Streaming Telemetry Transport Protocol,3,7,LTPRIVP_1_FV_P,V,+,0,PRARE_525_PM_02-PM7,0.0,1.0,Prare_525_Pm_02 LTPRIVP_1_FV_P + Voltage Magnitude,0,1,1,Volts,Phasor,VPHM,Voltage Magnitude,PM,-98.6,37.5,PPA:1468,2021-07-20 20:11:42
} | MaximumArchiveDays=90 | DesiredRemainingSpace=500,1469,GPA_PRARE_525_PM_02-PA7:VH,,49,8736f6c7-ad41-4b43-b4f6-e684e0d4ad20,PRARE_525_PM_02,Prare_525_Pm_02,60,1,companyAcronym= | protocolName=IEEE C37.118.2-2011 | vendorAcronym= | vendorDeviceName= | interconnectionName=,,,,10,STTP,Streaming Telemetry Transport Protocol,4,7,LTPRIVP_1_FV_P,V,+,0,PRARE_525_PM_02-PA7,0.0,1.0,Prare_525_Pm_02 LTPRIVP_1_FV_P + Voltage Phase Angle,0,1,1,Degrees,Phasor,VPHA,Voltage Phase Angle,PA,-98.6,37.5,PPA:1469,2021-07-20 20:11:42
} | MaximumArchiveDays=90 | DesiredRemainingSpace=500,1470,GPA_PRARE_525_PM_02-PM8:I,,49,8736f6c7-ad41-4b43-b4f6-e684e0d4ad20,PRARE_525_PM_02,Prare_525_Pm_02,60,1,companyAcronym= | protocolName=IEEE C37.118.2-2011 | vendorAcronym= | vendorDeviceName= | interconnectionName=,,,,10,STTP,Streaming Telemetry Transport Protocol,1,8,LTPRIVP_1_FA_P,I,+,0,PRARE_525_PM_02-PM8,0.0,1.0,Prare_525_Pm_02 LTPRIVP_1_FA_P + Current Magnitude,0,1,1,Amps,Phasor,IPHM,Current Magnitude,PM,-98.6,37.5,PPA:1470,2021-07-20 20:11:42
} | MaximumArchiveDays=90 | DesiredRemainingSpace=500,1471,GPA_PRARE_525_PM_02-PA8:IH,,49,8736f6c7-ad41-4b43-b4f6-e684e0d4ad20,PRARE_525_PM_02,Prare_525_Pm_02,60,1,companyAcronym= | protocolName=IEEE C37.118.2-2011 | vendorAcronym= | vendorDeviceName= | interconnectionName=,,,,10,STTP,Streaming Telemetry Transport Protocol,2,8,LTPRIVP_1_FA_P,I,+,0,PRARE_525_PM_02-PA8,0.0,1.0,Prare_525_Pm_02 LTPRIVP_1_FA_P + Current Phase Angle,0,1,1,Degrees,Phasor,IPHA,Current Phase Angle,PA,-98.6,37.5,PPA:1471,2021-07-20 20:11:42
} | MaximumArchiveDays=90 | DesiredRemainingSpace=500,1472,GPA_PRARE_525_PM_03:F,,50,8736f6c7-ad41-4b43-b4f6-e684e0d4ad20,PRARE_525_PM_03,Prare_525_Pm_03,60,1,companyAcronym= | protocolName=IEEE C37.118.2-2011 | vendorAcronym= | vendorDeviceName= | interconnectionName=,,,,10,STTP,Streaming Telemetry Transport Protocol,5,,,,,,PRARE_525_PM_03-FQ,0.0,1.0,Prare_525_Pm_03 Frequency,0,1,1,Hz,PMU,FREQ,Frequency,FQ,-98.6,37.5,PPA:1472,2021-07-20 20:11:42
} | MaximumArchiveDays=90 | DesiredRemainingSpace=500,1473,GPA_PRARE_525_PM_03:DF,,50,8736f6c7-ad41-4b43-b4f6-e684e0d4ad20,PRARE_525_PM_03,Prare_525_Pm_03,60,1,companyAcronym= | protocolName=IEEE C37.118.2-2011 | vendorAcronym= | vendorDeviceName= | interconnectionName=,,,,10,STTP,Streaming Telemetry Transport Protocol,6,,,,,,PRARE_525_PM_03-DF,0.0,1.0,Prare_525_Pm_03 Frequency Delta (dF/dt),0,1,1,,PMU,DFDT,Frequency Delta (dF/dt),DF,-98.6,37.5,PPA:1473,2021-07-20 20:11:42
} | MaximumArchiveDays=90 | DesiredRemainingSpace=500,1474,GPA_PRARE_525_PM_03:S,,50,8736f6c7-ad41-4b43-b4f6-e684e0d4ad20,PRARE_525_PM_03,Prare_525_Pm_03,60,1,companyAcronym= | protocolName=IEEE C37.118.2-2011 | vendorAcronym= | vendorDeviceName= | interconnectionName=,,,,10,STTP,Streaming Telemetry Transport Protocol,8,,,,,,PRARE_525_PM_03-SF,0.0,1.0,Prare_525_Pm_03 Status Flags,0,1,1,,PMU,FLAG,Status Flags,SF,-98.6,37.5,PPA:1474,2021-07-20 20:11:42
} | MaximumArchiveDays=90 | DesiredRemainingSpace=500,1475,GPA_PRARE_525_PM_03-PM1:V,,50,8736f6c7-ad41-4b43-b4f6-e684e0d4ad20,PRARE_525_PM_03,Prare_525_Pm_03,60,1,companyAcronym= | protocolName=IEEE C37.118.2-2011 | vendorAcronym= | vendorDeviceName= | interconnectionName=,,,,10,STTP,Streaming Telemetry Transport Protocol,3,1,BAA_FV_A,V,+,0,PRARE_525_PM_03-PM1,0.0,1.0,Prare_525_Pm_03 BAA_FV_A + Voltage Magnitude,0,1,1,Volts,Phasor,VPHM,Voltage Magnitude,PM,-98.6,37.5,PPA:1475,2021-07-20 20:11:42
} | MaximumArchiveDays=90 | DesiredRemainingSpace=500,1476,GPA_PRARE_525_PM_03-PA1:VH,,50,8736f6c7-ad41-4b43-b4f6-e684e0d4ad20,PRARE_525_PM_03,Prare_525_Pm_03,60,1,companyAcronym= | protocolName=IEEE C37.118.2-2011 | vendorAcronym= | vendorDeviceName= | interconnectionName=,,,,10,STTP,Streaming Telemetry Transport Protocol,4,1,BAA_FV_A,V,+,0,PRARE_525_PM_03-PA1,0.0,1.0,Prare_525_Pm_03 BAA_FV_A + Voltage Phase Angle,0,1,1,Degrees,Phasor,VPHA,Voltage Phase Angle,PA,-98.6,37.5,PPA:1476,2021-07-20 20:11:42
} | MaximumArchiveDays=90 | DesiredRemainingSpace=500,1477,GPA_PRARE_525_PM_04:F,,51,8736f6c7-ad41-4b43-b4f6-e684e0d4ad20,PRARE_525_PM_04,Prare_525_Pm_04,60,1,companyAcronym= | protocolName=IEEE C37.118.2-2011 | vendorAcronym= | vendorDeviceName= | interconnectionName=,,,,10,STTP,Streaming Telemetry Transport Protocol,5,,,,,,PRARE_525_PM_04-FQ,0.0,1.0,Prare_525_Pm_04 Frequency,0,1,1,Hz,PMU,FREQ,Frequency,FQ,-98.6,37.5,PPA:1477,2021-07-20 20:11:42
} | MaximumArchiveDays=90 | DesiredRemainingSpace=500,1478,GPA_PRARE_525_PM_04:DF,,51,8736f6c7-ad41-4b43-b4f6-e684e0d4ad20,PRARE_525_PM_04,Prare_525_Pm_04,60,1,companyAcronym= | protocolName=IEEE C37.118.2-2011 | vendorAcronym= | vendorDeviceName= | interconnectionName=,,,,10,STTP,Streaming Telemetry Transport Protocol,6,,,,,,PRARE_525_PM_04-DF,0.0,1.0,Prare_525_Pm_04 Frequency Delta (dF/dt),0,1,1,,PMU,DFDT,Frequency Delta (dF/dt),DF,-98.6,37.5,PPA:1478,2021-07-20 20:11:42
} | MaximumArchiveDays=90 | DesiredRemainingSpace=500,1479,GPA_PRARE_525_PM_04:S,,51,8736f6c7-ad41-4b43-b4f6-e684e0d4ad20,PRARE_525_PM_04,Prare_525_Pm_04,60,1,companyAcronym= | protocolName=IEEE C37.118.2-2011 | vendorAcronym= | vendorDeviceName= | interconnectionName=,,,,10,STTP,Streaming Telemetry Transport Protocol,8,,,,,,PRARE_525_PM_04-SF,0.0,1.0,Prare_525_Pm_04 Status Flags,0,1,1,,PMU,FLAG,Status Flags,SF,-98.6,37.5,PPA:1479,2021-07-20 20:11:42
} | MaximumArchiveDays=90 | DesiredRemainingSpace=500,1480,GPA_PRARE_525_PM_04-PM1:V,,51,8736f6c7-ad41-4b43-b4f6-e684e0d4ad20,PRARE_525_PM_04,Prare_525_Pm_04,60,1,companyAcronym= | protocolName=IEEE C37.118.2-2011 | vendorAcronym= | vendorDeviceName= | interconnectionName=,,,,10,STTP,Streaming Telemetry Transport Protocol,3,1,LTSCCNO_1_FV_A,V,+,0,PRARE_525_PM_04-PM1,0.0,1.0,Prare_525_Pm_04 LTSCCNO_1_FV_A + Voltage Magnitude,0,1,1,Volts,Phasor,VPHM,Voltage Magnitude,PM,-98.6,37.5,PPA:1480,2021-07-20 20:11:42
} | MaximumArchiveDays=90 | DesiredRemainingSpace=500,1481,GPA_PRARE_525_PM_04-PA1:VH,,51,8736f6c7-ad41-4b43-b4f6-e684e0d4ad20,PRARE_525_PM_04,Prare_525_Pm_04,60,1,companyAcronym= | protocolName=IEEE C37.118.2-2011 | vendorAcronym= | vendorDeviceName= | interconnectionName=,,,,10,STTP,Streaming Telemetry Transport Protocol,4,1,LTSCCNO_1_FV_A,V,+,0,PRARE_525_PM_04-PA1,0.0,1.0,Prare_525_Pm_04 LTSCCNO_1_FV_A + Voltage Phase Angle,0,1,1,Degrees,Phasor,VPHA,Voltage Phase Angle,PA,-98.6,37.5,PPA:1481,2021-07-20 20:11:42
} | MaximumArchiveDays=90 | DesiredRemainingSpace=500,1482,GPA_PRARE_525_PM_04-PM2:V,,51,8736f6c7-ad41-4b43-b4f6-e684e0d4ad20,PRARE_525_PM_04,Prare_525_Pm_04,60,1,companyAcronym= | protocolName=IEEE C37.118.2-2011 | vendorAcronym= | vendorDeviceName= | interconnectionName=,,,,10,STTP,Streaming Telemetry Transport Protocol,3,2,LTSCCNO_1_FV_B,V,+,0,PRARE_525_PM_04-PM2,0.0,1.0,Prare_525_Pm_04 LTSCCNO_1_FV_B + Voltage Magnitude,0,1,1,Volts,Phasor,VPHM,Voltage Magnitude,PM,-98.6,37.5,PPA:1482,2021-07-20 20:11:42
} | MaximumArchiveDays=90 | DesiredRemainingSpace=500,1483,GPA_PRARE_525_PM_04-PA2:VH,,51,8736f6c7-ad41-4b43-b4f6-e684e0d4ad20,PRARE_525_PM_04,Prare_525_Pm_04,60,1,companyAcronym= | protocolName=IEEE C37.118.2-2011 | vendorAcronym= | vendorDeviceName= | interconnectionName=,,,,10,STTP,Streaming Telemetry Transport Protocol,4,2,LTSCCNO_1_FV_B,V,+,0,PRARE_525_PM_04-PA2,0.0,1.0,Prare_525_Pm_04 LTSCCNO_1_FV_B + Voltage Phase Angle,0,1,1,Degrees,Phasor,VPHA,Voltage Phase Angle,PA,-98.6,37.5,PPA:1483,2021-07-20 20:11:42
} | MaximumArchiveDays=90 | DesiredRemainingSpace=500,1484,GPA_PRARE_525_PM_04-PM3:V,,51,8736f6c7-ad41-4b43-b4f6-e684e0d4ad20,PRARE_525_PM_04,Prare_525_Pm_04,60,1,companyAcronym= | protocolName=IEEE C37.118.2-2011 | vendorAcronym= | vendorDeviceName= | interconnectionName=,,,,10,STTP,Streaming Telemetry Transport Protocol,3,3,LTSCCNO_1_FV_C,V,+,0,PRARE_525_PM_04-PM3,0.0,1.0,Prare_525_Pm_04 LTSCCNO_1_FV_C + Voltage Magnitude,0,1,1,Volts,Phasor,VPHM,Voltage Magnitude,PM,-98.6,37.5,PPA:1484,2021-07-20 20:11:42
} | MaximumArchiveDays=90 | DesiredRemainingSpace=500,1485,GPA_PRARE_525_PM_04-PA3:VH,,51,8736f6c7-ad41-4b43-b4f6-e684e0d4ad20,PRARE_525_PM_04,Prare_525_Pm_04,60,1,companyAcronym= | protocolName=IEEE C37.118.2-2011 | vendorAcronym= | vendorDeviceName= | interconnectionName=,,,,10,STTP,Streaming Telemetry Transport Protocol,4,3,LTSCCNO_1_FV_C,V,+,0,PRARE_525_PM_04-PA3,0.0,1.0,Prare_525_Pm_04 LTSCCNO_1_FV_C + Voltage Phase Angle,0,1,1,Degrees,Phasor,VPHA,Voltage Phase Angle,PA,-98.6,37.5,PPA:1485,2021-07-20 20:11:42
} | MaximumArchiveDays=90 | DesiredRemainingSpace=500,1486,GPA_PRARE_525_PM_04-PM4:I,,51,8736f6c7-ad41-4b43-b4f6-e684e0d4ad20,PRARE_525_PM_04,Prare_525_Pm_04,60,1,companyAcronym= | protocolName=IEEE C37.118.2-2011 | vendorAcronym= | vendorDeviceName= | interconnectionName=,,,,10,STTP,Streaming Telemetry Transport Protocol,1,4,LTSCCNO_1_FA_A,I,+,0,PRARE_525_PM_04-PM4,0.0,1.0,Prare_525_Pm_04 LTSCCNO_1_FA_A + Current Magnitude,0,1,1,Amps,Phasor,IPHM,Current Magnitude,PM,-98.6,37.5,PPA:1486,2021-07-20 20:11:42
} | MaximumArchiveDays=90 | DesiredRemainingSpace=500,1487,GPA_PRARE_525_PM_04-PA4:IH,,51,8736f6c7-ad41-4b43-b4f6-e684e0d4ad20,PRARE_525_PM_04,Prare_525_Pm_04,60,1,companyAcronym= | protocolName=IEEE C37.118.2-2011 | vendorAcronym= | vendorDeviceName= | interconnectionName=,,,,10,STTP,Streaming Telemetry Transport Protocol,2,4,LTSCCNO_1_FA_A,I,+,0,PRARE_525_PM_04-PA4,0.0,1.0,Prare_525_Pm_04 LTSCCNO_1_FA_A + Current Phase Angle,0,1,1,Degrees,Phasor,IPHA,Current Phase Angle,PA,-98.6,37.5,PPA:1487,2021-07-20 20:11:42
} | MaximumArchiveDays=90 | DesiredRemainingSpace=500,1488,GPA_PRARE_525_PM_04-PM5:I,,51,8736f6c7-ad41-4b43-b4f6-e684e0d4ad20,PRARE_525_PM_04,Prare_525_Pm_04,60,1,companyAcronym= | protocolName=IEEE C37.118.2-2011 | vendorAcronym= | vendorDeviceName= | interconnectionName=,,,,10,STTP,Streaming Telemetry Transport Protocol,1,5,LTSCCNO_1_FA_B,I,+,0,PRARE_525_PM_04-PM5,0.0,1.0,Prare_525_Pm_04 LTSCCNO_1_FA_B + Current Magnitude,0,1,1,Amps,Phasor,IPHM,Current Magnitude,PM,-98.6,37.5,PPA:1488,2021-07-20 20:11:42
} | MaximumArchiveDays=90 | DesiredRemainingSpace=500,1489,GPA_PRARE_525_PM_04-PA5:IH,,51,8736f6c7-ad41-4b43-b4f6-e684e0d4ad20,PRARE_525_PM_04,Prare_525_Pm_04,60,1,companyAcronym= | protocolName=IEEE C37.118.2-2011 | vendorAcronym= | vendorDeviceName= | interconnectionName=,,,,10,STTP,Streaming Telemetry Transport Protocol,2,5,LTSCCNO_1_FA_B,I,+,0,PRARE_525_PM_04-PA5,0.0,1.0,Prare_525_Pm_04 LTSCCNO_1_FA_B + Current Phase Angle,0,1,1,Degrees,Phasor,IPHA,Current Phase Angle,PA,-98.6,37.5,PPA:1489,2021-07-20 20:11:42
} | MaximumArchiveDays=90 | DesiredRemainingSpace=500,1490,GPA_PRARE_525_PM_04-PM6:I,,51,8736f6c7-ad41-4b43-b4f6-e684e0d4ad20,PRARE_525_PM_04,Prare_525_Pm_04,60,1,companyAcronym= | protocolName=IEEE C37.118.2-2011 | vendorAcronym= | vendorDeviceName= | interconnectionName=,,,,10,STTP,Streaming Telemetry Transport Protocol,1,6,LTSCCNO_1_FA_C,I,+,0,PRARE_525_PM_04-PM6,0.0,1.0,Prare_525_Pm_04 LTSCCNO_1_FA_C + Current Magnitude,0,1,1,Amps,Phasor,IPHM,Current Magnitude,PM,-98.6,37.5,PPA:1490,2021-07-20 20:11:42
} | MaximumArchiveDays=90 | DesiredRemainingSpace=500,1491,GPA_PRARE_525_PM_04-PA6:IH,,51,8736f6c7-ad41-4b43-b4f6-e684e0d4ad20,PRARE_525_PM_04,Prare_525_Pm_04,60,1,companyAcronym= | protocolName=IEEE C37.118.2-2011 | vendorAcronym= | vendorDeviceName= | interconnectionName=,,,,10,STTP,Streaming Telemetry Transport Protocol,2,6,LTSCCNO_1_FA_C,I,+,0,PRARE_525_PM_04-PA6,0.0,1.0,Prare_525_Pm_04 LTSCCNO_1_FA_C + Current Phase Angle,0,1,1,Degrees,Phasor,IPHA,Current Phase Angle,PA,-98.6,37.5,PPA:1491,2021-07-20 20:11:42
} | MaximumArchiveDays=90 | DesiredRemainingSpace=500,1492,GPA_PRARE_525_PM_04-PM7:V,,51,8736f6c7-ad41-4b43-b4f6-e684e0d4ad20,PRARE_525_PM_04,Prare_525_Pm_04,60,1,companyAcronym= | protocolName=IEEE C37.118.2-2011 | vendorAcronym= | vendorDeviceName= | interconnectionName=,,,,10,STTP,Streaming Telemetry Transport Protocol,3,7,LTSCCNO_1_FV_P,V,+,0,PRARE_525_PM_04-PM7,0.0,1.0,Prare_525_Pm_04 LTSCCNO_1_FV_P + Voltage Magnitude,0,1,1,Volts,Phasor,VPHM,Voltage Magnitude,PM,-98.6,37.5,PPA:1492,2021-07-20 20:11:42
} | MaximumArchiveDays=90 | DesiredRemainingSpace=500,1493,GPA_PRARE_525_PM_04-PA7:VH,,51,8736f6c7-ad41-4b43-b4f6-e684e0d4ad20,PRARE_525_PM_04,Prare_525_Pm_04,60,1,companyAcronym= | protocolName=IEEE C37.118.2-2011 | vendorAcronym= | vendorDeviceName= | interconnectionName=,,,,10,STTP,Streaming Telemetry Transport Protocol,4,7,LTSCCNO_1_FV_P,V,+,0,PRARE_525_PM_04-PA7,0.0,1.0,Prare_525_Pm_04 LTSCCNO_1_FV_P + Voltage Phase Angle,0,1,1,Degrees,Phasor,VPHA,Voltage Phase Angle,PA,-98.6,37.5,PPA:1493,2021-07-20 20:11:42
} | MaximumArchiveDays=90 | DesiredRemainingSpace=500,1494,GPA_PRARE_525_PM_04-PM8:I,,51,8736f6c7-ad41-4b43-b4f6-e684e0d4ad20,PRARE_525_PM_04,Prare_525_Pm_04,60,1,companyAcronym= | protocolName=IEEE C37.118.2-2011 | vendorAcronym= | vendorDeviceName= | interconnectionName=,,,,10,STTP,Streaming Telemetry Transport Protocol,1,8,LTSCCNO_1_FA_P,I,+,0,PRARE_525_PM_04-PM8,0.0,1.0,Prare_525_Pm_04 LTSCCNO_1_FA_P + Current Magnitude,0,1,1,Amps,Phasor,IPHM,Current Magnitude,PM,-98.6,37.5,PPA:1494,2021-07-20 20:11:42
} | MaximumArchiveDays=90 | DesiredRemainingSpace=500,1495,GPA_PRARE_525_PM_04-PA8:IH,,51,8736f6c7-ad41-4b43-b4f6-e684e0d4ad20,PRARE_525_PM_04,Prare_525_Pm_04,60,1,companyAcronym= | protocolName=IEEE C37.118.2-2011 | vendorAcronym= | vendorDeviceName= | interconnectionName=,,,,10,STTP,Streaming Telemetry Transport Protocol,2,8,LTSCCNO_1_FA_P,I,+,0,PRARE_525_PM_04-PA8,0.0,1.0,Prare_525_Pm_04 LTSCCNO_1_FA_P + Current Phase Angle,0,1,1,Degrees,Phasor,IPHA,Current Phase Angle,PA,-98.6,37.5,PPA:1495,2021-07-20 20:11:42
} | MaximumArchiveDays=90 | DesiredRemainingSpace=500,1496,GPA_PRARE_525_PM_05:F,,52,8736f6c7-ad41-4b43-b4f6-e684e0d4ad20,PRARE_525_PM_05,Prare_525_Pm_05,60,1,companyAcronym= | protocolName=IEEE C37.118.2-2011 | vendorAcronym= | vendorDeviceName= | interconnectionName=,,,,10,STTP,Streaming Telemetry Transport Protocol,5,,,,,,PRARE_525_PM_05-FQ,0.0,1.0,Prare_525_Pm_05 Frequency,0,1,1,Hz,PMU,FREQ,Frequency,FQ,-98.6,37.5,PPA:1496,2021-07-20 20:11:42
} | MaximumArchiveDays=90 | DesiredRemainingSpace=500,1497,GPA_PRARE_525_PM_05:DF,,52,8736f6c7-ad41-4b43-b4f6-e684e0d4ad20,PRARE_525_PM_05,Prare_525_Pm_05,60,1,companyAcronym= | protocolName=IEEE C37.118.2-2011 | vendorAcronym= | vendorDeviceName= | interconnectionName=,,,,10,STTP,Streaming Telemetry Transport Protocol,6,,,,,,PRARE_525_PM_05-DF,0.0,1.0,Prare_525_Pm_05 Frequency Delta (dF/dt),0,1,1,,PMU,DFDT,Frequency Delta (dF/dt),DF,-98.6,37.5,PPA:1497,2021-07-20 20:11:42
} | MaximumArchiveDays=90 | DesiredRemainingSpace=500,1498,GPA_PRARE_525_PM_05:S,,52,8736f6c7-ad41-4b43-b4f6-e684e0d4ad20,PRARE_525_PM_05,Prare_525_Pm_05,60,1,companyAcronym= | protocolName=IEEE C37.118.2-2011 | vendorAcronym= | vendorDeviceName= | interconnectionName=,,,,10,STTP,Streaming Telemetry Transport Protocol,8,,,,,,PRARE_525_PM_05-SF,0.0,1.0,Prare_525_Pm_05 Status Flags,0,1,1,,PMU,FLAG,Status Flags,SF,-98.6,37.5,PPA:1498,2021-07-20 20:11:42
} | MaximumArchiveDays=90 | DesiredRemainingSpace=500,1499,GPA_PRARE_525_PM_05-PM1:V,,52,8736f6c7-ad41-4b43-b4f6-e684e0d4ad20,PRARE_525_PM_05,Prare_525_Pm_05,60,1,companyAcronym= | protocolName=IEEE C37.118.2-2011 | vendorAcronym= | vendorDeviceName= | interconnectionName=,,,,10,STTP,Streaming Telemetry Transport Protocol,3,1,LTPRSGD_1_FV_A,V,+,0,PRARE_525_PM_05-PM1,0.0,1.0,Prare_525_Pm_05 LTPRSGD_1_FV_A + Voltage Magnitude,0,1,1,Volts,Phasor,VPHM,Voltage Magnitude,PM,-98.6,37.5,PPA:1499,2021-07-20 20:11:42
} | MaximumArchiveDays=90 | DesiredRemainingSpace=500,1500,GPA_PRARE_525_PM_05-PA1:VH,,52,8736f6c7-ad41-4b43-b4f6-e684e0d4ad20,PRARE_525_PM_05,Prare_525_Pm_05,60,1,companyAcronym= | protocolName=IEEE C37.118.2-2011 | vendorAcronym= | vendorDeviceName= | interconnectionName=,,,,10,STTP,Streaming Telemetry Transport Protocol,4,1,LTPRSGD_1_FV_A,V,+,0,PRARE_525_PM_05-PA1,0.0,1.0,Prare_525_Pm_05 LTPRSGD_1_FV_A + Voltage Phase Angle,0,1,1,Degrees,Phasor,VPHA,Voltage Phase Angle,PA,-98.6,37.5,PPA:1500,2021-07-20 20:11:42
} | MaximumArchiveDays=90 | DesiredRemainingSpace=500,1501,GPA_PRARE_525_PM_05-PM2:V,,52,8736f6c7-ad41-4b43-b4f6-e684e0d4ad20,PRARE_525_PM_05,Prare_525_Pm_05,60,1,companyAcronym= | protocolName=IEEE C37.118.2-2011 | vendorAcronym= | vendorDeviceName= | interconnectionName=,,,,10,STTP,Streaming Telemetry Transport Protocol,3,2,LTPRSGD_1_FV_B,V,+,0,PRARE_525_PM_05-PM2,0.0,1.0,Prare_525_Pm_05 LTPRSGD_1_FV_B + Voltage Magnitude,0,1,1,Volts,Phasor,VPHM,Voltage Magnitude,PM,-98.6,37.5,PPA:1501,2021-07-20 20:11:42
} | MaximumArchiveDays=90 | DesiredRemainingSpace=500,1502,GPA_PRARE_525_PM_05-PA2:VH,,52,8736f6c7-ad41-4b43-b4f6-e684e0d4ad20,PRARE_525_PM_05,Prare_525_Pm_05,60,1,companyAcronym= | protocolName=IEEE C37.118.2-2011 | vendorAcronym= | vendorDeviceName= | interconnectionName=,,,,10,STTP,Streaming Telemetry Transport Protocol,4,2,LTPRSGD_1_FV_B,V,+,0,PRARE_525_PM_05-PA2,0.0,1.0,Prare_525_Pm_05 LTPRSGD_1_FV_B + Voltage Phase Angle,0,1,1,Degrees,Phasor,VPHA,Voltage Phase Angle,PA,-98.6,37.5,PPA:1502,2021-07-20 20:11:42
} | MaximumArchiveDays=90 | DesiredRemainingSpace=500,1503,GPA_PRARE_525_PM_05-PM3:V,,52,8736f6c7-ad41-4b43-b4f6-e684e0d4ad20,PRARE_525_PM_05,Prare_525_Pm_05,60,1,companyAcronym= | protocolName=IEEE C37.118.2-2011 | vendorAcronym= | vendorDeviceName= | interconnectionName=,,,,10,STTP,Streaming Telemetry Transport Protocol,3,3,LTPRSGD_1_FV_C,V,+,0,PRARE_525_PM_05-PM3,0.0,1.0,Prare_525_Pm_05 LTPRSGD_1_FV_C + Voltage Magnitude,0,1,1,Volts,Phasor,VPHM,Voltage Magnitude,PM,-98.6,37.5,PPA:1503,2021-07-20 20:11:42
} | MaximumArchiveDays=90 | DesiredRemainingSpace=500,1504,GPA_PRARE_525_PM_05-PA3:VH,,52,8736f6c7-ad41-4b43-b4f6-e684e0d4ad20,PRARE_525_PM_05,Prare_525_Pm_05,60,1,companyAcronym= | protocolName=IEEE C37.118.2-2011 | vendorAcronym= | vendorDeviceName= | interconnectionName=,,,,10,STTP,Streaming Telemetry Transport Protocol,4,3,LTPRSGD_1_FV_C,V,+,0,PRARE_525_PM_05-PA3,0.0,1.0,Prare_525_Pm_05 LTPRSGD_1_FV_C + Voltage Phase Angle,0,1,1,Degrees,Phasor,VPHA,Voltage Phase Angle,PA,-98.6,37.5,PPA:1504,2021-07-20 20:11:42
} | MaximumArchiveDays=90 | DesiredRemainingSpace=500,1505,GPA_PRARE_525_PM_05-PM4:I,,52,8736f6c7-ad41-4b43-b4f6-e684e0d4ad20,PRARE_525_PM_05,Prare_525_Pm_05,60,1,companyAcronym= | protocolName=IEEE C37.118.2-2011 | vendorAcronym= | vendorDeviceName= | interconnectionName=,,,,10,STTP,Streaming Telemetry Transport Protocol,1,4,LTPRSGD_1_FA_A,I,+,0,PRARE_525_PM_05-PM4,0.0,1.0,Prare_525_Pm_05 LTPRSGD_1_FA_A + Current Magnitude,0,1,1,Amps,Phasor,IPHM,Current Magnitude,PM,-98.6,37.5,PPA:1505,2021-07-20 20:11:42
} | MaximumArchiveDays=90 | DesiredRemainingSpace=500,1506,GPA_PRARE_525_PM_05-PA4:IH,,52,8736f6c7-ad41-4b43-b4f6-e684e0d4ad20,PRARE_525_PM_05,Prare_525_Pm_05,60,1,companyAcronym= | protocolName=IEEE C37.118.2-2011 | vendorAcronym= | vendorDeviceName= | interconnectionName=,,,,10,STTP,Streaming Telemetry Transport Protocol,2,4,LTPRSGD_1_FA_A,I,+,0,PRARE_525_PM_05-PA4,0.0,1.0,Prare_525_Pm_05 LTPRSGD_1_FA_A + Current Phase Angle,0,1,1,Degrees,Phasor,IPHA,Current Phase Angle,PA,-98.6,37.5,PPA:1506,2021-07-20 20:11:42
} | MaximumArchiveDays=90 | DesiredRemainingSpace=500,1507,GPA_PRARE_525_PM_05-PM5:I,,52,8736f6c7-ad41-4b43-b4f6-e684e0d4ad20,PRARE_525_PM_05,Prare_525_Pm_05,60,1,companyAcronym= | protocolName=IEEE C37.118.2-2011 | vendorAcronym= | vendorDeviceName= | interconnectionName=,,,,10,STTP,Streaming Telemetry Transport Protocol,1,5,LTPRSGD_1_FA_B,I,+,0,PRARE_525_PM_05-PM5,0.0,1.0,Prare_525_Pm_05 LTPRSGD_1_FA_B + Current Magnitude,0,1,1,Amps,Phasor,IPHM,Current Magnitude,PM,-98.6,37.5,PPA:1507,2021-07-20 20:11:42
} | MaximumArchiveDays=90 | DesiredRemainingSpace=500,1508,GPA_PRARE_525_PM_05-PA5:IH,,52,8736f6c7-ad41-4b43-b4f6-e684e0d4ad20,PRARE_525_PM_05,Prare_525_Pm_05,60,1,companyAcronym= | protocolName=IEEE C37.118.2-2011 | vendorAcronym= | vendorDeviceName= | interconnectionName=,,,,10,STTP,Streaming Telemetry Transport Protocol,2,5,LTPRSGD_1_FA_B,I,+,0,PRARE_525_PM_05-PA5,0.0,1.0,Prare_525_Pm_05 LTPRSGD_1_FA_B + Current Phase Angle,0,1,1,Degrees,Phasor,IPHA,Current Phase Angle,PA,-98.6,37.5,PPA:1508,2021-07-20 20:11:42
} | MaximumArchiveDays=90 | DesiredRemainingSpace=500,1509,GPA_PRARE_525_PM_05-PM6:I,,52,8736f6c7-ad41-4b43-b4f6-e684e0d4ad20,PRARE_525_PM_05,Prare_525_Pm_05,60,1,companyAcronym= | protocolName=IEEE C37.118.2-2011 | vendorAcronym= | vendorDeviceName= | interconnectionName=,,,,10,STTP,Streaming Telemetry Transport Protocol,1,6,LTPRSGD_1_FA_C,I,+,0,PRARE_525_PM_05-PM6,0.0,1.0,Prare_525_Pm_05 LTPRSGD_1_FA_C + Current Magnitude,0,1,1,Amps,Phasor,IPHM,Current Magnitude,PM,-98.6,37.5,PPA:1509,2021-07-20 20:11:42
} | MaximumArchiveDays=90 | DesiredRemainingSpace=500,1510,GPA_PRARE_525_PM_05-PA6:IH,,52,8736f6c7-ad41-4b43-b4f6-e684e0d4ad20,PRARE_525_PM_05,Prare_525_Pm_05,60,1,companyAcronym= | protocolName=IEEE C37.118.2-2011 | vendorAcronym= | vendorDeviceName= | interconnectionName=,,,,10,STTP,Streaming Telemetry Transport Protocol,2,6,LTPRSGD_1_FA_C,I,+,0,PRARE_525_PM_05-PA6,0.0,1.0,Prare_525_Pm_05 LTPRSGD_1_FA_C + Current Phase Angle,0,1,1,Degrees,Phasor,IPHA,Current Phase Angle,PA,-98.6,37.5,PPA:1510,2021-07-20 20:11:42
} | MaximumArchiveDays=90 | DesiredRemainingSpace=500,1511,GPA_PRARE_525_PM_05-PM7:V,,52,8736f6c7-ad41-4b43-b4f6-e684e0d4ad20,PRARE_525_PM_05,Prare_525_Pm_05,60,1,companyAcronym= | protocolName=IEEE C37.118.2-2011 | vendorAcronym= | vendorDeviceName= | interconnectionName=,,,,10,STTP,Streaming Telemetry Transport Protocol,3,7,LTPRSGD_1_FV_P,V,+,0,PRARE_525_PM_05-PM7,0.0,1.0,Prare_525_Pm_05 LTPRSGD_1_FV_P + Voltage Magnitude,0,1,1,Volts,Phasor,VPHM,Voltage Magnitude,PM,-98.6,37.5,PPA:1511,2021-07-20 20:11:42
} | MaximumArchiveDays=90 | DesiredRemainingSpace=500,1512,GPA_PRARE_525_PM_05-PA7:VH,,52,8736f6c7-ad41-4b43-b4f6-e684e0d4ad20,PRARE_525_PM_05,Prare_525_Pm_05,60,1,companyAcronym= | protocolName=IEEE C37.118.2-2011 | vendorAcronym= | vendorDeviceName= | interconnectionName=,,,,10,STTP,Streaming Telemetry Transport Protocol,4,7,LTPRSGD_1_FV_P,V,+,0,PRARE_525_PM_05-PA7,0.0,1.0,Prare_525_Pm_05 LTPRSGD_1_FV_P + Voltage Phase Angle,0,1,1,Degrees,Phasor,VPHA,Voltage Phase Angle,PA,-98.6,37.5,PPA:1512,2021-07-20 20:11:42
} | MaximumArchiveDays=90 | DesiredRemainingSpace=500,1513,GPA_PRARE_525_PM_05-PM8:I,,52,8736f6c7-ad41-4b43-b4f6-e684e0d4ad20,PRARE_525_PM_05,Prare_525_Pm_05,60,1,companyAcronym= | protocolName=IEEE C37.118.2-2011 | vendorAcronym= | vendorDeviceName= | interconnectionName=,,,,10,STTP,Streaming Telemetry Transport Protocol,1,8,LTPRSGD_1_FA_P,I,+,0,PRARE_525_PM_05-PM8,0.0,1.0,Prare_525_Pm_05 LTPRSGD_1_FA_P + Current Magnitude,0,1,1,Amps,Phasor,IPHM,Current Magnitude,PM,-98.6,37.5,PPA:1513,2021-07-20 20:11:42
} | MaximumArchiveDays=90 | DesiredRemainingSpace=500,1514,GPA_PRARE_525_PM_05-PA8:IH,,52,8736f6c7-ad41-4b43-b4f6-e684e0d4ad20,PRARE_525_PM_05,Prare_525_Pm_05,60,1,companyAcronym= | protocolName=IEEE C37.118.2-2011 | vendorAcronym= | vendorDeviceName= | interconnectionName=,,,,10,STTP,Streaming Telemetry Transport Protocol,2,8,LTPRSGD_1_FA_P,I,+,0,PRARE_525_PM_05-PA8,0.0,1.0,Prare_525_Pm_05 LTPRSGD_1_FA_P + Current Phase Angle,0,1,1,Degrees,Phasor,IPHA,Current Phase Angle,PA,-98.6,37.5,PPA:1514,2021-07-20 20:11:42
} | MaximumArchiveDays=90 | DesiredRemainingSpace=500,1515,GPA_PRARE_525_PM_06:F,,53,8736f6c7-ad41-4b43-b4f6-e684e0d4ad20,PRARE_525_PM_06,Prare_525_Pm_06,60,1,companyAcronym= | protocolName=IEEE C37.118.2-2011 | vendorAcronym= | vendorDeviceName= | interconnectionName=,,,,10,STTP,Streaming Telemetry Transport Protocol,5,,,,,,PRARE_525_PM_06-FQ,0.0,1.0,Prare_525_Pm_06 Frequency,0,1,1,Hz,PMU,FREQ,Frequency,FQ,-98.6,37.5,PPA:1515,2021-07-20 20:11:42
} | MaximumArchiveDays=90 | DesiredRemainingSpace=500,1516,GPA_PRARE_525_PM_06:DF,,53,8736f6c7-ad41-4b43-b4f6-e684e0d4ad20,PRARE_525_PM_06,Prare_525_Pm_06,60,1,companyAcronym= | protocolName=IEEE C37.118.2-2011 | vendorAcronym= | vendorDeviceName= | interconnectionName=,,,,10,STTP,Streaming Telemetry Transport Protocol,6,,,,,,PRARE_525_PM_06-DF,0.0,1.0,Prare_525_Pm_06 Frequency Delta (dF/dt),0,1,1,,PMU,DFDT,Frequency Delta (dF/dt),DF,-98.6,37.5,PPA:1516,2021-07-20 20:11:42
} | MaximumArchiveDays=90 | DesiredRemainingSpace=500,1517,GPA_PRARE_525_PM_06:S,,53,8736f6c7-ad41-4b43-b4f6-e684e0d4ad20,PRARE_525_PM_06,Prare_525_Pm_06,60,1,companyAcronym= | protocolName=IEEE C37.118.2-2011 | vendorAcronym= | vendorDeviceName= | interconnectionName=,,,,10,STTP,Streaming Telemetry Transport Protocol,8,,,,,,PRARE_525_PM_06-SF,0.0,1.0,Prare_525_Pm_06 Status Flags,0,1,1,,PMU,FLAG,Status Flags,SF,-98.6,37.5,PPA:1517,2021-07-20 20:11:42
} | MaximumArchiveDays=90 | DesiredRemainingSpace=500,1518,GPA_PRARE_525_PM_06-PM1:V,,53,8736f6c7-ad41-4b43-b4f6-e684e0d4ad20,PRARE_525_PM_06,Prare_525_Pm_06,60,1,companyAcronym= | protocolName=IEEE C37.118.2-2011 | vendorAcronym= | vendorDeviceName= | interconnectionName=,,,,10,STTP,Streaming Telemetry Transport Protocol,3,1,BAB_FV_A,V,+,0,PRARE_525_PM_06-PM1,0.0,1.0,Prare_525_Pm_06 BAB_FV_A + Voltage Magnitude,0,1,1,Volts,Phasor,VPHM,Voltage Magnitude,PM,-98.6,37.5,PPA:1518,2021-07-20 20:11:42
} | MaximumArchiveDays=90 | DesiredRemainingSpace=500,1519,GPA_PRARE_525_PM_06-PA1:VH,,53,8736f6c7-ad41-4b43-b4f6-e684e0d4ad20,PRARE_525_PM_06,Prare_525_Pm_06,60,1,companyAcronym= | protocolName=IEEE C37.118.2-2011 | vendorAcronym= | vendorDeviceName= | interconnectionName=,,,,10,STTP,Streaming Telemetry Transport Protocol,4,1,BAB_FV_A,V,+,0,PRARE_525_PM_06-PA1,0.0,1.0,Prare_525_Pm_06 BAB_FV_A + Voltage Phase Angle,0,1,1,Degrees,Phasor,VPHA,Voltage Phase Angle,PA,-98.6,37.5,PPA:1519,2021-07-20 20:11:42
} | MaximumArchiveDays=90 | DesiredRemainingSpace=500,1520,GPA_PRARE_525_PM_07:F,,54,8736f6c7-ad41-4b43-b4f6-e684e0d4ad20,PRARE_525_PM_07,Prare_525_Pm_07,60,1,companyAcronym= | protocolName=IEEE C37.118.2-2011 | vendorAcronym= | vendorDeviceName= | interconnectionName=,,,,10,STTP,Streaming Telemetry Transport Protocol,5,,,,,,PRARE_525_PM_07-FQ,0.0,1.0,Prare_525_Pm_07 Frequency,0,1,1,Hz,PMU,FREQ,Frequency,FQ,-98.6,37.5,PPA:1520,2021-07-20 20:11:42
} | MaximumArchiveDays=90 | DesiredRemainingSpace=500,1521,GPA_PRARE_525_PM_07:DF,,54,8736f6c7-ad41-4b43-b4f6-e684e0d4ad20,PRARE_525_PM_07,Prare_525_Pm_07,60,1,companyAcronym= | protocolName=IEEE C37.118.2-2011 | vendorAcronym= | vendorDeviceName= | interconnectionName=,,,,10,STTP,Streaming Telemetry Transport Protocol,6,,,,,,PRARE_525_PM_07-DF,0.0,1.0,Prare_525_Pm_07 Frequency Delta (dF/dt),0,1,1,,PMU,DFDT,Frequency Delta (dF/dt),DF,-98.6,37.5,PPA:1521,2021-07-20 20:11:42
} | MaximumArchiveDays=90 | DesiredRemainingSpace=500,1522,GPA_PRARE_525_PM_07:S,,54,8736f6c7-ad41-4b43-b4f6-e684e0d4ad20,PRARE_525_PM_07,Prare_525_Pm_07,60,1,companyAcronym= | protocolName=IEEE C37.118.2-2011 | vendorAcronym= | vendorDeviceName= | interconnectionName=,,,,10,STTP,Streaming Telemetry Transport Protocol,8,,,,,,PRARE_525_PM_07-SF,0.0,1.0,Prare_525_Pm_07 Status Flags,0,1,1,,PMU,FLAG,Status Flags,SF,-98.6,37.5,PPA:1522,2021-07-20 20:11:42
} | MaximumArchiveDays=90 | DesiredRemainingSpace=500,1523,GPA_PRARE_525_PM_07-PM1:V,,54,8736f6c7-ad41-4b43-b4f6-e684e0d4ad20,PRARE_525_PM_07,Prare_525_Pm_07,60,1,companyAcronym= | protocolName=IEEE C37.118.2-2011 | vendorAcronym= | vendorDeviceName= | interconnectionName=,,,,10,STTP,Streaming Telemetry Transport Protocol,3,1,LTPRGBM_1_FV_A,V,+,0,PRARE_525_PM_07-PM1,0.0,1.0,Prare_525_Pm_07 LTPRGBM_1_FV_A + Voltage Magnitude,0,1,1,Volts,Phasor,VPHM,Voltage Magnitude,PM,-98.6,37.5,PPA:1523,2021-07-20 20:11:42
} | MaximumArchiveDays=90 | DesiredRemainingSpace=500,1524,GPA_PRARE_525_PM_07-PA1:VH,,54,8736f6c7-ad41-4b43-b4f6-e684e0d4ad20,PRARE_525_PM_07,Prare_525_Pm_07,60,1,companyAcronym= | protocolName=IEEE C37.118.2-2011 | vendorAcronym= | vendorDeviceName= | interconnectionName=,,,,10,STTP,Streaming Telemetry Transport Protocol,4,1,LTPRGBM_1_FV_A,V,+,0,PRARE_525_PM_07-PA1,0.0,1.0,Prare_525_Pm_07 LTPRGBM_1_FV_A + Voltage Phase Angle,0,1,1,Degrees,Phasor,VPHA,Voltage Phase Angle,PA,-98.6,37.5,PPA:1524,2021-07-20 20:11:42
} | MaximumArchiveDays=90 | DesiredRemainingSpace=500,1525,GPA_PRARE_525_PM_07-PM2:V,,54,8736f6c7-ad41-4b43-b4f6-e684e0d4ad20,PRARE_525_PM_07,Prare_525_Pm_07,60,1,companyAcronym= | protocolName=IEEE C37.118.2-2011 | vendorAcronym= | vendorDeviceName= | interconnectionName=,,,,10,STTP,Streaming Telemetry Transport Protocol,3,2,LTPRGBM_1_FV_B,V,+,0,PRARE_525_PM_07-PM2,0.0,1.0,Prare_525_Pm_07 LTPRGBM_1_FV_B + Voltage Magnitude,0,1,1,Volts,Phasor,VPHM,Voltage Magnitude,PM,-98.6,37.5,PPA:1525,2021-07-20 20:11:42
} | MaximumArchiveDays=90 | DesiredRemainingSpace=500,1526,GPA_PRARE_525_PM_07-PA2:VH,,54,8736f6c7-ad41-4b43-b4f6-e684e0d4ad20,PRARE_525_PM_07,Prare_525_Pm_07,60,1,companyAcronym= | protocolName=IEEE C37.118.2-2011 | vendorAcronym= | vendorDeviceName= | interconnectionName=,,,,10,STTP,Streaming Telemetry Transport Protocol,4,2,LTPRGBM_1_FV_B,V,+,0,PRARE_525_PM_07-PA2,0.0,1.0,Prare_525_Pm_07 LTPRGBM_1_FV_B + Voltage Phase Angle,0,1,1,Degrees,Phasor,VPHA,Voltage Phase Angle,PA,-98.6,37.5,PPA:1526,2021-07-20 20:11:42
} | MaximumArchiveDays=90 | DesiredRemainingSpace=500,1527,GPA_PRARE_525_PM_07-PM3:V,,54,8736f6c7-ad41-4b43-b4f6-e684e0d4ad20,PRARE_525_PM_07,Prare_525_Pm_07,60,1,companyAcronym= | protocolName=IEEE C37.118.2-2011 | vendorAcronym= | vendorDeviceName= | interconnectionName=,,,,10,STTP,Streaming Telemetry Transport Protocol,3,3,LTPRGBM_1_FV_C,V,+,0,PRARE_525_PM_07-PM3,0.0,1.0,Prare_525_Pm_07 LTPRGBM_1_FV_C + Voltage Magnitude,0,1,1,Volts,Phasor,VPHM,Voltage Magnitude,PM,-98.6,37.5,PPA:1527,2021-07-20 20:11:42
} | MaximumArchiveDays=90 | DesiredRemainingSpace=500,1528,GPA_PRARE_525_PM_07-PA3:VH,,54,8736f6c7-ad41-4b43-b4f6-e684e0d4ad20,PRARE_525_PM_07,Prare_525_Pm_07,60,1,companyAcronym= | protocolName=IEEE C37.118.2-2011 | vendorAcronym= | vendorDeviceName= | interconnectionName=,,,,10,STTP,Streaming Telemetry Transport Protocol,4,3,LTPRGBM_1_FV_C,V,+,0,PRARE_525_PM_07-PA3,0.0,1.0,Prare_525_Pm_07 LTPRGBM_1_FV_C + Voltage Phase Angle,0,1,1,Degrees,Phasor,VPHA,Voltage Phase Angle,PA,-98.6,37.5,PPA:1528,2021-07-20 20:11:42
} | MaximumArchiveDays=90 | DesiredRemainingSpace=500,1529,GPA_PRARE_525_PM_07-PM4:I,,54,8736f6c7-ad41-4b43-b4f6-e684e0d4ad20,PRARE_525_PM_07,Prare_525_Pm_07,60,1,companyAcronym= | protocolName=IEEE C37.118.2-2011 | vendorAcronym= | vendorDeviceName= | interconnectionName=,,,,10,STTP,Streaming Telemetry Transport Protocol,1,4,LTPRGBM_1_FA_A,I,+,0,PRARE_525_PM_07-PM4,0.0,1.0,Prare_525_Pm_07 LTPRGBM_1_FA_A + Current Magnitude,0,1,1,Amps,Phasor,IPHM,Current Magnitude,PM,-98.6,37.5,PPA:1529,2021-07-20 20:11:42
} | MaximumArchiveDays=90 | DesiredRemainingSpace=500,1530,GPA_PRARE_525_PM_07-PA4:IH,,54,8736f6c7-ad41-4b43-b4f6-e684e0d4ad20,PRARE_525_PM_07,Prare_525_Pm_07,60,1,companyAcronym= | protocolName=IEEE C37.118.2-2011 | vendorAcronym= | vendorDeviceName= | interconnectionName=,,,,10,STTP,Streaming Telemetry Transport Protocol,2,4,LTPRGBM_1_FA_A,I,+,0,PRARE_525_PM_07-PA4,0.0,1.0,Prare_525_Pm_07 LTPRGBM_1_FA_A + Current Phase Angle,0,1,1,Degrees,Phasor,IPHA,Current Phase Angle,PA,-98.6,37.5,PPA:1530,2021-07-20 20:11:42
} | MaximumArchiveDays=90 | DesiredRemainingSpace=500,1531,GPA_PRARE_525_PM_07-PM5:I,,54,8736f6c7-ad41-4b43-b4f6-e684e0d4ad20,PRARE_525_PM_07,Prare_525_Pm_07,60,1,companyAcronym= | protocolName=IEEE C37.118.2-2011 | vendorAcronym= | vendorDeviceName= | interconnectionName=,,,,10,STTP,Streaming Telemetry Transport Protocol,1,5,LTPRGBM_1_FA_B,I,+,0,PRARE_525_PM_07-PM5,0.0,1.0,Prare_525_Pm_07 LTPRGBM_1_FA_B + Current Magnitude,0,1,1,Amps,Phasor,IPHM,Current Magnitude,PM,-98.6,37.5,PPA:1531,2021-07-20 20:11:42
} | MaximumArchiveDays=90 | DesiredRemainingSpace=500,1532,GPA_PRARE_525_PM_07-PA5:IH,,54,8736f6c7-ad41-4b43-b4f6-e684e0d4ad20,PRARE_525_PM_07,Prare_525_Pm_07,60,1,companyAcronym= | protocolName=IEEE C37.118.2-2011 | vendorAcronym= | vendorDeviceName= | interconnectionName=,,,,10,STTP,Streaming Telemetry Transport Protocol,2,5,LTPRGBM_1_FA_B,I,+,0,PRARE_525_PM_07-PA5,0.0,1.0,Prare_525_Pm_07 LTPRGBM_1_FA_B + Current Phase Angle,0,1,1,Degrees,Phasor,IPHA,Current Phase Angle,PA,-98.6,37.5,PPA:1532,2021-07-20 20:11:42
} | MaximumArchiveDays=90 | DesiredRemainingSpace=500,1533,GPA_PRARE_525_PM_07-PM6:I,,54,8736f6c7-ad41-4b43-b4f6-e684e0d4ad20,PRARE_525_PM_07,Prare_525_Pm_07,60,1,companyAcronym= | protocolName=IEEE C37.118.2-2011 | vendorAcronym= | vendorDeviceName= | interconnectionName=,,,,10,STTP,Streaming Telemetry Transport Protocol,1,6,LTPRGBM_1_FA_C,I,+,0,PRARE_525_PM_07-PM6,0.0,1.0,Prare_525_Pm_07 LTPRGBM_1_FA_C + Current Magnitude,0,1,1,Amps,Phasor,IPHM,Current Magnitude,PM,-98.6,37.5,PPA:1533,2021-07-20 20:11:42
} | MaximumArchiveDays=90 | DesiredRemainingSpace=500,1534,GPA_PRARE_525_PM_07-PA6:IH,,54,8736f6c7-ad41-4b43-b4f6-e684e0d4ad20,PRARE_525_PM_07,Prare_525_Pm_07,60,1,companyAcronym= | protocolName=IEEE C37.118.2-2011 | vendorAcronym= | vendorDeviceName= | interconnectionName=,,,,10,STTP,Streaming Telemetry Transport Protocol,2,6,LTPRGBM_1_FA_C,I,+,0,PRARE_525_PM_07-PA6,0.0,1.0,Prare_525_Pm_07 LTPRGBM_1_FA_C + Current Phase Angle,0,1,1,Degrees,Phasor,IPHA,Current Phase Angle,PA,-98.6,37.5,PPA:1534,2021-07-20 20:11:42
} | MaximumArchiveDays=90 | DesiredRemainingSpace=500,1535,GPA_PRARE_525_PM_07-PM7:V,,54,8736f6c7-ad41-4b43-b4f6-e684e0d4ad20,PRARE_525_PM_07,Prare_525_Pm_07,60,1,companyAcronym= | protocolName=IEEE C37.118.2-2011 | vendorAcronym= | vendorDeviceName= | interconnectionName=,,,,10,STTP,Streaming Telemetry Transport Protocol,3,7,LTPRGBM_1_FV_P,V,+,0,PRARE_525_PM_07-PM7,0.0,1.0,Prare_525_Pm_07 LTPRGBM_1_FV_P + Voltage Magnitude,0,1,1,Volts,Phasor,VPHM,Voltage Magnitude,PM,-98.6,37.5,PPA:1535,2021-07-20 20:11:42
} | MaximumArchiveDays=90 | DesiredRemainingSpace=500,1536,GPA_PRARE_525_PM_07-PA7:VH,,54,8736f6c7-ad41-4b43-b4f6-e684e0d4ad20,PRARE_525_PM_07,Prare_525_Pm_07,60,1,companyAcronym= | protocolName=IEEE C37.118.2-2011 | vendorAcronym= | vendorDeviceName= | interconnectionName=,,,,10,STTP,Streaming Telemetry Transport Protocol,4,7,LTPRGBM_1_FV_P,V,+,0,PRARE_525_PM_07-PA7,0.0,1.0,Prare_525_Pm_07 LTPRGBM_1_FV_P + Voltage Phase Angle,0,1,1,Degrees,Phasor,VPHA,Voltage Phase Angle,PA,-98.6,37.5,PPA:1536,2021-07-20 20:11:42
} | MaximumArchiveDays=90 | DesiredRemainingSpace=500,1537,GPA_PRARE_525_PM_07-PM8:I,,54,8736f6c7-ad41-4b43-b4f6-e684e0d4ad20,PRARE_525_PM_07,Prare_525_Pm_07,60,1,companyAcronym= | protocolName=IEEE C37.118.2-2011 | vendorAcronym= | vendorDeviceName= | interconnectionName=,,,,10,STTP,Streaming Telemetry Transport Protocol,1,8,LTPRGBM_1_FA_P,I,+,0,PRARE_525_PM_07-PM8,0.0,1.0,Prare_525_Pm_07 LTPRGBM_1_FA_P + Current Magnitude,0,1,1,Amps,Phasor,IPHM,Current Magnitude,PM,-98.6,37.5,PPA:1537,2021-07-20 20:11:42
} | MaximumArchiveDays=90 | DesiredRemainingSpace=500,1538,GPA_PRARE_525_PM_07-PA8:IH,,54,8736f6c7-ad41-4b43-b4f6-e684e0d4ad20,PRARE_525_PM_07,Prare_525_Pm_07,60,1,companyAcronym= | protocolName=IEEE C37.118.2-2011 | vendorAcronym= | vendorDeviceName= | interconnectionName=,,,,10,STTP,Streaming Telemetry Transport Protocol,2,8,LTPRGBM_1_FA_P,I,+,0,PRARE_525_PM_07-PA8,0.0,1.0,Prare_525_Pm_07 LTPRGBM_1_FA_P + Current Phase Angle,0,1,1,Degrees,Phasor,IPHA,Current Phase Angle,PA,-98.6,37.5,PPA:1538,2021-07-20 20:11:42
} | MaximumArchiveDays=90 | DesiredRemainingSpace=500,1539,GPA_PRARE_525_PM_08:F,,55,8736f6c7-ad41-4b43-b4f6-e684e0d4ad20,PRARE_525_PM_08,Prare_525_Pm_08,60,1,companyAcronym= | protocolName=IEEE C37.118.2-2011 | vendorAcronym= | vendorDeviceName= | interconnectionName=,,,,10,STTP,Streaming Telemetry Transport Protocol,5,,,,,,PRARE_525_PM_08-FQ,0.0,1.0,Prare_525_Pm_08 Frequency,0,1,1,Hz,PMU,FREQ,Frequency,FQ,-98.6,37.5,PPA:1539,2021-07-20 20:11:42
} | MaximumArchiveDays=90 | DesiredRemainingSpace=500,1540,GPA_PRARE_525_PM_08:DF,,55,8736f6c7-ad41-4b43-b4f6-e684e0d4ad20,PRARE_525_PM_08,Prare_525_Pm_08,60,1,companyAcronym= | protocolName=IEEE C37.118.2-2011 | vendorAcronym= | vendorDeviceName= | interconnectionName=,,,,10,STTP,Streaming Telemetry Transport Protocol,6,,,,,,PRARE_525_PM_08-DF,0.0,1.0,Prare_525_Pm_08 Frequency Delta (dF/dt),0,1,1,,PMU,DFDT,Frequency Delta (dF/dt),DF,-98.6,37.5,PPA:1540,2021-07-20 20:11:42
} | MaximumArchiveDays=90 | DesiredRemainingSpace=500,1541,GPA_PRARE_525_PM_08:S,,55,8736f6c7-ad41-4b43-b4f6-e684e0d4ad20,PRARE_525_PM_08,Prare_525_Pm_08,60,1,companyAcronym= | protocolName=IEEE C37.118.2-2011 | vendorAcronym= | vendorDeviceName= | interconnectionName=,,,,10,STTP,Streaming Telemetry Transport Protocol,8,,,,,,PRARE_525_PM_08-SF,0.0,1.0,Prare_525_Pm_08 Status Flags,0,1,1,,PMU,FLAG,Status Flags,SF,-98.6,37.5,PPA:1541,2021-07-20 20:11:42
} | MaximumArchiveDays=90 | DesiredRemainingSpace=500,1542,GPA_PRARE_525_PM_08-PM1:V,,55,8736f6c7-ad41-4b43-b4f6-e684e0d4ad20,PRARE_525_PM_08,Prare_525_Pm_08,60,1,companyAcronym= | protocolName=IEEE C37.118.2-2011 | vendorAcronym= | vendorDeviceName= | interconnectionName=,,,,10,STTP,Streaming Telemetry Transport Protocol,3,1,LTPRGBM_2_FV_A,V,+,0,PRARE_525_PM_08-PM1,0.0,1.0,Prare_525_Pm_08 LTPRGBM_2_FV_A + Voltage Magnitude,0,1,1,Volts,Phasor,VPHM,Voltage Magnitude,PM,-98.6,37.5,PPA:1542,2021-07-20 20:11:42
} | MaximumArchiveDays=90 | DesiredRemainingSpace=500,1543,GPA_PRARE_525_PM_08-PA1:VH,,55,8736f6c7-ad41-4b43-b4f6-e684e0d4ad20,PRARE_525_PM_08,Prare_525_Pm_08,60,1,companyAcronym= | protocolName=IEEE C37.118.2-2011 | vendorAcronym= | vendorDeviceName= | interconnectionName=,,,,10,STTP,Streaming Telemetry Transport Protocol,4,1,LTPRGBM_2_FV_A,V,+,0,PRARE_525_PM_08-PA1,0.0,1.0,Prare_525_Pm_08 LTPRGBM_2_FV_A + Voltage Phase Angle,0,1,1,Degrees,Phasor,VPHA,Voltage Phase Angle,PA,-98.6,37.5,PPA:1543,2021-07-20 20:11:42
} | MaximumArchiveDays=90 | DesiredRemainingSpace=500,1544,GPA_PRARE_525_PM_08-PM2:V,,55,8736f6c7-ad41-4b43-b4f6-e684e0d4ad20,PRARE_525_PM_08,Prare_525_Pm_08,60,1,companyAcronym= | protocolName=IEEE C37.118.2-2011 | vendorAcronym= | vendorDeviceName= | interconnectionName=,,,,10,STTP,Streaming Telemetry Transport Protocol,3,2,LTPRGBM_2_FV_B,V,+,0,PRARE_525_PM_08-PM2,0.0,1.0,Prare_525_Pm_08 LTPRGBM_2_FV_B + Voltage Magnitude,0,1,1,Volts,Phasor,VPHM,Voltage Magnitude,PM,-98.6,37.5,PPA:1544,2021-07-20 20:11:42
} | MaximumArchiveDays=90 | DesiredRemainingSpace=500,1545,GPA_PRARE_525_PM_08-PA2:VH,,55,8736f6c7-ad41-4b43-b4f6-e684e0d4ad20,PRARE_525_PM_08,Prare_525_Pm_08,60,1,companyAcronym= | protocolName=IEEE C37.118.2-2011 | vendorAcronym= | vendorDeviceName= | interconnectionName=,,,,10,STTP,Streaming Telemetry Transport Protocol,4,2,LTPRGBM_2_FV_B,V,+,0,PRARE_525_PM_08-PA2,0.0,1.0,Prare_525_Pm_08 LTPRGBM_2_FV_B + Voltage Phase Angle,0,1,1,Degrees,Phasor,VPHA,Voltage Phase Angle,PA,-98.6,37.5,PPA:1545,2021-07-20 20:11:42
} | MaximumArchiveDays=90 | DesiredRemainingSpace=500,1546,GPA_PRARE_525_PM_08-PM3:V,,55,8736f6c7-ad41-4b43-b4f6-e684e0d4ad20,PRARE_525_PM_08,Prare_525_Pm_08,60,1,companyAcronym= | protocolName=IEEE C37.118.2-2011 | vendorAcronym= | vendorDeviceName= | interconnectionName=,,,,10,STTP,Streaming Telemetry Transport Protocol,3,3,LTPRGBM_2_FV_C,V,+,0,PRARE_525_PM_08-PM3,0.0,1.0,Prare_525_Pm_08 LTPRGBM_2_FV_C + Voltage Magnitude,0,1,1,Volts,Phasor,VPHM,Voltage Magnitude,PM,-98.6,37.5,PPA:1546,2021-07-20 20:11:42
} | MaximumArchiveDays=90 | DesiredRemainingSpace=500,1547,GPA_PRARE_525_PM_08-PA3:VH,,55,8736f6c7-ad41-4b43-b4f6-e684e0d4ad20,PRARE_525_PM_08,Prare_525_Pm_08,60,1,companyAcronym= | protocolName=IEEE C37.118.2-2011 | vendorAcronym= | vendorDeviceName= | interconnectionName=,,,,10,STTP,Streaming Telemetry Transport Protocol,4,3,LTPRGBM_2_FV_C,V,+,0,PRARE_525_PM_08-PA3,0.0,1.0,Prare_525_Pm_08 LTPRGBM_2_FV_C + Voltage Phase Angle,0,1,1,Degrees,Phasor,VPHA,Voltage Phase Angle,PA,-98.6,37.5,PPA:1547,2021-07-20 20:11:42
} | MaximumArchiveDays=90 | DesiredRemainingSpace=500,1548,GPA_PRARE_525_PM_08-PM4:I,,55,8736f6c7-ad41-4b43-b4f6-e684e0d4ad20,PRARE_525_PM_08,Prare_525_Pm_08,60,1,companyAcronym= | protocolName=IEEE C37.118.2-2011 | vendorAcronym= | vendorDeviceName= | interconnectionName=,,,,10,STTP,Streaming Telemetry Transport Protocol,1,4,LTPRGBM_2_FA_A,I,+,0,PRARE_525_PM_08-PM4,0.0,1.0,Prare_525_Pm_08 LTPRGBM_2_FA_A + Current Magnitude,0,1,1,Amps,Phasor,IPHM,Current Magnitude,PM,-98.6,37.5,PPA:1548,2021-07-20 20:11:42
} | MaximumArchiveDays=90 | DesiredRemainingSpace=500,1549,GPA_PRARE_525_PM_08-PA4:IH,,55,8736f6c7-ad41-4b43-b4f6-e684e0d4ad20,PRARE_525_PM_08,Prare_525_Pm_08,60,1,companyAcronym= | protocolName=IEEE C37.118.2-2011 | vendorAcronym= | vendorDeviceName= | interconnectionName=,,,,10,STTP,Streaming Telemetry Transport Protocol,2,4,LTPRGBM_2_FA_A,I,+,0,PRARE_525_PM_08-PA4,0.0,1.0,Prare_525_Pm_08 LTPRGBM_2_FA_A + Current Phase Angle,0,1,1,Degrees,Phasor,IPHA,Current Phase Angle,PA,-98.6,37.5,PPA:1549,2021-07-20 20:11:42
} | MaximumArchiveDays=90 | DesiredRemainingSpace=500,1550,GPA_PRARE_525_PM_08-PM5:I,,55,8736f6c7-ad41-4b43-b4f6-e684e0d4ad20,PRARE_525_PM_08,Prare_525_Pm_08,60,1,companyAcronym= | protocolName=IEEE C37.118.2-2011 | vendorAcronym= | vendorDeviceName= | interconnectionName=,,,,10,STTP,Streaming Telemetry Transport Protocol,1,5,LTPRGBM_2_FA_B,I,+,0,PRARE_525_PM_08-PM5,0.0,1.0,Prare_525_Pm_08 LTPRGBM_2_FA_B + Current Magnitude,0,1,1,Amps,Phasor,IPHM,Current Magnitude,PM,-98.6,37.5,PPA:1550,2021-07-20 20:11:42
} | MaximumArchiveDays=90 | DesiredRemainingSpace=500,1551,GPA_PRARE_525_PM_08-PA5:IH,,55,8736f6c7-ad41-4b43-b4f6-e684e0d4ad20,PRARE_525_PM_08,Prare_525_Pm_08,60,1,companyAcronym= | protocolName=IEEE C37.118.2-2011 | vendorAcronym= | vendorDeviceName= | interconnectionName=,,,,10,STTP,Streaming Telemetry Transport Protocol,2,5,LTPRGBM_2_FA_B,I,+,0,PRARE_525_PM_08-PA5,0.0,1.0,Prare_525_Pm_08 LTPRGBM_2_FA_B + Current Phase Angle,0,1,1,Degrees,Phasor,IPHA,Current Phase Angle,PA,-98.6,37.5,PPA:1551,2021-07-20 20:11:42
} | MaximumArchiveDays=90 | DesiredRemainingSpace=500,1552,GPA_PRARE_525_PM_08-PM6:I,,55,8736f6c7-ad41-4b43-b4f6-e684e0d4ad20,PRARE_525_PM_08,Prare_525_Pm_08,60,1,companyAcronym= | protocolName=IEEE C37.118.2-2011 | vendorAcronym= | vendorDeviceName= | interconnectionName=,,,,10,STTP,Streaming Telemetry Transport Protocol,1,6,LTPRGBM_2_FA_C,I,+,0,PRARE_525_PM_08-PM6,0.0,1.0,Prare_525_Pm_08 LTPRGBM_2_FA_C + Current Magnitude,0,1,1,Amps,Phasor,IPHM,Current Magnitude,PM,-98.6,37.5,PPA:1552,2021-07-20 20:11:42
} | MaximumArchiveDays=90 | DesiredRemainingSpace=500,1553,GPA_PRARE_525_PM_08-PA6:IH,,55,8736f6c7-ad41-4b43-b4f6-e684e0d4ad20,PRARE_525_PM_08,Prare_525_Pm_08,60,1,companyAcronym= | protocolName=IEEE C37.118.2-2011 | vendorAcronym= | vendorDeviceName= | interconnectionName=,,,,10,STTP,Streaming Telemetry Transport Protocol,2,6,LTPRGBM_2_FA_C,I,+,0,PRARE_525_PM_08-PA6,0.0,1.0,Prare_525_Pm_08 LTPRGBM_2_FA_C + Current Phase Angle,0,1,1,Degrees,Phasor,IPHA,Current Phase Angle,PA,-98.6,37.5,PPA:1553,2021-07-20 20:11:42
} | MaximumArchiveDays=90 | DesiredRemainingSpace=500,1554,GPA_PRARE_525_PM_08-PM7:V,,55,8736f6c7-ad41-4b43-b4f6-e684e0d4ad20,PRARE_525_PM_08,Prare_525_Pm_08,60,1,companyAcronym= | protocolName=IEEE C37.118.2-2011 | vendorAcronym= | vendorDeviceName= | interconnectionName=,,,,10,STTP,Streaming Telemetry Transport Protocol,3,7,LTPRGBM_2_FV_P,V,+,0,PRARE_525_PM_08-PM7,0.0,1.0,Prare_525_Pm_08 LTPRGBM_2_FV_P + Voltage Magnitude,0,1,1,Volts,Phasor,VPHM,Voltage Magnitude,PM,-98.6,37.5,PPA:1554,2021-07-20 20:11:42
} | MaximumArchiveDays=90 | DesiredRemainingSpace=500,1555,GPA_PRARE_525_PM_08-PA7:VH,,55,8736f6c7-ad41-4b43-b4f6-e684e0d4ad20,PRARE_525_PM_08,Prare_525_Pm_08,60,1,companyAcronym= | protocolName=IEEE C37.118.2-2011 | vendorAcronym= | vendorDeviceName= | interconnectionName=,,,,10,STTP,Streaming Telemetry Transport Protocol,4,7,LTPRGBM_2_FV_P,V,+,0,PRARE_525_PM_08-PA7,0.0,1.0,Prare_525_Pm_08 LTPRGBM_2_FV_P + Voltage Phase Angle,0,1,1,Degrees,Phasor,VPHA,Voltage Phase Angle,PA,-98.6,37.5,PPA:1555,2021-07-20 20:11:42
} | MaximumArchiveDays=90 | DesiredRemainingSpace=500,1556,GPA_PRARE_525_PM_08-PM8:I,,55,8736f6c7-ad41-4b43-b4f6-e684e0d4ad20,PRARE_525_PM_08,Prare_525_Pm_08,60,1,companyAcronym= | protocolName=IEEE C37.118.2-2011 | vendorAcronym= | vendorDeviceName= | interconnectionName=,,,,10,STTP,Streaming Telemetry Transport Protocol,1,8,LTPRGBM_2_FA_P,I,+,0,PRARE_525_PM_08-PM8,0.0,1.0,Prare_525_Pm_08 LTPRGBM_2_FA_P + Current Magnitude,0,1,1,Amps,Phasor,IPHM,Current Magnitude,PM,-98.6,37.5,PPA:1556,2021-07-20 20:11:42
} | MaximumArchiveDays=90 | DesiredRemainingSpace=500,1557,GPA_PRARE_525_PM_08-PA8:IH,,55,8736f6c7-ad41-4b43-b4f6-e684e0d4ad20,PRARE_525_PM_08,Prare_525_Pm_08,60,1,companyAcronym= | protocolName=IEEE C37.118.2-2011 | vendorAcronym= | vendorDeviceName= | interconnectionName=,,,,10,STTP,Streaming Telemetry Transport Protocol,2,8,LTPRGBM_2_FA_P,I,+,0,PRARE_525_PM_08-PA8,0.0,1.0,Prare_525_Pm_08 LTPRGBM_2_FA_P + Current Phase Angle,0,1,1,Degrees,Phasor,IPHA,Current Phase Angle,PA,-98.6,37.5,PPA:1557,2021-07-20 20:11:42
} | MaximumArchiveDays=90 | DesiredRemainingSpace=500,1558,GPA_PRARE_525_PM_09:F,,56,8736f6c7-ad41-4b43-b4f6-e684e0d4ad20,PRARE_525_PM_09,Prare_525_Pm_09,60,1,companyAcronym= | protocolName=IEEE C37.118.2-2011 | vendorAcronym= | vendorDeviceName= | interconnectionName=,,,,10,STTP,Streaming Telemetry Transport Protocol,5,,,,,,PRARE_525_PM_09-FQ,0.0,1.0,Prare_525_Pm_09 Frequency,0,1,1,Hz,PMU,FREQ,Frequency,FQ,-98.6,37.5,PPA:1558,2021-07-20 20:11:42
} | MaximumArchiveDays=90 | DesiredRemainingSpace=500,1559,GPA_PRARE_525_PM_09:DF,,56,8736f6c7-ad41-4b43-b4f6-e684e0d4ad20,PRARE_525_PM_09,Prare_525_Pm_09,60,1,companyAcronym= | protocolName=IEEE C37.118.2-2011 | vendorAcronym= | vendorDeviceName= | interconnectionName=,,,,10,STTP,Streaming Telemetry Transport Protocol,6,,,,,,PRARE_525_PM_09-DF,0.0,1.0,Prare_525_Pm_09 Frequency Delta (dF/dt),0,1,1,,PMU,DFDT,Frequency Delta (dF/dt),DF,-98.6,37.5,PPA:1559,2021-07-20 20:11:42
} | MaximumArchiveDays=90 | DesiredRemainingSpace=500,1560,GPA_PRARE_525_PM_09:S,,56,8736f6c7-ad41-4b43-b4f6-e684e0d4ad20,PRARE_525_PM_09,Prare_525_Pm_09,60,1,companyAcronym= | protocolName=IEEE C37.118.2-2011 | vendorAcronym= | vendorDeviceName= | interconnectionName=,,,,10,STTP,Streaming Telemetry Transport Protocol,8,,,,,,PRARE_525_PM_09-SF,0.0,1.0,Prare_525_Pm_09 Status Flags,0,1,1,,PMU,FLAG,Status Flags,SF,-98.6,37.5,PPA:1560,2021-07-20 20:11:42
} | MaximumArchiveDays=90 | DesiredRemainingSpace=500,1561,GPA_PRARE_525_PM_09-PM1:V,,56,8736f6c7-ad41-4b43-b4f6-e684e0d4ad20,PRARE_525_PM_09,Prare_525_Pm_09,60,1,companyAcronym= | protocolName=IEEE C37.118.2-2011 | vendorAcronym= | vendorDeviceName= | interconnectionName=,,,,10,STTP,Streaming Telemetry Transport Protocol,3,1,LTPRCBA_1_FV_A,V,+,0,PRARE_525_PM_09-PM1,0.0,1.0,Prare_525_Pm_09 LTPRCBA_1_FV_A + Voltage Magnitude,0,1,1,Volts,Phasor,VPHM,Voltage Magnitude,PM,-98.6,37.5,PPA:1561,2021-07-20 20:11:42
} | MaximumArchiveDays=90 | DesiredRemainingSpace=500,1562,GPA_PRARE_525_PM_09-PA1:VH,,56,8736f6c7-ad41-4b43-b4f6-e684e0d4ad20,PRARE_525_PM_09,Prare_525_Pm_09,60,1,companyAcronym= | protocolName=IEEE C37.118.2-2011 | vendorAcronym= | vendorDeviceName= | interconnectionName=,,,,10,STTP,Streaming Telemetry Transport Protocol,4,1,LTPRCBA_1_FV_A,V,+,0,PRARE_525_PM_09-PA1,0.0,1.0,Prare_525_Pm_09 LTPRCBA_1_FV_A + Voltage Phase Angle,0,1,1,Degrees,Phasor,VPHA,Voltage Phase Angle,PA,-98.6,37.5,PPA:1562,2021-07-20 20:11:42
} | MaximumArchiveDays=90 | DesiredRemainingSpace=500,1563,GPA_PRARE_525_PM_09-PM2:V,,56,8736f6c7-ad41-4b43-b4f6-e684e0d4ad20,PRARE_525_PM_09,Prare_525_Pm_09,60,1,companyAcronym= | protocolName=IEEE C37.118.2-2011 | vendorAcronym= | vendorDeviceName= | interconnectionName=,,,,10,STTP,Streaming Telemetry Transport Protocol,3,2,LTPRCBA_1_FV_B,V,+,0,PRARE_525_PM_09-PM2,0.0,1.0,Prare_525_Pm_09 LTPRCBA_1_FV_B + Voltage Magnitude,0,1,1,Volts,Phasor,VPHM,Voltage Magnitude,PM,-98.6,37.5,PPA:1563,2021-07-20 20:11:42
} | MaximumArchiveDays=90 | DesiredRemainingSpace=500,1564,GPA_PRARE_525_PM_09-PA2:VH,,56,8736f6c7-ad41-4b43-b4f6-e684e0d4ad20,PRARE_525_PM_09,Prare_525_Pm_09,60,1,companyAcronym= | protocolName=IEEE C37.118.2-2011 | vendorAcronym= | vendorDeviceName= | interconnectionName=,,,,10,STTP,Streaming Telemetry Transport Protocol,4,2,LTPRCBA_1_FV_B,V,+,0,PRARE_525_PM_09-PA2,0.0,1.0,Prare_525_Pm_09 LTPRCBA_1_FV_B + Voltage Phase Angle,0,1,1,Degrees,Phasor,VPHA,Voltage Phase Angle,PA,-98.6,37.5,PPA:1564,2021-07-20 20:11:42
} | MaximumArchiveDays=90 | DesiredRemainingSpace=500,1565,GPA_PRARE_525_PM_09-PM3:V,,56,8736f6c7-ad41-4b43-b4f6-e684e0d4ad20,PRARE_525_PM_09,Prare_525_Pm_09,60,1,companyAcronym= | protocolName=IEEE C37.118.2-2011 | vendorAcronym= | vendorDeviceName= | interconnectionName=,,,,10,STTP,Streaming Telemetry Transport Protocol,3,3,LTPRCBA_1_FV_C,V,+,0,PRARE_525_PM_09-PM3,0.0,1.0,Prare_525_Pm_09 LTPRCBA_1_FV_C + Voltage Magnitude,0,1,1,Volts,Phasor,VPHM,Voltage Magnitude,PM,-98.6,37.5,PPA:1565,2021-07-20 20:11:42
} | MaximumArchiveDays=90 | DesiredRemainingSpace=500,1566,GPA_PRARE_525_PM_09-PA3:VH,,56,8736f6c7-ad41-4b43-b4f6-e684e0d4ad20,PRARE_525_PM_09,Prare_525_Pm_09,60,1,companyAcronym= | protocolName=IEEE C37.118.2-2011 | vendorAcronym= | vendorDeviceName= | interconnectionName=,,,,10,STTP,Streaming Telemetry Transport Protocol,4,3,LTPRCBA_1_FV_C,V,+,0,PRARE_525_PM_09-PA3,0.0,1.0,Prare_525_Pm_09 LTPRCBA_1_FV_C + Voltage Phase Angle,0,1,1,Degrees,Phasor,VPHA,Voltage Phase Angle,PA,-98.6,37.5,PPA:1566,2021-07-20 20:11:42
} | MaximumArchiveDays=90 | DesiredRemainingSpace=500,1567,GPA_PRARE_525_PM_09-PM4:I,,56,8736f6c7-ad41-4b43-b4f6-e684e0d4ad20,PRARE_525_PM_09,Prare_525_Pm_09,60,1,companyAcronym= | protocolName=IEEE C37.118.2-2011 | vendorAcronym= | vendorDeviceName= | interconnectionName=,,,,10,STTP,Streaming Telemetry Transport Protocol,1,4,LTPRCBA_1_FA_A,I,+,0,PRARE_525_PM_09-PM4,0.0,1.0,Prare_525_Pm_09 LTPRCBA_1_FA_A + Current Magnitude,0,1,1,Amps,Phasor,IPHM,Current Magnitude,PM,-98.6,37.5,PPA:1567,2021-07-20 20:11:42
} | MaximumArchiveDays=90 | DesiredRemainingSpace=500,1568,GPA_PRARE_525_PM_09-PA4:IH,,56,8736f6c7-ad41-4b43-b4f6-e684e0d4ad20,PRARE_525_PM_09,Prare_525_Pm_09,60,1,companyAcronym= | protocolName=IEEE C37.118.2-2011 | vendorAcronym= | vendorDeviceName= | interconnectionName=,,,,10,STTP,Streaming Telemetry Transport Protocol,2,4,LTPRCBA_1_FA_A,I,+,0,PRARE_525_PM_09-PA4,0.0,1.0,Prare_525_Pm_09 LTPRCBA_1_FA_A + Current Phase Angle,0,1,1,Degrees,Phasor,IPHA,Current Phase Angle,PA,-98.6,37.5,PPA:1568,2021-07-20 20:11:42
} | MaximumArchiveDays=90 | DesiredRemainingSpace=500,1569,GPA_PRARE_525_PM_09-PM5:I,,56,8736f6c7-ad41-4b43-b4f6-e684e0d4ad20,PRARE_525_PM_09,Prare_525_Pm_09,60,1,companyAcronym= | protocolName=IEEE C37.118.2-2011 | vendorAcronym= | vendorDeviceName= | interconnectionName=,,,,10,STTP,Streaming Telemetry Transport Protocol,1,5,LTPRCBA_1_FA_B,I,+,0,PRARE_525_PM_09-PM5,0.0,1.0,Prare_525_Pm_09 LTPRCBA_1_FA_B + Current Magnitude,0,1,1,Amps,Phasor,IPHM,Current Magnitude,PM,-98.6,37.5,PPA:1569,2021-07-20 20:11:42
} | MaximumArchiveDays=90 | DesiredRemainingSpace=500,1570,GPA_PRARE_525_PM_09-PA5:IH,,56,8736f6c7-ad41-4b43-b4f6-e684e0d4ad20,PRARE_525_PM_09,Prare_525_Pm_09,60,1,companyAcronym= | protocolName=IEEE C37.118.2-2011 | vendorAcronym= | vendorDeviceName= | interconnectionName=,,,,10,STTP,Streaming Telemetry Transport Protocol,2,5,LTPRCBA_1_FA_B,I,+,0,PRARE_525_PM_09-PA5,0.0,1.0,Prare_525_Pm_09 LTPRCBA_1_FA_B + Current Phase Angle,0,1,1,Degrees,Phasor,IPHA,Current Phase Angle,PA,-98.6,37.5,PPA:1570,2021-07-20 20:11:42
} | MaximumArchiveDays=90 | DesiredRemainingSpace=500,1571,GPA_PRARE_525_PM_09-PM6:I,,56,8736f6c7-ad41-4b43-b4f6-e684e0d4ad20,PRARE_525_PM_09,Prare_525_Pm_09,60,1,companyAcronym= | protocolName=IEEE C37.118.2-2011 | vendorAcronym= | vendorDeviceName= | interconnectionName=,,,,10,STTP,Streaming Telemetry Transport Protocol,1,6,LTPRCBA_1_FA_C,I,+,0,PRARE_525_PM_09-PM6,0.0,1.0,Prare_525_Pm_09 LTPRCBA_1_FA_C + Current Magnitude,0,1,1,Amps,Phasor,IPHM,Current Magnitude,PM,-98.6,37.5,PPA:1571,2021-07-20 20:11:42
} | MaximumArchiveDays=90 | DesiredRemainingSpace=500,1572,GPA_PRARE_525_PM_09-PA6:IH,,56,8736f6c7-ad41-4b43-b4f6-e684e0d4ad20,PRARE_525_PM_09,Prare_525_Pm_09,60,1,companyAcronym= | protocolName=IEEE C37.118.2-2011 | vendorAcronym= | vendorDeviceName= | interconnectionName=,,,,10,STTP,Streaming Telemetry Transport Protocol,2,6,LTPRCBA_1_FA_C,I,+,0,PRARE_525_PM_09-PA6,0.0,1.0,Prare_525_Pm_09 LTPRCBA_1_FA_C + Current Phase Angle,0,1,1,Degrees,Phasor,IPHA,Current Phase Angle,PA,-98.6,37.5,PPA:1572,2021-07-20 20:11:42
} | MaximumArchiveDays=90 | DesiredRemainingSpace=500,1573,GPA_PRARE_525_PM_09-PM7:V,,56,8736f6c7-ad41-4b43-b4f6-e684e0d4ad20,PRARE_525_PM_09,Prare_525_Pm_09,60,1,companyAcronym= | protocolName=IEEE C37.118.2-2011 | vendorAcronym= | vendorDeviceName= | interconnectionName=,,,,10,STTP,Streaming Telemetry Transport Protocol,3,7,LTPRCBA_1_FV_P,V,+,0,PRARE_525_PM_09-PM7,0.0,1.0,Prare_525_Pm_09 LTPRCBA_1_FV_P + Voltage Magnitude,0,1,1,Volts,Phasor,VPHM,Voltage Magnitude,PM,-98.6,37.5,PPA:1573,2021-07-20 20:11:42
} | MaximumArchiveDays=90 | DesiredRemainingSpace=500,1574,GPA_PRARE_525_PM_09-PA7:VH,,56,8736f6c7-ad41-4b43-b4f6-e684e0d4ad20,PRARE_525_PM_09,Prare_525_Pm_09,60,1,companyAcronym= | protocolName=IEEE C37.118.2-2011 | vendorAcronym= | vendorDeviceName= | interconnectionName=,,,,10,STTP,Streaming Telemetry Transport Protocol,4,7,LTPRCBA_1_FV_P,V,+,0,PRARE_525_PM_09-PA7,0.0,1.0,Prare_525_Pm_09 LTPRCBA_1_FV_P + Voltage Phase Angle,0,1,1,Degrees,Phasor,VPHA,Voltage Phase Angle,PA,-98.6,37.5,PPA:1574,2021-07-20 20:11:42
} | MaximumArchiveDays=90 | DesiredRemainingSpace=500,1575,GPA_PRARE_525_PM_09-PM8:I,,56,8736f6c7-ad41-4b43-b4f6-e684e0d4ad20,PRARE_525_PM_09,Prare_525_Pm_09,60,1,companyAcronym= | protocolName=IEEE C37.118.2-2011 | vendorAcronym= | vendorDeviceName= | interconnectionName=,,,,10,STTP,Streaming Telemetry Transport Protocol,1,8,LTPRCBA_1_FA_P,I,+,0,PRARE_525_PM_09-PM8,0.0,1.0,Prare_525_Pm_09 LTPRCBA_1_FA_P + Current Magnitude,0,1,1,Amps,Phasor,IPHM,Current Magnitude,PM,-98.6,37.5,PPA:1575,2021-07-20 20:11:42
} | MaximumArchiveDays=90 | DesiredRemainingSpace=500,1576,GPA_PRARE_525_PM_09-PA8:IH,,56,8736f6c7-ad41-4b43-b4f6-e684e0d4ad20,PRARE_525_PM_09,Prare_525_Pm_09,60,1,companyAcronym= | protocolName=IEEE C37.118.2-2011 | vendorAcronym= | vendorDeviceName= | interconnectionName=,,,,10,STTP,Streaming Telemetry Transport Protocol,2,8,LTPRCBA_1_FA_P,I,+,0,PRARE_525_PM_09-PA8,0.0,1.0,Prare_525_Pm_09 LTPRCBA_1_FA_P + Current Phase Angle,0,1,1,Degrees,Phasor,IPHA,Current Phase Angle,PA,-98.6,37.5,PPA:1576,2021-07-20 20:11:42
} | MaximumArchiveDays=90 | DesiredRemainingSpace=500,1577,GPA_PRIVP_525_PM_01:F,,57,8736f6c7-ad41-4b43-b4f6-e684e0d4ad20,PRIVP_525_PM_01,Privp_525_Pm_01,60,1,companyAcronym= | protocolName=IEEE C37.118.2-2011 | vendorAcronym= | vendorDeviceName= | interconnectionName=,,,,10,STTP,Streaming Telemetry Transport Protocol,5,,,,,,PRIVP_525_PM_01-FQ,0.0,1.0,Privp_525_Pm_01 Frequency,0,1,1,Hz,PMU,FREQ,Frequency,FQ,-98.6,37.5,PPA:1577,2021-07-20 20:11:42
} | MaximumArchiveDays=90 | DesiredRemainingSpace=500,1578,GPA_PRIVP_525_PM_01:DF,,57,8736f6c7-ad41-4b43-b4f6-e684e0d4ad20,PRIVP_525_PM_01,Privp_525_Pm_01,60,1,companyAcronym= | protocolName=IEEE C37.118.2-2011 | vendorAcronym= | vendorDeviceName= | interconnectionName=,,,,10,STTP,Streaming Telemetry Transport Protocol,6,,,,,,PRIVP_525_PM_01-DF,0.0,1.0,Privp_525_Pm_01 Frequency Delta (dF/dt),0,1,1,,PMU,DFDT,Frequency Delta (dF/dt),DF,-98.6,37.5,PPA:1578,2021-07-20 20:11:42
} | MaximumArchiveDays=90 | DesiredRemainingSpace=500,1579,GPA_PRIVP_525_PM_01:S,,57,8736f6c7-ad41-4b43-b4f6-e684e0d4ad20,PRIVP_525_PM_01,Privp_525_Pm_01,60,1,companyAcronym= | protocolName=IEEE C37.118.2-2011 | vendorAcronym= | vendorDeviceName= | interconnectionName=,,,,10,STTP,Streaming Telemetry Transport Protocol,8,,,,,,PRIVP_525_PM_01-SF,0.0,1.0,Privp_525_Pm_01 Status Flags,0,1,1,,PMU,FLAG,Status Flags,SF,-98.6,37.5,PPA:1579,2021-07-20 20:11:42
} | MaximumArchiveDays=90 | DesiredRemainingSpace=500,1580,GPA_PRIVP_525_PM_01-PM1:I,,57,8736f6c7-ad41-4b43-b4f6-e684e0d4ad20,PRIVP_525_PM_01,Privp_525_Pm_01,60,1,companyAcronym= | protocolName=IEEE C37.118.2-2011 | vendorAcronym= | vendorDeviceName= | interconnectionName=,,,,10,STTP,Streaming Telemetry Transport Protocol,1,1,LTPRSTIV_2_FA_A,I,+,0,PRIVP_525_PM_01-PM1,0.0,1.0,Privp_525_Pm_01 LTPRSTIV_2_FA_A + Current Magnitude,0,1,1,Amps,Phasor,IPHM,Current Magnitude,PM,-98.6,37.5,PPA:1580,2021-07-20 20:11:42
} | MaximumArchiveDays=90 | DesiredRemainingSpace=500,1581,GPA_PRIVP_525_PM_01-PA1:IH,,57,8736f6c7-ad41-4b43-b4f6-e684e0d4ad20,PRIVP_525_PM_01,Privp_525_Pm_01,60,1,companyAcronym= | protocolName=IEEE C37.118.2-2011 | vendorAcronym= | vendorDeviceName= | interconnectionName=,,,,10,STTP,Streaming Telemetry Transport Protocol,2,1,LTPRSTIV_2_FA_A,I,+,0,PRIVP_525_PM_01-PA1,0.0,1.0,Privp_525_Pm_01 LTPRSTIV_2_FA_A + Current Phase Angle,0,1,1,Degrees,Phasor,IPHA,Current Phase Angle,PA,-98.6,37.5,PPA:1581,2021-07-20 20:11:42
} | MaximumArchiveDays=90 | DesiredRemainingSpace=500,1582,GPA_PRIVP_525_PM_01-PM2:I,,57,8736f6c7-ad41-4b43-b4f6-e684e0d4ad20,PRIVP_525_PM_01,Privp_525_Pm_01,60,1,companyAcronym= | protocolName=IEEE C37.118.2-2011 | vendorAcronym= | vendorDeviceName= | interconnectionName=,,,,10,STTP,Streaming Telemetry Transport Protocol,1,2,LTPRSTIV_2_FA_B,I,+,0,PRIVP_525_PM_01-PM2,0.0,1.0,Privp_525_Pm_01 LTPRSTIV_2_FA_B + Current Magnitude,0,1,1,Amps,Phasor,IPHM,Current Magnitude,PM,-98.6,37.5,PPA:1582,2021-07-20 20:11:42
} | MaximumArchiveDays=90 | DesiredRemainingSpace=500,1583,GPA_PRIVP_525_PM_01-PA2:IH,,57,8736f6c7-ad41-4b43-b4f6-e684e0d4ad20,PRIVP_525_PM_01,Privp_525_Pm_01,60,1,companyAcronym= | protocolName=IEEE C37.118.2-2011 | vendorAcronym= | vendorDeviceName= | interconnectionName=,,,,10,STTP,Streaming Telemetry Transport Protocol,2,2,LTPRSTIV_2_FA_B,I,+,0,PRIVP_525_PM_01-PA2,0.0,1.0,Privp_525_Pm_01 LTPRSTIV_2_FA_B + Current Phase Angle,0,1,1,Degrees,Phasor,IPHA,Current Phase Angle,PA,-98.6,37.5,PPA:1583,2021-07-20 20:11:42
} | MaximumArchiveDays=90 | DesiredRemainingSpace=500,1584,GPA_PRIVP_525_PM_01-PM3:I,,57,8736f6c7-ad41-4b43-b4f6-e684e0d4ad20,PRIVP_525_PM_01,Privp_525_Pm_01,60,1,companyAcronym= | protocolName=IEEE C37.118.2-2011 | vendorAcronym= | vendorDeviceName= | interconnectionName=,,,,10,STTP,Streaming Telemetry Transport Protocol,1,3,LTPRSTIV_2_FA_C,I,+,0,PRIVP_525_PM_01-PM3,0.0,1.0,Privp_525_Pm_01 LTPRSTIV_2_FA_C + Current Magnitude,0,1,1,Amps,Phasor,IPHM,Current Magnitude,PM,-98.6,37.5,PPA:1584,2021-07-20 20:11:42
} | MaximumArchiveDays=90 | DesiredRemainingSpace=500,1585,GPA_PRIVP_525_PM_01-PA3:IH,,57,8736f6c7-ad41-4b43-b4f6-e684e0d4ad20,PRIVP_525_PM_01,Privp_525_Pm_01,60,1,companyAcronym= | protocolName=IEEE C37.118.2-2011 | vendorAcronym= | vendorDeviceName= | interconnectionName=,,,,10,STTP,Streaming Telemetry Transport Protocol,2,3,LTPRSTIV_2_FA_C,I,+,0,PRIVP_525_PM_01-PA3,0.0,1.0,Privp_525_Pm_01 LTPRSTIV_2_FA_C + Current Phase Angle,0,1,1,Degrees,Phasor,IPHA,Current Phase Angle,PA,-98.6,37.5,PPA:1585,2021-07-20 20:11:42
} | MaximumArchiveDays=90 | DesiredRemainingSpace=500,1586,GPA_PRIVP_525_PM_01-PM4:V,,57,8736f6c7-ad41-4b43-b4f6-e684e0d4ad20,PRIVP_525_PM_01,Privp_525_Pm_01,60,1,companyAcronym= | protocolName=IEEE C37.118.2-2011 | vendorAcronym= | vendorDeviceName= | interconnectionName=,,,,10,STTP,Streaming Telemetry Transport Protocol,3,4,LTPRSTIV_2_FV_A,V,+,0,PRIVP_525_PM_01-PM4,0.0,1.0,Privp_525_Pm_01 LTPRSTIV_2_FV_A + Voltage Magnitude,0,1,1,Volts,Phasor,VPHM,Voltage Magnitude,PM,-98.6,37.5,PPA:1586,2021-07-20 20:11:42
} | MaximumArchiveDays=90 | DesiredRemainingSpace=500,1587,GPA_PRIVP_525_PM_01-PA4:VH,,57,8736f6c7-ad41-4b43-b4f6-e684e0d4ad20,PRIVP_525_PM_01,Privp_525_Pm_01,60,1,companyAcronym= | protocolName=IEEE C37.118.2-2011 | vendorAcronym= | vendorDeviceName= | interconnectionName=,,,,10,STTP,Streaming Telemetry Transport Protocol,4,4,LTPRSTIV_2_FV_A,V,+,0,PRIVP_525_PM_01-PA4,0.0,1.0,Privp_525_Pm_01 LTPRSTIV_2_FV_A + Voltage Phase Angle,0,1,1,Degrees,Phasor,VPHA,Voltage Phase Angle,PA,-98.6,37.5,PPA:1587,2021-07-20 20:11:42
} | MaximumArchiveDays=90 | DesiredRemainingSpace=500,1588,GPA_PRIVP_525_PM_01-PM5:V,,57,8736f6c7-ad41-4b43-b4f6-e684e0d4ad20,PRIVP_525_PM_01,Privp_525_Pm_01,60,1,companyAcronym= | protocolName=IEEE C37.118.2-2011 | vendorAcronym= | vendorDeviceName= | interconnectionName=,,,,10,STTP,Streaming Telemetry Transport Protocol,3,5,LTPRSTIV_2_FV_B,V,+,0,PRIVP_525_PM_01-PM5,0.0,1.0,Privp_525_Pm_01 LTPRSTIV_2_FV_B + Voltage Magnitude,0,1,1,Volts,Phasor,VPHM,Voltage Magnitude,PM,-98.6,37.5,PPA:1588,2021-07-20 20:11:42
} | MaximumArchiveDays=90 | DesiredRemainingSpace=500,1589,GPA_PRIVP_525_PM_01-PA5:VH,,57,8736f6c7-ad41-4b43-b4f6-e684e0d4ad20,PRIVP_525_PM_01,Privp_525_Pm_01,60,1,companyAcronym= | protocolName=IEEE C37.118.2-2011 | vendorAcronym= | vendorDeviceName= | interconnectionName=,,,,10,STTP,Streaming Telemetry Transport Protocol,4,5,LTPRSTIV_2_FV_B,V,+,0,PRIVP_525_PM_01-PA5,0.0,1.0,Privp_525_Pm_01 LTPRSTIV_2_FV_B + Voltage Phase Angle,0,1,1,Degrees,Phasor,VPHA,Voltage Phase Angle,PA,-98.6,37.5,PPA:1589,2021-07-20 20:11:42
} | MaximumArchiveDays=90 | DesiredRemainingSpace=500,1590,GPA_PRIVP_525_PM_01-PM6:V,,57,8736f6c7-ad41-4b43-b4f6-e684e0d4ad20,PRIVP_525_PM_01,Privp_525_Pm_01,60,1,companyAcronym= | protocolName=IEEE C37.118.2-2011 | vendorAcronym= | vendorDeviceName= | interconnectionName=,,,,10,STTP,Streaming Telemetry Transport Protocol,3,6,LTPRSTIV_2_FV_C,V,+,0,PRIVP_525_PM_01-PM6,0.0,1.0,Privp_525_Pm_01 LTPRSTIV_2_FV_C + Voltage Magnitude,0,1,1,Volts,Phasor,VPHM,Voltage Magnitude,PM,-98.6,37.5,PPA:1590,2021-07-20 20:11:42
} | MaximumArchiveDays=90 | DesiredRemainingSpace=500,1591,GPA_PRIVP_525_PM_01-PA6:VH,,57,8736f6c7-ad41-4b43-b4f6-e684e0d4ad20,PRIVP_525_PM_01,Privp_525_Pm_01,60,1,companyAcronym= | protocolName=IEEE C37.118.2-2011 | vendorAcronym= | vendorDeviceName= | interconnectionName=,,,,10,STTP,Streaming Telemetry Transport Protocol,4,6,LTPRSTIV_2_FV_C,V,+,0,PRIVP_525_PM_01-PA6,0.0,1.0,Privp_525_Pm_01 LTPRSTIV_2_FV_C + Voltage Phase Angle,0,1,1,Degrees,Phasor,VPHA,Voltage Phase Angle,PA,-98.6,37.5,PPA:1591,2021-07-20 20:11:42
} | MaximumArchiveDays=90 | DesiredRemainingSpace=500,1592,GPA_PRIVP_525_PM_01-PM7:V,,57,8736f6c7-ad41-4b43-b4f6-e684e0d4ad20,PRIVP_525_PM_01,Privp_525_Pm_01,60,1,companyAcronym= | protocolName=IEEE C37.118.2-2011 | vendorAcronym= | vendorDeviceName= | interconnectionName=,,,,10,STTP,Streaming Telemetry Transport Protocol,3,7,LTPRSTIV_2_FV_P,V,+,0,PRIVP_525_PM_01-PM7,0.0,1.0,Privp_525_Pm_01 LTPRSTIV_2_FV_P + Voltage Magnitude,0,1,1,Volts,Phasor,VPHM,Voltage Magnitude,PM,-98.6,37.5,PPA:1592,2021-07-20 20:11:42
} | MaximumArchiveDays=90 | DesiredRemainingSpace=500,1593,GPA_PRIVP_525_PM_01-PA7:VH,,57,8736f6c7-ad41-4b43-b4f6-e684e0d4ad20,PRIVP_525_PM_01,Privp_525_Pm_01,60,1,companyAcronym= | protocolName=IEEE C37.118.2-2011 | vendorAcronym= | vendorDeviceName= | interconnectionName=,,,,10,STTP,Streaming Telemetry Transport Protocol,4,7,LTPRSTIV_2_FV_P,V,+,0,PRIVP_525_PM_01-PA7,0.0,1.0,Privp_525_Pm_01 LTPRSTIV_2_FV_P + Voltage Phase Angle,0,1,1,Degrees,Phasor,VPHA,Voltage Phase Angle,PA,-98.6,37.5,PPA:1593,2021-07-20 20:11:42
} | MaximumArchiveDays=90 | DesiredRemainingSpace=500,1594,GPA_PRIVP_525_PM_01-PM8:I,,57,8736f6c7-ad41-4b43-b4f6-e684e0d4ad20,PRIVP_525_PM_01,Privp_525_Pm_01,60,1,companyAcronym= | protocolName=IEEE C37.118.2-2011 | vendorAcronym= | vendorDeviceName= | interconnectionName=,,,,10,STTP,Streaming Telemetry Transport Protocol,1,8,LTPRSTIV_2_FA_P,I,+,0,PRIVP_525_PM_01-PM8,0.0,1.0,Privp_525_Pm_01 LTPRSTIV_2_FA_P + Current Magnitude,0,1,1,Amps,Phasor,IPHM,Current Magnitude,PM,-98.6,37.5,PPA:1594,2021-07-20 20:11:42
} | MaximumArchiveDays=90 | DesiredRemainingSpace=500,1595,GPA_PRIVP_525_PM_01-PA8:IH,,57,8736f6c7-ad41-4b43-b4f6-e684e0d4ad20,PRIVP_525_PM_01,Privp_525_Pm_01,60,1,companyAcronym= | protocolName=IEEE C37.118.2-2011 | vendorAcronym= | vendorDeviceName= | interconnectionName=,,,,10,STTP,Streaming Telemetry Transport Protocol,2,8,LTPRSTIV_2_FA_P,I,+,0,PRIVP_525_PM_01-PA8,0.0,1.0,Privp_525_Pm_01 LTPRSTIV_2_FA_P + Current Phase Angle,0,1,1,Degrees,Phasor,IPHA,Current Phase Angle,PA,-98.6,37.5,PPA:1595,2021-07-20 20:11:42
} | MaximumArchiveDays=90 | DesiredRemainingSpace=500,1596,GPA_PRIVP_525_PM_02:F,,58,8736f6c7-ad41-4b43-b4f6-e684e0d4ad20,PRIVP_525_PM_02,Privp_525_Pm_02,60,1,companyAcronym= | protocolName=IEEE C37.118.2-2011 | vendorAcronym= | vendorDeviceName= | interconnectionName=,,,,10,STTP,Streaming Telemetry Transport Protocol,5,,,,,,PRIVP_525_PM_02-FQ,0.0,1.0,Privp_525_Pm_02 Frequency,0,1,1,Hz,PMU,FREQ,Frequency,FQ,-98.6,37.5,PPA:1596,2021-07-20 20:11:42
} | MaximumArchiveDays=90 | DesiredRemainingSpace=500,1597,GPA_PRIVP_525_PM_02:DF,,58,8736f6c7-ad41-4b43-b4f6-e684e0d4ad20,PRIVP_525_PM_02,Privp_525_Pm_02,60,1,companyAcronym= | protocolName=IEEE C37.118.2-2011 | vendorAcronym= | vendorDeviceName= | interconnectionName=,,,,10,STTP,Streaming Telemetry Transport Protocol,6,,,,,,PRIVP_525_PM_02-DF,0.0,1.0,Privp_525_Pm_02 Frequency Delta (dF/dt),0,1,1,,PMU,DFDT,Frequency Delta (dF/dt),DF,-98.6,37.5,PPA:1597,2021-07-20 20:11:42
} | MaximumArchiveDays=90 | DesiredRemainingSpace=500,1598,GPA_PRIVP_525_PM_02:S,,58,8736f6c7-ad41-4b43-b4f6-e684e0d4ad20,PRIVP_525_PM_02,Privp_525_Pm_02,60,1,companyAcronym= | protocolName=IEEE C37.118.2-2011 | vendorAcronym= | vendorDeviceName= | interconnectionName=,,,,10,STTP,Streaming Telemetry Transport Protocol,8,,,,,,PRIVP_525_PM_02-SF,0.0,1.0,Privp_525_Pm_02 Status Flags,0,1,1,,PMU,FLAG,Status Flags,SF,-98.6,37.5,PPA:1598,2021-07-20 20:11:42
} | MaximumArchiveDays=90 | DesiredRemainingSpace=500,1599,GPA_PRIVP_525_PM_02-PM1:V,,58,8736f6c7-ad41-4b43-b4f6-e684e0d4ad20,PRIVP_525_PM_02,Privp_525_Pm_02,60,1,companyAcronym= | protocolName=IEEE C37.118.2-2011 | vendorAcronym= | vendorDeviceName= | interconnectionName=,,,,10,STTP,Streaming Telemetry Transport Protocol,3,1,BAA_FV_A,V,+,0,PRIVP_525_PM_02-PM1,0.0,1.0,Privp_525_Pm_02 BAA_FV_A + Voltage Magnitude,0,1,1,Volts,Phasor,VPHM,Voltage Magnitude,PM,-98.6,37.5,PPA:1599,2021-07-20 20:11:42
} | MaximumArchiveDays=90 | DesiredRemainingSpace=500,1600,GPA_PRIVP_525_PM_02-PA1:VH,,58,8736f6c7-ad41-4b43-b4f6-e684e0d4ad20,PRIVP_525_PM_02,Privp_525_Pm_02,60,1,companyAcronym= | protocolName=IEEE C37.118.2-2011 | vendorAcronym= | vendorDeviceName= | interconnectionName=,,,,10,STTP,Streaming Telemetry Transport Protocol,4,1,BAA_FV_A,V,+,0,PRIVP_525_PM_02-PA1,0.0,1.0,Privp_525_Pm_02 BAA_FV_A + Voltage Phase Angle,0,1,1,Degrees,Phasor,VPHA,Voltage Phase Angle,PA,-98.6,37.5,PPA:1600,2021-07-20 20:11:42
} | MaximumArchiveDays=90 | DesiredRemainingSpace=500,1601,GPA_PRIVP_525_PM_03:F,,59,8736f6c7-ad41-4b43-b4f6-e684e0d4ad20,PRIVP_525_PM_03,Privp_525_Pm_03,60,1,companyAcronym= | protocolName=IEEE C37.118.2-2011 | vendorAcronym= | vendorDeviceName= | interconnectionName=,,,,10,STTP,Streaming Telemetry Transport Protocol,5,,,,,,PRIVP_525_PM_03-FQ,0.0,1.0,Privp_525_Pm_03 Frequency,0,1,1,Hz,PMU,FREQ,Frequency,FQ,-98.6,37.5,PPA:1601,2021-07-20 20:11:42
} | MaximumArchiveDays=90 | DesiredRemainingSpace=500,1602,GPA_PRIVP_525_PM_03:DF,,59,8736f6c7-ad41-4b43-b4f6-e684e0d4ad20,PRIVP_525_PM_03,Privp_525_Pm_03,60,1,companyAcronym= | protocolName=IEEE C37.118.2-2011 | vendorAcronym= | vendorDeviceName= | interconnectionName=,,,,10,STTP,Streaming Telemetry Transport Protocol,6,,,,,,PRIVP_525_PM_03-DF,0.0,1.0,Privp_525_Pm_03 Frequency Delta (dF/dt),0,1,1,,PMU,DFDT,Frequency Delta (dF/dt),DF,-98.6,37.5,PPA:1602,2021-07-20 20:11:42
} | MaximumArchiveDays=90 | DesiredRemainingSpace=500,1603,GPA_PRIVP_525_PM_03:S,,59,8736f6c7-ad41-4b43-b4f6-e684e0d4ad20,PRIVP_525_PM_03,Privp_525_Pm_03,60,1,companyAcronym= | protocolName=IEEE C37.118.2-2011 | vendorAcronym= | vendorDeviceName= | interconnectionName=,,,,10,STTP,Streaming Telemetry Transport Protocol,8,,,,,,PRIVP_525_PM_03-SF,0.0,1.0,Privp_525_Pm_03 Status Flags,0,1,1,,PMU,FLAG,Status Flags,SF,-98.6,37.5,PPA:1603,2021-07-20 20:11:42
} | MaximumArchiveDays=90 | DesiredRemainingSpace=500,1604,GPA_PRIVP_525_PM_03-PM1:V,,59,8736f6c7-ad41-4b43-b4f6-e684e0d4ad20,PRIVP_525_PM_03,Privp_525_Pm_03,60,1,companyAcronym= | protocolName=IEEE C37.118.2-2011 | vendorAcronym= | vendorDeviceName= | interconnectionName=,,,,10,STTP,Streaming Telemetry Transport Protocol,3,1,LTPRSTIV_3_FV_A,V,+,0,PRIVP_525_PM_03-PM1,0.0,1.0,Privp_525_Pm_03 LTPRSTIV_3_FV_A + Voltage Magnitude,0,1,1,Volts,Phasor,VPHM,Voltage Magnitude,PM,-98.6,37.5,PPA:1604,2021-07-20 20:11:42
} | MaximumArchiveDays=90 | DesiredRemainingSpace=500,1605,GPA_PRIVP_525_PM_03-PA1:VH,,59,8736f6c7-ad41-4b43-b4f6-e684e0d4ad20,PRIVP_525_PM_03,Privp_525_Pm_03,60,1,companyAcronym= | protocolName=IEEE C37.118.2-2011 | vendorAcronym= | vendorDeviceName= | interconnectionName=,,,,10,STTP,Streaming Telemetry Transport Protocol,4,1,LTPRSTIV_3_FV_A,V,+,0,PRIVP_525_PM_03-PA1,0.0,1.0,Privp_525_Pm_03 LTPRSTIV_3_FV_A + Voltage Phase Angle,0,1,1,Degrees,Phasor,VPHA,Voltage Phase Angle,PA,-98.6,37.5,PPA:1605,2021-07-20 20:11:42
} | MaximumArchiveDays=90 | DesiredRemainingSpace=500,1606,GPA_PRIVP_525_PM_03-PM2:V,,59,8736f6c7-ad41-4b43-b4f6-e684e0d4ad20,PRIVP_525_PM_03,Privp_525_Pm_03,60,1,companyAcronym= | protocolName=IEEE C37.118.2-2011 | vendorAcronym= | vendorDeviceName= | interconnectionName=,,,,10,STTP,Streaming Telemetry Transport Protocol,3,2,LTPRSTIV_3_FV_B,V,+,0,PRIVP_525_PM_03-PM2,0.0,1.0,Privp_525_Pm_03 LTPRSTIV_3_FV_B + Voltage Magnitude,0,1,1,Volts,Phasor,VPHM,Voltage Magnitude,PM,-98.6,37.5,PPA:1606,2021-07-20 20:11:42
} | MaximumArchiveDays=90 | DesiredRemainingSpace=500,1607,GPA_PRIVP_525_PM_03-PA2:VH,,59,8736f6c7-ad41-4b43-b4f6-e684e0d4ad20,PRIVP_525_PM_03,Privp_525_Pm_03,60,1,companyAcronym= | protocolName=IEEE C37.118.2-2011 | vendorAcronym= | vendorDeviceName= | interconnectionName=,,,,10,STTP,Streaming Telemetry Transport Protocol,4,2,LTPRSTIV_3_FV_B,V,+,0,PRIVP_525_PM_03-PA2,0.0,1.0,Privp_525_Pm_03 LTPRSTIV_3_FV_B + Voltage Phase Angle,0,1,1,Degrees,Phasor,VPHA,Voltage Phase Angle,PA,-98.6,37.5,PPA:1607,2021-07-20 20:11:42
} | MaximumArchiveDays=90 | DesiredRemainingSpace=500,1608,GPA_PRIVP_525_PM_03-PM3:V,,59,8736f6c7-ad41-4b43-b4f6-e684e0d4ad20,PRIVP_525_PM_03,Privp_525_Pm_03,60,1,companyAcronym= | protocolName=IEEE C37.118.2-2011 | vendorAcronym= | vendorDeviceName= | interconnectionName=,,,,10,STTP,Streaming Telemetry Transport Protocol,3,3,LTPRSTIV_3_FV_C,V,+,0,PRIVP_525_PM_03-PM3,0.0,1.0,Privp_525_Pm_03 LTPRSTIV_3_FV_C + Voltage Magnitude,0,1,1,Volts,Phasor,VPHM,Voltage Magnitude,PM,-98.6,37.5,PPA:1608,2021-07-20 20:11:42
} | MaximumArchiveDays=90 | DesiredRemainingSpace=500,1609,GPA_PRIVP_525_PM_03-PA3:VH,,59,8736f6c7-ad41-4b43-b4f6-e684e0d4ad20,PRIVP_525_PM_03,Privp_525_Pm_03,60,1,companyAcronym= | protocolName=IEEE C37.118.2-2011 | vendorAcronym= | vendorDeviceName= | interconnectionName=,,,,10,STTP,Streaming Telemetry Transport Protocol,4,3,LTPRSTIV_3_FV_C,V,+,0,PRIVP_525_PM_03-PA3,0.0,1.0,Privp_525_Pm_03 LTPRSTIV_3_FV_C + Voltage Phase Angle,0,1,1,Degrees,Phasor,VPHA,Voltage Phase Angle,PA,-98.6,37.5,PPA:1609,2021-07-20 20:11:42
} | MaximumArchiveDays=90 | DesiredRemainingSpace=500,1610,GPA_PRIVP_525_PM_03-PM4:I,,59,8736f6c7-ad41-4b43-b4f6-e684e0d4ad20,PRIVP_525_PM_03,Privp_525_Pm_03,60,1,companyAcronym= | protocolName=IEEE C37.118.2-2011 | vendorAcronym= | vendorDeviceName= | interconnectionName=,,,,10,STTP,Streaming Telemetry Transport Protocol,1,4,LTPRSTIV_3_FA_A,I,+,0,PRIVP_525_PM_03-PM4,0.0,1.0,Privp_525_Pm_03 LTPRSTIV_3_FA_A + Current Magnitude,0,1,1,Amps,Phasor,IPHM,Current Magnitude,PM,-98.6,37.5,PPA:1610,2021-07-20 20:11:42
} | MaximumArchiveDays=90 | DesiredRemainingSpace=500,1611,GPA_PRIVP_525_PM_03-PA4:IH,,59,8736f6c7-ad41-4b43-b4f6-e684e0d4ad20,PRIVP_525_PM_03,Privp_525_Pm_03,60,1,companyAcronym= | protocolName=IEEE C37.118.2-2011 | vendorAcronym= | vendorDeviceName= | interconnectionName=,,,,10,STTP,Streaming Telemetry Transport Protocol,2,4,LTPRSTIV_3_FA_A,I,+,0,PRIVP_525_PM_03-PA4,0.0,1.0,Privp_525_Pm_03 LTPRSTIV_3_FA_A + Current Phase Angle,0,1,1,Degrees,Phasor,IPHA,Current Phase Angle,PA,-98.6,37.5,PPA:1611,2021-07-20 20:11:42
} | MaximumArchiveDays=90 | DesiredRemainingSpace=500,1612,GPA_PRIVP_525_PM_03-PM5:I,,59,8736f6c7-ad41-4b43-b4f6-e684e0d4ad20,PRIVP_525_PM_03,Privp_525_Pm_03,60,1,companyAcronym= | protocolName=IEEE C37.118.2-2011 | vendorAcronym= | vendorDeviceName= | interconnectionName=,,,,10,STTP,Streaming Telemetry Transport Protocol,1,5,LTPRSTIV_3_FA_B,I,+,0,PRIVP_525_PM_03-PM5,0.0,1.0,Privp_525_Pm_03 LTPRSTIV_3_FA_B + Current Magnitude,0,1,1,Amps,Phasor,IPHM,Current Magnitude,PM,-98.6,37.5,PPA:1612,2021-07-20 20:11:42
} | MaximumArchiveDays=90 | DesiredRemainingSpace=500,1613,GPA_PRIVP_525_PM_03-PA5:IH,,59,8736f6c7-ad41-4b43-b4f6-e684e0d4ad20,PRIVP_525_PM_03,Privp_525_Pm_03,60,1,companyAcronym= | protocolName=IEEE C37.118.2-2011 | vendorAcronym= | vendorDeviceName= | interconnectionName=,,,,10,STTP,Streaming Telemetry Transport Protocol,2,5,LTPRSTIV_3_FA_B,I,+,0,PRIVP_525_PM_03-PA5,0.0,1.0,Privp_525_Pm_03 LTPRSTIV_3_FA_B + Current Phase Angle,0,1,1,Degrees,Phasor,IPHA,Current Phase Angle,PA,-98.6,37.5,PPA:1613,2021-07-20 20:11:42
} | MaximumArchiveDays=90 | DesiredRemainingSpace=500,1614,GPA_PRIVP_525_PM_03-PM6:I,,59,8736f6c7-ad41-4b43-b4f6-e684e0d4ad20,PRIVP_525_PM_03,Privp_525_Pm_03,60,1,companyAcronym= | protocolName=IEEE C37.118.2-2011 | vendorAcronym= | vendorDeviceName= | interconnectionName=,,,,10,STTP,Streaming Telemetry Transport Protocol,1,6,LTPRSTIV_3_FA_C,I,+,0,PRIVP_525_PM_03-PM6,0.0,1.0,Privp_525_Pm_03 LTPRSTIV_3_FA_C + Current Magnitude,0,1,1,Amps,Phasor,IPHM,Current Magnitude,PM,-98.6,37.5,PPA:1614,2021-07-20 20:11:42
} | MaximumArchiveDays=90 | DesiredRemainingSpace=500,1615,GPA_PRIVP_525_PM_03-PA6:IH,,59,8736f6c7-ad41-4b43-b4f6-e684e0d4ad20,PRIVP_525_PM_03,Privp_525_Pm_03,60,1,companyAcronym= | protocolName=IEEE C37.118.2-2011 | vendorAcronym= | vendorDeviceName= | interconnectionName=,,,,10,STTP,Streaming Telemetry Transport Protocol,2,6,LTPRSTIV_3_FA_C,I,+,0,PRIVP_525_PM_03-PA6,0.0,1.0,Privp_525_Pm_03 LTPRSTIV_3_FA_C + Current Phase Angle,0,1,1,Degrees,Phasor,IPHA,Current Phase Angle,PA,-98.6,37.5,PPA:1615,2021-07-20 20:11:42
} | MaximumArchiveDays=90 | DesiredRemainingSpace=500,1616,GPA_PRIVP_525_PM_03-PM7:V,,59,8736f6c7-ad41-4b43-b4f6-e684e0d4ad20,PRIVP_525_PM_03,Privp_525_Pm_03,60,1,companyAcronym= | protocolName=IEEE C37.118.2-2011 | vendorAcronym= | vendorDeviceName= | interconnectionName=,,,,10,STTP,Streaming Telemetry Transport Protocol,3,7,LTPRSTIV_3_FV_P,V,+,0,PRIVP_525_PM_03-PM7,0.0,1.0,Privp_525_Pm_03 LTPRSTIV_3_FV_P + Voltage Magnitude,0,1,1,Volts,Phasor,VPHM,Voltage Magnitude,PM,-98.6,37.5,PPA:1616,2021-07-20 20:11:42
} | MaximumArchiveDays=90 | DesiredRemainingSpace=500,1617,GPA_PRIVP_525_PM_03-PA7:VH,,59,8736f6c7-ad41-4b43-b4f6-e684e0d4ad20,PRIVP_525_PM_03,Privp_525_Pm_03,60,1,companyAcronym= | protocolName=IEEE C37.118.2-2011 | vendorAcronym= | vendorDeviceName= | interconnectionName=,,,,10,STTP,Streaming Telemetry Transport Protocol,4,7,LTPRSTIV_3_FV_P,V,+,0,PRIVP_525_PM_03-PA7,0.0,1.0,Privp_525_Pm_03 LTPRSTIV_3_FV_P + Voltage Phase Angle,0,1,1,Degrees,Phasor,VPHA,Voltage Phase Angle,PA,-98.6,37.5,PPA:1617,2021-07-20 20:11:42
} | MaximumArchiveDays=90 | DesiredRemainingSpace=500,1618,GPA_PRIVP_525_PM_03-PM8:I,,59,8736f6c7-ad41-4b43-b4f6-e684e0d4ad20,PRIVP_525_PM_03,Privp_525_Pm_03,60,1,companyAcronym= | protocolName=IEEE C37.118.2-2011 | vendorAcronym= | vendorDeviceName= | interconnectionName=,,,,10,STTP,Streaming Telemetry Transport Protocol,1,8,LTPRSTIV_3_FA_P,I,+,0,PRIVP_525_PM_03-PM8,0.0,1.0,Privp_525_Pm_03 LTPRSTIV_3_FA_P + Current Magnitude,0,1,1,Amps,Phasor,IPHM,Current Magnitude,PM,-98.6,37.5,PPA:1618,2021-07-20 20:11:42
} | MaximumArchiveDays=90 | DesiredRemainingSpace=500,1619,GPA_PRIVP_525_PM_03-PA8:IH,,59,8736f6c7-ad41-4b43-b4f6-e684e0d4ad20,PRIVP_525_PM_03,Privp_525_Pm_03,60,1,companyAcronym= | protocolName=IEEE C37.118.2-2011 | vendorAcronym= | vendorDeviceName= | interconnectionName=,,,,10,STTP,Streaming Telemetry Transport Protocol,2,8,LTPRSTIV_3_FA_P,I,+,0,PRIVP_525_PM_03-PA8,0.0,1.0,Privp_525_Pm_03 LTPRSTIV_3_FA_P + Current Phase Angle,0,1,1,Degrees,Phasor,IPHA,Current Phase Angle,PA,-98.6,37.5,PPA:1619,2021-07-20 20:11:42
} | MaximumArchiveDays=90 | DesiredRemainingSpace=500,1620,GPA_PRIVP_525_PM_04:F,,60,8736f6c7-ad41-4b43-b4f6-e684e0d4ad20,PRIVP_525_PM_04,Privp_525_Pm_04,60,1,companyAcronym= | protocolName=IEEE C37.118.2-2011 | vendorAcronym= | vendorDeviceName= | interconnectionName=,,,,10,STTP,Streaming Telemetry Transport Protocol,5,,,,,,PRIVP_525_PM_04-FQ,0.0,1.0,Privp_525_Pm_04 Frequency,0,1,1,Hz,PMU,FREQ,Frequency,FQ,-98.6,37.5,PPA:1620,2021-07-20 20:11:42
} | MaximumArchiveDays=90 | DesiredRemainingSpace=500,1621,GPA_PRIVP_525_PM_04:DF,,60,8736f6c7-ad41-4b43-b4f6-e684e0d4ad20,PRIVP_525_PM_04,Privp_525_Pm_04,60,1,companyAcronym= | protocolName=IEEE C37.118.2-2011 | vendorAcronym= | vendorDeviceName= | interconnectionName=,,,,10,STTP,Streaming Telemetry Transport Protocol,6,,,,,,PRIVP_525_PM_04-DF,0.0,1.0,Privp_525_Pm_04 Frequency Delta (dF/dt),0,1,1,,PMU,DFDT,Frequency Delta (dF/dt),DF,-98.6,37.5,PPA:1621,2021-07-20 20:11:42
} | MaximumArchiveDays=90 | DesiredRemainingSpace=500,1622,GPA_PRIVP_525_PM_04:S,,60,8736f6c7-ad41-4b43-b4f6-e684e0d4ad20,PRIVP_525_PM_04,Privp_525_Pm_04,60,1,companyAcronym= | protocolName=IEEE C37.118.2-2011 | vendorAcronym= | vendorDeviceName= | interconnectionName=,,,,10,STTP,Streaming Telemetry Transport Protocol,8,,,,,,PRIVP_525_PM_04-SF,0.0,1.0,Privp_525_Pm_04 Status Flags,0,1,1,,PMU,FLAG,Status Flags,SF,-98.6,37.5,PPA:1622,2021-07-20 20:11:42
} | MaximumArchiveDays=90 | DesiredRemainingSpace=500,1623,GPA_PRIVP_525_PM_04-PM1:V,,60,8736f6c7-ad41-4b43-b4f6-e684e0d4ad20,PRIVP_525_PM_04,Privp_525_Pm_04,60,1,companyAcronym= | protocolName=IEEE C37.118.2-2011 | vendorAcronym= | vendorDeviceName= | interconnectionName=,,,,10,STTP,Streaming Telemetry Transport Protocol,3,1,LTPRLON_1_FV_A,V,+,0,PRIVP_525_PM_04-PM1,0.0,1.0,Privp_525_Pm_04 LTPRLON_1_FV_A + Voltage Magnitude,0,1,1,Volts,Phasor,VPHM,Voltage Magnitude,PM,-98.6,37.5,PPA:1623,2021-07-20 20:11:42
} | MaximumArchiveDays=90 | DesiredRemainingSpace=500,1624,GPA_PRIVP_525_PM_04-PA1:VH,,60,8736f6c7-ad41-4b43-b4f6-e684e0d4ad20,PRIVP_525_PM_04,Privp_525_Pm_04,60,1,companyAcronym= | protocolName=IEEE C37.118.2-2011 | vendorAcronym= | vendorDeviceName= | interconnectionName=,,,,10,STTP,Streaming Telemetry Transport Protocol,4,1,LTPRLON_1_FV_A,V,+,0,PRIVP_525_PM_04-PA1,0.0,1.0,Privp_525_Pm_04 LTPRLON_1_FV_A + Voltage Phase Angle,0,1,1,Degrees,Phasor,VPHA,Voltage Phase Angle,PA,-98.6,37.5,PPA:1624,2021-07-20 20:11:42
} | MaximumArchiveDays=90 | DesiredRemainingSpace=500,1625,GPA_PRIVP_525_PM_04-PM2:V,,60,8736f6c7-ad41-4b43-b4f6-e684e0d4ad20,PRIVP_525_PM_04,Privp_525_Pm_04,60,1,companyAcronym= | protocolName=IEEE C37.118.2-2011 | vendorAcronym= | vendorDeviceName= | interconnectionName=,,,,10,STTP,Streaming Telemetry Transport Protocol,3,2,LTPRLON_1_FV_B,V,+,0,PRIVP_525_PM_04-PM2,0.0,1.0,Privp_525_Pm_04 LTPRLON_1_FV_B + Voltage Magnitude,0,1,1,Volts,Phasor,VPHM,Voltage Magnitude,PM,-98.6,37.5,PPA:1625,2021-07-20 20:11:42
} | MaximumArchiveDays=90 | DesiredRemainingSpace=500,1626,GPA_PRIVP_525_PM_04-PA2:VH,,60,8736f6c7-ad41-4b43-b4f6-e684e0d4ad20,PRIVP_525_PM_04,Privp_525_Pm_04,60,1,companyAcronym= | protocolName=IEEE C37.118.2-2011 | vendorAcronym= | vendorDeviceName= | interconnectionName=,,,,10,STTP,Streaming Telemetry Transport Protocol,4,2,LTPRLON_1_FV_B,V,+,0,PRIVP_525_PM_04-PA2,0.0,1.0,Privp_525_Pm_04 LTPRLON_1_FV_B + Voltage Phase Angle,0,1,1,Degrees,Phasor,VPHA,Voltage Phase Angle,PA,-98.6,37.5,PPA:1626,2021-07-20 20:11:42
} | MaximumArchiveDays=90 | DesiredRemainingSpace=500,1627,GPA_PRIVP_525_PM_04-PM3:V,,60,8736f6c7-ad41-4b43-b4f6-e684e0d4ad20,PRIVP_525_PM_04,Privp_525_Pm_04,60,1,companyAcronym= | protocolName=IEEE C37.118.2-2011 | vendorAcronym= | vendorDeviceName= | interconnectionName=,,,,10,STTP,Streaming Telemetry Transport Protocol,3,3,LTPRLON_1_FV_C,V,+,0,PRIVP_525_PM_04-PM3,0.0,1.0,Privp_525_Pm_04 LTPRLON_1_FV_C + Voltage Magnitude,0,1,1,Volts,Phasor,VPHM,Voltage Magnitude,PM,-98.6,37.5,PPA:1627,2021-07-20 20:11:42
} | MaximumArchiveDays=90 | DesiredRemainingSpace=500,1628,GPA_PRIVP_525_PM_04-PA3:VH,,60,8736f6c7-ad41-4b43-b4f6-e684e0d4ad20,PRIVP_525_PM_04,Privp_525_Pm_04,60,1,companyAcronym= | protocolName=IEEE C37.118.2-2011 | vendorAcronym= | vendorDeviceName= | interconnectionName=,,,,10,STTP,Streaming Telemetry Transport Protocol,4,3,LTPRLON_1_FV_C,V,+,0,PRIVP_525_PM_04-PA3,0.0,1.0,Privp_525_Pm_04 LTPRLON_1_FV_C + Voltage Phase Angle,0,1,1,Degrees,Phasor,VPHA,Voltage Phase Angle,PA,-98.6,37.5,PPA:1628,2021-07-20 20:11:42
} | MaximumArchiveDays=90 | DesiredRemainingSpace=500,1629,GPA_PRIVP_525_PM_04-PM4:I,,60,8736f6c7-ad41-4b43-b4f6-e684e0d4ad20,PRIVP_525_PM_04,Privp_525_Pm_04,60,1,companyAcronym= | protocolName=IEEE C37.118.2-2011 | vendorAcronym= | vendorDeviceName= | interconnectionName=,,,,10,STTP,Streaming Telemetry Transport Protocol,1,4,LTPRLON_1_FA_A,I,+,0,PRIVP_525_PM_04-PM4,0.0,1.0,Privp_525_Pm_04 LTPRLON_1_FA_A + Current Magnitude,0,1,1,Amps,Phasor,IPHM,Current Magnitude,PM,-98.6,37.5,PPA:1629,2021-07-20 20:11:42
} | MaximumArchiveDays=90 | DesiredRemainingSpace=500,1630,GPA_PRIVP_525_PM_04-PA4:IH,,60,8736f6c7-ad41-4b43-b4f6-e684e0d4ad20,PRIVP_525_PM_04,Privp_525_Pm_04,60,1,companyAcronym= | protocolName=IEEE C37.118.2-2011 | vendorAcronym= | vendorDeviceName= | interconnectionName=,,,,10,STTP,Streaming Telemetry Transport Protocol,2,4,LTPRLON_1_FA_A,I,+,0,PRIVP_525_PM_04-PA4,0.0,1.0,Privp_525_Pm_04 LTPRLON_1_FA_A + Current Phase Angle,0,1,1,Degrees,Phasor,IPHA,Current Phase Angle,PA,-98.6,37.5,PPA:1630,2021-07-20 20:11:42
} | MaximumArchiveDays=90 | DesiredRemainingSpace=500,1631,GPA_PRIVP_525_PM_04-PM5:I,,60,8736f6c7-ad41-4b43-b4f6-e684e0d4ad20,PRIVP_525_PM_04,Privp_525_Pm_04,60,1,companyAcronym= | protocolName=IEEE C37.118.2-2011 | vendorAcronym= | vendorDeviceName= | interconnectionName=,,,,10,STTP,Streaming Telemetry Transport Protocol,1,5,LTPRLON_1_FA_B,I,+,0,PRIVP_525_PM_04-PM5,0.0,1.0,Privp_525_Pm_04 LTPRLON_1_FA_B + Current Magnitude,0,1,1,Amps,Phasor,IPHM,Current Magnitude,PM,-98.6,37.5,PPA:1631,2021-07-20 20:11:42
} | MaximumArchiveDays=90 | DesiredRemainingSpace=500,1632,GPA_PRIVP_525_PM_04-PA5:IH,,60,8736f6c7-ad41-4b43-b4f6-e684e0d4ad20,PRIVP_525_PM_04,Privp_525_Pm_04,60,1,companyAcronym= | protocolName=IEEE C37.118.2-2011 | vendorAcronym= | vendorDeviceName= | interconnectionName=,,,,10,STTP,Streaming Telemetry Transport Protocol,2,5,LTPRLON_1_FA_B,I,+,0,PRIVP_525_PM_04-PA5,0.0,1.0,Privp_525_Pm_04 LTPRLON_1_FA_B + Current Phase Angle,0,1,1,Degrees,Phasor,IPHA,Current Phase Angle,PA,-98.6,37.5,PPA:1632,2021-07-20 20:11:42
} | MaximumArchiveDays=90 | DesiredRemainingSpace=500,1633,GPA_PRIVP_525_PM_04-PM6:I,,60,8736f6c7-ad41-4b43-b4f6-e684e0d4ad20,PRIVP_525_PM_04,Privp_525_Pm_04,60,1,companyAcronym= | protocolName=IEEE C37.118.2-2011 | vendorAcronym= | vendorDeviceName= | interconnectionName=,,,,10,STTP,Streaming Telemetry Transport Protocol,1,6,LTPRLON_1_FA_C,I,+,0,PRIVP_525_PM_04-PM6,0.0,1.0,Privp_525_Pm_04 LTPRLON_1_FA_C + Current Magnitude,0,1,1,Amps,Phasor,IPHM,Current Magnitude,PM,-98.6,37.5,PPA:1633,2021-07-20 20:11:42
} | MaximumArchiveDays=90 | DesiredRemainingSpace=500,1634,GPA_PRIVP_525_PM_04-PA6:IH,,60,8736f6c7-ad41-4b43-b4f6-e684e0d4ad20,PRIVP_525_PM_04,Privp_525_Pm_04,60,1,companyAcronym= | protocolName=IEEE C37.118.2-2011 | vendorAcronym= | vendorDeviceName= | interconnectionName=,,,,10,STTP,Streaming Telemetry Transport Protocol,2,6,LTPRLON_1_FA_C,I,+,0,PRIVP_525_PM_04-PA6,0.0,1.0,Privp_525_Pm_04 LTPRLON_1_FA_C + Current Phase Angle,0,1,1,Degrees,Phasor,IPHA,Current Phase Angle,PA,-98.6,37.5,PPA:1634,2021-07-20 20:11:42
} | MaximumArchiveDays=90 | DesiredRemainingSpace=500,1635,GPA_PRIVP_525_PM_04-PM7:V,,60,8736f6c7-ad41-4b43-b4f6-e684e0d4ad20,PRIVP_525_PM_04,Privp_525_Pm_04,60,1,companyAcronym= | protocolName=IEEE C37.118.2-2011 | vendorAcronym= | vendorDeviceName= | interconnectionName=,,,,10,STTP,Streaming Telemetry Transport Protocol,3,7,LTPRLON_1_FV_P,V,+,0,PRIVP_525_PM_04-PM7,0.0,1.0,Privp_525_Pm_04 LTPRLON_1_FV_P + Voltage Magnitude,0,1,1,Volts,Phasor,VPHM,Voltage Magnitude,PM,-98.6,37.5,PPA:1635,2021-07-20 20:11:42
} | MaximumArchiveDays=90 | DesiredRemainingSpace=500,1636,GPA_PRIVP_525_PM_04-PA7:VH,,60,8736f6c7-ad41-4b43-b4f6-e684e0d4ad20,PRIVP_525_PM_04,Privp_525_Pm_04,60,1,companyAcronym= | protocolName=IEEE C37.118.2-2011 | vendorAcronym= | vendorDeviceName= | interconnectionName=,,,,10,STTP,Streaming Telemetry Transport Protocol,4,7,LTPRLON_1_FV_P,V,+,0,PRIVP_525_PM_04-PA7,0.0,1.0,Privp_525_Pm_04 LTPRLON_1_FV_P + Voltage Phase Angle,0,1,1,Degrees,Phasor,VPHA,Voltage Phase Angle,PA,-98.6,37.5,PPA:1636,2021-07-20 20:11:42
} | MaximumArchiveDays=90 | DesiredRemainingSpace=500,1637,GPA_PRIVP_525_PM_04-PM8:I,,60,8736f6c7-ad41-4b43-b4f6-e684e0d4ad20,PRIVP_525_PM_04,Privp_525_Pm_04,60,1,companyAcronym= | protocolName=IEEE C37.118.2-2011 | vendorAcronym= | vendorDeviceName= | interconnectionName=,,,,10,STTP,Streaming Telemetry Transport Protocol,1,8,LTPRLON_1_FA_P,I,+,0,PRIVP_525_PM_04-PM8,0.0,1.0,Privp_525_Pm_04 LTPRLON_1_FA_P + Current Magnitude,0,1,1,Amps,Phasor,IPHM,Current Magnitude,PM,-98.6,37.5,PPA:1637,2021-07-20 20:11:42
} | MaximumArchiveDays=90 | DesiredRemainingSpace=500,1638,GPA_PRIVP_525_PM_04-PA8:IH,,60,8736f6c7-ad41-4b43-b4f6-e684e0d4ad20,PRIVP_525_PM_04,Privp_525_Pm_04,60,1,companyAcronym= | protocolName=IEEE C37.118.2-2011 | vendorAcronym= | vendorDeviceName= | interconnectionName=,,,,10,STTP,Streaming Telemetry Transport Protocol,2,8,LTPRLON_1_FA_P,I,+,0,PRIVP_525_PM_04-PA8,0.0,1.0,Privp_525_Pm_04 LTPRLON_1_FA_P + Current Phase Angle,0,1,1,Degrees,Phasor,IPHA,Current Phase Angle,PA,-98.6,37.5,PPA:1638,2021-07-20 20:11:42
} | MaximumArchiveDays=90 | DesiredRemainingSpace=500,1639,GPA_PRIVP_525_PM_05:F,,61,8736f6c7-ad41-4b43-b4f6-e684e0d4ad20,PRIVP_525_PM_05,Privp_525_Pm_05,60,1,companyAcronym= | protocolName=IEEE C37.118.2-2011 | vendorAcronym= | vendorDeviceName= | interconnectionName=,,,,10,STTP,Streaming Telemetry Transport Protocol,5,,,,,,PRIVP_525_PM_05-FQ,0.0,1.0,Privp_525_Pm_05 Frequency,0,1,1,Hz,PMU,FREQ,Frequency,FQ,-98.6,37.5,PPA:1639,2021-07-20 20:11:42
} | MaximumArchiveDays=90 | DesiredRemainingSpace=500,1640,GPA_PRIVP_525_PM_05:DF,,61,8736f6c7-ad41-4b43-b4f6-e684e0d4ad20,PRIVP_525_PM_05,Privp_525_Pm_05,60,1,companyAcronym= | protocolName=IEEE C37.118.2-2011 | vendorAcronym= | vendorDeviceName= | interconnectionName=,,,,10,STTP,Streaming Telemetry Transport Protocol,6,,,,,,PRIVP_525_PM_05-DF,0.0,1.0,Privp_525_Pm_05 Frequency Delta (dF/dt),0,1,1,,PMU,DFDT,Frequency Delta (dF/dt),DF,-98.6,37.5,PPA:1640,2021-07-20 20:11:42
} | MaximumArchiveDays=90 | DesiredRemainingSpace=500,1641,GPA_PRIVP_525_PM_05:S,,61,8736f6c7-ad41-4b43-b4f6-e684e0d4ad20,PRIVP_525_PM_05,Privp_525_Pm_05,60,1,companyAcronym= | protocolName=IEEE C37.118.2-2011 | vendorAcronym= | vendorDeviceName= | interconnectionName=,,,,10,STTP,Streaming Telemetry Transport Protocol,8,,,,,,PRIVP_525_PM_05-SF,0.0,1.0,Privp_525_Pm_05 Status Flags,0,1,1,,PMU,FLAG,Status Flags,SF,-98.6,37.5,PPA:1641,2021-07-20 20:11:42
} | MaximumArchiveDays=90 | DesiredRemainingSpace=500,1642,GPA_PRIVP_525_PM_05-PM1:V,,61,8736f6c7-ad41-4b43-b4f6-e684e0d4ad20,PRIVP_525_PM_05,Privp_525_Pm_05,60,1,companyAcronym= | protocolName=IEEE C37.118.2-2011 | vendorAcronym= | vendorDeviceName= | interconnectionName=,,,,10,STTP,Streaming Telemetry Transport Protocol,3,1,BAB_FV_A,V,+,0,PRIVP_525_PM_05-PM1,0.0,1.0,Privp_525_Pm_05 BAB_FV_A + Voltage Magnitude,0,1,1,Volts,Phasor,VPHM,Voltage Magnitude,PM,-98.6,37.5,PPA:1642,2021-07-20 20:11:42
} | MaximumArchiveDays=90 | DesiredRemainingSpace=500,1643,GPA_PRIVP_525_PM_05-PA1:VH,,61,8736f6c7-ad41-4b43-b4f6-e684e0d4ad20,PRIVP_525_PM_05,Privp_525_Pm_05,60,1,companyAcronym= | protocolName=IEEE C37.118.2-2011 | vendorAcronym= | vendorDeviceName= | interconnectionName=,,,,10,STTP,Streaming Telemetry Transport Protocol,4,1,BAB_FV_A,V,+,0,PRIVP_525_PM_05-PA1,0.0,1.0,Privp_525_Pm_05 BAB_FV_A + Voltage Phase Angle,0,1,1,Degrees,Phasor,VPHA,Voltage Phase Angle,PA,-98.6,37.5,PPA:1643,2021-07-20 20:11:42
} | MaximumArchiveDays=90 | DesiredRemainingSpace=500,1644,GPA_PRIVP_525_PM_06:F,,62,8736f6c7-ad41-4b43-b4f6-e684e0d4ad20,PRIVP_525_PM_06,Privp_525_Pm_06,60,1,companyAcronym= | protocolName=IEEE C37.118.2-2011 | vendorAcronym= | vendorDeviceName= | interconnectionName=,,,,10,STTP,Streaming Telemetry Transport Protocol,5,,,,,,PRIVP_525_PM_06-FQ,0.0,1.0,Privp_525_Pm_06 Frequency,0,1,1,Hz,PMU,FREQ,Frequency,FQ,-98.6,37.5,PPA:1644,2021-07-20 20:11:42
} | MaximumArchiveDays=90 | DesiredRemainingSpace=500,1645,GPA_PRIVP_525_PM_06:DF,,62,8736f6c7-ad41-4b43-b4f6-e684e0d4ad20,PRIVP_525_PM_06,Privp_525_Pm_06,60,1,companyAcronym= | protocolName=IEEE C37.118.2-2011 | vendorAcronym= | vendorDeviceName= | interconnectionName=,,,,10,STTP,Streaming Telemetry Transport Protocol,6,,,,,,PRIVP_525_PM_06-DF,0.0,1.0,Privp_525_Pm_06 Frequency Delta (dF/dt),0,1,1,,PMU,DFDT,Frequency Delta (dF/dt),DF,-98.6,37.5,PPA:1645,2021-07-20 20:11:42
} | MaximumArchiveDays=90 | DesiredRemainingSpace=500,1646,GPA_PRIVP_525_PM_06:S,,62,8736f6c7-ad41-4b43-b4f6-e684e0d4ad20,PRIVP_525_PM_06,Privp_525_Pm_06,60,1,companyAcronym= | protocolName=IEEE C37.118.2-2011 | vendorAcronym= | vendorDeviceName= | interconnectionName=,,,,10,STTP,Streaming Telemetry Transport Protocol,8,,,,,,PRIVP_525_PM_06-SF,0.0,1.0,Privp_525_Pm_06 Status Flags,0,1,1,,PMU,FLAG,Status Flags,SF,-98.6,37.5,PPA:1646,2021-07-20 20:11:42
} | MaximumArchiveDays=90 | DesiredRemainingSpace=500,1647,GPA_PRIVP_525_PM_06-PM1:V,,62,8736f6c7-ad41-4b43-b4f6-e684e0d4ad20,PRIVP_525_PM_06,Privp_525_Pm_06,60,1,companyAcronym= | protocolName=IEEE C37.118.2-2011 | vendorAcronym= | vendorDeviceName= | interconnectionName=,,,,10,STTP,Streaming Telemetry Transport Protocol,3,1,LTPRSSA_1_FV_A,V,+,0,PRIVP_525_PM_06-PM1,0.0,1.0,Privp_525_Pm_06 LTPRSSA_1_FV_A + Voltage Magnitude,0,1,1,Volts,Phasor,VPHM,Voltage Magnitude,PM,-98.6,37.5,PPA:1647,2021-07-20 20:11:42
} | MaximumArchiveDays=90 | DesiredRemainingSpace=500,1648,GPA_PRIVP_525_PM_06-PA1:VH,,62,8736f6c7-ad41-4b43-b4f6-e684e0d4ad20,PRIVP_525_PM_06,Privp_525_Pm_06,60,1,companyAcronym= | protocolName=IEEE C37.118.2-2011 | vendorAcronym= | vendorDeviceName= | interconnectionName=,,,,10,STTP,Streaming Telemetry Transport Protocol,4,1,LTPRSSA_1_FV_A,V,+,0,PRIVP_525_PM_06-PA1,0.0,1.0,Privp_525_Pm_06 LTPRSSA_1_FV_A + Voltage Phase Angle,0,1,1,Degrees,Phasor,VPHA,Voltage Phase Angle,PA,-98.6,37.5,PPA:1648,2021-07-20 20:11:42
} | MaximumArchiveDays=90 | DesiredRemainingSpace=500,1649,GPA_PRIVP_525_PM_06-PM2:V,,62,8736f6c7-ad41-4b43-b4f6-e684e0d4ad20,PRIVP_525_PM_06,Privp_525_Pm_06,60,1,companyAcronym= | protocolName=IEEE C37.118.2-2011 | vendorAcronym= | vendorDeviceName= | interconnectionName=,,,,10,STTP,Streaming Telemetry Transport Protocol,3,2,LTPRSSA_1_FV_B,V,+,0,PRIVP_525_PM_06-PM2,0.0,1.0,Privp_525_Pm_06 LTPRSSA_1_FV_B + Voltage Magnitude,0,1,1,Volts,Phasor,VPHM,Voltage Magnitude,PM,-98.6,37.5,PPA:1649,2021-07-20 20:11:42
} | MaximumArchiveDays=90 | DesiredRemainingSpace=500,1650,GPA_PRIVP_525_PM_06-PA2:VH,,62,8736f6c7-ad41-4b43-b4f6-e684e0d4ad20,PRIVP_525_PM_06,Privp_525_Pm_06,60,1,companyAcronym= | protocolName=IEEE C37.118.2-2011 | vendorAcronym= | vendorDeviceName= | interconnectionName=,,,,10,STTP,Streaming Telemetry Transport Protocol,4,2,LTPRSSA_1_FV_B,V,+,0,PRIVP_525_PM_06-PA2,0.0,1.0,Privp_525_Pm_06 LTPRSSA_1_FV_B + Voltage Phase Angle,0,1,1,Degrees,Phasor,VPHA,Voltage Phase Angle,PA,-98.6,37.5,PPA:1650,2021-07-20 20:11:42
} | MaximumArchiveDays=90 | DesiredRemainingSpace=500,1651,GPA_PRIVP_525_PM_06-PM3:V,,62,8736f6c7-ad41-4b43-b4f6-e684e0d4ad20,PRIVP_525_PM_06,Privp_525_Pm_06,60,1,companyAcronym= | protocolName=IEEE C37.118.2-2011 | vendorAcronym= | vendorDeviceName= | interconnectionName=,,,,10,STTP,Streaming Telemetry Transport Protocol,3,3,LTPRSSA_1_FV_C,V,+,0,PRIVP_525_PM_06-PM3,0.0,1.0,Privp_525_Pm_06 LTPRSSA_1_FV_C + Voltage Magnitude,0,1,1,Volts,Phasor,VPHM,Voltage Magnitude,PM,-98.6,37.5,PPA:1651,2021-07-20 20:11:42
} | MaximumArchiveDays=90 | DesiredRemainingSpace=500,1652,GPA_PRIVP_525_PM_06-PA3:VH,,62,8736f6c7-ad41-4b43-b4f6-e684e0d4ad20,PRIVP_525_PM_06,Privp_525_Pm_06,60,1,companyAcronym= | protocolName=IEEE C37.118.2-2011 | vendorAcronym= | vendorDeviceName= | interconnectionName=,,,,10,STTP,Streaming Telemetry Transport Protocol,4,3,LTPRSSA_1_FV_C,V,+,0,PRIVP_525_PM_06-PA3,0.0,1.0,Privp_525_Pm_06 LTPRSSA_1_FV_C + Voltage Phase Angle,0,1,1,Degrees,Phasor,VPHA,Voltage Phase Angle,PA,-98.6,37.5,PPA:1652,2021-07-20 20:11:42
} | MaximumArchiveDays=90 | DesiredRemainingSpace=500,1653,GPA_PRIVP_525_PM_06-PM4:I,,62,8736f6c7-ad41-4b43-b4f6-e684e0d4ad20,PRIVP_525_PM_06,Privp_525_Pm_06,60,1,companyAcronym= | protocolName=IEEE C37.118.2-2011 | vendorAcronym= | vendorDeviceName= | interconnectionName=,,,,10,STTP,Streaming Telemetry Transport Protocol,1,4,LTPRSSA_1_FA_A,I,+,0,PRIVP_525_PM_06-PM4,0.0,1.0,Privp_525_Pm_06 LTPRSSA_1_FA_A + Current Magnitude,0,1,1,Amps,Phasor,IPHM,Current Magnitude,PM,-98.6,37.5,PPA:1653,2021-07-20 20:11:42
} | MaximumArchiveDays=90 | DesiredRemainingSpace=500,1654,GPA_PRIVP_525_PM_06-PA4:IH,,62,8736f6c7-ad41-4b43-b4f6-e684e0d4ad20,PRIVP_525_PM_06,Privp_525_Pm_06,60,1,companyAcronym= | protocolName=IEEE C37.118.2-2011 | vendorAcronym= | vendorDeviceName= | interconnectionName=,,,,10,STTP,Streaming Telemetry Transport Protocol,2,4,LTPRSSA_1_FA_A,I,+,0,PRIVP_525_PM_06-PA4,0.0,1.0,Privp_525_Pm_06 LTPRSSA_1_FA_A + Current Phase Angle,0,1,1,Degrees,Phasor,IPHA,Current Phase Angle,PA,-98.6,37.5,PPA:1654,2021-07-20 20:11:42
} | MaximumArchiveDays=90 | DesiredRemainingSpace=500,1655,GPA_PRIVP_525_PM_06-PM5:I,,62,8736f6c7-ad41-4b43-b4f6-e684e0d4ad20,PRIVP_525_PM_06,Privp_525_Pm_06,60,1,companyAcronym= | protocolName=IEEE C37.118.2-2011 | vendorAcronym= | vendorDeviceName= | interconnectionName=,,,,10,STTP,Streaming Telemetry Transport Protocol,1,5,LTPRSSA_1_FA_B,I,+,0,PRIVP_525_PM_06-PM5,0.0,1.0,Privp_525_Pm_06 LTPRSSA_1_FA_B + Current Magnitude,0,1,1,Amps,Phasor,IPHM,Current Magnitude,PM,-98.6,37.5,PPA:1655,2021-07-20 20:11:42
} | MaximumArchiveDays=90 | DesiredRemainingSpace=500,1656,GPA_PRIVP_525_PM_06-PA5:IH,,62,8736f6c7-ad41-4b43-b4f6-e684e0d4ad20,PRIVP_525_PM_06,Privp_525_Pm_06,60,1,companyAcronym= | protocolName=IEEE C37.118.2-2011 | vendorAcronym= | vendorDeviceName= | interconnectionName=,,,,10,STTP,Streaming Telemetry Transport Protocol,2,5,LTPRSSA_1_FA_B,I,+,0,PRIVP_525_PM_06-PA5,0.0,1.0,Privp_525_Pm_06 LTPRSSA_1_FA_B + Current Phase Angle,0,1,1,Degrees,Phasor,IPHA,Current Phase Angle,PA,-98.6,37.5,PPA:1656,2021-07-20 20:11:42
} | MaximumArchiveDays=90 | DesiredRemainingSpace=500,1657,GPA_PRIVP_525_PM_06-PM6:I,,62,8736f6c7-ad41-4b43-b4f6-e684e0d4ad20,PRIVP_525_PM_06,Privp_525_Pm_06,60,1,companyAcronym= | protocolName=IEEE C37.118.2-2011 | vendorAcronym= | vendorDeviceName= | interconnectionName=,,,,10,STTP,Streaming Telemetry Transport Protocol,1,6,LTPRSSA_1_FA_C,I,+,0,PRIVP_525_PM_06-PM6,0.0,1.0,Privp_525_Pm_06 LTPRSSA_1_FA_C + Current Magnitude,0,1,1,Amps,Phasor,IPHM,Current Magnitude,PM,-98.6,37.5,PPA:1657,2021-07-20 20:11:42
} | MaximumArchiveDays=90 | DesiredRemainingSpace=500,1658,GPA_PRIVP_525_PM_06-PA6:IH,,62,8736f6c7-ad41-4b43-b4f6-e684e0d4ad20,PRIVP_525_PM_06,Privp_525_Pm_06,60,1,companyAcronym= | protocolName=IEEE C37.118.2-2011 | vendorAcronym= | vendorDeviceName= | interconnectionName=,,,,10,STTP,Streaming Telemetry Transport Protocol,2,6,LTPRSSA_1_FA_C,I,+,0,PRIVP_525_PM_06-PA6,0.0,1.0,Privp_525_Pm_06 LTPRSSA_1_FA_C + Current Phase Angle,0,1,1,Degrees,Phasor,IPHA,Current Phase Angle,PA,-98.6,37.5,PPA:1658,2021-07-20 20:11:42
} | MaximumArchiveDays=90 | DesiredRemainingSpace=500,1659,GPA_PRIVP_525_PM_06-PM7:V,,62,8736f6c7-ad41-4b43-b4f6-e684e0d4ad20,PRIVP_525_PM_06,Privp_525_Pm_06,60,1,companyAcronym= | protocolName=IEEE C37.118.2-2011 | vendorAcronym= | vendorDeviceName= | interconnectionName=,,,,10,STTP,Streaming Telemetry Transport Protocol,3,7,LTPRSSA_1_FV_P,V,+,0,PRIVP_525_PM_06-PM7,0.0,1.0,Privp_525_Pm_06 LTPRSSA_1_FV_P + Voltage Magnitude,0,1,1,Volts,Phasor,VPHM,Voltage Magnitude,PM,-98.6,37.5,PPA:1659,2021-07-20 20:11:42
} | MaximumArchiveDays=90 | DesiredRemainingSpace=500,1660,GPA_PRIVP_525_PM_06-PA7:VH,,62,8736f6c7-ad41-4b43-b4f6-e684e0d4ad20,PRIVP_525_PM_06,Privp_525_Pm_06,60,1,companyAcronym= | protocolName=IEEE C37.118.2-2011 | vendorAcronym= | vendorDeviceName= | interconnectionName=,,,,10,STTP,Streaming Telemetry Transport Protocol,4,7,LTPRSSA_1_FV_P,V,+,0,PRIVP_525_PM_06-PA7,0.0,1.0,Privp_525_Pm_06 LTPRSSA_1_FV_P + Voltage Phase Angle,0,1,1,Degrees,Phasor,VPHA,Voltage Phase Angle,PA,-98.6,37.5,PPA:1660,2021-07-20 20:11:42
} | MaximumArchiveDays=90 | DesiredRemainingSpace=500,1661,GPA_PRIVP_525_PM_06-PM8:I,,62,8736f6c7-ad41-4b43-b4f6-e684e0d4ad20,PRIVP_525_PM_06,Privp_525_Pm_06,60,1,companyAcronym= | protocolName=IEEE C37.118.2-2011 | vendorAcronym= | vendorDeviceName= | interconnectionName=,,,,10,STTP,Streaming Telemetry Transport Protocol,1,8,LTPRSSA_1_FA_P,I,+,0,PRIVP_525_PM_06-PM8,0.0,1.0,Privp_525_Pm_06 LTPRSSA_1_FA_P + Current Magnitude,0,1,1,Amps,Phasor,IPHM,Current Magnitude,PM,-98.6,37.5,PPA:1661,2021-07-20 20:11:42
} | MaximumArchiveDays=90 | DesiredRemainingSpace=500,1662,GPA_PRIVP_525_PM_06-PA8:IH,,62,8736f6c7-ad41-4b43-b4f6-e684e0d4ad20,PRIVP_525_PM_06,Privp_525_Pm_06,60,1,companyAcronym= | protocolName=IEEE C37.118.2-2011 | vendorAcronym= | vendorDeviceName= | interconnectionName=,,,,10,STTP,Streaming Telemetry Transport Protocol,2,8,LTPRSSA_1_FA_P,I,+,0,PRIVP_525_PM_06-PA8,0.0,1.0,Privp_525_Pm_06 LTPRSSA_1_FA_P + Current Phase Angle,0,1,1,Degrees,Phasor,IPHA,Current Phase Angle,PA,-98.6,37.5,PPA:1662,2021-07-20 20:11:42
} | MaximumArchiveDays=90 | DesiredRemainingSpace=500,1663,GPA_PRIVP_525_PM_07:F,,63,8736f6c7-ad41-4b43-b4f6-e684e0d4ad20,PRIVP_525_PM_07,Privp_525_Pm_07,60,1,companyAcronym= | protocolName=IEEE C37.118.2-2011 | vendorAcronym= | vendorDeviceName= | interconnectionName=,,,,10,STTP,Streaming Telemetry Transport Protocol,5,,,,,,PRIVP_525_PM_07-FQ,0.0,1.0,Privp_525_Pm_07 Frequency,0,1,1,Hz,PMU,FREQ,Frequency,FQ,-98.6,37.5,PPA:1663,2021-07-20 20:11:42
} | MaximumArchiveDays=90 | DesiredRemainingSpace=500,1664,GPA_PRIVP_525_PM_07:DF,,63,8736f6c7-ad41-4b43-b4f6-e684e0d4ad20,PRIVP_525_PM_07,Privp_525_Pm_07,60,1,companyAcronym= | protocolName=IEEE C37.118.2-2011 | vendorAcronym= | vendorDeviceName= | interconnectionName=,,,,10,STTP,Streaming Telemetry Transport Protocol,6,,,,,,PRIVP_525_PM_07-DF,0.0,1.0,Privp_525_Pm_07 Frequency Delta (dF/dt),0,1,1,,PMU,DFDT,Frequency Delta (dF/dt),DF,-98.6,37.5,PPA:1664,2021-07-20 20:11:42
} | MaximumArchiveDays=90 | DesiredRemainingSpace=500,1665,GPA_PRIVP_525_PM_07:S,,63,8736f6c7-ad41-4b43-b4f6-e684e0d4ad20,PRIVP_525_PM_07,Privp_525_Pm_07,60,1,companyAcronym= | protocolName=IEEE C37.118.2-2011 | vendorAcronym= | vendorDeviceName= | interconnectionName=,,,,10,STTP,Streaming Telemetry Transport Protocol,8,,,,,,PRIVP_525_PM_07-SF,0.0,1.0,Privp_525_Pm_07 Status Flags,0,1,1,,PMU,FLAG,Status Flags,SF,-98.6,37.5,PPA:1665,2021-07-20 20:11:42
} | MaximumArchiveDays=90 | DesiredRemainingSpace=500,1666,GPA_PRIVP_525_PM_07-PM1:V,,63,8736f6c7-ad41-4b43-b4f6-e684e0d4ad20,PRIVP_525_PM_07,Privp_525_Pm_07,60,1,companyAcronym= | protocolName=IEEE C37.118.2-2011 | vendorAcronym= | vendorDeviceName= | interconnectionName=,,,,10,STTP,Streaming Telemetry Transport Protocol,3,1,LTPRSSA_2_FV_A,V,+,0,PRIVP_525_PM_07-PM1,0.0,1.0,Privp_525_Pm_07 LTPRSSA_2_FV_A + Voltage Magnitude,0,1,1,Volts,Phasor,VPHM,Voltage Magnitude,PM,-98.6,37.5,PPA:1666,2021-07-20 20:11:42
} | MaximumArchiveDays=90 | DesiredRemainingSpace=500,1667,GPA_PRIVP_525_PM_07-PA1:VH,,63,8736f6c7-ad41-4b43-b4f6-e684e0d4ad20,PRIVP_525_PM_07,Privp_525_Pm_07,60,1,companyAcronym= | protocolName=IEEE C37.118.2-2011 | vendorAcronym= | vendorDeviceName= | interconnectionName=,,,,10,STTP,Streaming Telemetry Transport Protocol,4,1,LTPRSSA_2_FV_A,V,+,0,PRIVP_525_PM_07-PA1,0.0,1.0,Privp_525_Pm_07 LTPRSSA_2_FV_A + Voltage Phase Angle,0,1,1,Degrees,Phasor,VPHA,Voltage Phase Angle,PA,-98.6,37.5,PPA:1667,2021-07-20 20:11:42
} | MaximumArchiveDays=90 | DesiredRemainingSpace=500,1668,GPA_PRIVP_525_PM_07-PM2:V,,63,8736f6c7-ad41-4b43-b4f6-e684e0d4ad20,PRIVP_525_PM_07,Privp_525_Pm_07,60,1,companyAcronym= | protocolName=IEEE C37.118.2-2011 | vendorAcronym= | vendorDeviceName= | interconnectionName=,,,,10,STTP,Streaming Telemetry Transport Protocol,3,2,LTPRSSA_2_FV_B,V,+,0,PRIVP_525_PM_07-PM2,0.0,1.0,Privp_525_Pm_07 LTPRSSA_2_FV_B + Voltage Magnitude,0,1,1,Volts,Phasor,VPHM,Voltage Magnitude,PM,-98.6,37.5,PPA:1668,2021-07-20 20:11:42
} | MaximumArchiveDays=90 | DesiredRemainingSpace=500,1669,GPA_PRIVP_525_PM_07-PA2:VH,,63,8736f6c7-ad41-4b43-b4f6-e684e0d4ad20,PRIVP_525_PM_07,Privp_525_Pm_07,60,1,companyAcronym= | protocolName=IEEE C37.118.2-2011 | vendorAcronym= | vendorDeviceName= | interconnectionName=,,,,10,STTP,Streaming Telemetry Transport Protocol,4,2,LTPRSSA_2_FV_B,V,+,0,PRIVP_525_PM_07-PA2,0.0,1.0,Privp_525_Pm_07 LTPRSSA_2_FV_B + Voltage Phase Angle,0,1,1,Degrees,Phasor,VPHA,Voltage Phase Angle,PA,-98.6,37.5,PPA:1669,2021-07-20 20:11:42
} | MaximumArchiveDays=90 | DesiredRemainingSpace=500,1670,GPA_PRIVP_525_PM_07-PM3:V,,63,8736f6c7-ad41-4b43-b4f6-e684e0d4ad20,PRIVP_525_PM_07,Privp_525_Pm_07,60,1,companyAcronym= | protocolName=IEEE C37.118.2-2011 | vendorAcronym= | vendorDeviceName= | interconnectionName=,,,,10,STTP,Streaming Telemetry Transport Protocol,3,3,LTPRSSA_2_FV_C,V,+,0,PRIVP_525_PM_07-PM3,0.0,1.0,Privp_525_Pm_07 LTPRSSA_2_FV_C + Voltage Magnitude,0,1,1,Volts,Phasor,VPHM,Voltage Magnitude,PM,-98.6,37.5,PPA:1670,2021-07-20 20:11:42
} | MaximumArchiveDays=90 | DesiredRemainingSpace=500,1671,GPA_PRIVP_525_PM_07-PA3:VH,,63,8736f6c7-ad41-4b43-b4f6-e684e0d4ad20,PRIVP_525_PM_07,Privp_525_Pm_07,60,1,companyAcronym= | protocolName=IEEE C37.118.2-2011 | vendorAcronym= | vendorDeviceName= | interconnectionName=,,,,10,STTP,Streaming Telemetry Transport Protocol,4,3,LTPRSSA_2_FV_C,V,+,0,PRIVP_525_PM_07-PA3,0.0,1.0,Privp_525_Pm_07 LTPRSSA_2_FV_C + Voltage Phase Angle,0,1,1,Degrees,Phasor,VPHA,Voltage Phase Angle,PA,-98.6,37.5,PPA:1671,2021-07-20 20:11:42
} | MaximumArchiveDays=90 | DesiredRemainingSpace=500,1672,GPA_PRIVP_525_PM_07-PM4:I,,63,8736f6c7-ad41-4b43-b4f6-e684e0d4ad20,PRIVP_525_PM_07,Privp_525_Pm_07,60,1,companyAcronym= | protocolName=IEEE C37.118.2-2011 | vendorAcronym= | vendorDeviceName= | interconnectionName=,,,,10,STTP,Streaming Telemetry Transport Protocol,1,4,LTPRSSA_2_FA_A,I,+,0,PRIVP_525_PM_07-PM4,0.0,1.0,Privp_525_Pm_07 LTPRSSA_2_FA_A + Current Magnitude,0,1,1,Amps,Phasor,IPHM,Current Magnitude,PM,-98.6,37.5,PPA:1672,2021-07-20 20:11:42
} | MaximumArchiveDays=90 | DesiredRemainingSpace=500,1673,GPA_PRIVP_525_PM_07-PA4:IH,,63,8736f6c7-ad41-4b43-b4f6-e684e0d4ad20,PRIVP_525_PM_07,Privp_525_Pm_07,60,1,companyAcronym= | protocolName=IEEE C37.118.2-2011 | vendorAcronym= | vendorDeviceName= | interconnectionName=,,,,10,STTP,Streaming Telemetry Transport Protocol,2,4,LTPRSSA_2_FA_A,I,+,0,PRIVP_525_PM_07-PA4,0.0,1.0,Privp_525_Pm_07 LTPRSSA_2_FA_A + Current Phase Angle,0,1,1,Degrees,Phasor,IPHA,Current Phase Angle,PA,-98.6,37.5,PPA:1673,2021-07-20 20:11:42
} | MaximumArchiveDays=90 | DesiredRemainingSpace=500,1674,GPA_PRIVP_525_PM_07-PM5:I,,63,8736f6c7-ad41-4b43-b4f6-e684e0d4ad20,PRIVP_525_PM_07,Privp_525_Pm_07,60,1,companyAcronym= | protocolName=IEEE C37.118.2-2011 | vendorAcronym= | vendorDeviceName= | interconnectionName=,,,,10,STTP,Streaming Telemetry Transport Protocol,1,5,LTPRSSA_2_FA_B,I,+,0,PRIVP_525_PM_07-PM5,0.0,1.0,Privp_525_Pm_07 LTPRSSA_2_FA_B + Current Magnitude,0,1,1,Amps,Phasor,IPHM,Current Magnitude,PM,-98.6,37.5,PPA:1674,2021-07-20 20:11:42
} | MaximumArchiveDays=90 | DesiredRemainingSpace=500,1675,GPA_PRIVP_525_PM_07-PA5:IH,,63,8736f6c7-ad41-4b43-b4f6-e684e0d4ad20,PRIVP_525_PM_07,Privp_525_Pm_07,60,1,companyAcronym= | protocolName=IEEE C37.118.2-2011 | vendorAcronym= | vendorDeviceName= | interconnectionName=,,,,10,STTP,Streaming Telemetry Transport Protocol,2,5,LTPRSSA_2_FA_B,I,+,0,PRIVP_525_PM_07-PA5,0.0,1.0,Privp_525_Pm_07 LTPRSSA_2_FA_B + Current Phase Angle,0,1,1,Degrees,Phasor,IPHA,Current Phase Angle,PA,-98.6,37.5,PPA:1675,2021-07-20 20:11:42
} | MaximumArchiveDays=90 | DesiredRemainingSpace=500,1676,GPA_PRIVP_525_PM_07-PM6:I,,63,8736f6c7-ad41-4b43-b4f6-e684e0d4ad20,PRIVP_525_PM_07,Privp_525_Pm_07,60,1,companyAcronym= | protocolName=IEEE C37.118.2-2011 | vendorAcronym= | vendorDeviceName= | interconnectionName=,,,,10,STTP,Streaming Telemetry Transport Protocol,1,6,LTPRSSA_2_FA_C,I,+,0,PRIVP_525_PM_07-PM6,0.0,1.0,Privp_525_Pm_07 LTPRSSA_2_FA_C + Current Magnitude,0,1,1,Amps,Phasor,IPHM,Current Magnitude,PM,-98.6,37.5,PPA:1676,2021-07-20 20:11:42
} | MaximumArchiveDays=90 | DesiredRemainingSpace=500,1677,GPA_PRIVP_525_PM_07-PA6:IH,,63,8736f6c7-ad41-4b43-b4f6-e684e0d4ad20,PRIVP_525_PM_07,Privp_525_Pm_07,60,1,companyAcronym= | protocolName=IEEE C37.118.2-2011 | vendorAcronym= | vendorDeviceName= | interconnectionName=,,,,10,STTP,Streaming Telemetry Transport Protocol,2,6,LTPRSSA_2_FA_C,I,+,0,PRIVP_525_PM_07-PA6,0.0,1.0,Privp_525_Pm_07 LTPRSSA_2_FA_C + Current Phase Angle,0,1,1,Degrees,Phasor,IPHA,Current Phase Angle,PA,-98.6,37.5,PPA:1677,2021-07-20 20:11:42
} | MaximumArchiveDays=90 | DesiredRemainingSpace=500,1678,GPA_PRIVP_525_PM_07-PM7:V,,63,8736f6c7-ad41-4b43-b4f6-e684e0d4ad20,PRIVP_525_PM_07,Privp_525_Pm_07,60,1,companyAcronym= | protocolName=IEEE C37.118.2-2011 | vendorAcronym= | vendorDeviceName= | interconnectionName=,,,,10,STTP,Streaming Telemetry Transport Protocol,3,7,LTPRSSA_2_FV_P,V,+,0,PRIVP_525_PM_07-PM7,0.0,1.0,Privp_525_Pm_07 LTPRSSA_2_FV_P + Voltage Magnitude,0,1,1,Volts,Phasor,VPHM,Voltage Magnitude,PM,-98.6,37.5,PPA:1678,2021-07-20 20:11:42
} | MaximumArchiveDays=90 | DesiredRemainingSpace=500,1679,GPA_PRIVP_525_PM_07-PA7:VH,,63,8736f6c7-ad41-4b43-b4f6-e684e0d4ad20,PRIVP_525_PM_07,Privp_525_Pm_07,60,1,companyAcronym= | protocolName=IEEE C37.118.2-2011 | vendorAcronym= | vendorDeviceName= | interconnectionName=,,,,10,STTP,Streaming Telemetry Transport Protocol,4,7,LTPRSSA_2_FV_P,V,+,0,PRIVP_525_PM_07-PA7,0.0,1.0,Privp_525_Pm_07 LTPRSSA_2_FV_P + Voltage Phase Angle,0,1,1,Degrees,Phasor,VPHA,Voltage Phase Angle,PA,-98.6,37.5,PPA:1679,2021-07-20 20:11:42
} | MaximumArchiveDays=90 | DesiredRemainingSpace=500,1680,GPA_PRIVP_525_PM_07-PM8:I,,63,8736f6c7-ad41-4b43-b4f6-e684e0d4ad20,PRIVP_525_PM_07,Privp_525_Pm_07,60,1,companyAcronym= | protocolName=IEEE C37.118.2-2011 | vendorAcronym= | vendorDeviceName= | interconnectionName=,,,,10,STTP,Streaming Telemetry Transport Protocol,1,8,LTPRSSA_2_FA_P,I,+,0,PRIVP_525_PM_07-PM8,0.0,1.0,Privp_525_Pm_07 LTPRSSA_2_FA_P + Current Magnitude,0,1,1,Amps,Phasor,IPHM,Current Magnitude,PM,-98.6,37.5,PPA:1680,2021-07-20 20:11:42
} | MaximumArchiveDays=90 | DesiredRemainingSpace=500,1681,GPA_PRIVP_525_PM_07-PA8:IH,,63,8736f6c7-ad41-4b43-b4f6-e684e0d4ad20,PRIVP_525_PM_07,Privp_525_Pm_07,60,1,companyAcronym= | protocolName=IEEE C37.118.2-2011 | vendorAcronym= | vendorDeviceName= | interconnectionName=,,,,10,STTP,Streaming Telemetry Transport Protocol,2,8,LTPRSSA_2_FA_P,I,+,0,PRIVP_525_PM_07-PA8,0.0,1.0,Privp_525_Pm_07 LTPRSSA_2_FA_P + Current Phase Angle,0,1,1,Degrees,Phasor,IPHA,Current Phase Angle,PA,-98.6,37.5,PPA:1681,2021-07-20 20:11:42
} | MaximumArchiveDays=90 | DesiredRemainingSpace=500,1682,GPA_PRIVP_525_PM_08:F,,64,8736f6c7-ad41-4b43-b4f6-e684e0d4ad20,PRIVP_525_PM_08,Privp_525_Pm_08,60,1,companyAcronym= | protocolName=IEEE C37.118.2-2011 | vendorAcronym= | vendorDeviceName= | interconnectionName=,,,,10,STTP,Streaming Telemetry Transport Protocol,5,,,,,,PRIVP_525_PM_08-FQ,0.0,1.0,Privp_525_Pm_08 Frequency,0,1,1,Hz,PMU,FREQ,Frequency,FQ,-98.6,37.5,PPA:1682,2021-07-20 20:11:42
} | MaximumArchiveDays=90 | DesiredRemainingSpace=500,1683,GPA_PRIVP_525_PM_08:DF,,64,8736f6c7-ad41-4b43-b4f6-e684e0d4ad20,PRIVP_525_PM_08,Privp_525_Pm_08,60,1,companyAcronym= | protocolName=IEEE C37.118.2-2011 | vendorAcronym= | vendorDeviceName= | interconnectionName=,,,,10,STTP,Streaming Telemetry Transport Protocol,6,,,,,,PRIVP_525_PM_08-DF,0.0,1.0,Privp_525_Pm_08 Frequency Delta (dF/dt),0,1,1,,PMU,DFDT,Frequency Delta (dF/dt),DF,-98.6,37.5,PPA:1683,2021-07-20 20:11:42
} | MaximumArchiveDays=90 | DesiredRemainingSpace=500,1684,GPA_PRIVP_525_PM_08:S,,64,8736f6c7-ad41-4b43-b4f6-e684e0d4ad20,PRIVP_525_PM_08,Privp_525_Pm_08,60,1,companyAcronym= | protocolName=IEEE C37.118.2-2011 | vendorAcronym= | vendorDeviceName= | interconnectionName=,,,,10,STTP,Streaming Telemetry Transport Protocol,8,,,,,,PRIVP_525_PM_08-SF,0.0,1.0,Privp_525_Pm_08 Status Flags,0,1,1,,PMU,FLAG,Status Flags,SF,-98.6,37.5,PPA:1684,2021-07-20 20:11:42
} | MaximumArchiveDays=90 | DesiredRemainingSpace=500,1685,GPA_PRIVP_525_PM_08-PM1:V,,64,8736f6c7-ad41-4b43-b4f6-e684e0d4ad20,PRIVP_525_PM_08,Privp_525_Pm_08,60,1,companyAcronym= | protocolName=IEEE C37.118.2-2011 | vendorAcronym= | vendorDeviceName= | interconnectionName=,,,,10,STTP,Streaming Telemetry Transport Protocol,3,1,LTPRSTIV_1_FV_A,V,+,0,PRIVP_525_PM_08-PM1,0.0,1.0,Privp_525_Pm_08 LTPRSTIV_1_FV_A + Voltage Magnitude,0,1,1,Volts,Phasor,VPHM,Voltage Magnitude,PM,-98.6,37.5,PPA:1685,2021-07-20 20:11:42
} | MaximumArchiveDays=90 | DesiredRemainingSpace=500,1686,GPA_PRIVP_525_PM_08-PA1:VH,,64,8736f6c7-ad41-4b43-b4f6-e684e0d4ad20,PRIVP_525_PM_08,Privp_525_Pm_08,60,1,companyAcronym= | protocolName=IEEE C37.118.2-2011 | vendorAcronym= | vendorDeviceName= | interconnectionName=,,,,10,STTP,Streaming Telemetry Transport Protocol,4,1,LTPRSTIV_1_FV_A,V,+,0,PRIVP_525_PM_08-PA1,0.0,1.0,Privp_525_Pm_08 LTPRSTIV_1_FV_A + Voltage Phase Angle,0,1,1,Degrees,Phasor,VPHA,Voltage Phase Angle,PA,-98.6,37.5,PPA:1686,2021-07-20 20:11:42
} | MaximumArchiveDays=90 | DesiredRemainingSpace=500,1687,GPA_PRIVP_525_PM_08-PM2:V,,64,8736f6c7-ad41-4b43-b4f6-e684e0d4ad20,PRIVP_525_PM_08,Privp_525_Pm_08,60,1,companyAcronym= | protocolName=IEEE C37.118.2-2011 | vendorAcronym= | vendorDeviceName= | interconnectionName=,,,,10,STTP,Streaming Telemetry Transport Protocol,3,2,LTPRSTIV_1_FV_B,V,+,0,PRIVP_525_PM_08-PM2,0.0,1.0,Privp_525_Pm_08 LTPRSTIV_1_FV_B + Voltage Magnitude,0,1,1,Volts,Phasor,VPHM,Voltage Magnitude,PM,-98.6,37.5,PPA:1687,2021-07-20 20:11:42
} | MaximumArchiveDays=90 | DesiredRemainingSpace=500,1688,GPA_PRIVP_525_PM_08-PA2:VH,,64,8736f6c7-ad41-4b43-b4f6-e684e0d4ad20,PRIVP_525_PM_08,Privp_525_Pm_08,60,1,companyAcronym= | protocolName=IEEE C37.118.2-2011 | vendorAcronym= | vendorDeviceName= | interconnectionName=,,,,10,STTP,Streaming Telemetry Transport Protocol,4,2,LTPRSTIV_1_FV_B,V,+,0,PRIVP_525_PM_08-PA2,0.0,1.0,Privp_525_Pm_08 LTPRSTIV_1_FV_B + Voltage Phase Angle,0,1,1,Degrees,Phasor,VPHA,Voltage Phase Angle,PA,-98.6,37.5,PPA:1688,2021-07-20 20:11:42
} | MaximumArchiveDays=90 | DesiredRemainingSpace=500,1689,GPA_PRIVP_525_PM_08-PM3:V,,64,8736f6c7-ad41-4b43-b4f6-e684e0d4ad20,PRIVP_525_PM_08,Privp_525_Pm_08,60,1,companyAcronym= | protocolName=IEEE C37.118.2-2011 | vendorAcronym= | vendorDeviceName= | interconnectionName=,,,,10,STTP,Streaming Telemetry Transport Protocol,3,3,LTPRSTIV_1_FV_C,V,+,0,PRIVP_525_PM_08-PM3,0.0,1.0,Privp_525_Pm_08 LTPRSTIV_1_FV_C + Voltage Magnitude,0,1,1,Volts,Phasor,VPHM,Voltage Magnitude,PM,-98.6,37.5,PPA:1689,2021-07-20 20:11:42
} | MaximumArchiveDays=90 | DesiredRemainingSpace=500,1690,GPA_PRIVP_525_PM_08-PA3:VH,,64,8736f6c7-ad41-4b43-b4f6-e684e0d4ad20,PRIVP_525_PM_08,Privp_525_Pm_08,60,1,companyAcronym= | protocolName=IEEE C37.118.2-2011 | vendorAcronym= | vendorDeviceName= | interconnectionName=,,,,10,STTP,Streaming Telemetry Transport Protocol,4,3,LTPRSTIV_1_FV_C,V,+,0,PRIVP_525_PM_08-PA3,0.0,1.0,Privp_525_Pm_08 LTPRSTIV_1_FV_C + Voltage Phase Angle,0,1,1,Degrees,Phasor,VPHA,Voltage Phase Angle,PA,-98.6,37.5,PPA:1690,2021-07-20 20:11:42
} | MaximumArchiveDays=90 | DesiredRemainingSpace=500,1691,GPA_PRIVP_525_PM_08-PM4:I,,64,8736f6c7-ad41-4b43-b4f6-e684e0d4ad20,PRIVP_525_PM_08,Privp_525_Pm_08,60,1,companyAcronym= | protocolName=IEEE C37.118.2-2011 | vendorAcronym= | vendorDeviceName= | interconnectionName=,,,,10,STTP,Streaming Telemetry Transport Protocol,1,4,LTPRSTIV_1_FA_A,I,+,0,PRIVP_525_PM_08-PM4,0.0,1.0,Privp_525_Pm_08 LTPRSTIV_1_FA_A + Current Magnitude,0,1,1,Amps,Phasor,IPHM,Current Magnitude,PM,-98.6,37.5,PPA:1691,2021-07-20 20:11:42
} | MaximumArchiveDays=90 | DesiredRemainingSpace=500,1692,GPA_PRIVP_525_PM_08-PA4:IH,,64,8736f6c7-ad41-4b43-b4f6-e684e0d4ad20,PRIVP_525_PM_08,Privp_525_Pm_08,60,1,companyAcronym= | protocolName=IEEE C37.118.2-2011 | vendorAcronym= | vendorDeviceName= | interconnectionName=,,,,10,STTP,Streaming Telemetry Transport Protocol,2,4,LTPRSTIV_1_FA_A,I,+,0,PRIVP_525_PM_08-PA4,0.0,1.0,Privp_525_Pm_08 LTPRSTIV_1_FA_A + Current Phase Angle,0,1,1,Degrees,Phasor,IPHA,Current Phase Angle,PA,-98.6,37.5,PPA:1692,2021-07-20 20:11:42
} | MaximumArchiveDays=90 | DesiredRemainingSpace=500,1693,GPA_PRIVP_525_PM_08-PM5:I,,64,8736f6c7-ad41-4b43-b4f6-e684e0d4ad20,PRIVP_525_PM_08,Privp_525_Pm_08,60,1,companyAcronym= | protocolName=IEEE C37.118.2-2011 | vendorAcronym= | vendorDeviceName= | interconnectionName=,,,,10,STTP,Streaming Telemetry Transport Protocol,1,5,LTPRSTIV_1_FA_B,I,+,0,PRIVP_525_PM_08-PM5,0.0,1.0,Privp_525_Pm_08 LTPRSTIV_1_FA_B + Current Magnitude,0,1,1,Amps,Phasor,IPHM,Current Magnitude,PM,-98.6,37.5,PPA:1693,2021-07-20 20:11:42
} | MaximumArchiveDays=90 | DesiredRemainingSpace=500,1694,GPA_PRIVP_525_PM_08-PA5:IH,,64,8736f6c7-ad41-4b43-b4f6-e684e0d4ad20,PRIVP_525_PM_08,Privp_525_Pm_08,60,1,companyAcronym= | protocolName=IEEE C37.118.2-2011 | vendorAcronym= | vendorDeviceName= | interconnectionName=,,,,10,STTP,Streaming Telemetry Transport Protocol,2,5,LTPRSTIV_1_FA_B,I,+,0,PRIVP_525_PM_08-PA5,0.0,1.0,Privp_525_Pm_08 LTPRSTIV_1_FA_B + Current Phase Angle,0,1,1,Degrees,Phasor,IPHA,Current Phase Angle,PA,-98.6,37.5,PPA:1694,2021-07-20 20:11:42
} | MaximumArchiveDays=90 | DesiredRemainingSpace=500,1695,GPA_PRIVP_525_PM_08-PM6:I,,64,8736f6c7-ad41-4b43-b4f6-e684e0d4ad20,PRIVP_525_PM_08,Privp_525_Pm_08,60,1,companyAcronym= | protocolName=IEEE C37.118.2-2011 | vendorAcronym= | vendorDeviceName= | interconnectionName=,,,,10,STTP,Streaming Telemetry Transport Protocol,1,6,LTPRSTIV_1_FA_C,I,+,0,PRIVP_525_PM_08-PM6,0.0,1.0,Privp_525_Pm_08 LTPRSTIV_1_FA_C + Current Magnitude,0,1,1,Amps,Phasor,IPHM,Current Magnitude,PM,-98.6,37.5,PPA:1695,2021-07-20 20:11:42
} | MaximumArchiveDays=90 | DesiredRemainingSpace=500,1696,GPA_PRIVP_525_PM_08-PA6:IH,,64,8736f6c7-ad41-4b43-b4f6-e684e0d4ad20,PRIVP_525_PM_08,Privp_525_Pm_08,60,1,companyAcronym= | protocolName=IEEE C37.118.2-2011 | vendorAcronym= | vendorDeviceName= | interconnectionName=,,,,10,STTP,Streaming Telemetry Transport Protocol,2,6,LTPRSTIV_1_FA_C,I,+,0,PRIVP_525_PM_08-PA6,0.0,1.0,Privp_525_Pm_08 LTPRSTIV_1_FA_C + Current Phase Angle,0,1,1,Degrees,Phasor,IPHA,Current Phase Angle,PA,-98.6,37.5,PPA:1696,2021-07-20 20:11:42
} | MaximumArchiveDays=90 | DesiredRemainingSpace=500,1697,GPA_PRIVP_525_PM_08-PM7:V,,64,8736f6c7-ad41-4b43-b4f6-e684e0d4ad20,PRIVP_525_PM_08,Privp_525_Pm_08,60,1,companyAcronym= | protocolName=IEEE C37.118.2-2011 | vendorAcronym= | vendorDeviceName= | interconnectionName=,,,,10,STTP,Streaming Telemetry Transport Protocol,3,7,LTPRSTIV_1_FV_P,V,+,0,PRIVP_525_PM_08-PM7,0.0,1.0,Privp_525_Pm_08 LTPRSTIV_1_FV_P + Voltage Magnitude,0,1,1,Volts,Phasor,VPHM,Voltage Magnitude,PM,-98.6,37.5,PPA:1697,2021-07-20 20:11:42
} | MaximumArchiveDays=90 | DesiredRemainingSpace=500,1698,GPA_PRIVP_525_PM_08-PA7:VH,,64,8736f6c7-ad41-4b43-b4f6-e684e0d4ad20,PRIVP_525_PM_08,Privp_525_Pm_08,60,1,companyAcronym= | protocolName=IEEE C37.118.2-2011 | vendorAcronym= | vendorDeviceName= | interconnectionName=,,,,10,STTP,Streaming Telemetry Transport Protocol,4,7,LTPRSTIV_1_FV_P,V,+,0,PRIVP_525_PM_08-PA7,0.0,1.0,Privp_525_Pm_08 LTPRSTIV_1_FV_P + Voltage Phase Angle,0,1,1,Degrees,Phasor,VPHA,Voltage Phase Angle,PA,-98.6,37.5,PPA:1698,2021-07-20 20:11:42
} | MaximumArchiveDays=90 | DesiredRemainingSpace=500,1699,GPA_PRIVP_525_PM_08-PM8:I,,64,8736f6c7-ad41-4b43-b4f6-e684e0d4ad20,PRIVP_525_PM_08,Privp_525_Pm_08,60,1,companyAcronym= | protocolName=IEEE C37.118.2-2011 | vendorAcronym= | vendorDeviceName= | interconnectionName=,,,,10,STTP,Streaming Telemetry Transport Protocol,1,8,LTPRSTIV_1_FA_P,I,+,0,PRIVP_525_PM_08-PM8,0.0,1.0,Privp_525_Pm_08 LTPRSTIV_1_FA_P + Current Magnitude,0,1,1,Amps,Phasor,IPHM,Current Magnitude,PM,-98.6,37.5,PPA:1699,2021-07-20 20:11:42
} | MaximumArchiveDays=90 | DesiredRemainingSpace=500,1700,GPA_PRIVP_525_PM_08-PA8:IH,,64,8736f6c7-ad41-4b43-b4f6-e684e0d4ad20,PRIVP_525_PM_08,Privp_525_Pm_08,60,1,companyAcronym= | protocolName=IEEE C37.118.2-2011 | vendorAcronym= | vendorDeviceName= | interconnectionName=,,,,10,STTP,Streaming Telemetry Transport Protocol,2,8,LTPRSTIV_1_FA_P,I,+,0,PRIVP_525_PM_08-PA8,0.0,1.0,Privp_525_Pm_08 LTPRSTIV_1_FA_P + Current Phase Angle,0,1,1,Degrees,Phasor,IPHA,Current Phase Angle,PA,-98.6,37.5,PPA:1700,2021-07-20 20:11:42
} | MaximumArchiveDays=90 | DesiredRemainingSpace=500,1701,GPA_PRIVP_525_PM_09:F,,65,8736f6c7-ad41-4b43-b4f6-e684e0d4ad20,PRIVP_525_PM_09,Privp_525_Pm_09,60,1,companyAcronym= | protocolName=IEEE C37.118.2-2011 | vendorAcronym= | vendorDeviceName= | interconnectionName=,,,,10,STTP,Streaming Telemetry Transport Protocol,5,,,,,,PRIVP_525_PM_09-FQ,0.0,1.0,Privp_525_Pm_09 Frequency,0,1,1,Hz,PMU,FREQ,Frequency,FQ,-98.6,37.5,PPA:1701,2021-07-20 20:11:42
} | MaximumArchiveDays=90 | DesiredRemainingSpace=500,1702,GPA_PRIVP_525_PM_09:DF,,65,8736f6c7-ad41-4b43-b4f6-e684e0d4ad20,PRIVP_525_PM_09,Privp_525_Pm_09,60,1,companyAcronym= | protocolName=IEEE C37.118.2-2011 | vendorAcronym= | vendorDeviceName= | interconnectionName=,,,,10,STTP,Streaming Telemetry Transport Protocol,6,,,,,,PRIVP_525_PM_09-DF,0.0,1.0,Privp_525_Pm_09 Frequency Delta (dF/dt),0,1,1,,PMU,DFDT,Frequency Delta (dF/dt),DF,-98.6,37.5,PPA:1702,2021-07-20 20:11:42
} | MaximumArchiveDays=90 | DesiredRemainingSpace=500,1703,GPA_PRIVP_525_PM_09:S,,65,8736f6c7-ad41-4b43-b4f6-e684e0d4ad20,PRIVP_525_PM_09,Privp_525_Pm_09,60,1,companyAcronym= | protocolName=IEEE C37.118.2-2011 | vendorAcronym= | vendorDeviceName= | interconnectionName=,,,,10,STTP,Streaming Telemetry Transport Protocol,8,,,,,,PRIVP_525_PM_09-SF,0.0,1.0,Privp_525_Pm_09 Status Flags,0,1,1,,PMU,FLAG,Status Flags,SF,-98.6,37.5,PPA:1703,2021-07-20 20:11:42
} | MaximumArchiveDays=90 | DesiredRemainingSpace=500,1704,GPA_PRIVP_525_PM_09-PM1:I,,65,8736f6c7-ad41-4b43-b4f6-e684e0d4ad20,PRIVP_525_PM_09,Privp_525_Pm_09,60,1,companyAcronym= | protocolName=IEEE C37.118.2-2011 | vendorAcronym= | vendorDeviceName= | interconnectionName=,,,,10,STTP,Streaming Telemetry Transport Protocol,1,1,LTPRARE_1_FA_A,I,+,0,PRIVP_525_PM_09-PM1,0.0,1.0,Privp_525_Pm_09 LTPRARE_1_FA_A + Current Magnitude,0,1,1,Amps,Phasor,IPHM,Current Magnitude,PM,-98.6,37.5,PPA:1704,2021-07-20 20:11:42
} | MaximumArchiveDays=90 | DesiredRemainingSpace=500,1705,GPA_PRIVP_525_PM_09-PA1:IH,,65,8736f6c7-ad41-4b43-b4f6-e684e0d4ad20,PRIVP_525_PM_09,Privp_525_Pm_09,60,1,companyAcronym= | protocolName=IEEE C37.118.2-2011 | vendorAcronym= | vendorDeviceName= | interconnectionName=,,,,10,STTP,Streaming Telemetry Transport Protocol,2,1,LTPRARE_1_FA_A,I,+,0,PRIVP_525_PM_09-PA1,0.0,1.0,Privp_525_Pm_09 LTPRARE_1_FA_A + Current Phase Angle,0,1,1,Degrees,Phasor,IPHA,Current Phase Angle,PA,-98.6,37.5,PPA:1705,2021-07-20 20:11:42
} | MaximumArchiveDays=90 | DesiredRemainingSpace=500,1706,GPA_PRIVP_525_PM_09-PM2:I,,65,8736f6c7-ad41-4b43-b4f6-e684e0d4ad20,PRIVP_525_PM_09,Privp_525_Pm_09,60,1,companyAcronym= | protocolName=IEEE C37.118.2-2011 | vendorAcronym= | vendorDeviceName= | interconnectionName=,,,,10,STTP,Streaming Telemetry Transport Protocol,1,2,LTPRARE_1_FA_B,I,+,0,PRIVP_525_PM_09-PM2,0.0,1.0,Privp_525_Pm_09 LTPRARE_1_FA_B + Current Magnitude,0,1,1,Amps,Phasor,IPHM,Current Magnitude,PM,-98.6,37.5,PPA:1706,2021-07-20 20:11:42
} | MaximumArchiveDays=90 | DesiredRemainingSpace=500,1707,GPA_PRIVP_525_PM_09-PA2:IH,,65,8736f6c7-ad41-4b43-b4f6-e684e0d4ad20,PRIVP_525_PM_09,Privp_525_Pm_09,60,1,companyAcronym= | protocolName=IEEE C37.118.2-2011 | vendorAcronym= | vendorDeviceName= | interconnectionName=,,,,10,STTP,Streaming Telemetry Transport Protocol,2,2,LTPRARE_1_FA_B,I,+,0,PRIVP_525_PM_09-PA2,0.0,1.0,Privp_525_Pm_09 LTPRARE_1_FA_B + Current Phase Angle,0,1,1,Degrees,Phasor,IPHA,Current Phase Angle,PA,-98.6,37.5,PPA:1707,2021-07-20 20:11:42
} | MaximumArchiveDays=90 | DesiredRemainingSpace=500,1708,GPA_PRIVP_525_PM_09-PM3:I,,65,8736f6c7-ad41-4b43-b4f6-e684e0d4ad20,PRIVP_525_PM_09,Privp_525_Pm_09,60,1,companyAcronym= | protocolName=IEEE C37.118.2-2011 | vendorAcronym= | vendorDeviceName= | interconnectionName=,,,,10,STTP,Streaming Telemetry Transport Protocol,1,3,LTPRARE_1_FA_C,I,+,0,PRIVP_525_PM_09-PM3,0.0,1.0,Privp_525_Pm_09 LTPRARE_1_FA_C + Current Magnitude,0,1,1,Amps,Phasor,IPHM,Current Magnitude,PM,-98.6,37.5,PPA:1708,2021-07-20 20:11:42
} | MaximumArchiveDays=90 | DesiredRemainingSpace=500,1709,GPA_PRIVP_525_PM_09-PA3:IH,,65,8736f6c7-ad41-4b43-b4f6-e684e0d4ad20,PRIVP_525_PM_09,Privp_525_Pm_09,60,1,companyAcronym= | protocolName=IEEE C37.118.2-2011 | vendorAcronym= | vendorDeviceName= | interconnectionName=,,,,10,STTP,Streaming Telemetry Transport Protocol,2,3,LTPRARE_1_FA_C,I,+,0,PRIVP_525_PM_09-PA3,0.0,1.0,Privp_525_Pm_09 LTPRARE_1_FA_C + Current Phase Angle,0,1,1,Degrees,Phasor,IPHA,Current Phase Angle,PA,-98.6,37.5,PPA:1709,2021-07-20 20:11:42
} | MaximumArchiveDays=90 | DesiredRemainingSpace=500,1710,GPA_PRIVP_525_PM_09-PM4:V,,65,8736f6c7-ad41-4b43-b4f6-e684e0d4ad20,PRIVP_525_PM_09,Privp_525_Pm_09,60,1,companyAcronym= | protocolName=IEEE C37.118.2-2011 | vendorAcronym= | vendorDeviceName= | interconnectionName=,,,,10,STTP,Streaming Telemetry Transport Protocol,3,4,LTPRARE_1_FV_A,V,+,0,PRIVP_525_PM_09-PM4,0.0,1.0,Privp_525_Pm_09 LTPRARE_1_FV_A + Voltage Magnitude,0,1,1,Volts,Phasor,VPHM,Voltage Magnitude,PM,-98.6,37.5,PPA:1710,2021-07-20 20:11:42
} | MaximumArchiveDays=90 | DesiredRemainingSpace=500,1711,GPA_PRIVP_525_PM_09-PA4:VH,,65,8736f6c7-ad41-4b43-b4f6-e684e0d4ad20,PRIVP_525_PM_09,Privp_525_Pm_09,60,1,companyAcronym= | protocolName=IEEE C37.118.2-2011 | vendorAcronym= | vendorDeviceName= | interconnectionName=,,,,10,STTP,Streaming Telemetry Transport Protocol,4,4,LTPRARE_1_FV_A,V,+,0,PRIVP_525_PM_09-PA4,0.0,1.0,Privp_525_Pm_09 LTPRARE_1_FV_A + Voltage Phase Angle,0,1,1,Degrees,Phasor,VPHA,Voltage Phase Angle,PA,-98.6,37.5,PPA:1711,2021-07-20 20:11:42
} | MaximumArchiveDays=90 | DesiredRemainingSpace=500,1712,GPA_PRIVP_525_PM_09-PM5:V,,65,8736f6c7-ad41-4b43-b4f6-e684e0d4ad20,PRIVP_525_PM_09,Privp_525_Pm_09,60,1,companyAcronym= | protocolName=IEEE C37.118.2-2011 | vendorAcronym= | vendorDeviceName= | interconnectionName=,,,,10,STTP,Streaming Telemetry Transport Protocol,3,5,LTPRARE_1_FV_B,V,+,0,PRIVP_525_PM_09-PM5,0.0,1.0,Privp_525_Pm_09 LTPRARE_1_FV_B + Voltage Magnitude,0,1,1,Volts,Phasor,VPHM,Voltage Magnitude,PM,-98.6,37.5,PPA:1712,2021-07-20 20:11:42
} | MaximumArchiveDays=90 | DesiredRemainingSpace=500,1713,GPA_PRIVP_525_PM_09-PA5:VH,,65,8736f6c7-ad41-4b43-b4f6-e684e0d4ad20,PRIVP_525_PM_09,Privp_525_Pm_09,60,1,companyAcronym= | protocolName=IEEE C37.118.2-2011 | vendorAcronym= | vendorDeviceName= | interconnectionName=,,,,10,STTP,Streaming Telemetry Transport Protocol,4,5,LTPRARE_1_FV_B,V,+,0,PRIVP_525_PM_09-PA5,0.0,1.0,Privp_525_Pm_09 LTPRARE_1_FV_B + Voltage Phase Angle,0,1,1,Degrees,Phasor,VPHA,Voltage Phase Angle,PA,-98.6,37.5,PPA:1713,2021-07-20 20:11:42
} | MaximumArchiveDays=90 | DesiredRemainingSpace=500,1714,GPA_PRIVP_525_PM_09-PM6:V,,65,8736f6c7-ad41-4b43-b4f6-e684e0d4ad20,PRIVP_525_PM_09,Privp_525_Pm_09,60,1,companyAcronym= | protocolName=IEEE C37.118.2-2011 | vendorAcronym= | vendorDeviceName= | interconnectionName=,,,,10,STTP,Streaming Telemetry Transport Protocol,3,6,LTPRARE_1_FV_C,V,+,0,PRIVP_525_PM_09-PM6,0.0,1.0,Privp_525_Pm_09 LTPRARE_1_FV_C + Voltage Magnitude,0,1,1,Volts,Phasor,VPHM,Voltage Magnitude,PM,-98.6,37.5,PPA:1714,2021-07-20 20:11:42
} | MaximumArchiveDays=90 | DesiredRemainingSpace=500,1715,GPA_PRIVP_525_PM_09-PA6:VH,,65,8736f6c7-ad41-4b43-b4f6-e684e0d4ad20,PRIVP_525_PM_09,Privp_525_Pm_09,60,1,companyAcronym= | protocolName=IEEE C37.118.2-2011 | vendorAcronym= | vendorDeviceName= | interconnectionName=,,,,10,STTP,Streaming Telemetry Transport Protocol,4,6,LTPRARE_1_FV_C,V,+,0,PRIVP_525_PM_09-PA6,0.0,1.0,Privp_525_Pm_09 LTPRARE_1_FV_C + Voltage Phase Angle,0,1,1,Degrees,Phasor,VPHA,Voltage Phase Angle,PA,-98.6,37.5,PPA:1715,2021-07-20 20:11:42
} | MaximumArchiveDays=90 | DesiredRemainingSpace=500,1716,GPA_PRIVP_525_PM_09-PM7:V,,65,8736f6c7-ad41-4b43-b4f6-e684e0d4ad20,PRIVP_525_PM_09,Privp_525_Pm_09,60,1,companyAcronym= | protocolName=IEEE C37.118.2-2011 | vendorAcronym= | vendorDeviceName= | interconnectionName=,,,,10,STTP,Streaming Telemetry Transport Protocol,3,7,LTPRARE_1_FV_P,V,+,0,PRIVP_525_PM_09-PM7,0.0,1.0,Privp_525_Pm_09 LTPRARE_1_FV_P + Voltage Magnitude,0,1,1,Volts,Phasor,VPHM,Voltage Magnitude,PM,-98.6,37.5,PPA:1716,2021-07-20 20:11:42
} | MaximumArchiveDays=90 | DesiredRemainingSpace=500,1717,GPA_PRIVP_525_PM_09-PA7:VH,,65,8736f6c7-ad41-4b43-b4f6-e684e0d4ad20,PRIVP_525_PM_09,Privp_525_Pm_09,60,1,companyAcronym= | protocolName=IEEE C37.118.2-2011 | vendorAcronym= | vendorDeviceName= | interconnectionName=,,,,10,STTP,Streaming Telemetry Transport Protocol,4,7,LTPRARE_1_FV_P,V,+,0,PRIVP_525_PM_09-PA7,0.0,1.0,Privp_525_Pm_09 LTPRARE_1_FV_P + Voltage Phase Angle,0,1,1,Degrees,Phasor,VPHA,Voltage Phase Angle,PA,-98.6,37.5,PPA:1717,2021-07-20 20:11:42
} | MaximumArchiveDays=90 | DesiredRemainingSpace=500,1718,GPA_PRIVP_525_PM_09-PM8:I,,65,8736f6c7-ad41-4b43-b4f6-e684e0d4ad20,PRIVP_525_PM_09,Privp_525_Pm_09,60,1,companyAcronym= | protocolName=IEEE C37.118.2-2011 | vendorAcronym= | vendorDeviceName= | interconnectionName=,,,,10,STTP,Streaming Telemetry Transport Protocol,1,8,LTPRARE_1_FA_P,I,+,0,PRIVP_525_PM_09-PM8,0.0,1.0,Privp_525_Pm_09 LTPRARE_1_FA_P + Current Magnitude,0,1,1,Amps,Phasor,IPHM,Current Magnitude,PM,-98.6,37.5,PPA:1718,2021-07-20 20:11:42
} | MaximumArchiveDays=90 | DesiredRemainingSpace=500,1719,GPA_PRIVP_525_PM_09-PA8:IH,,65,8736f6c7-ad41-4b43-b4f6-e684e0d4ad20,PRIVP_525_PM_09,Privp_525_Pm_09,60,1,companyAcronym= | protocolName=IEEE C37.118.2-2011 | vendorAcronym= | vendorDeviceName= | interconnectionName=,,,,10,STTP,Streaming Telemetry Transport Protocol,2,8,LTPRARE_1_FA_P,I,+,0,PRIVP_525_PM_09-PA8,0.0,1.0,Privp_525_Pm_09 LTPRARE_1_FA_P + Current Phase Angle,0,1,1,Degrees,Phasor,IPHA,Current Phase Angle,PA,-98.6,37.5,PPA:1719,2021-07-20 20:11:42
} | MaximumArchiveDays=90 | DesiredRemainingSpace=500,1720,GPA_PRIVP_525_PM_10:F,,66,8736f6c7-ad41-4b43-b4f6-e684e0d4ad20,PRIVP_525_PM_10,Privp_525_Pm_10,60,1,companyAcronym= | protocolName=IEEE C37.118.2-2011 | vendorAcronym= | vendorDeviceName= | interconnectionName=,,,,10,STTP,Streaming Telemetry Transport Protocol,5,,,,,,PRIVP_525_PM_10-FQ,0.0,1.0,Privp_525_Pm_10 Frequency,0,1,1,Hz,PMU,FREQ,Frequency,FQ,-98.6,37.5,PPA:1720,2021-07-20 20:11:42
} | MaximumArchiveDays=90 | DesiredRemainingSpace=500,1721,GPA_PRIVP_525_PM_10:DF,,66,8736f6c7-ad41-4b43-b4f6-e684e0d4ad20,PRIVP_525_PM_10,Privp_525_Pm_10,60,1,companyAcronym= | protocolName=IEEE C37.118.2-2011 | vendorAcronym= | vendorDeviceName= | interconnectionName=,,,,10,STTP,Streaming Telemetry Transport Protocol,6,,,,,,PRIVP_525_PM_10-DF,0.0,1.0,Privp_525_Pm_10 Frequency Delta (dF/dt),0,1,1,,PMU,DFDT,Frequency Delta (dF/dt),DF,-98.6,37.5,PPA:1721,2021-07-20 20:11:42
} | MaximumArchiveDays=90 | DesiredRemainingSpace=500,1722,GPA_PRIVP_525_PM_10:S,,66,8736f6c7-ad41-4b43-b4f6-e684e0d4ad20,PRIVP_525_PM_10,Privp_525_Pm_10,60,1,companyAcronym= | protocolName=IEEE C37.118.2-2011 | vendorAcronym= | vendorDeviceName= | interconnectionName=,,,,10,STTP,Streaming Telemetry Transport Protocol,8,,,,,,PRIVP_525_PM_10-SF,0.0,1.0,Privp_525_Pm_10 Status Flags,0,1,1,,PMU,FLAG,Status Flags,SF,-98.6,37.5,PPA:1722,2021-07-20 20:11:42
} | MaximumArchiveDays=90 | DesiredRemainingSpace=500,1723,GPA_PRIVP_525_PM_10-PM1:V,,66,8736f6c7-ad41-4b43-b4f6-e684e0d4ad20,PRIVP_525_PM_10,Privp_525_Pm_10,60,1,companyAcronym= | protocolName=IEEE C37.118.2-2011 | vendorAcronym= | vendorDeviceName= | interconnectionName=,,,,10,STTP,Streaming Telemetry Transport Protocol,3,1,LTPRCVO_1_FV_A,V,+,0,PRIVP_525_PM_10-PM1,0.0,1.0,Privp_525_Pm_10 LTPRCVO_1_FV_A + Voltage Magnitude,0,1,1,Volts,Phasor,VPHM,Voltage Magnitude,PM,-98.6,37.5,PPA:1723,2021-07-20 20:11:42
} | MaximumArchiveDays=90 | DesiredRemainingSpace=500,1724,GPA_PRIVP_525_PM_10-PA1:VH,,66,8736f6c7-ad41-4b43-b4f6-e684e0d4ad20,PRIVP_525_PM_10,Privp_525_Pm_10,60,1,companyAcronym= | protocolName=IEEE C37.118.2-2011 | vendorAcronym= | vendorDeviceName= | interconnectionName=,,,,10,STTP,Streaming Telemetry Transport Protocol,4,1,LTPRCVO_1_FV_A,V,+,0,PRIVP_525_PM_10-PA1,0.0,1.0,Privp_525_Pm_10 LTPRCVO_1_FV_A + Voltage Phase Angle,0,1,1,Degrees,Phasor,VPHA,Voltage Phase Angle,PA,-98.6,37.5,PPA:1724,2021-07-20 20:11:42
} | MaximumArchiveDays=90 | DesiredRemainingSpace=500,1725,GPA_PRIVP_525_PM_10-PM2:V,,66,8736f6c7-ad41-4b43-b4f6-e684e0d4ad20,PRIVP_525_PM_10,Privp_525_Pm_10,60,1,companyAcronym= | protocolName=IEEE C37.118.2-2011 | vendorAcronym= | vendorDeviceName= | interconnectionName=,,,,10,STTP,Streaming Telemetry Transport Protocol,3,2,LTPRCVO_1_FV_B,V,+,0,PRIVP_525_PM_10-PM2,0.0,1.0,Privp_525_Pm_10 LTPRCVO_1_FV_B + Voltage Magnitude,0,1,1,Volts,Phasor,VPHM,Voltage Magnitude,PM,-98.6,37.5,PPA:1725,2021-07-20 20:11:42
} | MaximumArchiveDays=90 | DesiredRemainingSpace=500,1726,GPA_PRIVP_525_PM_10-PA2:VH,,66,8736f6c7-ad41-4b43-b4f6-e684e0d4ad20,PRIVP_525_PM_10,Privp_525_Pm_10,60,1,companyAcronym= | protocolName=IEEE C37.118.2-2011 | vendorAcronym= | vendorDeviceName= | interconnectionName=,,,,10,STTP,Streaming Telemetry Transport Protocol,4,2,LTPRCVO_1_FV_B,V,+,0,PRIVP_525_PM_10-PA2,0.0,1.0,Privp_525_Pm_10 LTPRCVO_1_FV_B + Voltage Phase Angle,0,1,1,Degrees,Phasor,VPHA,Voltage Phase Angle,PA,-98.6,37.5,PPA:1726,2021-07-20 20:11:42
} | MaximumArchiveDays=90 | DesiredRemainingSpace=500,1727,GPA_PRIVP_525_PM_10-PM3:V,,66,8736f6c7-ad41-4b43-b4f6-e684e0d4ad20,PRIVP_525_PM_10,Privp_525_Pm_10,60,1,companyAcronym= | protocolName=IEEE C37.118.2-2011 | vendorAcronym= | vendorDeviceName= | interconnectionName=,,,,10,STTP,Streaming Telemetry Transport Protocol,3,3,LTPRCVO_1_FV_C,V,+,0,PRIVP_525_PM_10-PM3,0.0,1.0,Privp_525_Pm_10 LTPRCVO_1_FV_C + Voltage Magnitude,0,1,1,Volts,Phasor,VPHM,Voltage Magnitude,PM,-98.6,37.5,PPA:1727,2021-07-20 20:11:42
} | MaximumArchiveDays=90 | DesiredRemainingSpace=500,1728,GPA_PRIVP_525_PM_10-PA3:VH,,66,8736f6c7-ad41-4b43-b4f6-e684e0d4ad20,PRIVP_525_PM_10,Privp_525_Pm_10,60,1,companyAcronym= | protocolName=IEEE C37.118.2-2011 | vendorAcronym= | vendorDeviceName= | interconnectionName=,,,,10,STTP,Streaming Telemetry Transport Protocol,4,3,LTPRCVO_1_FV_C,V,+,0,PRIVP_525_PM_10-PA3,0.0,1.0,Privp_525_Pm_10 LTPRCVO_1_FV_C + Voltage Phase Angle,0,1,1,Degrees,Phasor,VPHA,Voltage Phase Angle,PA,-98.6,37.5,PPA:1728,2021-07-20 20:11:42
} | MaximumArchiveDays=90 | DesiredRemainingSpace=500,1729,GPA_PRIVP_525_PM_10-PM4:I,,66,8736f6c7-ad41-4b43-b4f6-e684e0d4ad20,PRIVP_525_PM_10,Privp_525_Pm_10,60,1,companyAcronym= | protocolName=IEEE C37.118.2-2011 | vendorAcronym= | vendorDeviceName= | interconnectionName=,,,,10,STTP,Streaming Telemetry Transport Protocol,1,4,LTPRCVO_1_FA_A,I,+,0,PRIVP_525_PM_10-PM4,0.0,1.0,Privp_525_Pm_10 LTPRCVO_1_FA_A + Current Magnitude,0,1,1,Amps,Phasor,IPHM,Current Magnitude,PM,-98.6,37.5,PPA:1729,2021-07-20 20:11:42
} | MaximumArchiveDays=90 | DesiredRemainingSpace=500,1730,GPA_PRIVP_525_PM_10-PA4:IH,,66,8736f6c7-ad41-4b43-b4f6-e684e0d4ad20,PRIVP_525_PM_10,Privp_525_Pm_10,60,1,companyAcronym= | protocolName=IEEE C37.118.2-2011 | vendorAcronym= | vendorDeviceName= | interconnectionName=,,,,10,STTP,Streaming Telemetry Transport Protocol,2,4,LTPRCVO_1_FA_A,I,+,0,PRIVP_525_PM_10-PA4,0.0,1.0,Privp_525_Pm_10 LTPRCVO_1_FA_A + Current Phase Angle,0,1,1,Degrees,Phasor,IPHA,Current Phase Angle,PA,-98.6,37.5,PPA:1730,2021-07-20 20:11:42
} | MaximumArchiveDays=90 | DesiredRemainingSpace=500,1731,GPA_PRIVP_525_PM_10-PM5:I,,66,8736f6c7-ad41-4b43-b4f6-e684e0d4ad20,PRIVP_525_PM_10,Privp_525_Pm_10,60,1,companyAcronym= | protocolName=IEEE C37.118.2-2011 | vendorAcronym= | vendorDeviceName= | interconnectionName=,,,,10,STTP,Streaming Telemetry Transport Protocol,1,5,LTPRCVO_1_FA_B,I,+,0,PRIVP_525_PM_10-PM5,0.0,1.0,Privp_525_Pm_10 LTPRCVO_1_FA_B + Current Magnitude,0,1,1,Amps,Phasor,IPHM,Current Magnitude,PM,-98.6,37.5,PPA:1731,2021-07-20 20:11:42
} | MaximumArchiveDays=90 | DesiredRemainingSpace=500,1732,GPA_PRIVP_525_PM_10-PA5:IH,,66,8736f6c7-ad41-4b43-b4f6-e684e0d4ad20,PRIVP_525_PM_10,Privp_525_Pm_10,60,1,companyAcronym= | protocolName=IEEE C37.118.2-2011 | vendorAcronym= | vendorDeviceName= | interconnectionName=,,,,10,STTP,Streaming Telemetry Transport Protocol,2,5,LTPRCVO_1_FA_B,I,+,0,PRIVP_525_PM_10-PA5,0.0,1.0,Privp_525_Pm_10 LTPRCVO_1_FA_B + Current Phase Angle,0,1,1,Degrees,Phasor,IPHA,Current Phase Angle,PA,-98.6,37.5,PPA:1732,2021-07-20 20:11:42
} | MaximumArchiveDays=90 | DesiredRemainingSpace=500,1733,GPA_PRIVP_525_PM_10-PM6:I,,66,8736f6c7-ad41-4b43-b4f6-e684e0d4ad20,PRIVP_525_PM_10,Privp_525_Pm_10,60,1,companyAcronym= | protocolName=IEEE C37.118.2-2011 | vendorAcronym= | vendorDeviceName= | interconnectionName=,,,,10,STTP,Streaming Telemetry Transport Protocol,1,6,LTPRCVO_1_FA_C,I,+,0,PRIVP_525_PM_10-PM6,0.0,1.0,Privp_525_Pm_10 LTPRCVO_1_FA_C + Current Magnitude,0,1,1,Amps,Phasor,IPHM,Current Magnitude,PM,-98.6,37.5,PPA:1733,2021-07-20 20:11:42
} | MaximumArchiveDays=90 | DesiredRemainingSpace=500,1734,GPA_PRIVP_525_PM_10-PA6:IH,,66,8736f6c7-ad41-4b43-b4f6-e684e0d4ad20,PRIVP_525_PM_10,Privp_525_Pm_10,60,1,companyAcronym= | protocolName=IEEE C37.118.2-2011 | vendorAcronym= | vendorDeviceName= | interconnectionName=,,,,10,STTP,Streaming Telemetry Transport Protocol,2,6,LTPRCVO_1_FA_C,I,+,0,PRIVP_525_PM_10-PA6,0.0,1.0,Privp_525_Pm_10 LTPRCVO_1_FA_C + Current Phase Angle,0,1,1,Degrees,Phasor,IPHA,Current Phase Angle,PA,-98.6,37.5,PPA:1734,2021-07-20 20:11:42
} | MaximumArchiveDays=90 | DesiredRemainingSpace=500,1735,GPA_PRIVP_525_PM_10-PM7:V,,66,8736f6c7-ad41-4b43-b4f6-e684e0d4ad20,PRIVP_525_PM_10,Privp_525_Pm_10,60,1,companyAcronym= | protocolName=IEEE C37.118.2-2011 | vendorAcronym= | vendorDeviceName= | interconnectionName=,,,,10,STTP,Streaming Telemetry Transport Protocol,3,7,LTPRCVO_1_FV_P,V,+,0,PRIVP_525_PM_10-PM7,0.0,1.0,Privp_525_Pm_10 LTPRCVO_1_FV_P + Voltage Magnitude,0,1,1,Volts,Phasor,VPHM,Voltage Magnitude,PM,-98.6,37.5,PPA:1735,2021-07-20 20:11:42
} | MaximumArchiveDays=90 | DesiredRemainingSpace=500,1736,GPA_PRIVP_525_PM_10-PA7:VH,,66,8736f6c7-ad41-4b43-b4f6-e684e0d4ad20,PRIVP_525_PM_10,Privp_525_Pm_10,60,1,companyAcronym= | protocolName=IEEE C37.118.2-2011 | vendorAcronym= | vendorDeviceName= | interconnectionName=,,,,10,STTP,Streaming Telemetry Transport Protocol,4,7,LTPRCVO_1_FV_P,V,+,0,PRIVP_525_PM_10-PA7,0.0,1.0,Privp_525_Pm_10 LTPRCVO_1_FV_P + Voltage Phase Angle,0,1,1,Degrees,Phasor,VPHA,Voltage Phase Angle,PA,-98.6,37.5,PPA:1736,2021-07-20 20:11:42
} | MaximumArchiveDays=90 | DesiredRemainingSpace=500,1737,GPA_PRIVP_525_PM_10-PM8:I,,66,8736f6c7-ad41-4b43-b4f6-e684e0d4ad20,PRIVP_525_PM_10,Privp_525_Pm_10,60,1,companyAcronym= | protocolName=IEEE C37.118.2-2011 | vendorAcronym= | vendorDeviceName= | interconnectionName=,,,,10,STTP,Streaming Telemetry Transport Protocol,1,8,LTPRCVO_1_FA_P,I,+,0,PRIVP_525_PM_10-PM8,0.0,1.0,Privp_525_Pm_10 LTPRCVO_1_FA_P + Current Magnitude,0,1,1,Amps,Phasor,IPHM,Current Magnitude,PM,-98.6,37.5,PPA:1737,2021-07-20 20:11:42
} | MaximumArchiveDays=90 | DesiredRemainingSpace=500,1738,GPA_PRIVP_525_PM_10-PA8:IH,,66,8736f6c7-ad41-4b43-b4f6-e684e0d4ad20,PRIVP_525_PM_10,Privp_525_Pm_10,60,1,companyAcronym= | protocolName=IEEE C37.118.2-2011 | vendorAcronym= | vendorDeviceName= | interconnectionName=,,,,10,STTP,Streaming Telemetry Transport Protocol,2,8,LTPRCVO_1_FA_P,I,+,0,PRIVP_525_PM_10-PA8,0.0,1.0,Privp_525_Pm_10 LTPRCVO_1_FA_P + Current Phase Angle,0,1,1,Degrees,Phasor,IPHA,Current Phase Angle,PA,-98.6,37.5,PPA:1738,2021-07-20 20:11:42
} | MaximumArchiveDays=90 | DesiredRemainingSpace=500,1739,GPA_RSNSR_525_PM_01:F,,67,8736f6c7-ad41-4b43-b4f6-e684e0d4ad20,RSNSR_525_PM_01,Rsnsr_525_Pm_01,60,1,companyAcronym= | protocolName=IEEE C37.118.2-2011 | vendorAcronym= | vendorDeviceName= | interconnectionName=,,,,10,STTP,Streaming Telemetry Transport Protocol,5,,,,,,RSNSR_525_PM_01-FQ,0.0,1.0,Rsnsr_525_Pm_01 Frequency,0,1,1,Hz,PMU,FREQ,Frequency,FQ,-98.6,37.5,PPA:1739,2021-07-20 20:11:42
} | MaximumArchiveDays=90 | DesiredRemainingSpace=500,1740,GPA_RSNSR_525_PM_01:DF,,67,8736f6c7-ad41-4b43-b4f6-e684e0d4ad20,RSNSR_525_PM_01,Rsnsr_525_Pm_01,60,1,companyAcronym= | protocolName=IEEE C37.118.2-2011 | vendorAcronym= | vendorDeviceName= | interconnectionName=,,,,10,STTP,Streaming Telemetry Transport Protocol,6,,,,,,RSNSR_525_PM_01-DF,0.0,1.0,Rsnsr_525_Pm_01 Frequency Delta (dF/dt),0,1,1,,PMU,DFDT,Frequency Delta (dF/dt),DF,-98.6,37.5,PPA:1740,2021-07-20 20:11:42
} | MaximumArchiveDays=90 | DesiredRemainingSpace=500,1741,GPA_RSNSR_525_PM_01:S,,67,8736f6c7-ad41-4b43-b4f6-e684e0d4ad20,RSNSR_525_PM_01,Rsnsr_525_Pm_01,60,1,companyAcronym= | protocolName=IEEE C37.118.2-2011 | vendorAcronym= | vendorDeviceName= | interconnectionName=,,,,10,STTP,Streaming Telemetry Transport Protocol,8,,,,,,RSNSR_525_PM_01-SF,0.0,1.0,Rsnsr_525_Pm_01 Status Flags,0,1,1,,PMU,FLAG,Status Flags,SF,-98.6,37.5,PPA:1741,2021-07-20 20:11:42
} | MaximumArchiveDays=90 | DesiredRemainingSpace=500,1742,GPA_RSNSR_525_PM_01-PM1:V,,67,8736f6c7-ad41-4b43-b4f6-e684e0d4ad20,RSNSR_525_PM_01,Rsnsr_525_Pm_01,60,1,companyAcronym= | protocolName=IEEE C37.118.2-2011 | vendorAcronym= | vendorDeviceName= | interconnectionName=,,,,10,STTP,Streaming Telemetry Transport Protocol,3,1,LTSCYTA_1_FV_A,V,+,0,RSNSR_525_PM_01-PM1,0.0,1.0,Rsnsr_525_Pm_01 LTSCYTA_1_FV_A + Voltage Magnitude,0,1,1,Volts,Phasor,VPHM,Voltage Magnitude,PM,-98.6,37.5,PPA:1742,2021-07-20 20:11:42
} | MaximumArchiveDays=90 | DesiredRemainingSpace=500,1743,GPA_RSNSR_525_PM_01-PA1:VH,,67,8736f6c7-ad41-4b43-b4f6-e684e0d4ad20,RSNSR_525_PM_01,Rsnsr_525_Pm_01,60,1,companyAcronym= | protocolName=IEEE C37.118.2-2011 | vendorAcronym= | vendorDeviceName= | interconnectionName=,,,,10,STTP,Streaming Telemetry Transport Protocol,4,1,LTSCYTA_1_FV_A,V,+,0,RSNSR_525_PM_01-PA1,0.0,1.0,Rsnsr_525_Pm_01 LTSCYTA_1_FV_A + Voltage Phase Angle,0,1,1,Degrees,Phasor,VPHA,Voltage Phase Angle,PA,-98.6,37.5,PPA:1743,2021-07-20 20:11:42
} | MaximumArchiveDays=90 | DesiredRemainingSpace=500,1744,GPA_RSNSR_525_PM_01-PM2:V,,67,8736f6c7-ad41-4b43-b4f6-e684e0d4ad20,RSNSR_525_PM_01,Rsnsr_525_Pm_01,60,1,companyAcronym= | protocolName=IEEE C37.118.2-2011 | vendorAcronym= | vendorDeviceName= | interconnectionName=,,,,10,STTP,Streaming Telemetry Transport Protocol,3,2,LTSCYTA_1_FV_B,V,+,0,RSNSR_525_PM_01-PM2,0.0,1.0,Rsnsr_525_Pm_01 LTSCYTA_1_FV_B + Voltage Magnitude,0,1,1,Volts,Phasor,VPHM,Voltage Magnitude,PM,-98.6,37.5,PPA:1744,2021-07-20 20:11:42
} | MaximumArchiveDays=90 | DesiredRemainingSpace=500,1745,GPA_RSNSR_525_PM_01-PA2:VH,,67,8736f6c7-ad41-4b43-b4f6-e684e0d4ad20,RSNSR_525_PM_01,Rsnsr_525_Pm_01,60,1,companyAcronym= | protocolName=IEEE C37.118.2-2011 | vendorAcronym= | vendorDeviceName= | interconnectionName=,,,,10,STTP,Streaming Telemetry Transport Protocol,4,2,LTSCYTA_1_FV_B,V,+,0,RSNSR_525_PM_01-PA2,0.0,1.0,Rsnsr_525_Pm_01 LTSCYTA_1_FV_B + Voltage Phase Angle,0,1,1,Degrees,Phasor,VPHA,Voltage Phase Angle,PA,-98.6,37.5,PPA:1745,2021-07-20 20:11:42
} | MaximumArchiveDays=90 | DesiredRemainingSpace=500,1746,GPA_RSNSR_525_PM_01-PM3:V,,67,8736f6c7-ad41-4b43-b4f6-e684e0d4ad20,RSNSR_525_PM_01,Rsnsr_525_Pm_01,60,1,companyAcronym= | protocolName=IEEE C37.118.2-2011 | vendorAcronym= | vendorDeviceName= | interconnectionName=,,,,10,STTP,Streaming Telemetry Transport Protocol,3,3,LTSCYTA_1_FV_C,V,+,0,RSNSR_525_PM_01-PM3,0.0,1.0,Rsnsr_525_Pm_01 LTSCYTA_1_FV_C + Voltage Magnitude,0,1,1,Volts,Phasor,VPHM,Voltage Magnitude,PM,-98.6,37.5,PPA:1746,2021-07-20 20:11:42
} | MaximumArchiveDays=90 | DesiredRemainingSpace=500,1747,GPA_RSNSR_525_PM_01-PA3:VH,,67,8736f6c7-ad41-4b43-b4f6-e684e0d4ad20,RSNSR_525_PM_01,Rsnsr_525_Pm_01,60,1,companyAcronym= | protocolName=IEEE C37.118.2-2011 | vendorAcronym= | vendorDeviceName= | interconnectionName=,,,,10,STTP,Streaming Telemetry Transport Protocol,4,3,LTSCYTA_1_FV_C,V,+,0,RSNSR_525_PM_01-PA3,0.0,1.0,Rsnsr_525_Pm_01 LTSCYTA_1_FV_C + Voltage Phase Angle,0,1,1,Degrees,Phasor,VPHA,Voltage Phase Angle,PA,-98.6,37.5,PPA:1747,2021-07-20 20:11:42
} | MaximumArchiveDays=90 | DesiredRemainingSpace=500,1748,GPA_RSNSR_525_PM_01-PM4:I,,67,8736f6c7-ad41-4b43-b4f6-e684e0d4ad20,RSNSR_525_PM_01,Rsnsr_525_Pm_01,60,1,companyAcronym= | protocolName=IEEE C37.118.2-2011 | vendorAcronym= | vendorDeviceName= | interconnectionName=,,,,10,STTP,Streaming Telemetry Transport Protocol,1,4,LTSCYTA_1_FA_A,I,+,0,RSNSR_525_PM_01-PM4,0.0,1.0,Rsnsr_525_Pm_01 LTSCYTA_1_FA_A + Current Magnitude,0,1,1,Amps,Phasor,IPHM,Current Magnitude,PM,-98.6,37.5,PPA:1748,2021-07-20 20:11:42
} | MaximumArchiveDays=90 | DesiredRemainingSpace=500,1749,GPA_RSNSR_525_PM_01-PA4:IH,,67,8736f6c7-ad41-4b43-b4f6-e684e0d4ad20,RSNSR_525_PM_01,Rsnsr_525_Pm_01,60,1,companyAcronym= | protocolName=IEEE C37.118.2-2011 | vendorAcronym= | vendorDeviceName= | interconnectionName=,,,,10,STTP,Streaming Telemetry Transport Protocol,2,4,LTSCYTA_1_FA_A,I,+,0,RSNSR_525_PM_01-PA4,0.0,1.0,Rsnsr_525_Pm_01 LTSCYTA_1_FA_A + Current Phase Angle,0,1,1,Degrees,Phasor,IPHA,Current Phase Angle,PA,-98.6,37.5,PPA:1749,2021-07-20 20:11:42
} | MaximumArchiveDays=90 | DesiredRemainingSpace=500,1750,GPA_RSNSR_525_PM_01-PM5:I,,67,8736f6c7-ad41-4b43-b4f6-e684e0d4ad20,RSNSR_525_PM_01,Rsnsr_525_Pm_01,60,1,companyAcronym= | protocolName=IEEE C37.118.2-2011 | vendorAcronym= | vendorDeviceName= | interconnectionName=,,,,10,STTP,Streaming Telemetry Transport Protocol,1,5,LTSCYTA_1_FA_B,I,+,0,RSNSR_525_PM_01-PM5,0.0,1.0,Rsnsr_525_Pm_01 LTSCYTA_1_FA_B + Current Magnitude,0,1,1,Amps,Phasor,IPHM,Current Magnitude,PM,-98.6,37.5,PPA:1750,2021-07-20 20:11:42
} | MaximumArchiveDays=90 | DesiredRemainingSpace=500,1751,GPA_RSNSR_525_PM_01-PA5:IH,,67,8736f6c7-ad41-4b43-b4f6-e684e0d4ad20,RSNSR_525_PM_01,Rsnsr_525_Pm_01,60,1,companyAcronym= | protocolName=IEEE C37.118.2-2011 | vendorAcronym= | vendorDeviceName= | interconnectionName=,,,,10,STTP,Streaming Telemetry Transport Protocol,2,5,LTSCYTA_1_FA_B,I,+,0,RSNSR_525_PM_01-PA5,0.0,1.0,Rsnsr_525_Pm_01 LTSCYTA_1_FA_B + Current Phase Angle,0,1,1,Degrees,Phasor,IPHA,Current Phase Angle,PA,-98.6,37.5,PPA:1751,2021-07-20 20:11:42
} | MaximumArchiveDays=90 | DesiredRemainingSpace=500,1752,GPA_RSNSR_525_PM_01-PM6:I,,67,8736f6c7-ad41-4b43-b4f6-e684e0d4ad20,RSNSR_525_PM_01,Rsnsr_525_Pm_01,60,1,companyAcronym= | protocolName=IEEE C37.118.2-2011 | vendorAcronym= | vendorDeviceName= | interconnectionName=,,,,10,STTP,Streaming Telemetry Transport Protocol,1,6,LTSCYTA_1_FA_C,I,+,0,RSNSR_525_PM_01-PM6,0.0,1.0,Rsnsr_525_Pm_01 LTSCYTA_1_FA_C + Current Magnitude,0,1,1,Amps,Phasor,IPHM,Current Magnitude,PM,-98.6,37.5,PPA:1752,2021-07-20 20:11:42
} | MaximumArchiveDays=90 | DesiredRemainingSpace=500,1753,GPA_RSNSR_525_PM_01-PA6:IH,,67,8736f6c7-ad41-4b43-b4f6-e684e0d4ad20,RSNSR_525_PM_01,Rsnsr_525_Pm_01,60,1,companyAcronym= | protocolName=IEEE C37.118.2-2011 | vendorAcronym= | vendorDeviceName= | interconnectionName=,,,,10,STTP,Streaming Telemetry Transport Protocol,2,6,LTSCYTA_1_FA_C,I,+,0,RSNSR_525_PM_01-PA6,0.0,1.0,Rsnsr_525_Pm_01 LTSCYTA_1_FA_C + Current Phase Angle,0,1,1,Degrees,Phasor,IPHA,Current Phase Angle,PA,-98.6,37.5,PPA:1753,2021-07-20 20:11:42
} | MaximumArchiveDays=90 | DesiredRemainingSpace=500,1754,GPA_RSNSR_525_PM_01-PM7:V,,67,8736f6c7-ad41-4b43-b4f6-e684e0d4ad20,RSNSR_525_PM_01,Rsnsr_525_Pm_01,60,1,companyAcronym= | protocolName=IEEE C37.118.2-2011 | vendorAcronym= | vendorDeviceName= | interconnectionName=,,,,10,STTP,Streaming Telemetry Transport Protocol,3,7,LTSCYTA_1_FV_P,V,+,0,RSNSR_525_PM_01-PM7,0.0,1.0,Rsnsr_525_Pm_01 LTSCYTA_1_FV_P + Voltage Magnitude,0,1,1,Volts,Phasor,VPHM,Voltage Magnitude,PM,-98.6,37.5,PPA:1754,2021-07-20 20:11:42
} | MaximumArchiveDays=90 | DesiredRemainingSpace=500,1755,GPA_RSNSR_525_PM_01-PA7:VH,,67,8736f6c7-ad41-4b43-b4f6-e684e0d4ad20,RSNSR_525_PM_01,Rsnsr_525_Pm_01,60,1,companyAcronym= | protocolName=IEEE C37.118.2-2011 | vendorAcronym= | vendorDeviceName= | interconnectionName=,,,,10,STTP,Streaming Telemetry Transport Protocol,4,7,LTSCYTA_1_FV_P,V,+,0,RSNSR_525_PM_01-PA7,0.0,1.0,Rsnsr_525_Pm_01 LTSCYTA_1_FV_P + Voltage Phase Angle,0,1,1,Degrees,Phasor,VPHA,Voltage Phase Angle,PA,-98.6,37.5,PPA:1755,2021-07-20 20:11:42
} | MaximumArchiveDays=90 | DesiredRemainingSpace=500,1756,GPA_RSNSR_525_PM_01-PM8:I,,67,8736f6c7-ad41-4b43-b4f6-e684e0d4ad20,RSNSR_525_PM_01,Rsnsr_525_Pm_01,60,1,companyAcronym= | protocolName=IEEE C37.118.2-2011 | vendorAcronym= | vendorDeviceName= | interconnectionName=,,,,10,STTP,Streaming Telemetry Transport Protocol,1,8,LTSCYTA_1_FA_P,I,+,0,RSNSR_525_PM_01-PM8,0.0,1.0,Rsnsr_525_Pm_01 LTSCYTA_1_FA_P + Current Magnitude,0,1,1,Amps,Phasor,IPHM,Current Magnitude,PM,-98.6,37.5,PPA:1756,2021-07-20 20:11:42
} | MaximumArchiveDays=90 | DesiredRemainingSpace=500,1757,GPA_RSNSR_525_PM_01-PA8:IH,,67,8736f6c7-ad41-4b43-b4f6-e684e0d4ad20,RSNSR_525_PM_01,Rsnsr_525_Pm_01,60,1,companyAcronym= | protocolName=IEEE C37.118.2-2011 | vendorAcronym= | vendorDeviceName= | interconnectionName=,,,,10,STTP,Streaming Telemetry Transport Protocol,2,8,LTSCYTA_1_FA_P,I,+,0,RSNSR_525_PM_01-PA8,0.0,1.0,Rsnsr_525_Pm_01 LTSCYTA_1_FA_P + Current Phase Angle,0,1,1,Degrees,Phasor,IPHA,Current Phase Angle,PA,-98.6,37.5,PPA:1757,2021-07-20 20:11:42
} | MaximumArchiveDays=90 | DesiredRemainingSpace=500,1758,GPA_RSNSR_525_PM_02:F,,68,8736f6c7-ad41-4b43-b4f6-e684e0d4ad20,RSNSR_525_PM_02,Rsnsr_525_Pm_02,60,1,companyAcronym= | protocolName=IEEE C37.118.2-2011 | vendorAcronym= | vendorDeviceName= | interconnectionName=,,,,10,STTP,Streaming Telemetry Transport Protocol,5,,,,,,RSNSR_525_PM_02-FQ,0.0,1.0,Rsnsr_525_Pm_02 Frequency,0,1,1,Hz,PMU,FREQ,Frequency,FQ,-98.6,37.5,PPA:1758,2021-07-20 20:11:42
} | MaximumArchiveDays=90 | DesiredRemainingSpace=500,1759,GPA_RSNSR_525_PM_02:DF,,68,8736f6c7-ad41-4b43-b4f6-e684e0d4ad20,RSNSR_525_PM_02,Rsnsr_525_Pm_02,60,1,companyAcronym= | protocolName=IEEE C37.118.2-2011 | vendorAcronym= | vendorDeviceName= | interconnectionName=,,,,10,STTP,Streaming Telemetry Transport Protocol,6,,,,,,RSNSR_525_PM_02-DF,0.0,1.0,Rsnsr_525_Pm_02 Frequency Delta (dF/dt),0,1,1,,PMU,DFDT,Frequency Delta (dF/dt),DF,-98.6,37.5,PPA:1759,2021-07-20 20:11:42
} | MaximumArchiveDays=90 | DesiredRemainingSpace=500,1760,GPA_RSNSR_525_PM_02:S,,68,8736f6c7-ad41-4b43-b4f6-e684e0d4ad20,RSNSR_525_PM_02,Rsnsr_525_Pm_02,60,1,companyAcronym= | protocolName=IEEE C37.118.2-2011 | vendorAcronym= | vendorDeviceName= | interconnectionName=,,,,10,STTP,Streaming Telemetry Transport Protocol,8,,,,,,RSNSR_525_PM_02-SF,0.0,1.0,Rsnsr_525_Pm_02 Status Flags,0,1,1,,PMU,FLAG,Status Flags,SF,-98.6,37.5,PPA:1760,2021-07-20 20:11:42
} | MaximumArchiveDays=90 | DesiredRemainingSpace=500,1761,GPA_RSNSR_525_PM_02-PM1:I,,68,8736f6c7-ad41-4b43-b4f6-e684e0d4ad20,RSNSR_525_PM_02,Rsnsr_525_Pm_02,60,1,companyAcronym= | protocolName=IEEE C37.118.2-2011 | vendorAcronym= | vendorDeviceName= | interconnectionName=,,,,10,STTP,Streaming Telemetry Transport Protocol,1,1,LTRSGRA_1_FA_A,I,+,0,RSNSR_525_PM_02-PM1,0.0,1.0,Rsnsr_525_Pm_02 LTRSGRA_1_FA_A + Current Magnitude,0,1,1,Amps,Phasor,IPHM,Current Magnitude,PM,-98.6,37.5,PPA:1761,2021-07-20 20:11:42
} | MaximumArchiveDays=90 | DesiredRemainingSpace=500,1762,GPA_RSNSR_525_PM_02-PA1:IH,,68,8736f6c7-ad41-4b43-b4f6-e684e0d4ad20,RSNSR_525_PM_02,Rsnsr_525_Pm_02,60,1,companyAcronym= | protocolName=IEEE C37.118.2-2011 | vendorAcronym= | vendorDeviceName= | interconnectionName=,,,,10,STTP,Streaming Telemetry Transport Protocol,2,1,LTRSGRA_1_FA_A,I,+,0,RSNSR_525_PM_02-PA1,0.0,1.0,Rsnsr_525_Pm_02 LTRSGRA_1_FA_A + Current Phase Angle,0,1,1,Degrees,Phasor,IPHA,Current Phase Angle,PA,-98.6,37.5,PPA:1762,2021-07-20 20:11:42
} | MaximumArchiveDays=90 | DesiredRemainingSpace=500,1763,GPA_RSNSR_525_PM_02-PM2:I,,68,8736f6c7-ad41-4b43-b4f6-e684e0d4ad20,RSNSR_525_PM_02,Rsnsr_525_Pm_02,60,1,companyAcronym= | protocolName=IEEE C37.118.2-2011 | vendorAcronym= | vendorDeviceName= | interconnectionName=,,,,10,STTP,Streaming Telemetry Transport Protocol,1,2,LTRSGRA_1_FA_B,I,+,0,RSNSR_525_PM_02-PM2,0.0,1.0,Rsnsr_525_Pm_02 LTRSGRA_1_FA_B + Current Magnitude,0,1,1,Amps,Phasor,IPHM,Current Magnitude,PM,-98.6,37.5,PPA:1763,2021-07-20 20:11:42
} | MaximumArchiveDays=90 | DesiredRemainingSpace=500,1764,GPA_RSNSR_525_PM_02-PA2:IH,,68,8736f6c7-ad41-4b43-b4f6-e684e0d4ad20,RSNSR_525_PM_02,Rsnsr_525_Pm_02,60,1,companyAcronym= | protocolName=IEEE C37.118.2-2011 | vendorAcronym= | vendorDeviceName= | interconnectionName=,,,,10,STTP,Streaming Telemetry Transport Protocol,2,2,LTRSGRA_1_FA_B,I,+,0,RSNSR_525_PM_02-PA2,0.0,1.0,Rsnsr_525_Pm_02 LTRSGRA_1_FA_B + Current Phase Angle,0,1,1,Degrees,Phasor,IPHA,Current Phase Angle,PA,-98.6,37.5,PPA:1764,2021-07-20 20:11:42
} | MaximumArchiveDays=90 | DesiredRemainingSpace=500,1765,GPA_RSNSR_525_PM_02-PM3:I,,68,8736f6c7-ad41-4b43-b4f6-e684e0d4ad20,RSNSR_525_PM_02,Rsnsr_525_Pm_02,60,1,companyAcronym= | protocolName=IEEE C37.118.2-2011 | vendorAcronym= | vendorDeviceName= | interconnectionName=,,,,10,STTP,Streaming Telemetry Transport Protocol,1,3,LTRSGRA_1_FA_C,I,+,0,RSNSR_525_PM_02-PM3,0.0,1.0,Rsnsr_525_Pm_02 LTRSGRA_1_FA_C + Current Magnitude,0,1,1,Amps,Phasor,IPHM,Current Magnitude,PM,-98.6,37.5,PPA:1765,2021-07-20 20:11:42
} | MaximumArchiveDays=90 | DesiredRemainingSpace=500,1766,GPA_RSNSR_525_PM_02-PA3:IH,,68,8736f6c7-ad41-4b43-b4f6-e684e0d4ad20,RSNSR_525_PM_02,Rsnsr_525_Pm_02,60,1,companyAcronym= | protocolName=IEEE C37.118.2-2011 | vendorAcronym= | vendorDeviceName= | interconnectionName=,,,,10,STTP,Streaming Telemetry Transport Protocol,2,3,LTRSGRA_1_FA_C,I,+,0,RSNSR_525_PM_02-PA3,0.0,1.0,Rsnsr_525_Pm_02 LTRSGRA_1_FA_C + Current Phase Angle,0,1,1,Degrees,Phasor,IPHA,Current Phase Angle,PA,-98.6,37.5,PPA:1766,2021-07-20 20:11:42
} | MaximumArchiveDays=90 | DesiredRemainingSpace=500,1767,GPA_RSNSR_525_PM_02-PM4:V,,68,8736f6c7-ad41-4b43-b4f6-e684e0d4ad20,RSNSR_525_PM_02,Rsnsr_525_Pm_02,60,1,companyAcronym= | protocolName=IEEE C37.118.2-2011 | vendorAcronym= | vendorDeviceName= | interconnectionName=,,,,10,STTP,Streaming Telemetry Transport Protocol,3,4,LTRSGRA_1_FV_A,V,+,0,RSNSR_525_PM_02-PM4,0.0,1.0,Rsnsr_525_Pm_02 LTRSGRA_1_FV_A + Voltage Magnitude,0,1,1,Volts,Phasor,VPHM,Voltage Magnitude,PM,-98.6,37.5,PPA:1767,2021-07-20 20:11:42
} | MaximumArchiveDays=90 | DesiredRemainingSpace=500,1768,GPA_RSNSR_525_PM_02-PA4:VH,,68,8736f6c7-ad41-4b43-b4f6-e684e0d4ad20,RSNSR_525_PM_02,Rsnsr_525_Pm_02,60,1,companyAcronym= | protocolName=IEEE C37.118.2-2011 | vendorAcronym= | vendorDeviceName= | interconnectionName=,,,,10,STTP,Streaming Telemetry Transport Protocol,4,4,LTRSGRA_1_FV_A,V,+,0,RSNSR_525_PM_02-PA4,0.0,1.0,Rsnsr_525_Pm_02 LTRSGRA_1_FV_A + Voltage Phase Angle,0,1,1,Degrees,Phasor,VPHA,Voltage Phase Angle,PA,-98.6,37.5,PPA:1768,2021-07-20 20:11:42
} | MaximumArchiveDays=90 | DesiredRemainingSpace=500,1769,GPA_RSNSR_525_PM_02-PM5:V,,68,8736f6c7-ad41-4b43-b4f6-e684e0d4ad20,RSNSR_525_PM_02,Rsnsr_525_Pm_02,60,1,companyAcronym= | protocolName=IEEE C37.118.2-2011 | vendorAcronym= | vendorDeviceName= | interconnectionName=,,,,10,STTP,Streaming Telemetry Transport Protocol,3,5,LTRSGRA_1_FV_B,V,+,0,RSNSR_525_PM_02-PM5,0.0,1.0,Rsnsr_525_Pm_02 LTRSGRA_1_FV_B + Voltage Magnitude,0,1,1,Volts,Phasor,VPHM,Voltage Magnitude,PM,-98.6,37.5,PPA:1769,2021-07-20 20:11:42
} | MaximumArchiveDays=90 | DesiredRemainingSpace=500,1770,GPA_RSNSR_525_PM_02-PA5:VH,,68,8736f6c7-ad41-4b43-b4f6-e684e0d4ad20,RSNSR_525_PM_02,Rsnsr_525_Pm_02,60,1,companyAcronym= | protocolName=IEEE C37.118.2-2011 | vendorAcronym= | vendorDeviceName= | interconnectionName=,,,,10,STTP,Streaming Telemetry Transport Protocol,4,5,LTRSGRA_1_FV_B,V,+,0,RSNSR_525_PM_02-PA5,0.0,1.0,Rsnsr_525_Pm_02 LTRSGRA_1_FV_B + Voltage Phase Angle,0,1,1,Degrees,Phasor,VPHA,Voltage Phase Angle,PA,-98.6,37.5,PPA:1770,2021-07-20 20:11:42
} | MaximumArchiveDays=90 | DesiredRemainingSpace=500,1771,GPA_RSNSR_525_PM_02-PM6:V,,68,8736f6c7-ad41-4b43-b4f6-e684e0d4ad20,RSNSR_525_PM_02,Rsnsr_525_Pm_02,60,1,companyAcronym= | protocolName=IEEE C37.118.2-2011 | vendorAcronym= | vendorDeviceName= | interconnectionName=,,,,10,STTP,Streaming Telemetry Transport Protocol,3,6,LTRSGRA_1_FV_C,V,+,0,RSNSR_525_PM_02-PM6,0.0,1.0,Rsnsr_525_Pm_02 LTRSGRA_1_FV_C + Voltage Magnitude,0,1,1,Volts,Phasor,VPHM,Voltage Magnitude,PM,-98.6,37.5,PPA:1771,2021-07-20 20:11:42
} | MaximumArchiveDays=90 | DesiredRemainingSpace=500,1772,GPA_RSNSR_525_PM_02-PA6:VH,,68,8736f6c7-ad41-4b43-b4f6-e684e0d4ad20,RSNSR_525_PM_02,Rsnsr_525_Pm_02,60,1,companyAcronym= | protocolName=IEEE C37.118.2-2011 | vendorAcronym= | vendorDeviceName= | interconnectionName=,,,,10,STTP,Streaming Telemetry Transport Protocol,4,6,LTRSGRA_1_FV_C,V,+,0,RSNSR_525_PM_02-PA6,0.0,1.0,Rsnsr_525_Pm_02 LTRSGRA_1_FV_C + Voltage Phase Angle,0,1,1,Degrees,Phasor,VPHA,Voltage Phase Angle,PA,-98.6,37.5,PPA:1772,2021-07-20 20:11:42
} | MaximumArchiveDays=90 | DesiredRemainingSpace=500,1773,GPA_RSNSR_525_PM_02-PM7:V,,68,8736f6c7-ad41-4b43-b4f6-e684e0d4ad20,RSNSR_525_PM_02,Rsnsr_525_Pm_02,60,1,companyAcronym= | protocolName=IEEE C37.118.2-2011 | vendorAcronym= | vendorDeviceName= | interconnectionName=,,,,10,STTP,Streaming Telemetry Transport Protocol,3,7,LTRSGRA_1_FV_P,V,+,0,RSNSR_525_PM_02-PM7,0.0,1.0,Rsnsr_525_Pm_02 LTRSGRA_1_FV_P + Voltage Magnitude,0,1,1,Volts,Phasor,VPHM,Voltage Magnitude,PM,-98.6,37.5,PPA:1773,2021-07-20 20:11:42
} | MaximumArchiveDays=90 | DesiredRemainingSpace=500,1774,GPA_RSNSR_525_PM_02-PA7:VH,,68,8736f6c7-ad41-4b43-b4f6-e684e0d4ad20,RSNSR_525_PM_02,Rsnsr_525_Pm_02,60,1,companyAcronym= | protocolName=IEEE C37.118.2-2011 | vendorAcronym= | vendorDeviceName= | interconnectionName=,,,,10,STTP,Streaming Telemetry Transport Protocol,4,7,LTRSGRA_1_FV_P,V,+,0,RSNSR_525_PM_02-PA7,0.0,1.0,Rsnsr_525_Pm_02 LTRSGRA_1_FV_P + Voltage Phase Angle,0,1,1,Degrees,Phasor,VPHA,Voltage Phase Angle,PA,-98.6,37.5,PPA:1774,2021-07-20 20:11:42
} | MaximumArchiveDays=90 | DesiredRemainingSpace=500,1775,GPA_RSNSR_525_PM_02-PM8:I,,68,8736f6c7-ad41-4b43-b4f6-e684e0d4ad20,RSNSR_525_PM_02,Rsnsr_525_Pm_02,60,1,companyAcronym= | protocolName=IEEE C37.118.2-2011 | vendorAcronym= | vendorDeviceName= | interconnectionName=,,,,10,STTP,Streaming Telemetry Transport Protocol,1,8,LTRSGRA_1_FA_P,I,+,0,RSNSR_525_PM_02-PM8,0.0,1.0,Rsnsr_525_Pm_02 LTRSGRA_1_FA_P + Current Magnitude,0,1,1,Amps,Phasor,IPHM,Current Magnitude,PM,-98.6,37.5,PPA:1775,2021-07-20 20:11:42
} | MaximumArchiveDays=90 | DesiredRemainingSpace=500,1776,GPA_RSNSR_525_PM_02-PA8:IH,,68,8736f6c7-ad41-4b43-b4f6-e684e0d4ad20,RSNSR_525_PM_02,Rsnsr_525_Pm_02,60,1,companyAcronym= | protocolName=IEEE C37.118.2-2011 | vendorAcronym= | vendorDeviceName= | interconnectionName=,,,,10,STTP,Streaming Telemetry Transport Protocol,2,8,LTRSGRA_1_FA_P,I,+,0,RSNSR_525_PM_02-PA8,0.0,1.0,Rsnsr_525_Pm_02 LTRSGRA_1_FA_P + Current Phase Angle,0,1,1,Degrees,Phasor,IPHA,Current Phase Angle,PA,-98.6,37.5,PPA:1776,2021-07-20 20:11:42
} | MaximumArchiveDays=90 | DesiredRemainingSpace=500,1777,GPA_RSNSR_525_PM_03:F,,69,8736f6c7-ad41-4b43-b4f6-e684e0d4ad20,RSNSR_525_PM_03,Rsnsr_525_Pm_03,60,1,companyAcronym= | protocolName=IEEE C37.118.2-2011 | vendorAcronym= | vendorDeviceName= | interconnectionName=,,,,10,STTP,Streaming Telemetry Transport Protocol,5,,,,,,RSNSR_525_PM_03-FQ,0.0,1.0,Rsnsr_525_Pm_03 Frequency,0,1,1,Hz,PMU,FREQ,Frequency,FQ,-98.6,37.5,PPA:1777,2021-07-20 20:11:42
} | MaximumArchiveDays=90 | DesiredRemainingSpace=500,1778,GPA_RSNSR_525_PM_03:DF,,69,8736f6c7-ad41-4b43-b4f6-e684e0d4ad20,RSNSR_525_PM_03,Rsnsr_525_Pm_03,60,1,companyAcronym= | protocolName=IEEE C37.118.2-2011 | vendorAcronym= | vendorDeviceName= | interconnectionName=,,,,10,STTP,Streaming Telemetry Transport Protocol,6,,,,,,RSNSR_525_PM_03-DF,0.0,1.0,Rsnsr_525_Pm_03 Frequency Delta (dF/dt),0,1,1,,PMU,DFDT,Frequency Delta (dF/dt),DF,-98.6,37.5,PPA:1778,2021-07-20 20:11:42
} | MaximumArchiveDays=90 | DesiredRemainingSpace=500,1779,GPA_RSNSR_525_PM_03:S,,69,8736f6c7-ad41-4b43-b4f6-e684e0d4ad20,RSNSR_525_PM_03,Rsnsr_525_Pm_03,60,1,companyAcronym= | protocolName=IEEE C37.118.2-2011 | vendorAcronym= | vendorDeviceName= | interconnectionName=,,,,10,STTP,Streaming Telemetry Transport Protocol,8,,,,,,RSNSR_525_PM_03-SF,0.0,1.0,Rsnsr_525_Pm_03 Status Flags,0,1,1,,PMU,FLAG,Status Flags,SF,-98.6,37.5,PPA:1779,2021-07-20 20:11:42
} | MaximumArchiveDays=90 | DesiredRemainingSpace=500,1780,GPA_RSNSR_525_PM_03-PM1:V,,69,8736f6c7-ad41-4b43-b4f6-e684e0d4ad20,RSNSR_525_PM_03,Rsnsr_525_Pm_03,60,1,companyAcronym= | protocolName=IEEE C37.118.2-2011 | vendorAcronym= | vendorDeviceName= | interconnectionName=,,,,10,STTP,Streaming Telemetry Transport Protocol,3,1,BAA_FV_A,V,+,0,RSNSR_525_PM_03-PM1,0.0,1.0,Rsnsr_525_Pm_03 BAA_FV_A + Voltage Magnitude,0,1,1,Volts,Phasor,VPHM,Voltage Magnitude,PM,-98.6,37.5,PPA:1780,2021-07-20 20:11:42
} | MaximumArchiveDays=90 | DesiredRemainingSpace=500,1781,GPA_RSNSR_525_PM_03-PA1:VH,,69,8736f6c7-ad41-4b43-b4f6-e684e0d4ad20,RSNSR_525_PM_03,Rsnsr_525_Pm_03,60,1,companyAcronym= | protocolName=IEEE C37.118.2-2011 | vendorAcronym= | vendorDeviceName= | interconnectionName=,,,,10,STTP,Streaming Telemetry Transport Protocol,4,1,BAA_FV_A,V,+,0,RSNSR_525_PM_03-PA1,0.0,1.0,Rsnsr_525_Pm_03 BAA_FV_A + Voltage Phase Angle,0,1,1,Degrees,Phasor,VPHA,Voltage Phase Angle,PA,-98.6,37.5,PPA:1781,2021-07-20 20:11:42
} | MaximumArchiveDays=90 | DesiredRemainingSpace=500,1782,GPA_RSNSR_525_PM_04:F,,70,8736f6c7-ad41-4b43-b4f6-e684e0d4ad20,RSNSR_525_PM_04,Rsnsr_525_Pm_04,60,1,companyAcronym= | protocolName=IEEE C37.118.2-2011 | vendorAcronym= | vendorDeviceName= | interconnectionName=,,,,10,STTP,Streaming Telemetry Transport Protocol,5,,,,,,RSNSR_525_PM_04-FQ,0.0,1.0,Rsnsr_525_Pm_04 Frequency,0,1,1,Hz,PMU,FREQ,Frequency,FQ,-98.6,37.5,PPA:1782,2021-07-20 20:11:42
} | MaximumArchiveDays=90 | DesiredRemainingSpace=500,1783,GPA_RSNSR_525_PM_04:DF,,70,8736f6c7-ad41-4b43-b4f6-e684e0d4ad20,RSNSR_525_PM_04,Rsnsr_525_Pm_04,60,1,companyAcronym= | protocolName=IEEE C37.118.2-2011 | vendorAcronym= | vendorDeviceName= | interconnectionName=,,,,10,STTP,Streaming Telemetry Transport Protocol,6,,,,,,RSNSR_525_PM_04-DF,0.0,1.0,Rsnsr_525_Pm_04 Frequency Delta (dF/dt),0,1,1,,PMU,DFDT,Frequency Delta (dF/dt),DF,-98.6,37.5,PPA:1783,2021-07-20 20:11:42
} | MaximumArchiveDays=90 | DesiredRemainingSpace=500,1784,GPA_RSNSR_525_PM_04:S,,70,8736f6c7-ad41-4b43-b4f6-e684e0d4ad20,RSNSR_525_PM_04,Rsnsr_525_Pm_04,60,1,companyAcronym= | protocolName=IEEE C37.118.2-2011 | vendorAcronym= | vendorDeviceName= | interconnectionName=,,,,10,STTP,Streaming Telemetry Transport Protocol,8,,,,,,RSNSR_525_PM_04-SF,0.0,1.0,Rsnsr_525_Pm_04 Status Flags,0,1,1,,PMU,FLAG,Status Flags,SF,-98.6,37.5,PPA:1784,2021-07-20 20:11:42
} | MaximumArchiveDays=90 | DesiredRemainingSpace=500,1785,GPA_RSNSR_525_PM_04-PM1:V,,70,8736f6c7-ad41-4b43-b4f6-e684e0d4ad20,RSNSR_525_PM_04,Rsnsr_525_Pm_04,60,1,companyAcronym= | protocolName=IEEE C37.118.2-2011 | vendorAcronym= | vendorDeviceName= | interconnectionName=,,,,10,STTP,Streaming Telemetry Transport Protocol,3,1,LTSCCNO_1_FV_A,V,+,0,RSNSR_525_PM_04-PM1,0.0,1.0,Rsnsr_525_Pm_04 LTSCCNO_1_FV_A + Voltage Magnitude,0,1,1,Volts,Phasor,VPHM,Voltage Magnitude,PM,-98.6,37.5,PPA:1785,2021-07-20 20:11:42
} | MaximumArchiveDays=90 | DesiredRemainingSpace=500,1786,GPA_RSNSR_525_PM_04-PA1:VH,,70,8736f6c7-ad41-4b43-b4f6-e684e0d4ad20,RSNSR_525_PM_04,Rsnsr_525_Pm_04,60,1,companyAcronym= | protocolName=IEEE C37.118.2-2011 | vendorAcronym= | vendorDeviceName= | interconnectionName=,,,,10,STTP,Streaming Telemetry Transport Protocol,4,1,LTSCCNO_1_FV_A,V,+,0,RSNSR_525_PM_04-PA1,0.0,1.0,Rsnsr_525_Pm_04 LTSCCNO_1_FV_A + Voltage Phase Angle,0,1,1,Degrees,Phasor,VPHA,Voltage Phase Angle,PA,-98.6,37.5,PPA:1786,2021-07-20 20:11:42
} | MaximumArchiveDays=90 | DesiredRemainingSpace=500,1787,GPA_RSNSR_525_PM_04-PM2:V,,70,8736f6c7-ad41-4b43-b4f6-e684e0d4ad20,RSNSR_525_PM_04,Rsnsr_525_Pm_04,60,1,companyAcronym= | protocolName=IEEE C37.118.2-2011 | vendorAcronym= | vendorDeviceName= | interconnectionName=,,,,10,STTP,Streaming Telemetry Transport Protocol,3,2,LTSCCNO_1_FV_B,V,+,0,RSNSR_525_PM_04-PM2,0.0,1.0,Rsnsr_525_Pm_04 LTSCCNO_1_FV_B + Voltage Magnitude,0,1,1,Volts,Phasor,VPHM,Voltage Magnitude,PM,-98.6,37.5,PPA:1787,2021-07-20 20:11:42
} | MaximumArchiveDays=90 | DesiredRemainingSpace=500,1788,GPA_RSNSR_525_PM_04-PA2:VH,,70,8736f6c7-ad41-4b43-b4f6-e684e0d4ad20,RSNSR_525_PM_04,Rsnsr_525_Pm_04,60,1,companyAcronym= | protocolName=IEEE C37.118.2-2011 | vendorAcronym= | vendorDeviceName= | interconnectionName=,,,,10,STTP,Streaming Telemetry Transport Protocol,4,2,LTSCCNO_1_FV_B,V,+,0,RSNSR_525_PM_04-PA2,0.0,1.0,Rsnsr_525_Pm_04 LTSCCNO_1_FV_B + Voltage Phase Angle,0,1,1,Degrees,Phasor,VPHA,Voltage Phase Angle,PA,-98.6,37.5,PPA:1788,2021-07-20 20:11:42
} | MaximumArchiveDays=90 | DesiredRemainingSpace=500,1789,GPA_RSNSR_525_PM_04-PM3:V,,70,8736f6c7-ad41-4b43-b4f6-e684e0d4ad20,RSNSR_525_PM_04,Rsnsr_525_Pm_04,60,1,companyAcronym= | protocolName=IEEE C37.118.2-2011 | vendorAcronym= | vendorDeviceName= | interconnectionName=,,,,10,STTP,Streaming Telemetry Transport Protocol,3,3,LTSCCNO_1_FV_C,V,+,0,RSNSR_525_PM_04-PM3,0.0,1.0,Rsnsr_525_Pm_04 LTSCCNO_1_FV_C + Voltage Magnitude,0,1,1,Volts,Phasor,VPHM,Voltage Magnitude,PM,-98.6,37.5,PPA:1789,2021-07-20 20:11:42
} | MaximumArchiveDays=90 | DesiredRemainingSpace=500,1790,GPA_RSNSR_525_PM_04-PA3:VH,,70,8736f6c7-ad41-4b43-b4f6-e684e0d4ad20,RSNSR_525_PM_04,Rsnsr_525_Pm_04,60,1,companyAcronym= | protocolName=IEEE C37.118.2-2011 | vendorAcronym= | vendorDeviceName= | interconnectionName=,,,,10,STTP,Streaming Telemetry Transport Protocol,4,3,LTSCCNO_1_FV_C,V,+,0,RSNSR_525_PM_04-PA3,0.0,1.0,Rsnsr_525_Pm_04 LTSCCNO_1_FV_C + Voltage Phase Angle,0,1,1,Degrees,Phasor,VPHA,Voltage Phase Angle,PA,-98.6,37.5,PPA:1790,2021-07-20 20:11:42
} | MaximumArchiveDays=90 | DesiredRemainingSpace=500,1791,GPA_RSNSR_525_PM_04-PM4:I,,70,8736f6c7-ad41-4b43-b4f6-e684e0d4ad20,RSNSR_525_PM_04,Rsnsr_525_Pm_04,60,1,companyAcronym= | protocolName=IEEE C37.118.2-2011 | vendorAcronym= | vendorDeviceName= | interconnectionName=,,,,10,STTP,Streaming Telemetry Transport Protocol,1,4,LTSCCNO_1_FA_A,I,+,0,RSNSR_525_PM_04-PM4,0.0,1.0,Rsnsr_525_Pm_04 LTSCCNO_1_FA_A + Current Magnitude,0,1,1,Amps,Phasor,IPHM,Current Magnitude,PM,-98.6,37.5,PPA:1791,2021-07-20 20:11:42
} | MaximumArchiveDays=90 | DesiredRemainingSpace=500,1792,GPA_RSNSR_525_PM_04-PA4:IH,,70,8736f6c7-ad41-4b43-b4f6-e684e0d4ad20,RSNSR_525_PM_04,Rsnsr_525_Pm_04,60,1,companyAcronym= | protocolName=IEEE C37.118.2-2011 | vendorAcronym= | vendorDeviceName= | interconnectionName=,,,,10,STTP,Streaming Telemetry Transport Protocol,2,4,LTSCCNO_1_FA_A,I,+,0,RSNSR_525_PM_04-PA4,0.0,1.0,Rsnsr_525_Pm_04 LTSCCNO_1_FA_A + Current Phase Angle,0,1,1,Degrees,Phasor,IPHA,Current Phase Angle,PA,-98.6,37.5,PPA:1792,2021-07-20 20:11:42
} | MaximumArchiveDays=90 | DesiredRemainingSpace=500,1793,GPA_RSNSR_525_PM_04-PM5:I,,70,8736f6c7-ad41-4b43-b4f6-e684e0d4ad20,RSNSR_525_PM_04,Rsnsr_525_Pm_04,60,1,companyAcronym= | protocolName=IEEE C37.118.2-2011 | vendorAcronym= | vendorDeviceName= | interconnectionName=,,,,10,STTP,Streaming Telemetry Transport Protocol,1,5,LTSCCNO_1_FA_B,I,+,0,RSNSR_525_PM_04-PM5,0.0,1.0,Rsnsr_525_Pm_04 LTSCCNO_1_FA_B + Current Magnitude,0,1,1,Amps,Phasor,IPHM,Current Magnitude,PM,-98.6,37.5,PPA:1793,2021-07-20 20:11:42
} | MaximumArchiveDays=90 | DesiredRemainingSpace=500,1794,GPA_RSNSR_525_PM_04-PA5:IH,,70,8736f6c7-ad41-4b43-b4f6-e684e0d4ad20,RSNSR_525_PM_04,Rsnsr_525_Pm_04,60,1,companyAcronym= | protocolName=IEEE C37.118.2-2011 | vendorAcronym= | vendorDeviceName= | interconnectionName=,,,,10,STTP,Streaming Telemetry Transport Protocol,2,5,LTSCCNO_1_FA_B,I,+,0,RSNSR_525_PM_04-PA5,0.0,1.0,Rsnsr_525_Pm_04 LTSCCNO_1_FA_B + Current Phase Angle,0,1,1,Degrees,Phasor,IPHA,Current Phase Angle,PA,-98.6,37.5,PPA:1794,2021-07-20 20:11:42
} | MaximumArchiveDays=90 | DesiredRemainingSpace=500,1795,GPA_RSNSR_525_PM_04-PM6:I,,70,8736f6c7-ad41-4b43-b4f6-e684e0d4ad20,RSNSR_525_PM_04,Rsnsr_525_Pm_04,60,1,companyAcronym= | protocolName=IEEE C37.118.2-2011 | vendorAcronym= | vendorDeviceName= | interconnectionName=,,,,10,STTP,Streaming Telemetry Transport Protocol,1,6,LTSCCNO_1_FA_C,I,+,0,RSNSR_525_PM_04-PM6,0.0,1.0,Rsnsr_525_Pm_04 LTSCCNO_1_FA_C + Current Magnitude,0,1,1,Amps,Phasor,IPHM,Current Magnitude,PM,-98.6,37.5,PPA:1795,2021-07-20 20:11:42
} | MaximumArchiveDays=90 | DesiredRemainingSpace=500,1796,GPA_RSNSR_525_PM_04-PA6:IH,,70,8736f6c7-ad41-4b43-b4f6-e684e0d4ad20,RSNSR_525_PM_04,Rsnsr_525_Pm_04,60,1,companyAcronym= | protocolName=IEEE C37.118.2-2011 | vendorAcronym= | vendorDeviceName= | interconnectionName=,,,,10,STTP,Streaming Telemetry Transport Protocol,2,6,LTSCCNO_1_FA_C,I,+,0,RSNSR_525_PM_04-PA6,0.0,1.0,Rsnsr_525_Pm_04 LTSCCNO_1_FA_C + Current Phase Angle,0,1,1,Degrees,Phasor,IPHA,Current Phase Angle,PA,-98.6,37.5,PPA:1796,2021-07-20 20:11:42
} | MaximumArchiveDays=90 | DesiredRemainingSpace=500,1797,GPA_RSNSR_525_PM_04-PM7:V,,70,8736f6c7-ad41-4b43-b4f6-e684e0d4ad20,RSNSR_525_PM_04,Rsnsr_525_Pm_04,60,1,companyAcronym= | protocolName=IEEE C37.118.2-2011 | vendorAcronym= | vendorDeviceName= | interconnectionName=,,,,10,STTP,Streaming Telemetry Transport Protocol,3,7,LTSCCNO_1_FV_P,V,+,0,RSNSR_525_PM_04-PM7,0.0,1.0,Rsnsr_525_Pm_04 LTSCCNO_1_FV_P + Voltage Magnitude,0,1,1,Volts,Phasor,VPHM,Voltage Magnitude,PM,-98.6,37.5,PPA:1797,2021-07-20 20:11:42
} | MaximumArchiveDays=90 | DesiredRemainingSpace=500,1798,GPA_RSNSR_525_PM_04-PA7:VH,,70,8736f6c7-ad41-4b43-b4f6-e684e0d4ad20,RSNSR_525_PM_04,Rsnsr_525_Pm_04,60,1,companyAcronym= | protocolName=IEEE C37.118.2-2011 | vendorAcronym= | vendorDeviceName= | interconnectionName=,,,,10,STTP,Streaming Telemetry Transport Protocol,4,7,LTSCCNO_1_FV_P,V,+,0,RSNSR_525_PM_04-PA7,0.0,1.0,Rsnsr_525_Pm_04 LTSCCNO_1_FV_P + Voltage Phase Angle,0,1,1,Degrees,Phasor,VPHA,Voltage Phase Angle,PA,-98.6,37.5,PPA:1798,2021-07-20 20:11:42
} | MaximumArchiveDays=90 | DesiredRemainingSpace=500,1799,GPA_RSNSR_525_PM_04-PM8:I,,70,8736f6c7-ad41-4b43-b4f6-e684e0d4ad20,RSNSR_525_PM_04,Rsnsr_525_Pm_04,60,1,companyAcronym= | protocolName=IEEE C37.118.2-2011 | vendorAcronym= | vendorDeviceName= | interconnectionName=,,,,10,STTP,Streaming Telemetry Transport Protocol,1,8,LTSCCNO_1_FA_P,I,+,0,RSNSR_525_PM_04-PM8,0.0,1.0,Rsnsr_525_Pm_04 LTSCCNO_1_FA_P + Current Magnitude,0,1,1,Amps,Phasor,IPHM,Current Magnitude,PM,-98.6,37.5,PPA:1799,2021-07-20 20:11:42
} | MaximumArchiveDays=90 | DesiredRemainingSpace=500,1800,GPA_RSNSR_525_PM_04-PA8:IH,,70,8736f6c7-ad41-4b43-b4f6-e684e0d4ad20,RSNSR_525_PM_04,Rsnsr_525_Pm_04,60,1,companyAcronym= | protocolName=IEEE C37.118.2-2011 | vendorAcronym= | vendorDeviceName= | interconnectionName=,,,,10,STTP,Streaming Telemetry Transport Protocol,2,8,LTSCCNO_1_FA_P,I,+,0,RSNSR_525_PM_04-PA8,0.0,1.0,Rsnsr_525_Pm_04 LTSCCNO_1_FA_P + Current Phase Angle,0,1,1,Degrees,Phasor,IPHA,Current Phase Angle,PA,-98.6,37.5,PPA:1800,2021-07-20 20:11:42
} | MaximumArchiveDays=90 | DesiredRemainingSpace=500,1801,GPA_RSNSR_525_PM_05:F,,71,8736f6c7-ad41-4b43-b4f6-e684e0d4ad20,RSNSR_525_PM_05,Rsnsr_525_Pm_05,60,1,companyAcronym= | protocolName=IEEE C37.118.2-2011 | vendorAcronym= | vendorDeviceName= | interconnectionName=,,,,10,STTP,Streaming Telemetry Transport Protocol,5,,,,,,RSNSR_525_PM_05-FQ,0.0,1.0,Rsnsr_525_Pm_05 Frequency,0,1,1,Hz,PMU,FREQ,Frequency,FQ,-98.6,37.5,PPA:1801,2021-07-20 20:11:42
} | MaximumArchiveDays=90 | DesiredRemainingSpace=500,1802,GPA_RSNSR_525_PM_05:DF,,71,8736f6c7-ad41-4b43-b4f6-e684e0d4ad20,RSNSR_525_PM_05,Rsnsr_525_Pm_05,60,1,companyAcronym= | protocolName=IEEE C37.118.2-2011 | vendorAcronym= | vendorDeviceName= | interconnectionName=,,,,10,STTP,Streaming Telemetry Transport Protocol,6,,,,,,RSNSR_525_PM_05-DF,0.0,1.0,Rsnsr_525_Pm_05 Frequency Delta (dF/dt),0,1,1,,PMU,DFDT,Frequency Delta (dF/dt),DF,-98.6,37.5,PPA:1802,2021-07-20 20:11:42
} | MaximumArchiveDays=90 | DesiredRemainingSpace=500,1803,GPA_RSNSR_525_PM_05:S,,71,8736f6c7-ad41-4b43-b4f6-e684e0d4ad20,RSNSR_525_PM_05,Rsnsr_525_Pm_05,60,1,companyAcronym= | protocolName=IEEE C37.118.2-2011 | vendorAcronym= | vendorDeviceName= | interconnectionName=,,,,10,STTP,Streaming Telemetry Transport Protocol,8,,,,,,RSNSR_525_PM_05-SF,0.0,1.0,Rsnsr_525_Pm_05 Status Flags,0,1,1,,PMU,FLAG,Status Flags,SF,-98.6,37.5,PPA:1803,2021-07-20 20:11:42
} | MaximumArchiveDays=90 | DesiredRemainingSpace=500,1804,GPA_RSNSR_525_PM_05-PM1:V,,71,8736f6c7-ad41-4b43-b4f6-e684e0d4ad20,RSNSR_525_PM_05,Rsnsr_525_Pm_05,60,1,companyAcronym= | protocolName=IEEE C37.118.2-2011 | vendorAcronym= | vendorDeviceName= | interconnectionName=,,,,10,STTP,Streaming Telemetry Transport Protocol,3,1,BAB_FV_A,V,+,0,RSNSR_525_PM_05-PM1,0.0,1.0,Rsnsr_525_Pm_05 BAB_FV_A + Voltage Magnitude,0,1,1,Volts,Phasor,VPHM,Voltage Magnitude,PM,-98.6,37.5,PPA:1804,2021-07-20 20:11:42
} | MaximumArchiveDays=90 | DesiredRemainingSpace=500,1805,GPA_RSNSR_525_PM_05-PA1:VH,,71,8736f6c7-ad41-4b43-b4f6-e684e0d4ad20,RSNSR_525_PM_05,Rsnsr_525_Pm_05,60,1,companyAcronym= | protocolName=IEEE C37.118.2-2011 | vendorAcronym= | vendorDeviceName= | interconnectionName=,,,,10,STTP,Streaming Telemetry Transport Protocol,4,1,BAB_FV_A,V,+,0,RSNSR_525_PM_05-PA1,0.0,1.0,Rsnsr_525_Pm_05 BAB_FV_A + Voltage Phase Angle,0,1,1,Degrees,Phasor,VPHA,Voltage Phase Angle,PA,-98.6,37.5,PPA:1805,2021-07-20 20:11:42
} | MaximumArchiveDays=90 | DesiredRemainingSpace=500,1806,GPA_SCCNO_525_PM_05:F,,72,8736f6c7-ad41-4b43-b4f6-e684e0d4ad20,SCCNO_525_PM_05,Sccno_525_Pm_05,60,1,companyAcronym= | protocolName=IEEE C37.118.2-2011 | vendorAcronym= | vendorDeviceName= | interconnectionName=,,,,10,STTP,Streaming Telemetry Transport Protocol,5,,,,,,SCCNO_525_PM_05-FQ,0.0,1.0,Sccno_525_Pm_05 Frequency,0,1,1,Hz,PMU,FREQ,Frequency,FQ,-98.6,37.5,PPA:1806,2021-07-20 20:11:42
} | MaximumArchiveDays=90 | DesiredRemainingSpace=500,1807,GPA_SCCNO_525_PM_05:DF,,72,8736f6c7-ad41-4b43-b4f6-e684e0d4ad20,SCCNO_525_PM_05,Sccno_525_Pm_05,60,1,companyAcronym= | protocolName=IEEE C37.118.2-2011 | vendorAcronym= | vendorDeviceName= | interconnectionName=,,,,10,STTP,Streaming Telemetry Transport Protocol,6,,,,,,SCCNO_525_PM_05-DF,0.0,1.0,Sccno_525_Pm_05 Frequency Delta (dF/dt),0,1,1,,PMU,DFDT,Frequency Delta (dF/dt),DF,-98.6,37.5,PPA:1807,2021-07-20 20:11:42
} | MaximumArchiveDays=90 | DesiredRemainingSpace=500,1808,GPA_SCCNO_525_PM_05:S,,72,8736f6c7-ad41-4b43-b4f6-e684e0d4ad20,SCCNO_525_PM_05,Sccno_525_Pm_05,60,1,companyAcronym= | protocolName=IEEE C37.118.2-2011 | vendorAcronym= | vendorDeviceName= | interconnectionName=,,,,10,STTP,Streaming Telemetry Transport Protocol,8,,,,,,SCCNO_525_PM_05-SF,0.0,1.0,Sccno_525_Pm_05 Status Flags,0,1,1,,PMU,FLAG,Status Flags,SF,-98.6,37.5,PPA:1808,2021-07-20 20:11:42
} | MaximumArchiveDays=90 | DesiredRemainingSpace=500,1809,GPA_SCCNO_525_PM_05-PM1:V,,72,8736f6c7-ad41-4b43-b4f6-e684e0d4ad20,SCCNO_525_PM_05,Sccno_525_Pm_05,60,1,companyAcronym= | protocolName=IEEE C37.118.2-2011 | vendorAcronym= | vendorDeviceName= | interconnectionName=,,,,10,STTP,Streaming Telemetry Transport Protocol,3,1,LTPRARE_1_FV_A,V,+,0,SCCNO_525_PM_05-PM1,0.0,1.0,Sccno_525_Pm_05 LTPRARE_1_FV_A + Voltage Magnitude,0,1,1,Volts,Phasor,VPHM,Voltage Magnitude,PM,-98.6,37.5,PPA:1809,2021-07-20 20:11:42
} | MaximumArchiveDays=90 | DesiredRemainingSpace=500,1810,GPA_SCCNO_525_PM_05-PA1:VH,,72,8736f6c7-ad41-4b43-b4f6-e684e0d4ad20,SCCNO_525_PM_05,Sccno_525_Pm_05,60,1,companyAcronym= | protocolName=IEEE C37.118.2-2011 | vendorAcronym= | vendorDeviceName= | interconnectionName=,,,,10,STTP,Streaming Telemetry Transport Protocol,4,1,LTPRARE_1_FV_A,V,+,0,SCCNO_525_PM_05-PA1,0.0,1.0,Sccno_525_Pm_05 LTPRARE_1_FV_A + Voltage Phase Angle,0,1,1,Degrees,Phasor,VPHA,Voltage Phase Angle,PA,-98.6,37.5,PPA:1810,2021-07-20 20:11:42
} | MaximumArchiveDays=90 | DesiredRemainingSpace=500,1811,GPA_SCCNO_525_PM_05-PM2:V,,72,8736f6c7-ad41-4b43-b4f6-e684e0d4ad20,SCCNO_525_PM_05,Sccno_525_Pm_05,60,1,companyAcronym= | protocolName=IEEE C37.118.2-2011 | vendorAcronym= | vendorDeviceName= | interconnectionName=,,,,10,STTP,Streaming Telemetry Transport Protocol,3,2,LTPRARE_1_FV_B,V,+,0,SCCNO_525_PM_05-PM2,0.0,1.0,Sccno_525_Pm_05 LTPRARE_1_FV_B + Voltage Magnitude,0,1,1,Volts,Phasor,VPHM,Voltage Magnitude,PM,-98.6,37.5,PPA:1811,2021-07-20 20:11:42
} | MaximumArchiveDays=90 | DesiredRemainingSpace=500,1812,GPA_SCCNO_525_PM_05-PA2:VH,,72,8736f6c7-ad41-4b43-b4f6-e684e0d4ad20,SCCNO_525_PM_05,Sccno_525_Pm_05,60,1,companyAcronym= | protocolName=IEEE C37.118.2-2011 | vendorAcronym= | vendorDeviceName= | interconnectionName=,,,,10,STTP,Streaming Telemetry Transport Protocol,4,2,LTPRARE_1_FV_B,V,+,0,SCCNO_525_PM_05-PA2,0.0,1.0,Sccno_525_Pm_05 LTPRARE_1_FV_B + Voltage Phase Angle,0,1,1,Degrees,Phasor,VPHA,Voltage Phase Angle,PA,-98.6,37.5,PPA:1812,2021-07-20 20:11:42
} | MaximumArchiveDays=90 | DesiredRemainingSpace=500,1813,GPA_SCCNO_525_PM_05-PM3:V,,72,8736f6c7-ad41-4b43-b4f6-e684e0d4ad20,SCCNO_525_PM_05,Sccno_525_Pm_05,60,1,companyAcronym= | protocolName=IEEE C37.118.2-2011 | vendorAcronym= | vendorDeviceName= | interconnectionName=,,,,10,STTP,Streaming Telemetry Transport Protocol,3,3,LTPRARE_1_FV_C,V,+,0,SCCNO_525_PM_05-PM3,0.0,1.0,Sccno_525_Pm_05 LTPRARE_1_FV_C + Voltage Magnitude,0,1,1,Volts,Phasor,VPHM,Voltage Magnitude,PM,-98.6,37.5,PPA:1813,2021-07-20 20:11:42
} | MaximumArchiveDays=90 | DesiredRemainingSpace=500,1814,GPA_SCCNO_525_PM_05-PA3:VH,,72,8736f6c7-ad41-4b43-b4f6-e684e0d4ad20,SCCNO_525_PM_05,Sccno_525_Pm_05,60,1,companyAcronym= | protocolName=IEEE C37.118.2-2011 | vendorAcronym= | vendorDeviceName= | interconnectionName=,,,,10,STTP,Streaming Telemetry Transport Protocol,4,3,LTPRARE_1_FV_C,V,+,0,SCCNO_525_PM_05-PA3,0.0,1.0,Sccno_525_Pm_05 LTPRARE_1_FV_C + Voltage Phase Angle,0,1,1,Degrees,Phasor,VPHA,Voltage Phase Angle,PA,-98.6,37.5,PPA:1814,2021-07-20 20:11:42
} | MaximumArchiveDays=90 | DesiredRemainingSpace=500,1815,GPA_SCCNO_525_PM_05-PM4:I,,72,8736f6c7-ad41-4b43-b4f6-e684e0d4ad20,SCCNO_525_PM_05,Sccno_525_Pm_05,60,1,companyAcronym= | protocolName=IEEE C37.118.2-2011 | vendorAcronym= | vendorDeviceName= | interconnectionName=,,,,10,STTP,Streaming Telemetry Transport Protocol,1,4,LTPRARE_1_FA_A,I,+,0,SCCNO_525_PM_05-PM4,0.0,1.0,Sccno_525_Pm_05 LTPRARE_1_FA_A + Current Magnitude,0,1,1,Amps,Phasor,IPHM,Current Magnitude,PM,-98.6,37.5,PPA:1815,2021-07-20 20:11:42
} | MaximumArchiveDays=90 | DesiredRemainingSpace=500,1816,GPA_SCCNO_525_PM_05-PA4:IH,,72,8736f6c7-ad41-4b43-b4f6-e684e0d4ad20,SCCNO_525_PM_05,Sccno_525_Pm_05,60,1,companyAcronym= | protocolName=IEEE C37.118.2-2011 | vendorAcronym= | vendorDeviceName= | interconnectionName=,,,,10,STTP,Streaming Telemetry Transport Protocol,2,4,LTPRARE_1_FA_A,I,+,0,SCCNO_525_PM_05-PA4,0.0,1.0,Sccno_525_Pm_05 LTPRARE_1_FA_A + Current Phase Angle,0,1,1,Degrees,Phasor,IPHA,Current Phase Angle,PA,-98.6,37.5,PPA:1816,2021-07-20 20:11:42
} | MaximumArchiveDays=90 | DesiredRemainingSpace=500,1817,GPA_SCCNO_525_PM_05-PM5:I,,72,8736f6c7-ad41-4b43-b4f6-e684e0d4ad20,SCCNO_525_PM_05,Sccno_525_Pm_05,60,1,companyAcronym= | protocolName=IEEE C37.118.2-2011 | vendorAcronym= | vendorDeviceName= | interconnectionName=,,,,10,STTP,Streaming Telemetry Transport Protocol,1,5,LTPRARE_1_FA_B,I,+,0,SCCNO_525_PM_05-PM5,0.0,1.0,Sccno_525_Pm_05 LTPRARE_1_FA_B + Current Magnitude,0,1,1,Amps,Phasor,IPHM,Current Magnitude,PM,-98.6,37.5,PPA:1817,2021-07-20 20:11:42
} | MaximumArchiveDays=90 | DesiredRemainingSpace=500,1818,GPA_SCCNO_525_PM_05-PA5:IH,,72,8736f6c7-ad41-4b43-b4f6-e684e0d4ad20,SCCNO_525_PM_05,Sccno_525_Pm_05,60,1,companyAcronym= | protocolName=IEEE C37.118.2-2011 | vendorAcronym= | vendorDeviceName= | interconnectionName=,,,,10,STTP,Streaming Telemetry Transport Protocol,2,5,LTPRARE_1_FA_B,I,+,0,SCCNO_525_PM_05-PA5,0.0,1.0,Sccno_525_Pm_05 LTPRARE_1_FA_B + Current Phase Angle,0,1,1,Degrees,Phasor,IPHA,Current Phase Angle,PA,-98.6,37.5,PPA:1818,2021-07-20 20:11:42
} | MaximumArchiveDays=90 | DesiredRemainingSpace=500,1819,GPA_SCCNO_525_PM_05-PM6:I,,72,8736f6c7-ad41-4b43-b4f6-e684e0d4ad20,SCCNO_525_PM_05,Sccno_525_Pm_05,60,1,companyAcronym= | protocolName=IEEE C37.118.2-2011 | vendorAcronym= | vendorDeviceName= | interconnectionName=,,,,10,STTP,Streaming Telemetry Transport Protocol,1,6,LTPRARE_1_FA_C,I,+,0,SCCNO_525_PM_05-PM6,0.0,1.0,Sccno_525_Pm_05 LTPRARE_1_FA_C + Current Magnitude,0,1,1,Amps,Phasor,IPHM,Current Magnitude,PM,-98.6,37.5,PPA:1819,2021-07-20 20:11:42
} | MaximumArchiveDays=90 | DesiredRemainingSpace=500,1820,GPA_SCCNO_525_PM_05-PA6:IH,,72,8736f6c7-ad41-4b43-b4f6-e684e0d4ad20,SCCNO_525_PM_05,Sccno_525_Pm_05,60,1,companyAcronym= | protocolName=IEEE C37.118.2-2011 | vendorAcronym= | vendorDeviceName= | interconnectionName=,,,,10,STTP,Streaming Telemetry Transport Protocol,2,6,LTPRARE_1_FA_C,I,+,0,SCCNO_525_PM_05-PA6,0.0,1.0,Sccno_525_Pm_05 LTPRARE_1_FA_C + Current Phase Angle,0,1,1,Degrees,Phasor,IPHA,Current Phase Angle,PA,-98.6,37.5,PPA:1820,2021-07-20 20:11:42
} | MaximumArchiveDays=90 | DesiredRemainingSpace=500,1821,GPA_SCCNO_525_PM_05-PM7:V,,72,8736f6c7-ad41-4b43-b4f6-e684e0d4ad20,SCCNO_525_PM_05,Sccno_525_Pm_05,60,1,companyAcronym= | protocolName=IEEE C37.118.2-2011 | vendorAcronym= | vendorDeviceName= | interconnectionName=,,,,10,STTP,Streaming Telemetry Transport Protocol,3,7,LTPRARE_1_FV_P,V,+,0,SCCNO_525_PM_05-PM7,0.0,1.0,Sccno_525_Pm_05 LTPRARE_1_FV_P + Voltage Magnitude,0,1,1,Volts,Phasor,VPHM,Voltage Magnitude,PM,-98.6,37.5,PPA:1821,2021-07-20 20:11:42
} | MaximumArchiveDays=90 | DesiredRemainingSpace=500,1822,GPA_SCCNO_525_PM_05-PA7:VH,,72,8736f6c7-ad41-4b43-b4f6-e684e0d4ad20,SCCNO_525_PM_05,Sccno_525_Pm_05,60,1,companyAcronym= | protocolName=IEEE C37.118.2-2011 | vendorAcronym= | vendorDeviceName= | interconnectionName=,,,,10,STTP,Streaming Telemetry Transport Protocol,4,7,LTPRARE_1_FV_P,V,+,0,SCCNO_525_PM_05-PA7,0.0,1.0,Sccno_525_Pm_05 LTPRARE_1_FV_P + Voltage Phase Angle,0,1,1,Degrees,Phasor,VPHA,Voltage Phase Angle,PA,-98.6,37.5,PPA:1822,2021-07-20 20:11:42
} | MaximumArchiveDays=90 | DesiredRemainingSpace=500,1823,GPA_SCCNO_525_PM_05-PM8:I,,72,8736f6c7-ad41-4b43-b4f6-e684e0d4ad20,SCCNO_525_PM_05,Sccno_525_Pm_05,60,1,companyAcronym= | protocolName=IEEE C37.118.2-2011 | vendorAcronym= | vendorDeviceName= | interconnectionName=,,,,10,STTP,Streaming Telemetry Transport Protocol,1,8,LTPRARE_1_FA_P,I,+,0,SCCNO_525_PM_05-PM8,0.0,1.0,Sccno_525_Pm_05 LTPRARE_1_FA_P + Current Magnitude,0,1,1,Amps,Phasor,IPHM,Current Magnitude,PM,-98.6,37.5,PPA:1823,2021-07-20 20:11:42
} | MaximumArchiveDays=90 | DesiredRemainingSpace=500,1824,GPA_SCCNO_525_PM_05-PA8:IH,,72,8736f6c7-ad41-4b43-b4f6-e684e0d4ad20,SCCNO_525_PM_05,Sccno_525_Pm_05,60,1,companyAcronym= | protocolName=IEEE C37.118.2-2011 | vendorAcronym= | vendorDeviceName= | interconnectionName=,,,,10,STTP,Streaming Telemetry Transport Protocol,2,8,LTPRARE_1_FA_P,I,+,0,SCCNO_525_PM_05-PA8,0.0,1.0,Sccno_525_Pm_05 LTPRARE_1_FA_P + Current Phase Angle,0,1,1,Degrees,Phasor,IPHA,Current Phase Angle,PA,-98.6,37.5,PPA:1824,2021-07-20 20:11:42
} | MaximumArchiveDays=90 | DesiredRemainingSpace=500,1825,GPA_SCCNO_525_PM_06:F,,73,8736f6c7-ad41-4b43-b4f6-e684e0d4ad20,SCCNO_525_PM_06,Sccno_525_Pm_06,60,1,companyAcronym= | protocolName=IEEE C37.118.2-2011 | vendorAcronym= | vendorDeviceName= | interconnectionName=,,,,10,STTP,Streaming Telemetry Transport Protocol,5,,,,,,SCCNO_525_PM_06-FQ,0.0,1.0,Sccno_525_Pm_06 Frequency,0,1,1,Hz,PMU,FREQ,Frequency,FQ,-98.6,37.5,PPA:1825,2021-07-20 20:11:42
} | MaximumArchiveDays=90 | DesiredRemainingSpace=500,1826,GPA_SCCNO_525_PM_06:DF,,73,8736f6c7-ad41-4b43-b4f6-e684e0d4ad20,SCCNO_525_PM_06,Sccno_525_Pm_06,60,1,companyAcronym= | protocolName=IEEE C37.118.2-2011 | vendorAcronym= | vendorDeviceName= | interconnectionName=,,,,10,STTP,Streaming Telemetry Transport Protocol,6,,,,,,SCCNO_525_PM_06-DF,0.0,1.0,Sccno_525_Pm_06 Frequency Delta (dF/dt),0,1,1,,PMU,DFDT,Frequency Delta (dF/dt),DF,-98.6,37.5,PPA:1826,2021-07-20 20:11:42
} | MaximumArchiveDays=90 | DesiredRemainingSpace=500,1827,GPA_SCCNO_525_PM_06:S,,73,8736f6c7-ad41-4b43-b4f6-e684e0d4ad20,SCCNO_525_PM_06,Sccno_525_Pm_06,60,1,companyAcronym= | protocolName=IEEE C37.118.2-2011 | vendorAcronym= | vendorDeviceName= | interconnectionName=,,,,10,STTP,Streaming Telemetry Transport Protocol,8,,,,,,SCCNO_525_PM_06-SF,0.0,1.0,Sccno_525_Pm_06 Status Flags,0,1,1,,PMU,FLAG,Status Flags,SF,-98.6,37.5,PPA:1827,2021-07-20 20:11:42
} | MaximumArchiveDays=90 | DesiredRemainingSpace=500,1828,GPA_SCCNO_525_PM_06-PM1:I,,73,8736f6c7-ad41-4b43-b4f6-e684e0d4ad20,SCCNO_525_PM_06,Sccno_525_Pm_06,60,1,companyAcronym= | protocolName=IEEE C37.118.2-2011 | vendorAcronym= | vendorDeviceName= | interconnectionName=,,,,10,STTP,Streaming Telemetry Transport Protocol,1,1,LTSCABT_1_FA_A,I,+,0,SCCNO_525_PM_06-PM1,0.0,1.0,Sccno_525_Pm_06 LTSCABT_1_FA_A + Current Magnitude,0,1,1,Amps,Phasor,IPHM,Current Magnitude,PM,-98.6,37.5,PPA:1828,2021-07-20 20:11:42
} | MaximumArchiveDays=90 | DesiredRemainingSpace=500,1829,GPA_SCCNO_525_PM_06-PA1:IH,,73,8736f6c7-ad41-4b43-b4f6-e684e0d4ad20,SCCNO_525_PM_06,Sccno_525_Pm_06,60,1,companyAcronym= | protocolName=IEEE C37.118.2-2011 | vendorAcronym= | vendorDeviceName= | interconnectionName=,,,,10,STTP,Streaming Telemetry Transport Protocol,2,1,LTSCABT_1_FA_A,I,+,0,SCCNO_525_PM_06-PA1,0.0,1.0,Sccno_525_Pm_06 LTSCABT_1_FA_A + Current Phase Angle,0,1,1,Degrees,Phasor,IPHA,Current Phase Angle,PA,-98.6,37.5,PPA:1829,2021-07-20 20:11:42
} | MaximumArchiveDays=90 | DesiredRemainingSpace=500,1830,GPA_SCCNO_525_PM_06-PM2:I,,73,8736f6c7-ad41-4b43-b4f6-e684e0d4ad20,SCCNO_525_PM_06,Sccno_525_Pm_06,60,1,companyAcronym= | protocolName=IEEE C37.118.2-2011 | vendorAcronym= | vendorDeviceName= | interconnectionName=,,,,10,STTP,Streaming Telemetry Transport Protocol,1,2,LTSCABT_1_FA_B,I,+,0,SCCNO_525_PM_06-PM2,0.0,1.0,Sccno_525_Pm_06 LTSCABT_1_FA_B + Current Magnitude,0,1,1,Amps,Phasor,IPHM,Current Magnitude,PM,-98.6,37.5,PPA:1830,2021-07-20 20:11:42
} | MaximumArchiveDays=90 | DesiredRemainingSpace=500,1831,GPA_SCCNO_525_PM_06-PA2:IH,,73,8736f6c7-ad41-4b43-b4f6-e684e0d4ad20,SCCNO_525_PM_06,Sccno_525_Pm_06,60,1,companyAcronym= | protocolName=IEEE C37.118.2-2011 | vendorAcronym= | vendorDeviceName= | interconnectionName=,,,,10,STTP,Streaming Telemetry Transport Protocol,2,2,LTSCABT_1_FA_B,I,+,0,SCCNO_525_PM_06-PA2,0.0,1.0,Sccno_525_Pm_06 LTSCABT_1_FA_B + Current Phase Angle,0,1,1,Degrees,Phasor,IPHA,Current Phase Angle,PA,-98.6,37.5,PPA:1831,2021-07-20 20:11:42
} | MaximumArchiveDays=90 | DesiredRemainingSpace=500,1832,GPA_SCCNO_525_PM_06-PM3:I,,73,8736f6c7-ad41-4b43-b4f6-e684e0d4ad20,SCCNO_525_PM_06,Sccno_525_Pm_06,60,1,companyAcronym= | protocolName=IEEE C37.118.2-2011 | vendorAcronym= | vendorDeviceName= | interconnectionName=,,,,10,STTP,Streaming Telemetry Transport Protocol,1,3,LTSCABT_1_FA_C,I,+,0,SCCNO_525_PM_06-PM3,0.0,1.0,Sccno_525_Pm_06 LTSCABT_1_FA_C + Current Magnitude,0,1,1,Amps,Phasor,IPHM,Current Magnitude,PM,-98.6,37.5,PPA:1832,2021-07-20 20:11:42
} | MaximumArchiveDays=90 | DesiredRemainingSpace=500,1833,GPA_SCCNO_525_PM_06-PA3:IH,,73,8736f6c7-ad41-4b43-b4f6-e684e0d4ad20,SCCNO_525_PM_06,Sccno_525_Pm_06,60,1,companyAcronym= | protocolName=IEEE C37.118.2-2011 | vendorAcronym= | vendorDeviceName= | interconnectionName=,,,,10,STTP,Streaming Telemetry Transport Protocol,2,3,LTSCABT_1_FA_C,I,+,0,SCCNO_525_PM_06-PA3,0.0,1.0,Sccno_525_Pm_06 LTSCABT_1_FA_C + Current Phase Angle,0,1,1,Degrees,Phasor,IPHA,Current Phase Angle,PA,-98.6,37.5,PPA:1833,2021-07-20 20:11:42
} | MaximumArchiveDays=90 | DesiredRemainingSpace=500,1834,GPA_SCCNO_525_PM_06-PM4:V,,73,8736f6c7-ad41-4b43-b4f6-e684e0d4ad20,SCCNO_525_PM_06,Sccno_525_Pm_06,60,1,companyAcronym= | protocolName=IEEE C37.118.2-2011 | vendorAcronym= | vendorDeviceName= | interconnectionName=,,,,10,STTP,Streaming Telemetry Transport Protocol,3,4,LTSCABT_1_FV_A,V,+,0,SCCNO_525_PM_06-PM4,0.0,1.0,Sccno_525_Pm_06 LTSCABT_1_FV_A + Voltage Magnitude,0,1,1,Volts,Phasor,VPHM,Voltage Magnitude,PM,-98.6,37.5,PPA:1834,2021-07-20 20:11:42
} | MaximumArchiveDays=90 | DesiredRemainingSpace=500,1835,GPA_SCCNO_525_PM_06-PA4:VH,,73,8736f6c7-ad41-4b43-b4f6-e684e0d4ad20,SCCNO_525_PM_06,Sccno_525_Pm_06,60,1,companyAcronym= | protocolName=IEEE C37.118.2-2011 | vendorAcronym= | vendorDeviceName= | interconnectionName=,,,,10,STTP,Streaming Telemetry Transport Protocol,4,4,LTSCABT_1_FV_A,V,+,0,SCCNO_525_PM_06-PA4,0.0,1.0,Sccno_525_Pm_06 LTSCABT_1_FV_A + Voltage Phase Angle,0,1,1,Degrees,Phasor,VPHA,Voltage Phase Angle,PA,-98.6,37.5,PPA:1835,2021-07-20 20:11:42
} | MaximumArchiveDays=90 | DesiredRemainingSpace=500,1836,GPA_SCCNO_525_PM_06-PM5:V,,73,8736f6c7-ad41-4b43-b4f6-e684e0d4ad20,SCCNO_525_PM_06,Sccno_525_Pm_06,60,1,companyAcronym= | protocolName=IEEE C37.118.2-2011 | vendorAcronym= | vendorDeviceName= | interconnectionName=,,,,10,STTP,Streaming Telemetry Transport Protocol,3,5,LTSCABT_1_FV_B,V,+,0,SCCNO_525_PM_06-PM5,0.0,1.0,Sccno_525_Pm_06 LTSCABT_1_FV_B + Voltage Magnitude,0,1,1,Volts,Phasor,VPHM,Voltage Magnitude,PM,-98.6,37.5,PPA:1836,2021-07-20 20:11:42
} | MaximumArchiveDays=90 | DesiredRemainingSpace=500,1837,GPA_SCCNO_525_PM_06-PA5:VH,,73,8736f6c7-ad41-4b43-b4f6-e684e0d4ad20,SCCNO_525_PM_06,Sccno_525_Pm_06,60,1,companyAcronym= | protocolName=IEEE C37.118.2-2011 | vendorAcronym= | vendorDeviceName= | interconnectionName=,,,,10,STTP,Streaming Telemetry Transport Protocol,4,5,LTSCABT_1_FV_B,V,+,0,SCCNO_525_PM_06-PA5,0.0,1.0,Sccno_525_Pm_06 LTSCABT_1_FV_B + Voltage Phase Angle,0,1,1,Degrees,Phasor,VPHA,Voltage Phase Angle,PA,-98.6,37.5,PPA:1837,2021-07-20 20:11:42
} | MaximumArchiveDays=90 | DesiredRemainingSpace=500,1838,GPA_SCCNO_525_PM_06-PM6:V,,73,8736f6c7-ad41-4b43-b4f6-e684e0d4ad20,SCCNO_525_PM_06,Sccno_525_Pm_06,60,1,companyAcronym= | protocolName=IEEE C37.118.2-2011 | vendorAcronym= | vendorDeviceName= | interconnectionName=,,,,10,STTP,Streaming Telemetry Transport Protocol,3,6,LTSCABT_1_FV_C,V,+,0,SCCNO_525_PM_06-PM6,0.0,1.0,Sccno_525_Pm_06 LTSCABT_1_FV_C + Voltage Magnitude,0,1,1,Volts,Phasor,VPHM,Voltage Magnitude,PM,-98.6,37.5,PPA:1838,2021-07-20 20:11:42
} | MaximumArchiveDays=90 | DesiredRemainingSpace=500,1839,GPA_SCCNO_525_PM_06-PA6:VH,,73,8736f6c7-ad41-4b43-b4f6-e684e0d4ad20,SCCNO_525_PM_06,Sccno_525_Pm_06,60,1,companyAcronym= | protocolName=IEEE C37.118.2-2011 | vendorAcronym= | vendorDeviceName= | interconnectionName=,,,,10,STTP,Streaming Telemetry Transport Protocol,4,6,LTSCABT_1_FV_C,V,+,0,SCCNO_525_PM_06-PA6,0.0,1.0,Sccno_525_Pm_06 LTSCABT_1_FV_C + Voltage Phase Angle,0,1,1,Degrees,Phasor,VPHA,Voltage Phase Angle,PA,-98.6,37.5,PPA:1839,2021-07-20 20:11:42
} | MaximumArchiveDays=90 | DesiredRemainingSpace=500,1840,GPA_SCCNO_525_PM_06-PM7:V,,73,8736f6c7-ad41-4b43-b4f6-e684e0d4ad20,SCCNO_525_PM_06,Sccno_525_Pm_06,60,1,companyAcronym= | protocolName=IEEE C37.118.2-2011 | vendorAcronym= | vendorDeviceName= | interconnectionName=,,,,10,STTP,Streaming Telemetry Transport Protocol,3,7,LTSCABT_1_FV_P,V,+,0,SCCNO_525_PM_06-PM7,0.0,1.0,Sccno_525_Pm_06 LTSCABT_1_FV_P + Voltage Magnitude,0,1,1,Volts,Phasor,VPHM,Voltage Magnitude,PM,-98.6,37.5,PPA:1840,2021-07-20 20:11:42
} | MaximumArchiveDays=90 | DesiredRemainingSpace=500,1841,GPA_SCCNO_525_PM_06-PA7:VH,,73,8736f6c7-ad41-4b43-b4f6-e684e0d4ad20,SCCNO_525_PM_06,Sccno_525_Pm_06,60,1,companyAcronym= | protocolName=IEEE C37.118.2-2011 | vendorAcronym= | vendorDeviceName= | interconnectionName=,,,,10,STTP,Streaming Telemetry Transport Protocol,4,7,LTSCABT_1_FV_P,V,+,0,SCCNO_525_PM_06-PA7,0.0,1.0,Sccno_525_Pm_06 LTSCABT_1_FV_P + Voltage Phase Angle,0,1,1,Degrees,Phasor,VPHA,Voltage Phase Angle,PA,-98.6,37.5,PPA:1841,2021-07-20 20:11:42
} | MaximumArchiveDays=90 | DesiredRemainingSpace=500,1842,GPA_SCCNO_525_PM_06-PM8:I,,73,8736f6c7-ad41-4b43-b4f6-e684e0d4ad20,SCCNO_525_PM_06,Sccno_525_Pm_06,60,1,companyAcronym= | protocolName=IEEE C37.118.2-2011 | vendorAcronym= | vendorDeviceName= | interconnectionName=,,,,10,STTP,Streaming Telemetry Transport Protocol,1,8,LTSCABT_1_FA_P,I,+,0,SCCNO_525_PM_06-PM8,0.0,1.0,Sccno_525_Pm_06 LTSCABT_1_FA_P + Current Magnitude,0,1,1,Amps,Phasor,IPHM,Current Magnitude,PM,-98.6,37.5,PPA:1842,2021-07-20 20:11:42
} | MaximumArchiveDays=90 | DesiredRemainingSpace=500,1843,GPA_SCCNO_525_PM_06-PA8:IH,,73,8736f6c7-ad41-4b43-b4f6-e684e0d4ad20,SCCNO_525_PM_06,Sccno_525_Pm_06,60,1,companyAcronym= | protocolName=IEEE C37.118.2-2011 | vendorAcronym= | vendorDeviceName= | interconnectionName=,,,,10,STTP,Streaming Telemetry Transport Protocol,2,8,LTSCABT_1_FA_P,I,+,0,SCCNO_525_PM_06-PA8,0.0,1.0,Sccno_525_Pm_06 LTSCABT_1_FA_P + Current Phase Angle,0,1,1,Degrees,Phasor,IPHA,Current Phase Angle,PA,-98.6,37.5,PPA:1843,2021-07-20 20:11:42
} | MaximumArchiveDays=90 | DesiredRemainingSpace=500,1844,GPA_SCCNO_525_PM_07:F,,74,8736f6c7-ad41-4b43-b4f6-e684e0d4ad20,SCCNO_525_PM_07,Sccno_525_Pm_07,60,1,companyAcronym= | protocolName=IEEE C37.118.2-2011 | vendorAcronym= | vendorDeviceName= | interconnectionName=,,,,10,STTP,Streaming Telemetry Transport Protocol,5,,,,,,SCCNO_525_PM_07-FQ,0.0,1.0,Sccno_525_Pm_07 Frequency,0,1,1,Hz,PMU,FREQ,Frequency,FQ,-98.6,37.5,PPA:1844,2021-07-20 20:11:42
} | MaximumArchiveDays=90 | DesiredRemainingSpace=500,1845,GPA_SCCNO_525_PM_07:DF,,74,8736f6c7-ad41-4b43-b4f6-e684e0d4ad20,SCCNO_525_PM_07,Sccno_525_Pm_07,60,1,companyAcronym= | protocolName=IEEE C37.118.2-2011 | vendorAcronym= | vendorDeviceName= | interconnectionName=,,,,10,STTP,Streaming Telemetry Transport Protocol,6,,,,,,SCCNO_525_PM_07-DF,0.0,1.0,Sccno_525_Pm_07 Frequency Delta (dF/dt),0,1,1,,PMU,DFDT,Frequency Delta (dF/dt),DF,-98.6,37.5,PPA:1845,2021-07-20 20:11:42
} | MaximumArchiveDays=90 | DesiredRemainingSpace=500,1846,GPA_SCCNO_525_PM_07:S,,74,8736f6c7-ad41-4b43-b4f6-e684e0d4ad20,SCCNO_525_PM_07,Sccno_525_Pm_07,60,1,companyAcronym= | protocolName=IEEE C37.118.2-2011 | vendorAcronym= | vendorDeviceName= | interconnectionName=,,,,10,STTP,Streaming Telemetry Transport Protocol,8,,,,,,SCCNO_525_PM_07-SF,0.0,1.0,Sccno_525_Pm_07 Status Flags,0,1,1,,PMU,FLAG,Status Flags,SF,-98.6,37.5,PPA:1846,2021-07-20 20:11:42
} | MaximumArchiveDays=90 | DesiredRemainingSpace=500,1847,GPA_SCCNO_525_PM_07-PM1:V,,74,8736f6c7-ad41-4b43-b4f6-e684e0d4ad20,SCCNO_525_PM_07,Sccno_525_Pm_07,60,1,companyAcronym= | protocolName=IEEE C37.118.2-2011 | vendorAcronym= | vendorDeviceName= | interconnectionName=,,,,10,STTP,Streaming Telemetry Transport Protocol,3,1,BAA_FV_A,V,+,0,SCCNO_525_PM_07-PM1,0.0,1.0,Sccno_525_Pm_07 BAA_FV_A + Voltage Magnitude,0,1,1,Volts,Phasor,VPHM,Voltage Magnitude,PM,-98.6,37.5,PPA:1847,2021-07-20 20:11:42
} | MaximumArchiveDays=90 | DesiredRemainingSpace=500,1848,GPA_SCCNO_525_PM_07-PA1:VH,,74,8736f6c7-ad41-4b43-b4f6-e684e0d4ad20,SCCNO_525_PM_07,Sccno_525_Pm_07,60,1,companyAcronym= | protocolName=IEEE C37.118.2-2011 | vendorAcronym= | vendorDeviceName= | interconnectionName=,,,,10,STTP,Streaming Telemetry Transport Protocol,4,1,BAA_FV_A,V,+,0,SCCNO_525_PM_07-PA1,0.0,1.0,Sccno_525_Pm_07 BAA_FV_A + Voltage Phase Angle,0,1,1,Degrees,Phasor,VPHA,Voltage Phase Angle,PA,-98.6,37.5,PPA:1848,2021-07-20 20:11:42
} | MaximumArchiveDays=90 | DesiredRemainingSpace=500,1849,GPA_SCCNO_525_PM_08:F,,75,8736f6c7-ad41-4b43-b4f6-e684e0d4ad20,SCCNO_525_PM_08,Sccno_525_Pm_08,60,1,companyAcronym= | protocolName=IEEE C37.118.2-2011 | vendorAcronym= | vendorDeviceName= | interconnectionName=,,,,10,STTP,Streaming Telemetry Transport Protocol,5,,,,,,SCCNO_525_PM_08-FQ,0.0,1.0,Sccno_525_Pm_08 Frequency,0,1,1,Hz,PMU,FREQ,Frequency,FQ,-98.6,37.5,PPA:1849,2021-07-20 20:11:42
} | MaximumArchiveDays=90 | DesiredRemainingSpace=500,1850,GPA_SCCNO_525_PM_08:DF,,75,8736f6c7-ad41-4b43-b4f6-e684e0d4ad20,SCCNO_525_PM_08,Sccno_525_Pm_08,60,1,companyAcronym= | protocolName=IEEE C37.118.2-2011 | vendorAcronym= | vendorDeviceName= | interconnectionName=,,,,10,STTP,Streaming Telemetry Transport Protocol,6,,,,,,SCCNO_525_PM_08-DF,0.0,1.0,Sccno_525_Pm_08 Frequency Delta (dF/dt),0,1,1,,PMU,DFDT,Frequency Delta (dF/dt),DF,-98.6,37.5,PPA:1850,2021-07-20 20:11:42
} | MaximumArchiveDays=90 | DesiredRemainingSpace=500,1851,GPA_SCCNO_525_PM_08:S,,75,8736f6c7-ad41-4b43-b4f6-e684e0d4ad20,SCCNO_525_PM_08,Sccno_525_Pm_08,60,1,companyAcronym= | protocolName=IEEE C37.118.2-2011 | vendorAcronym= | vendorDeviceName= | interconnectionName=,,,,10,STTP,Streaming Telemetry Transport Protocol,8,,,,,,SCCNO_525_PM_08-SF,0.0,1.0,Sccno_525_Pm_08 Status Flags,0,1,1,,PMU,FLAG,Status Flags,SF,-98.6,37.5,PPA:1851,2021-07-20 20:11:42
} | MaximumArchiveDays=90 | DesiredRemainingSpace=500,1852,GPA_SCCNO_525_PM_08-PM1:V,,75,8736f6c7-ad41-4b43-b4f6-e684e0d4ad20,SCCNO_525_PM_08,Sccno_525_Pm_08,60,1,companyAcronym= | protocolName=IEEE C37.118.2-2011 | vendorAcronym= | vendorDeviceName= | interconnectionName=,,,,10,STTP,Streaming Telemetry Transport Protocol,3,1,LTRSNSR_1_FV_A,V,+,0,SCCNO_525_PM_08-PM1,0.0,1.0,Sccno_525_Pm_08 LTRSNSR_1_FV_A + Voltage Magnitude,0,1,1,Volts,Phasor,VPHM,Voltage Magnitude,PM,-98.6,37.5,PPA:1852,2021-07-20 20:11:42
} | MaximumArchiveDays=90 | DesiredRemainingSpace=500,1853,GPA_SCCNO_525_PM_08-PA1:VH,,75,8736f6c7-ad41-4b43-b4f6-e684e0d4ad20,SCCNO_525_PM_08,Sccno_525_Pm_08,60,1,companyAcronym= | protocolName=IEEE C37.118.2-2011 | vendorAcronym= | vendorDeviceName= | interconnectionName=,,,,10,STTP,Streaming Telemetry Transport Protocol,4,1,LTRSNSR_1_FV_A,V,+,0,SCCNO_525_PM_08-PA1,0.0,1.0,Sccno_525_Pm_08 LTRSNSR_1_FV_A + Voltage Phase Angle,0,1,1,Degrees,Phasor,VPHA,Voltage Phase Angle,PA,-98.6,37.5,PPA:1853,2021-07-20 20:11:42
} | MaximumArchiveDays=90 | DesiredRemainingSpace=500,1854,GPA_SCCNO_525_PM_08-PM2:V,,75,8736f6c7-ad41-4b43-b4f6-e684e0d4ad20,SCCNO_525_PM_08,Sccno_525_Pm_08,60,1,companyAcronym= | protocolName=IEEE C37.118.2-2011 | vendorAcronym= | vendorDeviceName= | interconnectionName=,,,,10,STTP,Streaming Telemetry Transport Protocol,3,2,LTRSNSR_1_FV_B,V,+,0,SCCNO_525_PM_08-PM2,0.0,1.0,Sccno_525_Pm_08 LTRSNSR_1_FV_B + Voltage Magnitude,0,1,1,Volts,Phasor,VPHM,Voltage Magnitude,PM,-98.6,37.5,PPA:1854,2021-07-20 20:11:42
} | MaximumArchiveDays=90 | DesiredRemainingSpace=500,1855,GPA_SCCNO_525_PM_08-PA2:VH,,75,8736f6c7-ad41-4b43-b4f6-e684e0d4ad20,SCCNO_525_PM_08,Sccno_525_Pm_08,60,1,companyAcronym= | protocolName=IEEE C37.118.2-2011 | vendorAcronym= | vendorDeviceName= | interconnectionName=,,,,10,STTP,Streaming Telemetry Transport Protocol,4,2,LTRSNSR_1_FV_B,V,+,0,SCCNO_525_PM_08-PA2,0.0,1.0,Sccno_525_Pm_08 LTRSNSR_1_FV_B + Voltage Phase Angle,0,1,1,Degrees,Phasor,VPHA,Voltage Phase Angle,PA,-98.6,37.5,PPA:1855,2021-07-20 20:11:42
} | MaximumArchiveDays=90 | DesiredRemainingSpace=500,1856,GPA_SCCNO_525_PM_08-PM3:V,,75,8736f6c7-ad41-4b43-b4f6-e684e0d4ad20,SCCNO_525_PM_08,Sccno_525_Pm_08,60,1,companyAcronym= | protocolName=IEEE C37.118.2-2011 | vendorAcronym= | vendorDeviceName= | interconnectionName=,,,,10,STTP,Streaming Telemetry Transport Protocol,3,3,LTRSNSR_1_FV_C,V,+,0,SCCNO_525_PM_08-PM3,0.0,1.0,Sccno_525_Pm_08 LTRSNSR_1_FV_C + Voltage Magnitude,0,1,1,Volts,Phasor,VPHM,Voltage Magnitude,PM,-98.6,37.5,PPA:1856,2021-07-20 20:11:42
} | MaximumArchiveDays=90 | DesiredRemainingSpace=500,1857,GPA_SCCNO_525_PM_08-PA3:VH,,75,8736f6c7-ad41-4b43-b4f6-e684e0d4ad20,SCCNO_525_PM_08,Sccno_525_Pm_08,60,1,companyAcronym= | protocolName=IEEE C37.118.2-2011 | vendorAcronym= | vendorDeviceName= | interconnectionName=,,,,10,STTP,Streaming Telemetry Transport Protocol,4,3,LTRSNSR_1_FV_C,V,+,0,SCCNO_525_PM_08-PA3,0.0,1.0,Sccno_525_Pm_08 LTRSNSR_1_FV_C + Voltage Phase Angle,0,1,1,Degrees,Phasor,VPHA,Voltage Phase Angle,PA,-98.6,37.5,PPA:1857,2021-07-20 20:11:42
} | MaximumArchiveDays=90 | DesiredRemainingSpace=500,1858,GPA_SCCNO_525_PM_08-PM4:I,,75,8736f6c7-ad41-4b43-b4f6-e684e0d4ad20,SCCNO_525_PM_08,Sccno_525_Pm_08,60,1,companyAcronym= | protocolName=IEEE C37.118.2-2011 | vendorAcronym= | vendorDeviceName= | interconnectionName=,,,,10,STTP,Streaming Telemetry Transport Protocol,1,4,LTRSNSR_1_FA_A,I,+,0,SCCNO_525_PM_08-PM4,0.0,1.0,Sccno_525_Pm_08 LTRSNSR_1_FA_A + Current Magnitude,0,1,1,Amps,Phasor,IPHM,Current Magnitude,PM,-98.6,37.5,PPA:1858,2021-07-20 20:11:42
} | MaximumArchiveDays=90 | DesiredRemainingSpace=500,1859,GPA_SCCNO_525_PM_08-PA4:IH,,75,8736f6c7-ad41-4b43-b4f6-e684e0d4ad20,SCCNO_525_PM_08,Sccno_525_Pm_08,60,1,companyAcronym= | protocolName=IEEE C37.118.2-2011 | vendorAcronym= | vendorDeviceName= | interconnectionName=,,,,10,STTP,Streaming Telemetry Transport Protocol,2,4,LTRSNSR_1_FA_A,I,+,0,SCCNO_525_PM_08-PA4,0.0,1.0,Sccno_525_Pm_08 LTRSNSR_1_FA_A + Current Phase Angle,0,1,1,Degrees,Phasor,IPHA,Current Phase Angle,PA,-98.6,37.5,PPA:1859,2021-07-20 20:11:42
} | MaximumArchiveDays=90 | DesiredRemainingSpace=500,1860,GPA_SCCNO_525_PM_08-PM5:I,,75,8736f6c7-ad41-4b43-b4f6-e684e0d4ad20,SCCNO_525_PM_08,Sccno_525_Pm_08,60,1,companyAcronym= | protocolName=IEEE C37.118.2-2011 | vendorAcronym= | vendorDeviceName= | interconnectionName=,,,,10,STTP,Streaming Telemetry Transport Protocol,1,5,LTRSNSR_1_FA_B,I,+,0,SCCNO_525_PM_08-PM5,0.0,1.0,Sccno_525_Pm_08 LTRSNSR_1_FA_B + Current Magnitude,0,1,1,Amps,Phasor,IPHM,Current Magnitude,PM,-98.6,37.5,PPA:1860,2021-07-20 20:11:42
} | MaximumArchiveDays=90 | DesiredRemainingSpace=500,1861,GPA_SCCNO_525_PM_08-PA5:IH,,75,8736f6c7-ad41-4b43-b4f6-e684e0d4ad20,SCCNO_525_PM_08,Sccno_525_Pm_08,60,1,companyAcronym= | protocolName=IEEE C37.118.2-2011 | vendorAcronym= | vendorDeviceName= | interconnectionName=,,,,10,STTP,Streaming Telemetry Transport Protocol,2,5,LTRSNSR_1_FA_B,I,+,0,SCCNO_525_PM_08-PA5,0.0,1.0,Sccno_525_Pm_08 LTRSNSR_1_FA_B + Current Phase Angle,0,1,1,Degrees,Phasor,IPHA,Current Phase Angle,PA,-98.6,37.5,PPA:1861,2021-07-20 20:11:42
} | MaximumArchiveDays=90 | DesiredRemainingSpace=500,1862,GPA_SCCNO_525_PM_08-PM6:I,,75,8736f6c7-ad41-4b43-b4f6-e684e0d4ad20,SCCNO_525_PM_08,Sccno_525_Pm_08,60,1,companyAcronym= | protocolName=IEEE C37.118.2-2011 | vendorAcronym= | vendorDeviceName= | interconnectionName=,,,,10,STTP,Streaming Telemetry Transport Protocol,1,6,LTRSNSR_1_FA_C,I,+,0,SCCNO_525_PM_08-PM6,0.0,1.0,Sccno_525_Pm_08 LTRSNSR_1_FA_C + Current Magnitude,0,1,1,Amps,Phasor,IPHM,Current Magnitude,PM,-98.6,37.5,PPA:1862,2021-07-20 20:11:42
} | MaximumArchiveDays=90 | DesiredRemainingSpace=500,1863,GPA_SCCNO_525_PM_08-PA6:IH,,75,8736f6c7-ad41-4b43-b4f6-e684e0d4ad20,SCCNO_525_PM_08,Sccno_525_Pm_08,60,1,companyAcronym= | protocolName=IEEE C37.118.2-2011 | vendorAcronym= | vendorDeviceName= | interconnectionName=,,,,10,STTP,Streaming Telemetry Transport Protocol,2,6,LTRSNSR_1_FA_C,I,+,0,SCCNO_525_PM_08-PA6,0.0,1.0,Sccno_525_Pm_08 LTRSNSR_1_FA_C + Current Phase Angle,0,1,1,Degrees,Phasor,IPHA,Current Phase Angle,PA,-98.6,37.5,PPA:1863,2021-07-20 20:11:42
} | MaximumArchiveDays=90 | DesiredRemainingSpace=500,1864,GPA_SCCNO_525_PM_08-PM7:V,,75,8736f6c7-ad41-4b43-b4f6-e684e0d4ad20,SCCNO_525_PM_08,Sccno_525_Pm_08,60,1,companyAcronym= | protocolName=IEEE C37.118.2-2011 | vendorAcronym= | vendorDeviceName= | interconnectionName=,,,,10,STTP,Streaming Telemetry Transport Protocol,3,7,LTRSNSR_1_FV_P,V,+,0,SCCNO_525_PM_08-PM7,0.0,1.0,Sccno_525_Pm_08 LTRSNSR_1_FV_P + Voltage Magnitude,0,1,1,Volts,Phasor,VPHM,Voltage Magnitude,PM,-98.6,37.5,PPA:1864,2021-07-20 20:11:42
} | MaximumArchiveDays=90 | DesiredRemainingSpace=500,1865,GPA_SCCNO_525_PM_08-PA7:VH,,75,8736f6c7-ad41-4b43-b4f6-e684e0d4ad20,SCCNO_525_PM_08,Sccno_525_Pm_08,60,1,companyAcronym= | protocolName=IEEE C37.118.2-2011 | vendorAcronym= | vendorDeviceName= | interconnectionName=,,,,10,STTP,Streaming Telemetry Transport Protocol,4,7,LTRSNSR_1_FV_P,V,+,0,SCCNO_525_PM_08-PA7,0.0,1.0,Sccno_525_Pm_08 LTRSNSR_1_FV_P + Voltage Phase Angle,0,1,1,Degrees,Phasor,VPHA,Voltage Phase Angle,PA,-98.6,37.5,PPA:1865,2021-07-20 20:11:42
} | MaximumArchiveDays=90 | DesiredRemainingSpace=500,1866,GPA_SCCNO_525_PM_08-PM8:I,,75,8736f6c7-ad41-4b43-b4f6-e684e0d4ad20,SCCNO_525_PM_08,Sccno_525_Pm_08,60,1,companyAcronym= | protocolName=IEEE C37.118.2-2011 | vendorAcronym= | vendorDeviceName= | interconnectionName=,,,,10,STTP,Streaming Telemetry Transport Protocol,1,8,LTRSNSR_1_FA_P,I,+,0,SCCNO_525_PM_08-PM8,0.0,1.0,Sccno_525_Pm_08 LTRSNSR_1_FA_P + Current Magnitude,0,1,1,Amps,Phasor,IPHM,Current Magnitude,PM,-98.6,37.5,PPA:1866,2021-07-20 20:11:42
} | MaximumArchiveDays=90 | DesiredRemainingSpace=500,1867,GPA_SCCNO_525_PM_08-PA8:IH,,75,8736f6c7-ad41-4b43-b4f6-e684e0d4ad20,SCCNO_525_PM_08,Sccno_525_Pm_08,60,1,companyAcronym= | protocolName=IEEE C37.118.2-2011 | vendorAcronym= | vendorDeviceName= | interconnectionName=,,,,10,STTP,Streaming Telemetry Transport Protocol,2,8,LTRSNSR_1_FA_P,I,+,0,SCCNO_525_PM_08-PA8,0.0,1.0,Sccno_525_Pm_08 LTRSNSR_1_FA_P + Current Phase Angle,0,1,1,Degrees,Phasor,IPHA,Current Phase Angle,PA,-98.6,37.5,PPA:1867,2021-07-20 20:11:42
} | MaximumArchiveDays=90 | DesiredRemainingSpace=500,1868,GPA_SCCNO_525_PM_09:F,,76,8736f6c7-ad41-4b43-b4f6-e684e0d4ad20,SCCNO_525_PM_09,Sccno_525_Pm_09,60,1,companyAcronym= | protocolName=IEEE C37.118.2-2011 | vendorAcronym= | vendorDeviceName= | interconnectionName=,,,,10,STTP,Streaming Telemetry Transport Protocol,5,,,,,,SCCNO_525_PM_09-FQ,0.0,1.0,Sccno_525_Pm_09 Frequency,0,1,1,Hz,PMU,FREQ,Frequency,FQ,-98.6,37.5,PPA:1868,2021-07-20 20:11:42
} | MaximumArchiveDays=90 | DesiredRemainingSpace=500,1869,GPA_SCCNO_525_PM_09:DF,,76,8736f6c7-ad41-4b43-b4f6-e684e0d4ad20,SCCNO_525_PM_09,Sccno_525_Pm_09,60,1,companyAcronym= | protocolName=IEEE C37.118.2-2011 | vendorAcronym= | vendorDeviceName= | interconnectionName=,,,,10,STTP,Streaming Telemetry Transport Protocol,6,,,,,,SCCNO_525_PM_09-DF,0.0,1.0,Sccno_525_Pm_09 Frequency Delta (dF/dt),0,1,1,,PMU,DFDT,Frequency Delta (dF/dt),DF,-98.6,37.5,PPA:1869,2021-07-20 20:11:42
} | MaximumArchiveDays=90 | DesiredRemainingSpace=500,1870,GPA_SCCNO_525_PM_09:S,,76,8736f6c7-ad41-4b43-b4f6-e684e0d4ad20,SCCNO_525_PM_09,Sccno_525_Pm_09,60,1,companyAcronym= | protocolName=IEEE C37.118.2-2011 | vendorAcronym= | vendorDeviceName= | interconnectionName=,,,,10,STTP,Streaming Telemetry Transport Protocol,8,,,,,,SCCNO_525_PM_09-SF,0.0,1.0,Sccno_525_Pm_09 Status Flags,0,1,1,,PMU,FLAG,Status Flags,SF,-98.6,37.5,PPA:1870,2021-07-20 20:11:42
} | MaximumArchiveDays=90 | DesiredRemainingSpace=500,1871,GPA_SCCNO_525_PM_09-PM1:V,,76,8736f6c7-ad41-4b43-b4f6-e684e0d4ad20,SCCNO_525_PM_09,Sccno_525_Pm_09,60,1,companyAcronym= | protocolName=IEEE C37.118.2-2011 | vendorAcronym= | vendorDeviceName= | interconnectionName=,,,,10,STTP,Streaming Telemetry Transport Protocol,3,1,LTSCMCH_1_FV_A,V,+,0,SCCNO_525_PM_09-PM1,0.0,1.0,Sccno_525_Pm_09 LTSCMCH_1_FV_A + Voltage Magnitude,0,1,1,Volts,Phasor,VPHM,Voltage Magnitude,PM,-98.6,37.5,PPA:1871,2021-07-20 20:11:42
} | MaximumArchiveDays=90 | DesiredRemainingSpace=500,1872,GPA_SCCNO_525_PM_09-PA1:VH,,76,8736f6c7-ad41-4b43-b4f6-e684e0d4ad20,SCCNO_525_PM_09,Sccno_525_Pm_09,60,1,companyAcronym= | protocolName=IEEE C37.118.2-2011 | vendorAcronym= | vendorDeviceName= | interconnectionName=,,,,10,STTP,Streaming Telemetry Transport Protocol,4,1,LTSCMCH_1_FV_A,V,+,0,SCCNO_525_PM_09-PA1,0.0,1.0,Sccno_525_Pm_09 LTSCMCH_1_FV_A + Voltage Phase Angle,0,1,1,Degrees,Phasor,VPHA,Voltage Phase Angle,PA,-98.6,37.5,PPA:1872,2021-07-20 20:11:42
} | MaximumArchiveDays=90 | DesiredRemainingSpace=500,1873,GPA_SCCNO_525_PM_09-PM2:V,,76,8736f6c7-ad41-4b43-b4f6-e684e0d4ad20,SCCNO_525_PM_09,Sccno_525_Pm_09,60,1,companyAcronym= | protocolName=IEEE C37.118.2-2011 | vendorAcronym= | vendorDeviceName= | interconnectionName=,,,,10,STTP,Streaming Telemetry Transport Protocol,3,2,LTSCMCH_1_FV_B,V,+,0,SCCNO_525_PM_09-PM2,0.0,1.0,Sccno_525_Pm_09 LTSCMCH_1_FV_B + Voltage Magnitude,0,1,1,Volts,Phasor,VPHM,Voltage Magnitude,PM,-98.6,37.5,PPA:1873,2021-07-20 20:11:42
} | MaximumArchiveDays=90 | DesiredRemainingSpace=500,1874,GPA_SCCNO_525_PM_09-PA2:VH,,76,8736f6c7-ad41-4b43-b4f6-e684e0d4ad20,SCCNO_525_PM_09,Sccno_525_Pm_09,60,1,companyAcronym= | protocolName=IEEE C37.118.2-2011 | vendorAcronym= | vendorDeviceName= | interconnectionName=,,,,10,STTP,Streaming Telemetry Transport Protocol,4,2,LTSCMCH_1_FV_B,V,+,0,SCCNO_525_PM_09-PA2,0.0,1.0,Sccno_525_Pm_09 LTSCMCH_1_FV_B + Voltage Phase Angle,0,1,1,Degrees,Phasor,VPHA,Voltage Phase Angle,PA,-98.6,37.5,PPA:1874,2021-07-20 20:11:42
} | MaximumArchiveDays=90 | DesiredRemainingSpace=500,1875,GPA_SCCNO_525_PM_09-PM3:V,,76,8736f6c7-ad41-4b43-b4f6-e684e0d4ad20,SCCNO_525_PM_09,Sccno_525_Pm_09,60,1,companyAcronym= | protocolName=IEEE C37.118.2-2011 | vendorAcronym= | vendorDeviceName= | interconnectionName=,,,,10,STTP,Streaming Telemetry Transport Protocol,3,3,LTSCMCH_1_FV_C,V,+,0,SCCNO_525_PM_09-PM3,0.0,1.0,Sccno_525_Pm_09 LTSCMCH_1_FV_C + Voltage Magnitude,0,1,1,Volts,Phasor,VPHM,Voltage Magnitude,PM,-98.6,37.5,PPA:1875,2021-07-20 20:11:42
} | MaximumArchiveDays=90 | DesiredRemainingSpace=500,1876,GPA_SCCNO_525_PM_09-PA3:VH,,76,8736f6c7-ad41-4b43-b4f6-e684e0d4ad20,SCCNO_525_PM_09,Sccno_525_Pm_09,60,1,companyAcronym= | protocolName=IEEE C37.118.2-2011 | vendorAcronym= | vendorDeviceName= | interconnectionName=,,,,10,STTP,Streaming Telemetry Transport Protocol,4,3,LTSCMCH_1_FV_C,V,+,0,SCCNO_525_PM_09-PA3,0.0,1.0,Sccno_525_Pm_09 LTSCMCH_1_FV_C + Voltage Phase Angle,0,1,1,Degrees,Phasor,VPHA,Voltage Phase Angle,PA,-98.6,37.5,PPA:1876,2021-07-20 20:11:42
} | MaximumArchiveDays=90 | DesiredRemainingSpace=500,1877,GPA_SCCNO_525_PM_09-PM4:I,,76,8736f6c7-ad41-4b43-b4f6-e684e0d4ad20,SCCNO_525_PM_09,Sccno_525_Pm_09,60,1,companyAcronym= | protocolName=IEEE C37.118.2-2011 | vendorAcronym= | vendorDeviceName= | interconnectionName=,,,,10,STTP,Streaming Telemetry Transport Protocol,1,4,LTSCMCH_1_FA_A,I,+,0,SCCNO_525_PM_09-PM4,0.0,1.0,Sccno_525_Pm_09 LTSCMCH_1_FA_A + Current Magnitude,0,1,1,Amps,Phasor,IPHM,Current Magnitude,PM,-98.6,37.5,PPA:1877,2021-07-20 20:11:42
} | MaximumArchiveDays=90 | DesiredRemainingSpace=500,1878,GPA_SCCNO_525_PM_09-PA4:IH,,76,8736f6c7-ad41-4b43-b4f6-e684e0d4ad20,SCCNO_525_PM_09,Sccno_525_Pm_09,60,1,companyAcronym= | protocolName=IEEE C37.118.2-2011 | vendorAcronym= | vendorDeviceName= | interconnectionName=,,,,10,STTP,Streaming Telemetry Transport Protocol,2,4,LTSCMCH_1_FA_A,I,+,0,SCCNO_525_PM_09-PA4,0.0,1.0,Sccno_525_Pm_09 LTSCMCH_1_FA_A + Current Phase Angle,0,1,1,Degrees,Phasor,IPHA,Current Phase Angle,PA,-98.6,37.5,PPA:1878,2021-07-20 20:11:42
} | MaximumArchiveDays=90 | DesiredRemainingSpace=500,1879,GPA_SCCNO_525_PM_09-PM5:I,,76,8736f6c7-ad41-4b43-b4f6-e684e0d4ad20,SCCNO_525_PM_09,Sccno_525_Pm_09,60,1,companyAcronym= | protocolName=IEEE C37.118.2-2011 | vendorAcronym= | vendorDeviceName= | interconnectionName=,,,,10,STTP,Streaming Telemetry Transport Protocol,1,5,LTSCMCH_1_FA_B,I,+,0,SCCNO_525_PM_09-PM5,0.0,1.0,Sccno_525_Pm_09 LTSCMCH_1_FA_B + Current Magnitude,0,1,1,Amps,Phasor,IPHM,Current Magnitude,PM,-98.6,37.5,PPA:1879,2021-07-20 20:11:42
} | MaximumArchiveDays=90 | DesiredRemainingSpace=500,1880,GPA_SCCNO_525_PM_09-PA5:IH,,76,8736f6c7-ad41-4b43-b4f6-e684e0d4ad20,SCCNO_525_PM_09,Sccno_525_Pm_09,60,1,companyAcronym= | protocolName=IEEE C37.118.2-2011 | vendorAcronym= | vendorDeviceName= | interconnectionName=,,,,10,STTP,Streaming Telemetry Transport Protocol,2,5,LTSCMCH_1_FA_B,I,+,0,SCCNO_525_PM_09-PA5,0.0,1.0,Sccno_525_Pm_09 LTSCMCH_1_FA_B + Current Phase Angle,0,1,1,Degrees,Phasor,IPHA,Current Phase Angle,PA,-98.6,37.5,PPA:1880,2021-07-20 20:11:42
} | MaximumArchiveDays=90 | DesiredRemainingSpace=500,1881,GPA_SCCNO_525_PM_09-PM6:I,,76,8736f6c7-ad41-4b43-b4f6-e684e0d4ad20,SCCNO_525_PM_09,Sccno_525_Pm_09,60,1,companyAcronym= | protocolName=IEEE C37.118.2-2011 | vendorAcronym= | vendorDeviceName= | interconnectionName=,,,,10,STTP,Streaming Telemetry Transport Protocol,1,6,LTSCMCH_1_FA_C,I,+,0,SCCNO_525_PM_09-PM6,0.0,1.0,Sccno_525_Pm_09 LTSCMCH_1_FA_C + Current Magnitude,0,1,1,Amps,Phasor,IPHM,Current Magnitude,PM,-98.6,37.5,PPA:1881,2021-07-20 20:11:42
} | MaximumArchiveDays=90 | DesiredRemainingSpace=500,1882,GPA_SCCNO_525_PM_09-PA6:IH,,76,8736f6c7-ad41-4b43-b4f6-e684e0d4ad20,SCCNO_525_PM_09,Sccno_525_Pm_09,60,1,companyAcronym= | protocolName=IEEE C37.118.2-2011 | vendorAcronym= | vendorDeviceName= | interconnectionName=,,,,10,STTP,Streaming Telemetry Transport Protocol,2,6,LTSCMCH_1_FA_C,I,+,0,SCCNO_525_PM_09-PA6,0.0,1.0,Sccno_525_Pm_09 LTSCMCH_1_FA_C + Current Phase Angle,0,1,1,Degrees,Phasor,IPHA,Current Phase Angle,PA,-98.6,37.5,PPA:1882,2021-07-20 20:11:42
} | MaximumArchiveDays=90 | DesiredRemainingSpace=500,1883,GPA_SCCNO_525_PM_09-PM7:V,,76,8736f6c7-ad41-4b43-b4f6-e684e0d4ad20,SCCNO_525_PM_09,Sccno_525_Pm_09,60,1,companyAcronym= | protocolName=IEEE C37.118.2-2011 | vendorAcronym= | vendorDeviceName= | interconnectionName=,,,,10,STTP,Streaming Telemetry Transport Protocol,3,7,LTSCMCH_1_FV_P,V,+,0,SCCNO_525_PM_09-PM7,0.0,1.0,Sccno_525_Pm_09 LTSCMCH_1_FV_P + Voltage Magnitude,0,1,1,Volts,Phasor,VPHM,Voltage Magnitude,PM,-98.6,37.5,PPA:1883,2021-07-20 20:11:42
} | MaximumArchiveDays=90 | DesiredRemainingSpace=500,1884,GPA_SCCNO_525_PM_09-PA7:VH,,76,8736f6c7-ad41-4b43-b4f6-e684e0d4ad20,SCCNO_525_PM_09,Sccno_525_Pm_09,60,1,companyAcronym= | protocolName=IEEE C37.118.2-2011 | vendorAcronym= | vendorDeviceName= | interconnectionName=,,,,10,STTP,Streaming Telemetry Transport Protocol,4,7,LTSCMCH_1_FV_P,V,+,0,SCCNO_525_PM_09-PA7,0.0,1.0,Sccno_525_Pm_09 LTSCMCH_1_FV_P + Voltage Phase Angle,0,1,1,Degrees,Phasor,VPHA,Voltage Phase Angle,PA,-98.6,37.5,PPA:1884,2021-07-20 20:11:42
} | MaximumArchiveDays=90 | DesiredRemainingSpace=500,1885,GPA_SCCNO_525_PM_09-PM8:I,,76,8736f6c7-ad41-4b43-b4f6-e684e0d4ad20,SCCNO_525_PM_09,Sccno_525_Pm_09,60,1,companyAcronym= | protocolName=IEEE C37.118.2-2011 | vendorAcronym= | vendorDeviceName= | interconnectionName=,,,,10,STTP,Streaming Telemetry Transport Protocol,1,8,LTSCMCH_1_FA_P,I,+,0,SCCNO_525_PM_09-PM8,0.0,1.0,Sccno_525_Pm_09 LTSCMCH_1_FA_P + Current Magnitude,0,1,1,Amps,Phasor,IPHM,Current Magnitude,PM,-98.6,37.5,PPA:1885,2021-07-20 20:11:42
} | MaximumArchiveDays=90 | DesiredRemainingSpace=500,1886,GPA_SCCNO_525_PM_09-PA8:IH,,76,8736f6c7-ad41-4b43-b4f6-e684e0d4ad20,SCCNO_525_PM_09,Sccno_525_Pm_09,60,1,companyAcronym= | protocolName=IEEE C37.118.2-2011 | vendorAcronym= | vendorDeviceName= | interconnectionName=,,,,10,STTP,Streaming Telemetry Transport Protocol,2,8,LTSCMCH_1_FA_P,I,+,0,SCCNO_525_PM_09-PA8,0.0,1.0,Sccno_525_Pm_09 LTSCMCH_1_FA_P + Current Phase Angle,0,1,1,Degrees,Phasor,IPHA,Current Phase Angle,PA,-98.6,37.5,PPA:1886,2021-07-20 20:11:42
} | MaximumArchiveDays=90 | DesiredRemainingSpace=500,1887,GPA_SCCNO_525_PM_11:F,,77,8736f6c7-ad41-4b43-b4f6-e684e0d4ad20,SCCNO_525_PM_11,Sccno_525_Pm_11,60,1,companyAcronym= | protocolName=IEEE C37.118.2-2011 | vendorAcronym= | vendorDeviceName= | interconnectionName=,,,,10,STTP,Streaming Telemetry Transport Protocol,5,,,,,,SCCNO_525_PM_11-FQ,0.0,1.0,Sccno_525_Pm_11 Frequency,0,1,1,Hz,PMU,FREQ,Frequency,FQ,-98.6,37.5,PPA:1887,2021-07-20 20:11:42
} | MaximumArchiveDays=90 | DesiredRemainingSpace=500,1888,GPA_SCCNO_525_PM_11:DF,,77,8736f6c7-ad41-4b43-b4f6-e684e0d4ad20,SCCNO_525_PM_11,Sccno_525_Pm_11,60,1,companyAcronym= | protocolName=IEEE C37.118.2-2011 | vendorAcronym= | vendorDeviceName= | interconnectionName=,,,,10,STTP,Streaming Telemetry Transport Protocol,6,,,,,,SCCNO_525_PM_11-DF,0.0,1.0,Sccno_525_Pm_11 Frequency Delta (dF/dt),0,1,1,,PMU,DFDT,Frequency Delta (dF/dt),DF,-98.6,37.5,PPA:1888,2021-07-20 20:11:42
} | MaximumArchiveDays=90 | DesiredRemainingSpace=500,1889,GPA_SCCNO_525_PM_11:S,,77,8736f6c7-ad41-4b43-b4f6-e684e0d4ad20,SCCNO_525_PM_11,Sccno_525_Pm_11,60,1,companyAcronym= | protocolName=IEEE C37.118.2-2011 | vendorAcronym= | vendorDeviceName= | interconnectionName=,,,,10,STTP,Streaming Telemetry Transport Protocol,8,,,,,,SCCNO_525_PM_11-SF,0.0,1.0,Sccno_525_Pm_11 Status Flags,0,1,1,,PMU,FLAG,Status Flags,SF,-98.6,37.5,PPA:1889,2021-07-20 20:11:42
} | MaximumArchiveDays=90 | DesiredRemainingSpace=500,1890,GPA_SCCNO_525_PM_11-PM1:V,,77,8736f6c7-ad41-4b43-b4f6-e684e0d4ad20,SCCNO_525_PM_11,Sccno_525_Pm_11,60,1,companyAcronym= | protocolName=IEEE C37.118.2-2011 | vendorAcronym= | vendorDeviceName= | interconnectionName=,,,,10,STTP,Streaming Telemetry Transport Protocol,3,1,BAB_FV_A,V,+,0,SCCNO_525_PM_11-PM1,0.0,1.0,Sccno_525_Pm_11 BAB_FV_A + Voltage Magnitude,0,1,1,Volts,Phasor,VPHM,Voltage Magnitude,PM,-98.6,37.5,PPA:1890,2021-07-20 20:11:42
} | MaximumArchiveDays=90 | DesiredRemainingSpace=500,1891,GPA_SCCNO_525_PM_11-PA1:VH,,77,8736f6c7-ad41-4b43-b4f6-e684e0d4ad20,SCCNO_525_PM_11,Sccno_525_Pm_11,60,1,companyAcronym= | protocolName=IEEE C37.118.2-2011 | vendorAcronym= | vendorDeviceName= | interconnectionName=,,,,10,STTP,Streaming Telemetry Transport Protocol,4,1,BAB_FV_A,V,+,0,SCCNO_525_PM_11-PA1,0.0,1.0,Sccno_525_Pm_11 BAB_FV_A + Voltage Phase Angle,0,1,1,Degrees,Phasor,VPHA,Voltage Phase Angle,PA,-98.6,37.5,PPA:1891,2021-07-20 20:11:42
} | MaximumArchiveDays=90 | DesiredRemainingSpace=500,1892,GPA_SCCNO_525_PM_10:F,,78,8736f6c7-ad41-4b43-b4f6-e684e0d4ad20,SCCNO_525_PM_10,Sccno_525_Pm_10,60,1,companyAcronym= | protocolName=IEEE C37.118.2-2011 | vendorAcronym= | vendorDeviceName= | interconnectionName=,,,,10,STTP,Streaming Telemetry Transport Protocol,5,,,,,,SCCNO_525_PM_10-FQ,0.0,1.0,Sccno_525_Pm_10 Frequency,0,1,1,Hz,PMU,FREQ,Frequency,FQ,-98.6,37.5,PPA:1892,2021-07-20 20:11:42
} | MaximumArchiveDays=90 | DesiredRemainingSpace=500,1893,GPA_SCCNO_525_PM_10:DF,,78,8736f6c7-ad41-4b43-b4f6-e684e0d4ad20,SCCNO_525_PM_10,Sccno_525_Pm_10,60,1,companyAcronym= | protocolName=IEEE C37.118.2-2011 | vendorAcronym= | vendorDeviceName= | interconnectionName=,,,,10,STTP,Streaming Telemetry Transport Protocol,6,,,,,,SCCNO_525_PM_10-DF,0.0,1.0,Sccno_525_Pm_10 Frequency Delta (dF/dt),0,1,1,,PMU,DFDT,Frequency Delta (dF/dt),DF,-98.6,37.5,PPA:1893,2021-07-20 20:11:42
} | MaximumArchiveDays=90 | DesiredRemainingSpace=500,1894,GPA_SCCNO_525_PM_10:S,,78,8736f6c7-ad41-4b43-b4f6-e684e0d4ad20,SCCNO_525_PM_10,Sccno_525_Pm_10,60,1,companyAcronym= | protocolName=IEEE C37.118.2-2011 | vendorAcronym= | vendorDeviceName= | interconnectionName=,,,,10,STTP,Streaming Telemetry Transport Protocol,8,,,,,,SCCNO_525_PM_10-SF,0.0,1.0,Sccno_525_Pm_10 Status Flags,0,1,1,,PMU,FLAG,Status Flags,SF,-98.6,37.5,PPA:1894,2021-07-20 20:11:42
} | MaximumArchiveDays=90 | DesiredRemainingSpace=500,1895,GPA_SCCNO_525_PM_10-PM1:V,,78,8736f6c7-ad41-4b43-b4f6-e684e0d4ad20,SCCNO_525_PM_10,Sccno_525_Pm_10,60,1,companyAcronym= | protocolName=IEEE C37.118.2-2011 | vendorAcronym= | vendorDeviceName= | interconnectionName=,,,,10,STTP,Streaming Telemetry Transport Protocol,3,1,LTRSCAX_1_FV_A,V,+,0,SCCNO_525_PM_10-PM1,0.0,1.0,Sccno_525_Pm_10 LTRSCAX_1_FV_A + Voltage Magnitude,0,1,1,Volts,Phasor,VPHM,Voltage Magnitude,PM,-98.6,37.5,PPA:1895,2021-07-20 20:11:42
} | MaximumArchiveDays=90 | DesiredRemainingSpace=500,1896,GPA_SCCNO_525_PM_10-PA1:VH,,78,8736f6c7-ad41-4b43-b4f6-e684e0d4ad20,SCCNO_525_PM_10,Sccno_525_Pm_10,60,1,companyAcronym= | protocolName=IEEE C37.118.2-2011 | vendorAcronym= | vendorDeviceName= | interconnectionName=,,,,10,STTP,Streaming Telemetry Transport Protocol,4,1,LTRSCAX_1_FV_A,V,+,0,SCCNO_525_PM_10-PA1,0.0,1.0,Sccno_525_Pm_10 LTRSCAX_1_FV_A + Voltage Phase Angle,0,1,1,Degrees,Phasor,VPHA,Voltage Phase Angle,PA,-98.6,37.5,PPA:1896,2021-07-20 20:11:42
} | MaximumArchiveDays=90 | DesiredRemainingSpace=500,1897,GPA_SCCNO_525_PM_10-PM2:V,,78,8736f6c7-ad41-4b43-b4f6-e684e0d4ad20,SCCNO_525_PM_10,Sccno_525_Pm_10,60,1,companyAcronym= | protocolName=IEEE C37.118.2-2011 | vendorAcronym= | vendorDeviceName= | interconnectionName=,,,,10,STTP,Streaming Telemetry Transport Protocol,3,2,LTRSCAX_1_FV_B,V,+,0,SCCNO_525_PM_10-PM2,0.0,1.0,Sccno_525_Pm_10 LTRSCAX_1_FV_B + Voltage Magnitude,0,1,1,Volts,Phasor,VPHM,Voltage Magnitude,PM,-98.6,37.5,PPA:1897,2021-07-20 20:11:42
} | MaximumArchiveDays=90 | DesiredRemainingSpace=500,1898,GPA_SCCNO_525_PM_10-PA2:VH,,78,8736f6c7-ad41-4b43-b4f6-e684e0d4ad20,SCCNO_525_PM_10,Sccno_525_Pm_10,60,1,companyAcronym= | protocolName=IEEE C37.118.2-2011 | vendorAcronym= | vendorDeviceName= | interconnectionName=,,,,10,STTP,Streaming Telemetry Transport Protocol,4,2,LTRSCAX_1_FV_B,V,+,0,SCCNO_525_PM_10-PA2,0.0,1.0,Sccno_525_Pm_10 LTRSCAX_1_FV_B + Voltage Phase Angle,0,1,1,Degrees,Phasor,VPHA,Voltage Phase Angle,PA,-98.6,37.5,PPA:1898,2021-07-20 20:11:42
} | MaximumArchiveDays=90 | DesiredRemainingSpace=500,1899,GPA_SCCNO_525_PM_10-PM3:V,,78,8736f6c7-ad41-4b43-b4f6-e684e0d4ad20,SCCNO_525_PM_10,Sccno_525_Pm_10,60,1,companyAcronym= | protocolName=IEEE C37.118.2-2011 | vendorAcronym= | vendorDeviceName= | interconnectionName=,,,,10,STTP,Streaming Telemetry Transport Protocol,3,3,LTRSCAX_1_FV_C,V,+,0,SCCNO_525_PM_10-PM3,0.0,1.0,Sccno_525_Pm_10 LTRSCAX_1_FV_C + Voltage Magnitude,0,1,1,Volts,Phasor,VPHM,Voltage Magnitude,PM,-98.6,37.5,PPA:1899,2021-07-20 20:11:42
} | MaximumArchiveDays=90 | DesiredRemainingSpace=500,1900,GPA_SCCNO_525_PM_10-PA3:VH,,78,8736f6c7-ad41-4b43-b4f6-e684e0d4ad20,SCCNO_525_PM_10,Sccno_525_Pm_10,60,1,companyAcronym= | protocolName=IEEE C37.118.2-2011 | vendorAcronym= | vendorDeviceName= | interconnectionName=,,,,10,STTP,Streaming Telemetry Transport Protocol,4,3,LTRSCAX_1_FV_C,V,+,0,SCCNO_525_PM_10-PA3,0.0,1.0,Sccno_525_Pm_10 LTRSCAX_1_FV_C + Voltage Phase Angle,0,1,1,Degrees,Phasor,VPHA,Voltage Phase Angle,PA,-98.6,37.5,PPA:1900,2021-07-20 20:11:42
} | MaximumArchiveDays=90 | DesiredRemainingSpace=500,1901,GPA_SCCNO_525_PM_10-PM4:I,,78,8736f6c7-ad41-4b43-b4f6-e684e0d4ad20,SCCNO_525_PM_10,Sccno_525_Pm_10,60,1,companyAcronym= | protocolName=IEEE C37.118.2-2011 | vendorAcronym= | vendorDeviceName= | interconnectionName=,,,,10,STTP,Streaming Telemetry Transport Protocol,1,4,LTRSCAX_1_FA_A,I,+,0,SCCNO_525_PM_10-PM4,0.0,1.0,Sccno_525_Pm_10 LTRSCAX_1_FA_A + Current Magnitude,0,1,1,Amps,Phasor,IPHM,Current Magnitude,PM,-98.6,37.5,PPA:1901,2021-07-20 20:11:42
} | MaximumArchiveDays=90 | DesiredRemainingSpace=500,1902,GPA_SCCNO_525_PM_10-PA4:IH,,78,8736f6c7-ad41-4b43-b4f6-e684e0d4ad20,SCCNO_525_PM_10,Sccno_525_Pm_10,60,1,companyAcronym= | protocolName=IEEE C37.118.2-2011 | vendorAcronym= | vendorDeviceName= | interconnectionName=,,,,10,STTP,Streaming Telemetry Transport Protocol,2,4,LTRSCAX_1_FA_A,I,+,0,SCCNO_525_PM_10-PA4,0.0,1.0,Sccno_525_Pm_10 LTRSCAX_1_FA_A + Current Phase Angle,0,1,1,Degrees,Phasor,IPHA,Current Phase Angle,PA,-98.6,37.5,PPA:1902,2021-07-20 20:11:42
} | MaximumArchiveDays=90 | DesiredRemainingSpace=500,1903,GPA_SCCNO_525_PM_10-PM5:I,,78,8736f6c7-ad41-4b43-b4f6-e684e0d4ad20,SCCNO_525_PM_10,Sccno_525_Pm_10,60,1,companyAcronym= | protocolName=IEEE C37.118.2-2011 | vendorAcronym= | vendorDeviceName= | interconnectionName=,,,,10,STTP,Streaming Telemetry Transport Protocol,1,5,LTRSCAX_1_FA_B,I,+,0,SCCNO_525_PM_10-PM5,0.0,1.0,Sccno_525_Pm_10 LTRSCAX_1_FA_B + Current Magnitude,0,1,1,Amps,Phasor,IPHM,Current Magnitude,PM,-98.6,37.5,PPA:1903,2021-07-20 20:11:42
} | MaximumArchiveDays=90 | DesiredRemainingSpace=500,1904,GPA_SCCNO_525_PM_10-PA5:IH,,78,8736f6c7-ad41-4b43-b4f6-e684e0d4ad20,SCCNO_525_PM_10,Sccno_525_Pm_10,60,1,companyAcronym= | protocolName=IEEE C37.118.2-2011 | vendorAcronym= | vendorDeviceName= | interconnectionName=,,,,10,STTP,Streaming Telemetry Transport Protocol,2,5,LTRSCAX_1_FA_B,I,+,0,SCCNO_525_PM_10-PA5,0.0,1.0,Sccno_525_Pm_10 LTRSCAX_1_FA_B + Current Phase Angle,0,1,1,Degrees,Phasor,IPHA,Current Phase Angle,PA,-98.6,37.5,PPA:1904,2021-07-20 20:11:42
} | MaximumArchiveDays=90 | DesiredRemainingSpace=500,1905,GPA_SCCNO_525_PM_10-PM6:I,,78,8736f6c7-ad41-4b43-b4f6-e684e0d4ad20,SCCNO_525_PM_10,Sccno_525_Pm_10,60,1,companyAcronym= | protocolName=IEEE C37.118.2-2011 | vendorAcronym= | vendorDeviceName= | interconnectionName=,,,,10,STTP,Streaming Telemetry Transport Protocol,1,6,LTRSCAX_1_FA_C,I,+,0,SCCNO_525_PM_10-PM6,0.0,1.0,Sccno_525_Pm_10 LTRSCAX_1_FA_C + Current Magnitude,0,1,1,Amps,Phasor,IPHM,Current Magnitude,PM,-98.6,37.5,PPA:1905,2021-07-20 20:11:42
} | MaximumArchiveDays=90 | DesiredRemainingSpace=500,1906,GPA_SCCNO_525_PM_10-PA6:IH,,78,8736f6c7-ad41-4b43-b4f6-e684e0d4ad20,SCCNO_525_PM_10,Sccno_525_Pm_10,60,1,companyAcronym= | protocolName=IEEE C37.118.2-2011 | vendorAcronym= | vendorDeviceName= | interconnectionName=,,,,10,STTP,Streaming Telemetry Transport Protocol,2,6,LTRSCAX_1_FA_C,I,+,0,SCCNO_525_PM_10-PA6,0.0,1.0,Sccno_525_Pm_10 LTRSCAX_1_FA_C + Current Phase Angle,0,1,1,Degrees,Phasor,IPHA,Current Phase Angle,PA,-98.6,37.5,PPA:1906,2021-07-20 20:11:42
} | MaximumArchiveDays=90 | DesiredRemainingSpace=500,1907,GPA_SCCNO_525_PM_10-PM7:V,,78,8736f6c7-ad41-4b43-b4f6-e684e0d4ad20,SCCNO_525_PM_10,Sccno_525_Pm_10,60,1,companyAcronym= | protocolName=IEEE C37.118.2-2011 | vendorAcronym= | vendorDeviceName= | interconnectionName=,,,,10,STTP,Streaming Telemetry Transport Protocol,3,7,LTRSCAX_1_FV_P,V,+,0,SCCNO_525_PM_10-PM7,0.0,1.0,Sccno_525_Pm_10 LTRSCAX_1_FV_P + Voltage Magnitude,0,1,1,Volts,Phasor,VPHM,Voltage Magnitude,PM,-98.6,37.5,PPA:1907,2021-07-20 20:11:42
} | MaximumArchiveDays=90 | DesiredRemainingSpace=500,1908,GPA_SCCNO_525_PM_10-PA7:VH,,78,8736f6c7-ad41-4b43-b4f6-e684e0d4ad20,SCCNO_525_PM_10,Sccno_525_Pm_10,60,1,companyAcronym= | protocolName=IEEE C37.118.2-2011 | vendorAcronym= | vendorDeviceName= | interconnectionName=,,,,10,STTP,Streaming Telemetry Transport Protocol,4,7,LTRSCAX_1_FV_P,V,+,0,SCCNO_525_PM_10-PA7,0.0,1.0,Sccno_525_Pm_10 LTRSCAX_1_FV_P + Voltage Phase Angle,0,1,1,Degrees,Phasor,VPHA,Voltage Phase Angle,PA,-98.6,37.5,PPA:1908,2021-07-20 20:11:42
} | MaximumArchiveDays=90 | DesiredRemainingSpace=500,1909,GPA_SCCNO_525_PM_10-PM8:I,,78,8736f6c7-ad41-4b43-b4f6-e684e0d4ad20,SCCNO_525_PM_10,Sccno_525_Pm_10,60,1,companyAcronym= | protocolName=IEEE C37.118.2-2011 | vendorAcronym= | vendorDeviceName= | interconnectionName=,,,,10,STTP,Streaming Telemetry Transport Protocol,1,8,LTRSCAX_1_FA_P,I,+,0,SCCNO_525_PM_10-PM8,0.0,1.0,Sccno_525_Pm_10 LTRSCAX_1_FA_P + Current Magnitude,0,1,1,Amps,Phasor,IPHM,Current Magnitude,PM,-98.6,37.5,PPA:1909,2021-07-20 20:11:42
} | MaximumArchiveDays=90 | DesiredRemainingSpace=500,1910,GPA_SCCNO_525_PM_10-PA8:IH,,78,8736f6c7-ad41-4b43-b4f6-e684e0d4ad20,SCCNO_525_PM_10,Sccno_525_Pm_10,60,1,companyAcronym= | protocolName=IEEE C37.118.2-2011 | vendorAcronym= | vendorDeviceName= | interconnectionName=,,,,10,STTP,Streaming Telemetry Transport Protocol,2,8,LTRSCAX_1_FA_P,I,+,0,SCCNO_525_PM_10-PA8,0.0,1.0,Sccno_525_Pm_10 LTRSCAX_1_FA_P + Current Phase Angle,0,1,1,Degrees,Phasor,IPHA,Current Phase Angle,PA,-98.6,37.5,PPA:1910,2021-07-20 20:11:42
} | MaximumArchiveDays=90 | DesiredRemainingSpace=500,1911,GPA_SCYTA_525_PM_01:F,,79,8736f6c7-ad41-4b43-b4f6-e684e0d4ad20,SCYTA_525_PM_01,Scyta_525_Pm_01,60,1,companyAcronym= | protocolName=IEEE C37.118.2-2011 | vendorAcronym= | vendorDeviceName= | interconnectionName=,,,,10,STTP,Streaming Telemetry Transport Protocol,5,,,,,,SCYTA_525_PM_01-FQ,0.0,1.0,Scyta_525_Pm_01 Frequency,0,1,1,Hz,PMU,FREQ,Frequency,FQ,-98.6,37.5,PPA:1911,2021-07-20 20:11:42
} | MaximumArchiveDays=90 | DesiredRemainingSpace=500,1912,GPA_SCYTA_525_PM_01:DF,,79,8736f6c7-ad41-4b43-b4f6-e684e0d4ad20,SCYTA_525_PM_01,Scyta_525_Pm_01,60,1,companyAcronym= | protocolName=IEEE C37.118.2-2011 | vendorAcronym= | vendorDeviceName= | interconnectionName=,,,,10,STTP,Streaming Telemetry Transport Protocol,6,,,,,,SCYTA_525_PM_01-DF,0.0,1.0,Scyta_525_Pm_01 Frequency Delta (dF/dt),0,1,1,,PMU,DFDT,Frequency Delta (dF/dt),DF,-98.6,37.5,PPA:1912,2021-07-20 20:11:42
} | MaximumArchiveDays=90 | DesiredRemainingSpace=500,1913,GPA_SCYTA_525_PM_01:S,,79,8736f6c7-ad41-4b43-b4f6-e684e0d4ad20,SCYTA_525_PM_01,Scyta_525_Pm_01,60,1,companyAcronym= | protocolName=IEEE C37.118.2-2011 | vendorAcronym= | vendorDeviceName= | interconnectionName=,,,,10,STTP,Streaming Telemetry Transport Protocol,8,,,,,,SCYTA_525_PM_01-SF,0.0,1.0,Scyta_525_Pm_01 Status Flags,0,1,1,,PMU,FLAG,Status Flags,SF,-98.6,37.5,PPA:1913,2021-07-20 20:11:42
} | MaximumArchiveDays=90 | DesiredRemainingSpace=500,1914,GPA_SCYTA_525_PM_01-PM1:V,,79,8736f6c7-ad41-4b43-b4f6-e684e0d4ad20,SCYTA_525_PM_01,Scyta_525_Pm_01,60,1,companyAcronym= | protocolName=IEEE C37.118.2-2011 | vendorAcronym= | vendorDeviceName= | interconnectionName=,,,,10,STTP,Streaming Telemetry Transport Protocol,3,1,LTRSCAX_1_FV_A,V,+,0,SCYTA_525_PM_01-PM1,0.0,1.0,Scyta_525_Pm_01 LTRSCAX_1_FV_A + Voltage Magnitude,0,1,1,Volts,Phasor,VPHM,Voltage Magnitude,PM,-98.6,37.5,PPA:1914,2021-07-20 20:11:42
} | MaximumArchiveDays=90 | DesiredRemainingSpace=500,1915,GPA_SCYTA_525_PM_01-PA1:VH,,79,8736f6c7-ad41-4b43-b4f6-e684e0d4ad20,SCYTA_525_PM_01,Scyta_525_Pm_01,60,1,companyAcronym= | protocolName=IEEE C37.118.2-2011 | vendorAcronym= | vendorDeviceName= | interconnectionName=,,,,10,STTP,Streaming Telemetry Transport Protocol,4,1,LTRSCAX_1_FV_A,V,+,0,SCYTA_525_PM_01-PA1,0.0,1.0,Scyta_525_Pm_01 LTRSCAX_1_FV_A + Voltage Phase Angle,0,1,1,Degrees,Phasor,VPHA,Voltage Phase Angle,PA,-98.6,37.5,PPA:1915,2021-07-20 20:11:42
} | MaximumArchiveDays=90 | DesiredRemainingSpace=500,1916,GPA_SCYTA_525_PM_01-PM2:V,,79,8736f6c7-ad41-4b43-b4f6-e684e0d4ad20,SCYTA_525_PM_01,Scyta_525_Pm_01,60,1,companyAcronym= | protocolName=IEEE C37.118.2-2011 | vendorAcronym= | vendorDeviceName= | interconnectionName=,,,,10,STTP,Streaming Telemetry Transport Protocol,3,2,LTRSCAX_1_FV_B,V,+,0,SCYTA_525_PM_01-PM2,0.0,1.0,Scyta_525_Pm_01 LTRSCAX_1_FV_B + Voltage Magnitude,0,1,1,Volts,Phasor,VPHM,Voltage Magnitude,PM,-98.6,37.5,PPA:1916,2021-07-20 20:11:42
} | MaximumArchiveDays=90 | DesiredRemainingSpace=500,1917,GPA_SCYTA_525_PM_01-PA2:VH,,79,8736f6c7-ad41-4b43-b4f6-e684e0d4ad20,SCYTA_525_PM_01,Scyta_525_Pm_01,60,1,companyAcronym= | protocolName=IEEE C37.118.2-2011 | vendorAcronym= | vendorDeviceName= | interconnectionName=,,,,10,STTP,Streaming Telemetry Transport Protocol,4,2,LTRSCAX_1_FV_B,V,+,0,SCYTA_525_PM_01-PA2,0.0,1.0,Scyta_525_Pm_01 LTRSCAX_1_FV_B + Voltage Phase Angle,0,1,1,Degrees,Phasor,VPHA,Voltage Phase Angle,PA,-98.6,37.5,PPA:1917,2021-07-20 20:11:42
} | MaximumArchiveDays=90 | DesiredRemainingSpace=500,1918,GPA_SCYTA_525_PM_01-PM3:V,,79,8736f6c7-ad41-4b43-b4f6-e684e0d4ad20,SCYTA_525_PM_01,Scyta_525_Pm_01,60,1,companyAcronym= | protocolName=IEEE C37.118.2-2011 | vendorAcronym= | vendorDeviceName= | interconnectionName=,,,,10,STTP,Streaming Telemetry Transport Protocol,3,3,LTRSCAX_1_FV_C,V,+,0,SCYTA_525_PM_01-PM3,0.0,1.0,Scyta_525_Pm_01 LTRSCAX_1_FV_C + Voltage Magnitude,0,1,1,Volts,Phasor,VPHM,Voltage Magnitude,PM,-98.6,37.5,PPA:1918,2021-07-20 20:11:42
} | MaximumArchiveDays=90 | DesiredRemainingSpace=500,1919,GPA_SCYTA_525_PM_01-PA3:VH,,79,8736f6c7-ad41-4b43-b4f6-e684e0d4ad20,SCYTA_525_PM_01,Scyta_525_Pm_01,60,1,companyAcronym= | protocolName=IEEE C37.118.2-2011 | vendorAcronym= | vendorDeviceName= | interconnectionName=,,,,10,STTP,Streaming Telemetry Transport Protocol,4,3,LTRSCAX_1_FV_C,V,+,0,SCYTA_525_PM_01-PA3,0.0,1.0,Scyta_525_Pm_01 LTRSCAX_1_FV_C + Voltage Phase Angle,0,1,1,Degrees,Phasor,VPHA,Voltage Phase Angle,PA,-98.6,37.5,PPA:1919,2021-07-20 20:11:42
} | MaximumArchiveDays=90 | DesiredRemainingSpace=500,1920,GPA_SCYTA_525_PM_01-PM4:I,,79,8736f6c7-ad41-4b43-b4f6-e684e0d4ad20,SCYTA_525_PM_01,Scyta_525_Pm_01,60,1,companyAcronym= | protocolName=IEEE C37.118.2-2011 | vendorAcronym= | vendorDeviceName= | interconnectionName=,,,,10,STTP,Streaming Telemetry Transport Protocol,1,4,LTRSCAX_1_FA_A,I,+,0,SCYTA_525_PM_01-PM4,0.0,1.0,Scyta_525_Pm_01 LTRSCAX_1_FA_A + Current Magnitude,0,1,1,Amps,Phasor,IPHM,Current Magnitude,PM,-98.6,37.5,PPA:1920,2021-07-20 20:11:42
} | MaximumArchiveDays=90 | DesiredRemainingSpace=500,1921,GPA_SCYTA_525_PM_01-PA4:IH,,79,8736f6c7-ad41-4b43-b4f6-e684e0d4ad20,SCYTA_525_PM_01,Scyta_525_Pm_01,60,1,companyAcronym= | protocolName=IEEE C37.118.2-2011 | vendorAcronym= | vendorDeviceName= | interconnectionName=,,,,10,STTP,Streaming Telemetry Transport Protocol,2,4,LTRSCAX_1_FA_A,I,+,0,SCYTA_525_PM_01-PA4,0.0,1.0,Scyta_525_Pm_01 LTRSCAX_1_FA_A + Current Phase Angle,0,1,1,Degrees,Phasor,IPHA,Current Phase Angle,PA,-98.6,37.5,PPA:1921,2021-07-20 20:11:42
} | MaximumArchiveDays=90 | DesiredRemainingSpace=500,1922,GPA_SCYTA_525_PM_01-PM5:I,,79,8736f6c7-ad41-4b43-b4f6-e684e0d4ad20,SCYTA_525_PM_01,Scyta_525_Pm_01,60,1,companyAcronym= | protocolName=IEEE C37.118.2-2011 | vendorAcronym= | vendorDeviceName= | interconnectionName=,,,,10,STTP,Streaming Telemetry Transport Protocol,1,5,LTRSCAX_1_FA_B,I,+,0,SCYTA_525_PM_01-PM5,0.0,1.0,Scyta_525_Pm_01 LTRSCAX_1_FA_B + Current Magnitude,0,1,1,Amps,Phasor,IPHM,Current Magnitude,PM,-98.6,37.5,PPA:1922,2021-07-20 20:11:42
} | MaximumArchiveDays=90 | DesiredRemainingSpace=500,1923,GPA_SCYTA_525_PM_01-PA5:IH,,79,8736f6c7-ad41-4b43-b4f6-e684e0d4ad20,SCYTA_525_PM_01,Scyta_525_Pm_01,60,1,companyAcronym= | protocolName=IEEE C37.118.2-2011 | vendorAcronym= | vendorDeviceName= | interconnectionName=,,,,10,STTP,Streaming Telemetry Transport Protocol,2,5,LTRSCAX_1_FA_B,I,+,0,SCYTA_525_PM_01-PA5,0.0,1.0,Scyta_525_Pm_01 LTRSCAX_1_FA_B + Current Phase Angle,0,1,1,Degrees,Phasor,IPHA,Current Phase Angle,PA,-98.6,37.5,PPA:1923,2021-07-20 20:11:42
} | MaximumArchiveDays=90 | DesiredRemainingSpace=500,1924,GPA_SCYTA_525_PM_01-PM6:I,,79,8736f6c7-ad41-4b43-b4f6-e684e0d4ad20,SCYTA_525_PM_01,Scyta_525_Pm_01,60,1,companyAcronym= | protocolName=IEEE C37.118.2-2011 | vendorAcronym= | vendorDeviceName= | interconnectionName=,,,,10,STTP,Streaming Telemetry Transport Protocol,1,6,LTRSCAX_1_FA_C,I,+,0,SCYTA_525_PM_01-PM6,0.0,1.0,Scyta_525_Pm_01 LTRSCAX_1_FA_C + Current Magnitude,0,1,1,Amps,Phasor,IPHM,Current Magnitude,PM,-98.6,37.5,PPA:1924,2021-07-20 20:11:42
} | MaximumArchiveDays=90 | DesiredRemainingSpace=500,1925,GPA_SCYTA_525_PM_01-PA6:IH,,79,8736f6c7-ad41-4b43-b4f6-e684e0d4ad20,SCYTA_525_PM_01,Scyta_525_Pm_01,60,1,companyAcronym= | protocolName=IEEE C37.118.2-2011 | vendorAcronym= | vendorDeviceName= | interconnectionName=,,,,10,STTP,Streaming Telemetry Transport Protocol,2,6,LTRSCAX_1_FA_C,I,+,0,SCYTA_525_PM_01-PA6,0.0,1.0,Scyta_525_Pm_01 LTRSCAX_1_FA_C + Current Phase Angle,0,1,1,Degrees,Phasor,IPHA,Current Phase Angle,PA,-98.6,37.5,PPA:1925,2021-07-20 20:11:42
} | MaximumArchiveDays=90 | DesiredRemainingSpace=500,1926,GPA_SCYTA_525_PM_01-PM7:V,,79,8736f6c7-ad41-4b43-b4f6-e684e0d4ad20,SCYTA_525_PM_01,Scyta_525_Pm_01,60,1,companyAcronym= | protocolName=IEEE C37.118.2-2011 | vendorAcronym= | vendorDeviceName= | interconnectionName=,,,,10,STTP,Streaming Telemetry Transport Protocol,3,7,LTRSCAX_1_FV_P,V,+,0,SCYTA_525_PM_01-PM7,0.0,1.0,Scyta_525_Pm_01 LTRSCAX_1_FV_P + Voltage Magnitude,0,1,1,Volts,Phasor,VPHM,Voltage Magnitude,PM,-98.6,37.5,PPA:1926,2021-07-20 20:11:42
} | MaximumArchiveDays=90 | DesiredRemainingSpace=500,1927,GPA_SCYTA_525_PM_01-PA7:VH,,79,8736f6c7-ad41-4b43-b4f6-e684e0d4ad20,SCYTA_525_PM_01,Scyta_525_Pm_01,60,1,companyAcronym= | protocolName=IEEE C37.118.2-2011 | vendorAcronym= | vendorDeviceName= | interconnectionName=,,,,10,STTP,Streaming Telemetry Transport Protocol,4,7,LTRSCAX_1_FV_P,V,+,0,SCYTA_525_PM_01-PA7,0.0,1.0,Scyta_525_Pm_01 LTRSCAX_1_FV_P + Voltage Phase Angle,0,1,1,Degrees,Phasor,VPHA,Voltage Phase Angle,PA,-98.6,37.5,PPA:1927,2021-07-20 20:11:42
} | MaximumArchiveDays=90 | DesiredRemainingSpace=500,1928,GPA_SCYTA_525_PM_01-PM8:I,,79,8736f6c7-ad41-4b43-b4f6-e684e0d4ad20,SCYTA_525_PM_01,Scyta_525_Pm_01,60,1,companyAcronym= | protocolName=IEEE C37.118.2-2011 | vendorAcronym= | vendorDeviceName= | interconnectionName=,,,,10,STTP,Streaming Telemetry Transport Protocol,1,8,LTRSCAX_1_FA_P,I,+,0,SCYTA_525_PM_01-PM8,0.0,1.0,Scyta_525_Pm_01 LTRSCAX_1_FA_P + Current Magnitude,0,1,1,Amps,Phasor,IPHM,Current Magnitude,PM,-98.6,37.5,PPA:1928,2021-07-20 20:11:42
} | MaximumArchiveDays=90 | DesiredRemainingSpace=500,1929,GPA_SCYTA_525_PM_01-PA8:IH,,79,8736f6c7-ad41-4b43-b4f6-e684e0d4ad20,SCYTA_525_PM_01,Scyta_525_Pm_01,60,1,companyAcronym= | protocolName=IEEE C37.118.2-2011 | vendorAcronym= | vendorDeviceName= | interconnectionName=,,,,10,STTP,Streaming Telemetry Transport Protocol,2,8,LTRSCAX_1_FA_P,I,+,0,SCYTA_525_PM_01-PA8,0.0,1.0,Scyta_525_Pm_01 LTRSCAX_1_FA_P + Current Phase Angle,0,1,1,Degrees,Phasor,IPHA,Current Phase Angle,PA,-98.6,37.5,PPA:1929,2021-07-20 20:11:42
} | MaximumArchiveDays=90 | DesiredRemainingSpace=500,1930,GPA_SCYTA_525_PM_02:F,,80,8736f6c7-ad41-4b43-b4f6-e684e0d4ad20,SCYTA_525_PM_02,Scyta_525_Pm_02,60,1,companyAcronym= | protocolName=IEEE C37.118.2-2011 | vendorAcronym= | vendorDeviceName= | interconnectionName=,,,,10,STTP,Streaming Telemetry Transport Protocol,5,,,,,,SCYTA_525_PM_02-FQ,0.0,1.0,Scyta_525_Pm_02 Frequency,0,1,1,Hz,PMU,FREQ,Frequency,FQ,-98.6,37.5,PPA:1930,2021-07-20 20:11:42
} | MaximumArchiveDays=90 | DesiredRemainingSpace=500,1931,GPA_SCYTA_525_PM_02:DF,,80,8736f6c7-ad41-4b43-b4f6-e684e0d4ad20,SCYTA_525_PM_02,Scyta_525_Pm_02,60,1,companyAcronym= | protocolName=IEEE C37.118.2-2011 | vendorAcronym= | vendorDeviceName= | interconnectionName=,,,,10,STTP,Streaming Telemetry Transport Protocol,6,,,,,,SCYTA_525_PM_02-DF,0.0,1.0,Scyta_525_Pm_02 Frequency Delta (dF/dt),0,1,1,,PMU,DFDT,Frequency Delta (dF/dt),DF,-98.6,37.5,PPA:1931,2021-07-20 20:11:42
} | MaximumArchiveDays=90 | DesiredRemainingSpace=500,1932,GPA_SCYTA_525_PM_02:S,,80,8736f6c7-ad41-4b43-b4f6-e684e0d4ad20,SCYTA_525_PM_02,Scyta_525_Pm_02,60,1,companyAcronym= | protocolName=IEEE C37.118.2-2011 | vendorAcronym= | vendorDeviceName= | interconnectionName=,,,,10,STTP,Streaming Telemetry Transport Protocol,8,,,,,,SCYTA_525_PM_02-SF,0.0,1.0,Scyta_525_Pm_02 Status Flags,0,1,1,,PMU,FLAG,Status Flags,SF,-98.6,37.5,PPA:1932,2021-07-20 20:11:42
} | MaximumArchiveDays=90 | DesiredRemainingSpace=500,1933,GPA_SCYTA_525_PM_02-PM1:I,,80,8736f6c7-ad41-4b43-b4f6-e684e0d4ad20,SCYTA_525_PM_02,Scyta_525_Pm_02,60,1,companyAcronym= | protocolName=IEEE C37.118.2-2011 | vendorAcronym= | vendorDeviceName= | interconnectionName=,,,,10,STTP,Streaming Telemetry Transport Protocol,1,1,LTPRSSA_1_FA_A,I,+,0,SCYTA_525_PM_02-PM1,0.0,1.0,Scyta_525_Pm_02 LTPRSSA_1_FA_A + Current Magnitude,0,1,1,Amps,Phasor,IPHM,Current Magnitude,PM,-98.6,37.5,PPA:1933,2021-07-20 20:11:42
} | MaximumArchiveDays=90 | DesiredRemainingSpace=500,1934,GPA_SCYTA_525_PM_02-PA1:IH,,80,8736f6c7-ad41-4b43-b4f6-e684e0d4ad20,SCYTA_525_PM_02,Scyta_525_Pm_02,60,1,companyAcronym= | protocolName=IEEE C37.118.2-2011 | vendorAcronym= | vendorDeviceName= | interconnectionName=,,,,10,STTP,Streaming Telemetry Transport Protocol,2,1,LTPRSSA_1_FA_A,I,+,0,SCYTA_525_PM_02-PA1,0.0,1.0,Scyta_525_Pm_02 LTPRSSA_1_FA_A + Current Phase Angle,0,1,1,Degrees,Phasor,IPHA,Current Phase Angle,PA,-98.6,37.5,PPA:1934,2021-07-20 20:11:42
} | MaximumArchiveDays=90 | DesiredRemainingSpace=500,1935,GPA_SCYTA_525_PM_02-PM2:I,,80,8736f6c7-ad41-4b43-b4f6-e684e0d4ad20,SCYTA_525_PM_02,Scyta_525_Pm_02,60,1,companyAcronym= | protocolName=IEEE C37.118.2-2011 | vendorAcronym= | vendorDeviceName= | interconnectionName=,,,,10,STTP,Streaming Telemetry Transport Protocol,1,2,LTPRSSA_1_FA_B,I,+,0,SCYTA_525_PM_02-PM2,0.0,1.0,Scyta_525_Pm_02 LTPRSSA_1_FA_B + Current Magnitude,0,1,1,Amps,Phasor,IPHM,Current Magnitude,PM,-98.6,37.5,PPA:1935,2021-07-20 20:11:42
} | MaximumArchiveDays=90 | DesiredRemainingSpace=500,1936,GPA_SCYTA_525_PM_02-PA2:IH,,80,8736f6c7-ad41-4b43-b4f6-e684e0d4ad20,SCYTA_525_PM_02,Scyta_525_Pm_02,60,1,companyAcronym= | protocolName=IEEE C37.118.2-2011 | vendorAcronym= | vendorDeviceName= | interconnectionName=,,,,10,STTP,Streaming Telemetry Transport Protocol,2,2,LTPRSSA_1_FA_B,I,+,0,SCYTA_525_PM_02-PA2,0.0,1.0,Scyta_525_Pm_02 LTPRSSA_1_FA_B + Current Phase Angle,0,1,1,Degrees,Phasor,IPHA,Current Phase Angle,PA,-98.6,37.5,PPA:1936,2021-07-20 20:11:42
} | MaximumArchiveDays=90 | DesiredRemainingSpace=500,1937,GPA_SCYTA_525_PM_02-PM3:I,,80,8736f6c7-ad41-4b43-b4f6-e684e0d4ad20,SCYTA_525_PM_02,Scyta_525_Pm_02,60,1,companyAcronym= | protocolName=IEEE C37.118.2-2011 | vendorAcronym= | vendorDeviceName= | interconnectionName=,,,,10,STTP,Streaming Telemetry Transport Protocol,1,3,LTPRSSA_1_FA_C,I,+,0,SCYTA_525_PM_02-PM3,0.0,1.0,Scyta_525_Pm_02 LTPRSSA_1_FA_C + Current Magnitude,0,1,1,Amps,Phasor,IPHM,Current Magnitude,PM,-98.6,37.5,PPA:1937,2021-07-20 20:11:42
} | MaximumArchiveDays=90 | DesiredRemainingSpace=500,1938,GPA_SCYTA_525_PM_02-PA3:IH,,80,8736f6c7-ad41-4b43-b4f6-e684e0d4ad20,SCYTA_525_PM_02,Scyta_525_Pm_02,60,1,companyAcronym= | protocolName=IEEE C37.118.2-2011 | vendorAcronym= | vendorDeviceName= | interconnectionName=,,,,10,STTP,Streaming Telemetry Transport Protocol,2,3,LTPRSSA_1_FA_C,I,+,0,SCYTA_525_PM_02-PA3,0.0,1.0,Scyta_525_Pm_02 LTPRSSA_1_FA_C + Current Phase Angle,0,1,1,Degrees,Phasor,IPHA,Current Phase Angle,PA,-98.6,37.5,PPA:1938,2021-07-20 20:11:42
} | MaximumArchiveDays=90 | DesiredRemainingSpace=500,1939,GPA_SCYTA_525_PM_02-PM4:V,,80,8736f6c7-ad41-4b43-b4f6-e684e0d4ad20,SCYTA_525_PM_02,Scyta_525_Pm_02,60,1,companyAcronym= | protocolName=IEEE C37.118.2-2011 | vendorAcronym= | vendorDeviceName= | interconnectionName=,,,,10,STTP,Streaming Telemetry Transport Protocol,3,4,LTPRSSA_1_FV_A,V,+,0,SCYTA_525_PM_02-PM4,0.0,1.0,Scyta_525_Pm_02 LTPRSSA_1_FV_A + Voltage Magnitude,0,1,1,Volts,Phasor,VPHM,Voltage Magnitude,PM,-98.6,37.5,PPA:1939,2021-07-20 20:11:42
} | MaximumArchiveDays=90 | DesiredRemainingSpace=500,1940,GPA_SCYTA_525_PM_02-PA4:VH,,80,8736f6c7-ad41-4b43-b4f6-e684e0d4ad20,SCYTA_525_PM_02,Scyta_525_Pm_02,60,1,companyAcronym= | protocolName=IEEE C37.118.2-2011 | vendorAcronym= | vendorDeviceName= | interconnectionName=,,,,10,STTP,Streaming Telemetry Transport Protocol,4,4,LTPRSSA_1_FV_A,V,+,0,SCYTA_525_PM_02-PA4,0.0,1.0,Scyta_525_Pm_02 LTPRSSA_1_FV_A + Voltage Phase Angle,0,1,1,Degrees,Phasor,VPHA,Voltage Phase Angle,PA,-98.6,37.5,PPA:1940,2021-07-20 20:11:42
} | MaximumArchiveDays=90 | DesiredRemainingSpace=500,1941,GPA_SCYTA_525_PM_02-PM5:V,,80,8736f6c7-ad41-4b43-b4f6-e684e0d4ad20,SCYTA_525_PM_02,Scyta_525_Pm_02,60,1,companyAcronym= | protocolName=IEEE C37.118.2-2011 | vendorAcronym= | vendorDeviceName= | interconnectionName=,,,,10,STTP,Streaming Telemetry Transport Protocol,3,5,LTPRSSA_1_FV_B,V,+,0,SCYTA_525_PM_02-PM5,0.0,1.0,Scyta_525_Pm_02 LTPRSSA_1_FV_B + Voltage Magnitude,0,1,1,Volts,Phasor,VPHM,Voltage Magnitude,PM,-98.6,37.5,PPA:1941,2021-07-20 20:11:42
} | MaximumArchiveDays=90 | DesiredRemainingSpace=500,1942,GPA_SCYTA_525_PM_02-PA5:VH,,80,8736f6c7-ad41-4b43-b4f6-e684e0d4ad20,SCYTA_525_PM_02,Scyta_525_Pm_02,60,1,companyAcronym= | protocolName=IEEE C37.118.2-2011 | vendorAcronym= | vendorDeviceName= | interconnectionName=,,,,10,STTP,Streaming Telemetry Transport Protocol,4,5,LTPRSSA_1_FV_B,V,+,0,SCYTA_525_PM_02-PA5,0.0,1.0,Scyta_525_Pm_02 LTPRSSA_1_FV_B + Voltage Phase Angle,0,1,1,Degrees,Phasor,VPHA,Voltage Phase Angle,PA,-98.6,37.5,PPA:1942,2021-07-20 20:11:42
} | MaximumArchiveDays=90 | DesiredRemainingSpace=500,1943,GPA_SCYTA_525_PM_02-PM6:V,,80,8736f6c7-ad41-4b43-b4f6-e684e0d4ad20,SCYTA_525_PM_02,Scyta_525_Pm_02,60,1,companyAcronym= | protocolName=IEEE C37.118.2-2011 | vendorAcronym= | vendorDeviceName= | interconnectionName=,,,,10,STTP,Streaming Telemetry Transport Protocol,3,6,LTPRSSA_1_FV_C,V,+,0,SCYTA_525_PM_02-PM6,0.0,1.0,Scyta_525_Pm_02 LTPRSSA_1_FV_C + Voltage Magnitude,0,1,1,Volts,Phasor,VPHM,Voltage Magnitude,PM,-98.6,37.5,PPA:1943,2021-07-20 20:11:42
} | MaximumArchiveDays=90 | DesiredRemainingSpace=500,1944,GPA_SCYTA_525_PM_02-PA6:VH,,80,8736f6c7-ad41-4b43-b4f6-e684e0d4ad20,SCYTA_525_PM_02,Scyta_525_Pm_02,60,1,companyAcronym= | protocolName=IEEE C37.118.2-2011 | vendorAcronym= | vendorDeviceName= | interconnectionName=,,,,10,STTP,Streaming Telemetry Transport Protocol,4,6,LTPRSSA_1_FV_C,V,+,0,SCYTA_525_PM_02-PA6,0.0,1.0,Scyta_525_Pm_02 LTPRSSA_1_FV_C + Voltage Phase Angle,0,1,1,Degrees,Phasor,VPHA,Voltage Phase Angle,PA,-98.6,37.5,PPA:1944,2021-07-20 20:11:42
} | MaximumArchiveDays=90 | DesiredRemainingSpace=500,1945,GPA_SCYTA_525_PM_02-PM7:V,,80,8736f6c7-ad41-4b43-b4f6-e684e0d4ad20,SCYTA_525_PM_02,Scyta_525_Pm_02,60,1,companyAcronym= | protocolName=IEEE C37.118.2-2011 | vendorAcronym= | vendorDeviceName= | interconnectionName=,,,,10,STTP,Streaming Telemetry Transport Protocol,3,7,LTPRSSA_1_FV_P,V,+,0,SCYTA_525_PM_02-PM7,0.0,1.0,Scyta_525_Pm_02 LTPRSSA_1_FV_P + Voltage Magnitude,0,1,1,Volts,Phasor,VPHM,Voltage Magnitude,PM,-98.6,37.5,PPA:1945,2021-07-20 20:11:42
} | MaximumArchiveDays=90 | DesiredRemainingSpace=500,1946,GPA_SCYTA_525_PM_02-PA7:VH,,80,8736f6c7-ad41-4b43-b4f6-e684e0d4ad20,SCYTA_525_PM_02,Scyta_525_Pm_02,60,1,companyAcronym= | protocolName=IEEE C37.118.2-2011 | vendorAcronym= | vendorDeviceName= | interconnectionName=,,,,10,STTP,Streaming Telemetry Transport Protocol,4,7,LTPRSSA_1_FV_P,V,+,0,SCYTA_525_PM_02-PA7,0.0,1.0,Scyta_525_Pm_02 LTPRSSA_1_FV_P + Voltage Phase Angle,0,1,1,Degrees,Phasor,VPHA,Voltage Phase Angle,PA,-98.6,37.5,PPA:1946,2021-07-20 20:11:42
} | MaximumArchiveDays=90 | DesiredRemainingSpace=500,1947,GPA_SCYTA_525_PM_02-PM8:I,,80,8736f6c7-ad41-4b43-b4f6-e684e0d4ad20,SCYTA_525_PM_02,Scyta_525_Pm_02,60,1,companyAcronym= | protocolName=IEEE C37.118.2-2011 | vendorAcronym= | vendorDeviceName= | interconnectionName=,,,,10,STTP,Streaming Telemetry Transport Protocol,1,8,LTPRSSA_1_FA_P,I,+,0,SCYTA_525_PM_02-PM8,0.0,1.0,Scyta_525_Pm_02 LTPRSSA_1_FA_P + Current Magnitude,0,1,1,Amps,Phasor,IPHM,Current Magnitude,PM,-98.6,37.5,PPA:1947,2021-07-20 20:11:42
} | MaximumArchiveDays=90 | DesiredRemainingSpace=500,1948,GPA_SCYTA_525_PM_02-PA8:IH,,80,8736f6c7-ad41-4b43-b4f6-e684e0d4ad20,SCYTA_525_PM_02,Scyta_525_Pm_02,60,1,companyAcronym= | protocolName=IEEE C37.118.2-2011 | vendorAcronym= | vendorDeviceName= | interconnectionName=,,,,10,STTP,Streaming Telemetry Transport Protocol,2,8,LTPRSSA_1_FA_P,I,+,0,SCYTA_525_PM_02-PA8,0.0,1.0,Scyta_525_Pm_02 LTPRSSA_1_FA_P + Current Phase Angle,0,1,1,Degrees,Phasor,IPHA,Current Phase Angle,PA,-98.6,37.5,PPA:1948,2021-07-20 20:11:42
} | MaximumArchiveDays=90 | DesiredRemainingSpace=500,1949,GPA_SCYTA_525_PM_03:F,,81,8736f6c7-ad41-4b43-b4f6-e684e0d4ad20,SCYTA_525_PM_03,Scyta_525_Pm_03,60,1,companyAcronym= | protocolName=IEEE C37.118.2-2011 | vendorAcronym= | vendorDeviceName= | interconnectionName=,,,,10,STTP,Streaming Telemetry Transport Protocol,5,,,,,,SCYTA_525_PM_03-FQ,0.0,1.0,Scyta_525_Pm_03 Frequency,0,1,1,Hz,PMU,FREQ,Frequency,FQ,-98.6,37.5,PPA:1949,2021-07-20 20:11:42
} | MaximumArchiveDays=90 | DesiredRemainingSpace=500,1950,GPA_SCYTA_525_PM_03:DF,,81,8736f6c7-ad41-4b43-b4f6-e684e0d4ad20,SCYTA_525_PM_03,Scyta_525_Pm_03,60,1,companyAcronym= | protocolName=IEEE C37.118.2-2011 | vendorAcronym= | vendorDeviceName= | interconnectionName=,,,,10,STTP,Streaming Telemetry Transport Protocol,6,,,,,,SCYTA_525_PM_03-DF,0.0,1.0,Scyta_525_Pm_03 Frequency Delta (dF/dt),0,1,1,,PMU,DFDT,Frequency Delta (dF/dt),DF,-98.6,37.5,PPA:1950,2021-07-20 20:11:42
} | MaximumArchiveDays=90 | DesiredRemainingSpace=500,1951,GPA_SCYTA_525_PM_03:S,,81,8736f6c7-ad41-4b43-b4f6-e684e0d4ad20,SCYTA_525_PM_03,Scyta_525_Pm_03,60,1,companyAcronym= | protocolName=IEEE C37.118.2-2011 | vendorAcronym= | vendorDeviceName= | interconnectionName=,,,,10,STTP,Streaming Telemetry Transport Protocol,8,,,,,,SCYTA_525_PM_03-SF,0.0,1.0,Scyta_525_Pm_03 Status Flags,0,1,1,,PMU,FLAG,Status Flags,SF,-98.6,37.5,PPA:1951,2021-07-20 20:11:42
} | MaximumArchiveDays=90 | DesiredRemainingSpace=500,1952,GPA_SCYTA_525_PM_03-PM1:V,,81,8736f6c7-ad41-4b43-b4f6-e684e0d4ad20,SCYTA_525_PM_03,Scyta_525_Pm_03,60,1,companyAcronym= | protocolName=IEEE C37.118.2-2011 | vendorAcronym= | vendorDeviceName= | interconnectionName=,,,,10,STTP,Streaming Telemetry Transport Protocol,3,1,BAA_FV_A,V,+,0,SCYTA_525_PM_03-PM1,0.0,1.0,Scyta_525_Pm_03 BAA_FV_A + Voltage Magnitude,0,1,1,Volts,Phasor,VPHM,Voltage Magnitude,PM,-98.6,37.5,PPA:1952,2021-07-20 20:11:42
} | MaximumArchiveDays=90 | DesiredRemainingSpace=500,1953,GPA_SCYTA_525_PM_03-PA1:VH,,81,8736f6c7-ad41-4b43-b4f6-e684e0d4ad20,SCYTA_525_PM_03,Scyta_525_Pm_03,60,1,companyAcronym= | protocolName=IEEE C37.118.2-2011 | vendorAcronym= | vendorDeviceName= | interconnectionName=,,,,10,STTP,Streaming Telemetry Transport Protocol,4,1,BAA_FV_A,V,+,0,SCYTA_525_PM_03-PA1,0.0,1.0,Scyta_525_Pm_03 BAA_FV_A + Voltage Phase Angle,0,1,1,Degrees,Phasor,VPHA,Voltage Phase Angle,PA,-98.6,37.5,PPA:1953,2021-07-20 20:11:42
} | MaximumArchiveDays=90 | DesiredRemainingSpace=500,1954,GPA_SCYTA_525_PM_04:F,,82,8736f6c7-ad41-4b43-b4f6-e684e0d4ad20,SCYTA_525_PM_04,Scyta_525_Pm_04,60,1,companyAcronym= | protocolName=IEEE C37.118.2-2011 | vendorAcronym= | vendorDeviceName= | interconnectionName=,,,,10,STTP,Streaming Telemetry Transport Protocol,5,,,,,,SCYTA_525_PM_04-FQ,0.0,1.0,Scyta_525_Pm_04 Frequency,0,1,1,Hz,PMU,FREQ,Frequency,FQ,-98.6,37.5,PPA:1954,2021-07-20 20:11:42
} | MaximumArchiveDays=90 | DesiredRemainingSpace=500,1955,GPA_SCYTA_525_PM_04:DF,,82,8736f6c7-ad41-4b43-b4f6-e684e0d4ad20,SCYTA_525_PM_04,Scyta_525_Pm_04,60,1,companyAcronym= | protocolName=IEEE C37.118.2-2011 | vendorAcronym= | vendorDeviceName= | interconnectionName=,,,,10,STTP,Streaming Telemetry Transport Protocol,6,,,,,,SCYTA_525_PM_04-DF,0.0,1.0,Scyta_525_Pm_04 Frequency Delta (dF/dt),0,1,1,,PMU,DFDT,Frequency Delta (dF/dt),DF,-98.6,37.5,PPA:1955,2021-07-20 20:11:42
} | MaximumArchiveDays=90 | DesiredRemainingSpace=500,1956,GPA_SCYTA_525_PM_04:S,,82,8736f6c7-ad41-4b43-b4f6-e684e0d4ad20,SCYTA_525_PM_04,Scyta_525_Pm_04,60,1,companyAcronym= | protocolName=IEEE C37.118.2-2011 | vendorAcronym= | vendorDeviceName= | interconnectionName=,,,,10,STTP,Streaming Telemetry Transport Protocol,8,,,,,,SCYTA_525_PM_04-SF,0.0,1.0,Scyta_525_Pm_04 Status Flags,0,1,1,,PMU,FLAG,Status Flags,SF,-98.6,37.5,PPA:1956,2021-07-20 20:11:42
} | MaximumArchiveDays=90 | DesiredRemainingSpace=500,1957,GPA_SCYTA_525_PM_04-PM1:V,,82,8736f6c7-ad41-4b43-b4f6-e684e0d4ad20,SCYTA_525_PM_04,Scyta_525_Pm_04,60,1,companyAcronym= | protocolName=IEEE C37.118.2-2011 | vendorAcronym= | vendorDeviceName= | interconnectionName=,,,,10,STTP,Streaming Telemetry Transport Protocol,3,1,LTSCMCH_1_FV_A,V,+,0,SCYTA_525_PM_04-PM1,0.0,1.0,Scyta_525_Pm_04 LTSCMCH_1_FV_A + Voltage Magnitude,0,1,1,Volts,Phasor,VPHM,Voltage Magnitude,PM,-98.6,37.5,PPA:1957,2021-07-20 20:11:42
} | MaximumArchiveDays=90 | DesiredRemainingSpace=500,1958,GPA_SCYTA_525_PM_04-PA1:VH,,82,8736f6c7-ad41-4b43-b4f6-e684e0d4ad20,SCYTA_525_PM_04,Scyta_525_Pm_04,60,1,companyAcronym= | protocolName=IEEE C37.118.2-2011 | vendorAcronym= | vendorDeviceName= | interconnectionName=,,,,10,STTP,Streaming Telemetry Transport Protocol,4,1,LTSCMCH_1_FV_A,V,+,0,SCYTA_525_PM_04-PA1,0.0,1.0,Scyta_525_Pm_04 LTSCMCH_1_FV_A + Voltage Phase Angle,0,1,1,Degrees,Phasor,VPHA,Voltage Phase Angle,PA,-98.6,37.5,PPA:1958,2021-07-20 20:11:42
} | MaximumArchiveDays=90 | DesiredRemainingSpace=500,1959,GPA_SCYTA_525_PM_04-PM2:V,,82,8736f6c7-ad41-4b43-b4f6-e684e0d4ad20,SCYTA_525_PM_04,Scyta_525_Pm_04,60,1,companyAcronym= | protocolName=IEEE C37.118.2-2011 | vendorAcronym= | vendorDeviceName= | interconnectionName=,,,,10,STTP,Streaming Telemetry Transport Protocol,3,2,LTSCMCH_1_FV_B,V,+,0,SCYTA_525_PM_04-PM2,0.0,1.0,Scyta_525_Pm_04 LTSCMCH_1_FV_B + Voltage Magnitude,0,1,1,Volts,Phasor,VPHM,Voltage Magnitude,PM,-98.6,37.5,PPA:1959,2021-07-20 20:11:42
} | MaximumArchiveDays=90 | DesiredRemainingSpace=500,1960,GPA_SCYTA_525_PM_04-PA2:VH,,82,8736f6c7-ad41-4b43-b4f6-e684e0d4ad20,SCYTA_525_PM_04,Scyta_525_Pm_04,60,1,companyAcronym= | protocolName=IEEE C37.118.2-2011 | vendorAcronym= | vendorDeviceName= | interconnectionName=,,,,10,STTP,Streaming Telemetry Transport Protocol,4,2,LTSCMCH_1_FV_B,V,+,0,SCYTA_525_PM_04-PA2,0.0,1.0,Scyta_525_Pm_04 LTSCMCH_1_FV_B + Voltage Phase Angle,0,1,1,Degrees,Phasor,VPHA,Voltage Phase Angle,PA,-98.6,37.5,PPA:1960,2021-07-20 20:11:42
} | MaximumArchiveDays=90 | DesiredRemainingSpace=500,1961,GPA_SCYTA_525_PM_04-PM3:V,,82,8736f6c7-ad41-4b43-b4f6-e684e0d4ad20,SCYTA_525_PM_04,Scyta_525_Pm_04,60,1,companyAcronym= | protocolName=IEEE C37.118.2-2011 | vendorAcronym= | vendorDeviceName= | interconnectionName=,,,,10,STTP,Streaming Telemetry Transport Protocol,3,3,LTSCMCH_1_FV_C,V,+,0,SCYTA_525_PM_04-PM3,0.0,1.0,Scyta_525_Pm_04 LTSCMCH_1_FV_C + Voltage Magnitude,0,1,1,Volts,Phasor,VPHM,Voltage Magnitude,PM,-98.6,37.5,PPA:1961,2021-07-20 20:11:42
} | MaximumArchiveDays=90 | DesiredRemainingSpace=500,1962,GPA_SCYTA_525_PM_04-PA3:VH,,82,8736f6c7-ad41-4b43-b4f6-e684e0d4ad20,SCYTA_525_PM_04,Scyta_525_Pm_04,60,1,companyAcronym= | protocolName=IEEE C37.118.2-2011 | vendorAcronym= | vendorDeviceName= | interconnectionName=,,,,10,STTP,Streaming Telemetry Transport Protocol,4,3,LTSCMCH_1_FV_C,V,+,0,SCYTA_525_PM_04-PA3,0.0,1.0,Scyta_525_Pm_04 LTSCMCH_1_FV_C + Voltage Phase Angle,0,1,1,Degrees,Phasor,VPHA,Voltage Phase Angle,PA,-98.6,37.5,PPA:1962,2021-07-20 20:11:42
} | MaximumArchiveDays=90 | DesiredRemainingSpace=500,1963,GPA_SCYTA_525_PM_04-PM4:I,,82,8736f6c7-ad41-4b43-b4f6-e684e0d4ad20,SCYTA_525_PM_04,Scyta_525_Pm_04,60,1,companyAcronym= | protocolName=IEEE C37.118.2-2011 | vendorAcronym= | vendorDeviceName= | interconnectionName=,,,,10,STTP,Streaming Telemetry Transport Protocol,1,4,LTSCMCH_1_FA_A,I,+,0,SCYTA_525_PM_04-PM4,0.0,1.0,Scyta_525_Pm_04 LTSCMCH_1_FA_A + Current Magnitude,0,1,1,Amps,Phasor,IPHM,Current Magnitude,PM,-98.6,37.5,PPA:1963,2021-07-20 20:11:42
} | MaximumArchiveDays=90 | DesiredRemainingSpace=500,1964,GPA_SCYTA_525_PM_04-PA4:IH,,82,8736f6c7-ad41-4b43-b4f6-e684e0d4ad20,SCYTA_525_PM_04,Scyta_525_Pm_04,60,1,companyAcronym= | protocolName=IEEE C37.118.2-2011 | vendorAcronym= | vendorDeviceName= | interconnectionName=,,,,10,STTP,Streaming Telemetry Transport Protocol,2,4,LTSCMCH_1_FA_A,I,+,0,SCYTA_525_PM_04-PA4,0.0,1.0,Scyta_525_Pm_04 LTSCMCH_1_FA_A + Current Phase Angle,0,1,1,Degrees,Phasor,IPHA,Current Phase Angle,PA,-98.6,37.5,PPA:1964,2021-07-20 20:11:42
} | MaximumArchiveDays=90 | DesiredRemainingSpace=500,1965,GPA_SCYTA_525_PM_04-PM5:I,,82,8736f6c7-ad41-4b43-b4f6-e684e0d4ad20,SCYTA_525_PM_04,Scyta_525_Pm_04,60,1,companyAcronym= | protocolName=IEEE C37.118.2-2011 | vendorAcronym= | vendorDeviceName= | interconnectionName=,,,,10,STTP,Streaming Telemetry Transport Protocol,1,5,LTSCMCH_1_FA_B,I,+,0,SCYTA_525_PM_04-PM5,0.0,1.0,Scyta_525_Pm_04 LTSCMCH_1_FA_B + Current Magnitude,0,1,1,Amps,Phasor,IPHM,Current Magnitude,PM,-98.6,37.5,PPA:1965,2021-07-20 20:11:42
} | MaximumArchiveDays=90 | DesiredRemainingSpace=500,1966,GPA_SCYTA_525_PM_04-PA5:IH,,82,8736f6c7-ad41-4b43-b4f6-e684e0d4ad20,SCYTA_525_PM_04,Scyta_525_Pm_04,60,1,companyAcronym= | protocolName=IEEE C37.118.2-2011 | vendorAcronym= | vendorDeviceName= | interconnectionName=,,,,10,STTP,Streaming Telemetry Transport Protocol,2,5,LTSCMCH_1_FA_B,I,+,0,SCYTA_525_PM_04-PA5,0.0,1.0,Scyta_525_Pm_04 LTSCMCH_1_FA_B + Current Phase Angle,0,1,1,Degrees,Phasor,IPHA,Current Phase Angle,PA,-98.6,37.5,PPA:1966,2021-07-20 20:11:42
} | MaximumArchiveDays=90 | DesiredRemainingSpace=500,1967,GPA_SCYTA_525_PM_04-PM6:I,,82,8736f6c7-ad41-4b43-b4f6-e684e0d4ad20,SCYTA_525_PM_04,Scyta_525_Pm_04,60,1,companyAcronym= | protocolName=IEEE C37.118.2-2011 | vendorAcronym= | vendorDeviceName= | interconnectionName=,,,,10,STTP,Streaming Telemetry Transport Protocol,1,6,LTSCMCH_1_FA_C,I,+,0,SCYTA_525_PM_04-PM6,0.0,1.0,Scyta_525_Pm_04 LTSCMCH_1_FA_C + Current Magnitude,0,1,1,Amps,Phasor,IPHM,Current Magnitude,PM,-98.6,37.5,PPA:1967,2021-07-20 20:11:42
} | MaximumArchiveDays=90 | DesiredRemainingSpace=500,1968,GPA_SCYTA_525_PM_04-PA6:IH,,82,8736f6c7-ad41-4b43-b4f6-e684e0d4ad20,SCYTA_525_PM_04,Scyta_525_Pm_04,60,1,companyAcronym= | protocolName=IEEE C37.118.2-2011 | vendorAcronym= | vendorDeviceName= | interconnectionName=,,,,10,STTP,Streaming Telemetry Transport Protocol,2,6,LTSCMCH_1_FA_C,I,+,0,SCYTA_525_PM_04-PA6,0.0,1.0,Scyta_525_Pm_04 LTSCMCH_1_FA_C + Current Phase Angle,0,1,1,Degrees,Phasor,IPHA,Current Phase Angle,PA,-98.6,37.5,PPA:1968,2021-07-20 20:11:42
} | MaximumArchiveDays=90 | DesiredRemainingSpace=500,1969,GPA_SCYTA_525_PM_04-PM7:V,,82,8736f6c7-ad41-4b43-b4f6-e684e0d4ad20,SCYTA_525_PM_04,Scyta_525_Pm_04,60,1,companyAcronym= | protocolName=IEEE C37.118.2-2011 | vendorAcronym= | vendorDeviceName= | interconnectionName=,,,,10,STTP,Streaming Telemetry Transport Protocol,3,7,LTSCMCH_1_FV_P,V,+,0,SCYTA_525_PM_04-PM7,0.0,1.0,Scyta_525_Pm_04 LTSCMCH_1_FV_P + Voltage Magnitude,0,1,1,Volts,Phasor,VPHM,Voltage Magnitude,PM,-98.6,37.5,PPA:1969,2021-07-20 20:11:42
} | MaximumArchiveDays=90 | DesiredRemainingSpace=500,1970,GPA_SCYTA_525_PM_04-PA7:VH,,82,8736f6c7-ad41-4b43-b4f6-e684e0d4ad20,SCYTA_525_PM_04,Scyta_525_Pm_04,60,1,companyAcronym= | protocolName=IEEE C37.118.2-2011 | vendorAcronym= | vendorDeviceName= | interconnectionName=,,,,10,STTP,Streaming Telemetry Transport Protocol,4,7,LTSCMCH_1_FV_P,V,+,0,SCYTA_525_PM_04-PA7,0.0,1.0,Scyta_525_Pm_04 LTSCMCH_1_FV_P + Voltage Phase Angle,0,1,1,Degrees,Phasor,VPHA,Voltage Phase Angle,PA,-98.6,37.5,PPA:1970,2021-07-20 20:11:42
} | MaximumArchiveDays=90 | DesiredRemainingSpace=500,1971,GPA_SCYTA_525_PM_04-PM8:I,,82,8736f6c7-ad41-4b43-b4f6-e684e0d4ad20,SCYTA_525_PM_04,Scyta_525_Pm_04,60,1,companyAcronym= | protocolName=IEEE C37.118.2-2011 | vendorAcronym= | vendorDeviceName= | interconnectionName=,,,,10,STTP,Streaming Telemetry Transport Protocol,1,8,LTSCMCH_1_FA_P,I,+,0,SCYTA_525_PM_04-PM8,0.0,1.0,Scyta_525_Pm_04 LTSCMCH_1_FA_P + Current Magnitude,0,1,1,Amps,Phasor,IPHM,Current Magnitude,PM,-98.6,37.5,PPA:1971,2021-07-20 20:11:42
} | MaximumArchiveDays=90 | DesiredRemainingSpace=500,1972,GPA_SCYTA_525_PM_04-PA8:IH,,82,8736f6c7-ad41-4b43-b4f6-e684e0d4ad20,SCYTA_525_PM_04,Scyta_525_Pm_04,60,1,companyAcronym= | protocolName=IEEE C37.118.2-2011 | vendorAcronym= | vendorDeviceName= | interconnectionName=,,,,10,STTP,Streaming Telemetry Transport Protocol,2,8,LTSCMCH_1_FA_P,I,+,0,SCYTA_525_PM_04-PA8,0.0,1.0,Scyta_525_Pm_04 LTSCMCH_1_FA_P + Current Phase Angle,0,1,1,Degrees,Phasor,IPHA,Current Phase Angle,PA,-98.6,37.5,PPA:1972,2021-07-20 20:11:42
} | MaximumArchiveDays=90 | DesiredRemainingSpace=500,1973,GPA_SCYTA_525_PM_05:F,,83,8736f6c7-ad41-4b43-b4f6-e684e0d4ad20,SCYTA_525_PM_05,Scyta_525_Pm_05,60,1,companyAcronym= | protocolName=IEEE C37.118.2-2011 | vendorAcronym= | vendorDeviceName= | interconnectionName=,,,,10,STTP,Streaming Telemetry Transport Protocol,5,,,,,,SCYTA_525_PM_05-FQ,0.0,1.0,Scyta_525_Pm_05 Frequency,0,1,1,Hz,PMU,FREQ,Frequency,FQ,-98.6,37.5,PPA:1973,2021-07-20 20:11:42
} | MaximumArchiveDays=90 | DesiredRemainingSpace=500,1974,GPA_SCYTA_525_PM_05:DF,,83,8736f6c7-ad41-4b43-b4f6-e684e0d4ad20,SCYTA_525_PM_05,Scyta_525_Pm_05,60,1,companyAcronym= | protocolName=IEEE C37.118.2-2011 | vendorAcronym= | vendorDeviceName= | interconnectionName=,,,,10,STTP,Streaming Telemetry Transport Protocol,6,,,,,,SCYTA_525_PM_05-DF,0.0,1.0,Scyta_525_Pm_05 Frequency Delta (dF/dt),0,1,1,,PMU,DFDT,Frequency Delta (dF/dt),DF,-98.6,37.5,PPA:1974,2021-07-20 20:11:42
} | MaximumArchiveDays=90 | DesiredRemainingSpace=500,1975,GPA_SCYTA_525_PM_05:S,,83,8736f6c7-ad41-4b43-b4f6-e684e0d4ad20,SCYTA_525_PM_05,Scyta_525_Pm_05,60,1,companyAcronym= | protocolName=IEEE C37.118.2-2011 | vendorAcronym= | vendorDeviceName= | interconnectionName=,,,,10,STTP,Streaming Telemetry Transport Protocol,8,,,,,,SCYTA_525_PM_05-SF,0.0,1.0,Scyta_525_Pm_05 Status Flags,0,1,1,,PMU,FLAG,Status Flags,SF,-98.6,37.5,PPA:1975,2021-07-20 20:11:42
} | MaximumArchiveDays=90 | DesiredRemainingSpace=500,1976,GPA_SCYTA_525_PM_05-PM1:V,,83,8736f6c7-ad41-4b43-b4f6-e684e0d4ad20,SCYTA_525_PM_05,Scyta_525_Pm_05,60,1,companyAcronym= | protocolName=IEEE C37.118.2-2011 | vendorAcronym= | vendorDeviceName= | interconnectionName=,,,,10,STTP,Streaming Telemetry Transport Protocol,3,1,LTRSNSR_1_FV_A,V,+,0,SCYTA_525_PM_05-PM1,0.0,1.0,Scyta_525_Pm_05 LTRSNSR_1_FV_A + Voltage Magnitude,0,1,1,Volts,Phasor,VPHM,Voltage Magnitude,PM,-98.6,37.5,PPA:1976,2021-07-20 20:11:42
} | MaximumArchiveDays=90 | DesiredRemainingSpace=500,1977,GPA_SCYTA_525_PM_05-PA1:VH,,83,8736f6c7-ad41-4b43-b4f6-e684e0d4ad20,SCYTA_525_PM_05,Scyta_525_Pm_05,60,1,companyAcronym= | protocolName=IEEE C37.118.2-2011 | vendorAcronym= | vendorDeviceName= | interconnectionName=,,,,10,STTP,Streaming Telemetry Transport Protocol,4,1,LTRSNSR_1_FV_A,V,+,0,SCYTA_525_PM_05-PA1,0.0,1.0,Scyta_525_Pm_05 LTRSNSR_1_FV_A + Voltage Phase Angle,0,1,1,Degrees,Phasor,VPHA,Voltage Phase Angle,PA,-98.6,37.5,PPA:1977,2021-07-20 20:11:42
} | MaximumArchiveDays=90 | DesiredRemainingSpace=500,1978,GPA_SCYTA_525_PM_05-PM2:V,,83,8736f6c7-ad41-4b43-b4f6-e684e0d4ad20,SCYTA_525_PM_05,Scyta_525_Pm_05,60,1,companyAcronym= | protocolName=IEEE C37.118.2-2011 | vendorAcronym= | vendorDeviceName= | interconnectionName=,,,,10,STTP,Streaming Telemetry Transport Protocol,3,2,LTRSNSR_1_FV_B,V,+,0,SCYTA_525_PM_05-PM2,0.0,1.0,Scyta_525_Pm_05 LTRSNSR_1_FV_B + Voltage Magnitude,0,1,1,Volts,Phasor,VPHM,Voltage Magnitude,PM,-98.6,37.5,PPA:1978,2021-07-20 20:11:42
} | MaximumArchiveDays=90 | DesiredRemainingSpace=500,1979,GPA_SCYTA_525_PM_05-PA2:VH,,83,8736f6c7-ad41-4b43-b4f6-e684e0d4ad20,SCYTA_525_PM_05,Scyta_525_Pm_05,60,1,companyAcronym= | protocolName=IEEE C37.118.2-2011 | vendorAcronym= | vendorDeviceName= | interconnectionName=,,,,10,STTP,Streaming Telemetry Transport Protocol,4,2,LTRSNSR_1_FV_B,V,+,0,SCYTA_525_PM_05-PA2,0.0,1.0,Scyta_525_Pm_05 LTRSNSR_1_FV_B + Voltage Phase Angle,0,1,1,Degrees,Phasor,VPHA,Voltage Phase Angle,PA,-98.6,37.5,PPA:1979,2021-07-20 20:11:42
} | MaximumArchiveDays=90 | DesiredRemainingSpace=500,1980,GPA_SCYTA_525_PM_05-PM3:V,,83,8736f6c7-ad41-4b43-b4f6-e684e0d4ad20,SCYTA_525_PM_05,Scyta_525_Pm_05,60,1,companyAcronym= | protocolName=IEEE C37.118.2-2011 | vendorAcronym= | vendorDeviceName= | interconnectionName=,,,,10,STTP,Streaming Telemetry Transport Protocol,3,3,LTRSNSR_1_FV_C,V,+,0,SCYTA_525_PM_05-PM3,0.0,1.0,Scyta_525_Pm_05 LTRSNSR_1_FV_C + Voltage Magnitude,0,1,1,Volts,Phasor,VPHM,Voltage Magnitude,PM,-98.6,37.5,PPA:1980,2021-07-20 20:11:42
} | MaximumArchiveDays=90 | DesiredRemainingSpace=500,1981,GPA_SCYTA_525_PM_05-PA3:VH,,83,8736f6c7-ad41-4b43-b4f6-e684e0d4ad20,SCYTA_525_PM_05,Scyta_525_Pm_05,60,1,companyAcronym= | protocolName=IEEE C37.118.2-2011 | vendorAcronym= | vendorDeviceName= | interconnectionName=,,,,10,STTP,Streaming Telemetry Transport Protocol,4,3,LTRSNSR_1_FV_C,V,+,0,SCYTA_525_PM_05-PA3,0.0,1.0,Scyta_525_Pm_05 LTRSNSR_1_FV_C + Voltage Phase Angle,0,1,1,Degrees,Phasor,VPHA,Voltage Phase Angle,PA,-98.6,37.5,PPA:1981,2021-07-20 20:11:42
} | MaximumArchiveDays=90 | DesiredRemainingSpace=500,1982,GPA_SCYTA_525_PM_05-PM4:I,,83,8736f6c7-ad41-4b43-b4f6-e684e0d4ad20,SCYTA_525_PM_05,Scyta_525_Pm_05,60,1,companyAcronym= | protocolName=IEEE C37.118.2-2011 | vendorAcronym= | vendorDeviceName= | interconnectionName=,,,,10,STTP,Streaming Telemetry Transport Protocol,1,4,LTRSNSR_1_FA_A,I,+,0,SCYTA_525_PM_05-PM4,0.0,1.0,Scyta_525_Pm_05 LTRSNSR_1_FA_A + Current Magnitude,0,1,1,Amps,Phasor,IPHM,Current Magnitude,PM,-98.6,37.5,PPA:1982,2021-07-20 20:11:42
} | MaximumArchiveDays=90 | DesiredRemainingSpace=500,1983,GPA_SCYTA_525_PM_05-PA4:IH,,83,8736f6c7-ad41-4b43-b4f6-e684e0d4ad20,SCYTA_525_PM_05,Scyta_525_Pm_05,60,1,companyAcronym= | protocolName=IEEE C37.118.2-2011 | vendorAcronym= | vendorDeviceName= | interconnectionName=,,,,10,STTP,Streaming Telemetry Transport Protocol,2,4,LTRSNSR_1_FA_A,I,+,0,SCYTA_525_PM_05-PA4,0.0,1.0,Scyta_525_Pm_05 LTRSNSR_1_FA_A + Current Phase Angle,0,1,1,Degrees,Phasor,IPHA,Current Phase Angle,PA,-98.6,37.5,PPA:1983,2021-07-20 20:11:42
} | MaximumArchiveDays=90 | DesiredRemainingSpace=500,1984,GPA_SCYTA_525_PM_05-PM5:I,,83,8736f6c7-ad41-4b43-b4f6-e684e0d4ad20,SCYTA_525_PM_05,Scyta_525_Pm_05,60,1,companyAcronym= | protocolName=IEEE C37.118.2-2011 | vendorAcronym= | vendorDeviceName= | interconnectionName=,,,,10,STTP,Streaming Telemetry Transport Protocol,1,5,LTRSNSR_1_FA_B,I,+,0,SCYTA_525_PM_05-PM5,0.0,1.0,Scyta_525_Pm_05 LTRSNSR_1_FA_B + Current Magnitude,0,1,1,Amps,Phasor,IPHM,Current Magnitude,PM,-98.6,37.5,PPA:1984,2021-07-20 20:11:42
} | MaximumArchiveDays=90 | DesiredRemainingSpace=500,1985,GPA_SCYTA_525_PM_05-PA5:IH,,83,8736f6c7-ad41-4b43-b4f6-e684e0d4ad20,SCYTA_525_PM_05,Scyta_525_Pm_05,60,1,companyAcronym= | protocolName=IEEE C37.118.2-2011 | vendorAcronym= | vendorDeviceName= | interconnectionName=,,,,10,STTP,Streaming Telemetry Transport Protocol,2,5,LTRSNSR_1_FA_B,I,+,0,SCYTA_525_PM_05-PA5,0.0,1.0,Scyta_525_Pm_05 LTRSNSR_1_FA_B + Current Phase Angle,0,1,1,Degrees,Phasor,IPHA,Current Phase Angle,PA,-98.6,37.5,PPA:1985,2021-07-20 20:11:42
} | MaximumArchiveDays=90 | DesiredRemainingSpace=500,1986,GPA_SCYTA_525_PM_05-PM6:I,,83,8736f6c7-ad41-4b43-b4f6-e684e0d4ad20,SCYTA_525_PM_05,Scyta_525_Pm_05,60,1,companyAcronym= | protocolName=IEEE C37.118.2-2011 | vendorAcronym= | vendorDeviceName= | interconnectionName=,,,,10,STTP,Streaming Telemetry Transport Protocol,1,6,LTRSNSR_1_FA_C,I,+,0,SCYTA_525_PM_05-PM6,0.0,1.0,Scyta_525_Pm_05 LTRSNSR_1_FA_C + Current Magnitude,0,1,1,Amps,Phasor,IPHM,Current Magnitude,PM,-98.6,37.5,PPA:1986,2021-07-20 20:11:42
} | MaximumArchiveDays=90 | DesiredRemainingSpace=500,1987,GPA_SCYTA_525_PM_05-PA6:IH,,83,8736f6c7-ad41-4b43-b4f6-e684e0d4ad20,SCYTA_525_PM_05,Scyta_525_Pm_05,60,1,companyAcronym= | protocolName=IEEE C37.118.2-2011 | vendorAcronym= | vendorDeviceName= | interconnectionName=,,,,10,STTP,Streaming Telemetry Transport Protocol,2,6,LTRSNSR_1_FA_C,I,+,0,SCYTA_525_PM_05-PA6,0.0,1.0,Scyta_525_Pm_05 LTRSNSR_1_FA_C + Current Phase Angle,0,1,1,Degrees,Phasor,IPHA,Current Phase Angle,PA,-98.6,37.5,PPA:1987,2021-07-20 20:11:42
} | MaximumArchiveDays=90 | DesiredRemainingSpace=500,1988,GPA_SCYTA_525_PM_05-PM7:V,,83,8736f6c7-ad41-4b43-b4f6-e684e0d4ad20,SCYTA_525_PM_05,Scyta_525_Pm_05,60,1,companyAcronym= | protocolName=IEEE C37.118.2-2011 | vendorAcronym= | vendorDeviceName= | interconnectionName=,,,,10,STTP,Streaming Telemetry Transport Protocol,3,7,LTRSNSR_1_FV_P,V,+,0,SCYTA_525_PM_05-PM7,0.0,1.0,Scyta_525_Pm_05 LTRSNSR_1_FV_P + Voltage Magnitude,0,1,1,Volts,Phasor,VPHM,Voltage Magnitude,PM,-98.6,37.5,PPA:1988,2021-07-20 20:11:42
} | MaximumArchiveDays=90 | DesiredRemainingSpace=500,1989,GPA_SCYTA_525_PM_05-PA7:VH,,83,8736f6c7-ad41-4b43-b4f6-e684e0d4ad20,SCYTA_525_PM_05,Scyta_525_Pm_05,60,1,companyAcronym= | protocolName=IEEE C37.118.2-2011 | vendorAcronym= | vendorDeviceName= | interconnectionName=,,,,10,STTP,Streaming Telemetry Transport Protocol,4,7,LTRSNSR_1_FV_P,V,+,0,SCYTA_525_PM_05-PA7,0.0,1.0,Scyta_525_Pm_05 LTRSNSR_1_FV_P + Voltage Phase Angle,0,1,1,Degrees,Phasor,VPHA,Voltage Phase Angle,PA,-98.6,37.5,PPA:1989,2021-07-20 20:11:42
} | MaximumArchiveDays=90 | DesiredRemainingSpace=500,1990,GPA_SCYTA_525_PM_05-PM8:I,,83,8736f6c7-ad41-4b43-b4f6-e684e0d4ad20,SCYTA_525_PM_05,Scyta_525_Pm_05,60,1,companyAcronym= | protocolName=IEEE C37.118.2-2011 | vendorAcronym= | vendorDeviceName= | interconnectionName=,,,,10,STTP,Streaming Telemetry Transport Protocol,1,8,LTRSNSR_1_FV_P,I,+,0,SCYTA_525_PM_05-PM8,0.0,1.0,Scyta_525_Pm_05 LTRSNSR_1_FV_P + Current Magnitude,0,1,1,Amps,Phasor,IPHM,Current Magnitude,PM,-98.6,37.5,PPA:1990,2021-07-20 20:11:42
} | MaximumArchiveDays=90 | DesiredRemainingSpace=500,1991,GPA_SCYTA_525_PM_05-PA8:IH,,83,8736f6c7-ad41-4b43-b4f6-e684e0d4ad20,SCYTA_525_PM_05,Scyta_525_Pm_05,60,1,companyAcronym= | protocolName=IEEE C37.118.2-2011 | vendorAcronym= | vendorDeviceName= | interconnectionName=,,,,10,STTP,Streaming Telemetry Transport Protocol,2,8,LTRSNSR_1_FV_P,I,+,0,SCYTA_525_PM_05-PA8,0.0,1.0,Scyta_525_Pm_05 LTRSNSR_1_FV_P + Current Phase Angle,0,1,1,Degrees,Phasor,IPHA,Current Phase Angle,PA,-98.6,37.5,PPA:1991,2021-07-20 20:11:42
} | MaximumArchiveDays=90 | DesiredRemainingSpace=500,1992,GPA_SCYTA_525_PM_06:F,,84,8736f6c7-ad41-4b43-b4f6-e684e0d4ad20,SCYTA_525_PM_06,Scyta_525_Pm_06,60,1,companyAcronym= | protocolName=IEEE C37.118.2-2011 | vendorAcronym= | vendorDeviceName= | interconnectionName=,,,,10,STTP,Streaming Telemetry Transport Protocol,5,,,,,,SCYTA_525_PM_06-FQ,0.0,1.0,Scyta_525_Pm_06 Frequency,0,1,1,Hz,PMU,FREQ,Frequency,FQ,-98.6,37.5,PPA:1992,2021-07-20 20:11:42
} | MaximumArchiveDays=90 | DesiredRemainingSpace=500,1993,GPA_SCYTA_525_PM_06:DF,,84,8736f6c7-ad41-4b43-b4f6-e684e0d4ad20,SCYTA_525_PM_06,Scyta_525_Pm_06,60,1,companyAcronym= | protocolName=IEEE C37.118.2-2011 | vendorAcronym= | vendorDeviceName= | interconnectionName=,,,,10,STTP,Streaming Telemetry Transport Protocol,6,,,,,,SCYTA_525_PM_06-DF,0.0,1.0,Scyta_525_Pm_06 Frequency Delta (dF/dt),0,1,1,,PMU,DFDT,Frequency Delta (dF/dt),DF,-98.6,37.5,PPA:1993,2021-07-20 20:11:42
} | MaximumArchiveDays=90 | DesiredRemainingSpace=500,1994,GPA_SCYTA_525_PM_06:S,,84,8736f6c7-ad41-4b43-b4f6-e684e0d4ad20,SCYTA_525_PM_06,Scyta_525_Pm_06,60,1,companyAcronym= | protocolName=IEEE C37.118.2-2011 | vendorAcronym= | vendorDeviceName= | interconnectionName=,,,,10,STTP,Streaming Telemetry Transport Protocol,8,,,,,,SCYTA_525_PM_06-SF,0.0,1.0,Scyta_525_Pm_06 Status Flags,0,1,1,,PMU,FLAG,Status Flags,SF,-98.6,37.5,PPA:1994,2021-07-20 20:11:42
} | MaximumArchiveDays=90 | DesiredRemainingSpace=500,1995,GPA_SCYTA_525_PM_06-PM1:V,,84,8736f6c7-ad41-4b43-b4f6-e684e0d4ad20,SCYTA_525_PM_06,Scyta_525_Pm_06,60,1,companyAcronym= | protocolName=IEEE C37.118.2-2011 | vendorAcronym= | vendorDeviceName= | interconnectionName=,,,,10,STTP,Streaming Telemetry Transport Protocol,3,1,BAB_FV_A,V,+,0,SCYTA_525_PM_06-PM1,0.0,1.0,Scyta_525_Pm_06 BAB_FV_A + Voltage Magnitude,0,1,1,Volts,Phasor,VPHM,Voltage Magnitude,PM,-98.6,37.5,PPA:1995,2021-07-20 20:11:42
} | MaximumArchiveDays=90 | DesiredRemainingSpace=500,1996,GPA_SCYTA_525_PM_06-PA1:VH,,84,8736f6c7-ad41-4b43-b4f6-e684e0d4ad20,SCYTA_525_PM_06,Scyta_525_Pm_06,60,1,companyAcronym= | protocolName=IEEE C37.118.2-2011 | vendorAcronym= | vendorDeviceName= | interconnectionName=,,,,10,STTP,Streaming Telemetry Transport Protocol,4,1,BAB_FV_A,V,+,0,SCYTA_525_PM_06-PA1,0.0,1.0,Scyta_525_Pm_06 BAB_FV_A + Voltage Phase Angle,0,1,1,Degrees,Phasor,VPHA,Voltage Phase Angle,PA,-98.6,37.5,PPA:1996,2021-07-20 20:11:42
} | MaximumArchiveDays=90 | DesiredRemainingSpace=500,1997,GPA_RSNSR_525_PM_06:F,,85,8736f6c7-ad41-4b43-b4f6-e684e0d4ad20,RSNSR_525_PM_06,Rsnsr_525_Pm_06,60,1,companyAcronym= | protocolName=IEEE C37.118.2-2011 | vendorAcronym= | vendorDeviceName= | interconnectionName=,,,,10,STTP,Streaming Telemetry Transport Protocol,5,,,,,,RSNSR_525_PM_06-FQ,0.0,1.0,Rsnsr_525_Pm_06 Frequency,0,1,1,Hz,PMU,FREQ,Frequency,FQ,-98.6,37.5,PPA:1997,2021-07-20 20:11:42
} | MaximumArchiveDays=90 | DesiredRemainingSpace=500,1998,GPA_RSNSR_525_PM_06:DF,,85,8736f6c7-ad41-4b43-b4f6-e684e0d4ad20,RSNSR_525_PM_06,Rsnsr_525_Pm_06,60,1,companyAcronym= | protocolName=IEEE C37.118.2-2011 | vendorAcronym= | vendorDeviceName= | interconnectionName=,,,,10,STTP,Streaming Telemetry Transport Protocol,6,,,,,,RSNSR_525_PM_06-DF,0.0,1.0,Rsnsr_525_Pm_06 Frequency Delta (dF/dt),0,1,1,,PMU,DFDT,Frequency Delta (dF/dt),DF,-98.6,37.5,PPA:1998,2021-07-20 20:11:42
} | MaximumArchiveDays=90 | DesiredRemainingSpace=500,1999,GPA_RSNSR_525_PM_06:S,,85,8736f6c7-ad41-4b43-b4f6-e684e0d4ad20,RSNSR_525_PM_06,Rsnsr_525_Pm_06,60,1,companyAcronym= | protocolName=IEEE C37.118.2-2011 | vendorAcronym= | vendorDeviceName= | interconnectionName=,,,,10,STTP,Streaming Telemetry Transport Protocol,8,,,,,,RSNSR_525_PM_06-SF,0.0,1.0,Rsnsr_525_Pm_06 Status Flags,0,1,1,,PMU,FLAG,Status Flags,SF,-98.6,37.5,PPA:1999,2021-07-20 20:11:42
} | MaximumArchiveDays=90 | DesiredRemainingSpace=500,2000,GPA_RSNSR_525_PM_06-PM1:V,,85,8736f6c7-ad41-4b43-b4f6-e684e0d4ad20,RSNSR_525_PM_06,Rsnsr_525_Pm_06,60,1,companyAcronym= | protocolName=IEEE C37.118.2-2011 | vendorAcronym= | vendorDeviceName= | interconnectionName=,,,,10,STTP,Streaming Telemetry Transport Protocol,3,1,LTSCYTA_2_FV_A,V,+,0,RSNSR_525_PM_06-PM1,0.0,1.0,Rsnsr_525_Pm_06 LTSCYTA_2_FV_A + Voltage Magnitude,0,1,1,Volts,Phasor,VPHM,Voltage Magnitude,PM,-98.6,37.5,PPA:2000,2021-07-20 20:11:42
} | MaximumArchiveDays=90 | DesiredRemainingSpace=500,2001,GPA_RSNSR_525_PM_06-PA1:VH,,85,8736f6c7-ad41-4b43-b4f6-e684e0d4ad20,RSNSR_525_PM_06,Rsnsr_525_Pm_06,60,1,companyAcronym= | protocolName=IEEE C37.118.2-2011 | vendorAcronym= | vendorDeviceName= | interconnectionName=,,,,10,STTP,Streaming Telemetry Transport Protocol,4,1,LTSCYTA_2_FV_A,V,+,0,RSNSR_525_PM_06-PA1,0.0,1.0,Rsnsr_525_Pm_06 LTSCYTA_2_FV_A + Voltage Phase Angle,0,1,1,Degrees,Phasor,VPHA,Voltage Phase Angle,PA,-98.6,37.5,PPA:2001,2021-07-20 20:11:42
} | MaximumArchiveDays=90 | DesiredRemainingSpace=500,2002,GPA_RSNSR_525_PM_06-PM2:V,,85,8736f6c7-ad41-4b43-b4f6-e684e0d4ad20,RSNSR_525_PM_06,Rsnsr_525_Pm_06,60,1,companyAcronym= | protocolName=IEEE C37.118.2-2011 | vendorAcronym= | vendorDeviceName= | interconnectionName=,,,,10,STTP,Streaming Telemetry Transport Protocol,3,2,LTSCYTA_2_FV_B,V,+,0,RSNSR_525_PM_06-PM2,0.0,1.0,Rsnsr_525_Pm_06 LTSCYTA_2_FV_B + Voltage Magnitude,0,1,1,Volts,Phasor,VPHM,Voltage Magnitude,PM,-98.6,37.5,PPA:2002,2021-07-20 20:11:42
} | MaximumArchiveDays=90 | DesiredRemainingSpace=500,2003,GPA_RSNSR_525_PM_06-PA2:VH,,85,8736f6c7-ad41-4b43-b4f6-e684e0d4ad20,RSNSR_525_PM_06,Rsnsr_525_Pm_06,60,1,companyAcronym= | protocolName=IEEE C37.118.2-2011 | vendorAcronym= | vendorDeviceName= | interconnectionName=,,,,10,STTP,Streaming Telemetry Transport Protocol,4,2,LTSCYTA_2_FV_B,V,+,0,RSNSR_525_PM_06-PA2,0.0,1.0,Rsnsr_525_Pm_06 LTSCYTA_2_FV_B + Voltage Phase Angle,0,1,1,Degrees,Phasor,VPHA,Voltage Phase Angle,PA,-98.6,37.5,PPA:2003,2021-07-20 20:11:42
} | MaximumArchiveDays=90 | DesiredRemainingSpace=500,2004,GPA_RSNSR_525_PM_06-PM3:V,,85,8736f6c7-ad41-4b43-b4f6-e684e0d4ad20,RSNSR_525_PM_06,Rsnsr_525_Pm_06,60,1,companyAcronym= | protocolName=IEEE C37.118.2-2011 | vendorAcronym= | vendorDeviceName= | interconnectionName=,,,,10,STTP,Streaming Telemetry Transport Protocol,3,3,LTSCYTA_2_FV_C,V,+,0,RSNSR_525_PM_06-PM3,0.0,1.0,Rsnsr_525_Pm_06 LTSCYTA_2_FV_C + Voltage Magnitude,0,1,1,Volts,Phasor,VPHM,Voltage Magnitude,PM,-98.6,37.5,PPA:2004,2021-07-20 20:11:42
} | MaximumArchiveDays=90 | DesiredRemainingSpace=500,2005,GPA_RSNSR_525_PM_06-PA3:VH,,85,8736f6c7-ad41-4b43-b4f6-e684e0d4ad20,RSNSR_525_PM_06,Rsnsr_525_Pm_06,60,1,companyAcronym= | protocolName=IEEE C37.118.2-2011 | vendorAcronym= | vendorDeviceName= | interconnectionName=,,,,10,STTP,Streaming Telemetry Transport Protocol,4,3,LTSCYTA_2_FV_C,V,+,0,RSNSR_525_PM_06-PA3,0.0,1.0,Rsnsr_525_Pm_06 LTSCYTA_2_FV_C + Voltage Phase Angle,0,1,1,Degrees,Phasor,VPHA,Voltage Phase Angle,PA,-98.6,37.5,PPA:2005,2021-07-20 20:11:42
} | MaximumArchiveDays=90 | DesiredRemainingSpace=500,2006,GPA_RSNSR_525_PM_06-PM4:I,,85,8736f6c7-ad41-4b43-b4f6-e684e0d4ad20,RSNSR_525_PM_06,Rsnsr_525_Pm_06,60,1,companyAcronym= | protocolName=IEEE C37.118.2-2011 | vendorAcronym= | vendorDeviceName= | interconnectionName=,,,,10,STTP,Streaming Telemetry Transport Protocol,1,4,LTSCYTA_2_FA_A,I,+,0,RSNSR_525_PM_06-PM4,0.0,1.0,Rsnsr_525_Pm_06 LTSCYTA_2_FA_A + Current Magnitude,0,1,1,Amps,Phasor,IPHM,Current Magnitude,PM,-98.6,37.5,PPA:2006,2021-07-20 20:11:42
} | MaximumArchiveDays=90 | DesiredRemainingSpace=500,2007,GPA_RSNSR_525_PM_06-PA4:IH,,85,8736f6c7-ad41-4b43-b4f6-e684e0d4ad20,RSNSR_525_PM_06,Rsnsr_525_Pm_06,60,1,companyAcronym= | protocolName=IEEE C37.118.2-2011 | vendorAcronym= | vendorDeviceName= | interconnectionName=,,,,10,STTP,Streaming Telemetry Transport Protocol,2,4,LTSCYTA_2_FA_A,I,+,0,RSNSR_525_PM_06-PA4,0.0,1.0,Rsnsr_525_Pm_06 LTSCYTA_2_FA_A + Current Phase Angle,0,1,1,Degrees,Phasor,IPHA,Current Phase Angle,PA,-98.6,37.5,PPA:2007,2021-07-20 20:11:42
} | MaximumArchiveDays=90 | DesiredRemainingSpace=500,2008,GPA_RSNSR_525_PM_06-PM5:I,,85,8736f6c7-ad41-4b43-b4f6-e684e0d4ad20,RSNSR_525_PM_06,Rsnsr_525_Pm_06,60,1,companyAcronym= | protocolName=IEEE C37.118.2-2011 | vendorAcronym= | vendorDeviceName= | interconnectionName=,,,,10,STTP,Streaming Telemetry Transport Protocol,1,5,LTSCYTA_2_FA_B,I,+,0,RSNSR_525_PM_06-PM5,0.0,1.0,Rsnsr_525_Pm_06 LTSCYTA_2_FA_B + Current Magnitude,0,1,1,Amps,Phasor,IPHM,Current Magnitude,PM,-98.6,37.5,PPA:2008,2021-07-20 20:11:42
} | MaximumArchiveDays=90 | DesiredRemainingSpace=500,2009,GPA_RSNSR_525_PM_06-PA5:IH,,85,8736f6c7-ad41-4b43-b4f6-e684e0d4ad20,RSNSR_525_PM_06,Rsnsr_525_Pm_06,60,1,companyAcronym= | protocolName=IEEE C37.118.2-2011 | vendorAcronym= | vendorDeviceName= | interconnectionName=,,,,10,STTP,Streaming Telemetry Transport Protocol,2,5,LTSCYTA_2_FA_B,I,+,0,RSNSR_525_PM_06-PA5,0.0,1.0,Rsnsr_525_Pm_06 LTSCYTA_2_FA_B + Current Phase Angle,0,1,1,Degrees,Phasor,IPHA,Current Phase Angle,PA,-98.6,37.5,PPA:2009,2021-07-20 20:11:42
} | MaximumArchiveDays=90 | DesiredRemainingSpace=500,2010,GPA_RSNSR_525_PM_06-PM6:I,,85,8736f6c7-ad41-4b43-b4f6-e684e0d4ad20,RSNSR_525_PM_06,Rsnsr_525_Pm_06,60,1,companyAcronym= | protocolName=IEEE C37.118.2-2011 | vendorAcronym= | vendorDeviceName= | interconnectionName=,,,,10,STTP,Streaming Telemetry Transport Protocol,1,6,LTSCYTA_2_FA_C,I,+,0,RSNSR_525_PM_06-PM6,0.0,1.0,Rsnsr_525_Pm_06 LTSCYTA_2_FA_C + Current Magnitude,0,1,1,Amps,Phasor,IPHM,Current Magnitude,PM,-98.6,37.5,PPA:2010,2021-07-20 20:11:42
} | MaximumArchiveDays=90 | DesiredRemainingSpace=500,2011,GPA_RSNSR_525_PM_06-PA6:IH,,85,8736f6c7-ad41-4b43-b4f6-e684e0d4ad20,RSNSR_525_PM_06,Rsnsr_525_Pm_06,60,1,companyAcronym= | protocolName=IEEE C37.118.2-2011 | vendorAcronym= | vendorDeviceName= | interconnectionName=,,,,10,STTP,Streaming Telemetry Transport Protocol,2,6,LTSCYTA_2_FA_C,I,+,0,RSNSR_525_PM_06-PA6,0.0,1.0,Rsnsr_525_Pm_06 LTSCYTA_2_FA_C + Current Phase Angle,0,1,1,Degrees,Phasor,IPHA,Current Phase Angle,PA,-98.6,37.5,PPA:2011,2021-07-20 20:11:42
} | MaximumArchiveDays=90 | DesiredRemainingSpace=500,2012,GPA_RSNSR_525_PM_06-PM7:V,,85,8736f6c7-ad41-4b43-b4f6-e684e0d4ad20,RSNSR_525_PM_06,Rsnsr_525_Pm_06,60,1,companyAcronym= | protocolName=IEEE C37.118.2-2011 | vendorAcronym= | vendorDeviceName= | interconnectionName=,,,,10,STTP,Streaming Telemetry Transport Protocol,3,7,LTSCYTA_2_FV_P,V,+,0,RSNSR_525_PM_06-PM7,0.0,1.0,Rsnsr_525_Pm_06 LTSCYTA_2_FV_P + Voltage Magnitude,0,1,1,Volts,Phasor,VPHM,Voltage Magnitude,PM,-98.6,37.5,PPA:2012,2021-07-20 20:11:42
} | MaximumArchiveDays=90 | DesiredRemainingSpace=500,2013,GPA_RSNSR_525_PM_06-PA7:VH,,85,8736f6c7-ad41-4b43-b4f6-e684e0d4ad20,RSNSR_525_PM_06,Rsnsr_525_Pm_06,60,1,companyAcronym= | protocolName=IEEE C37.118.2-2011 | vendorAcronym= | vendorDeviceName= | interconnectionName=,,,,10,STTP,Streaming Telemetry Transport Protocol,4,7,LTSCYTA_2_FV_P,V,+,0,RSNSR_525_PM_06-PA7,0.0,1.0,Rsnsr_525_Pm_06 LTSCYTA_2_FV_P + Voltage Phase Angle,0,1,1,Degrees,Phasor,VPHA,Voltage Phase Angle,PA,-98.6,37.5,PPA:2013,2021-07-20 20:11:42
} | MaximumArchiveDays=90 | DesiredRemainingSpace=500,2014,GPA_RSNSR_525_PM_06-PM8:I,,85,8736f6c7-ad41-4b43-b4f6-e684e0d4ad20,RSNSR_525_PM_06,Rsnsr_525_Pm_06,60,1,companyAcronym= | protocolName=IEEE C37.118.2-2011 | vendorAcronym= | vendorDeviceName= | interconnectionName=,,,,10,STTP,Streaming Telemetry Transport Protocol,1,8,LTSCYTA_2_FA_P,I,+,0,RSNSR_525_PM_06-PM8,0.0,1.0,Rsnsr_525_Pm_06 LTSCYTA_2_FA_P + Current Magnitude,0,1,1,Amps,Phasor,IPHM,Current Magnitude,PM,-98.6,37.5,PPA:2014,2021-07-20 20:11:42
} | MaximumArchiveDays=90 | DesiredRemainingSpace=500,2015,GPA_RSNSR_525_PM_06-PA8:IH,,85,8736f6c7-ad41-4b43-b4f6-e684e0d4ad20,RSNSR_525_PM_06,Rsnsr_525_Pm_06,60,1,companyAcronym= | protocolName=IEEE C37.118.2-2011 | vendorAcronym= | vendorDeviceName= | interconnectionName=,,,,10,STTP,Streaming Telemetry Transport Protocol,2,8,LTSCYTA_2_FA_P,I,+,0,RSNSR_525_PM_06-PA8,0.0,1.0,Rsnsr_525_Pm_06 LTSCYTA_2_FA_P + Current Phase Angle,0,1,1,Degrees,Phasor,IPHA,Current Phase Angle,PA,-98.6,37.5,PPA:2015,2021-07-20 20:11:42
} | MaximumArchiveDays=90 | DesiredRemainingSpace=500,2016,GPA_RSNSR_525_PM_07:F,,86,8736f6c7-ad41-4b43-b4f6-e684e0d4ad20,RSNSR_525_PM_07,Rsnsr_525_Pm_07,60,1,companyAcronym= | protocolName=IEEE C37.118.2-2011 | vendorAcronym= | vendorDeviceName= | interconnectionName=,,,,10,STTP,Streaming Telemetry Transport Protocol,5,,,,,,RSNSR_525_PM_07-FQ,0.0,1.0,Rsnsr_525_Pm_07 Frequency,0,1,1,Hz,PMU,FREQ,Frequency,FQ,-98.6,37.5,PPA:2016,2021-07-20 20:11:42
} | MaximumArchiveDays=90 | DesiredRemainingSpace=500,2017,GPA_RSNSR_525_PM_07:DF,,86,8736f6c7-ad41-4b43-b4f6-e684e0d4ad20,RSNSR_525_PM_07,Rsnsr_525_Pm_07,60,1,companyAcronym= | protocolName=IEEE C37.118.2-2011 | vendorAcronym= | vendorDeviceName= | interconnectionName=,,,,10,STTP,Streaming Telemetry Transport Protocol,6,,,,,,RSNSR_525_PM_07-DF,0.0,1.0,Rsnsr_525_Pm_07 Frequency Delta (dF/dt),0,1,1,,PMU,DFDT,Frequency Delta (dF/dt),DF,-98.6,37.5,PPA:2017,2021-07-20 20:11:42
} | MaximumArchiveDays=90 | DesiredRemainingSpace=500,2018,GPA_RSNSR_525_PM_07:S,,86,8736f6c7-ad41-4b43-b4f6-e684e0d4ad20,RSNSR_525_PM_07,Rsnsr_525_Pm_07,60,1,companyAcronym= | protocolName=IEEE C37.118.2-2011 | vendorAcronym= | vendorDeviceName= | interconnectionName=,,,,10,STTP,Streaming Telemetry Transport Protocol,8,,,,,,RSNSR_525_PM_07-SF,0.0,1.0,Rsnsr_525_Pm_07 Status Flags,0,1,1,,PMU,FLAG,Status Flags,SF,-98.6,37.5,PPA:2018,2021-07-20 20:11:42
} | MaximumArchiveDays=90 | DesiredRemainingSpace=500,2019,GPA_RSNSR_525_PM_07-PM1:V,,86,8736f6c7-ad41-4b43-b4f6-e684e0d4ad20,RSNSR_525_PM_07,Rsnsr_525_Pm_07,60,1,companyAcronym= | protocolName=IEEE C37.118.2-2011 | vendorAcronym= | vendorDeviceName= | interconnectionName=,,,,10,STTP,Streaming Telemetry Transport Protocol,3,1,BAA_FV_A,V,+,0,RSNSR_525_PM_07-PM1,0.0,1.0,Rsnsr_525_Pm_07 BAA_FV_A + Voltage Magnitude,0,1,1,Volts,Phasor,VPHM,Voltage Magnitude,PM,-98.6,37.5,PPA:2019,2021-07-20 20:11:42
} | MaximumArchiveDays=90 | DesiredRemainingSpace=500,2020,GPA_RSNSR_525_PM_07-PA1:VH,,86,8736f6c7-ad41-4b43-b4f6-e684e0d4ad20,RSNSR_525_PM_07,Rsnsr_525_Pm_07,60,1,companyAcronym= | protocolName=IEEE C37.118.2-2011 | vendorAcronym= | vendorDeviceName= | interconnectionName=,,,,10,STTP,Streaming Telemetry Transport Protocol,4,1,BAA_FV_A,V,+,0,RSNSR_525_PM_07-PA1,0.0,1.0,Rsnsr_525_Pm_07 BAA_FV_A + Voltage Phase Angle,0,1,1,Degrees,Phasor,VPHA,Voltage Phase Angle,PA,-98.6,37.5,PPA:2020,2021-07-20 20:11:42
} | MaximumArchiveDays=90 | DesiredRemainingSpace=500,2021,GPA_RSNSR_525_PM_08:F,,87,8736f6c7-ad41-4b43-b4f6-e684e0d4ad20,RSNSR_525_PM_08,Rsnsr_525_Pm_08,60,1,companyAcronym= | protocolName=IEEE C37.118.2-2011 | vendorAcronym= | vendorDeviceName= | interconnectionName=,,,,10,STTP,Streaming Telemetry Transport Protocol,5,,,,,,RSNSR_525_PM_08-FQ,0.0,1.0,Rsnsr_525_Pm_08 Frequency,0,1,1,Hz,PMU,FREQ,Frequency,FQ,-98.6,37.5,PPA:2021,2021-07-20 20:11:42
} | MaximumArchiveDays=90 | DesiredRemainingSpace=500,2022,GPA_RSNSR_525_PM_08:DF,,87,8736f6c7-ad41-4b43-b4f6-e684e0d4ad20,RSNSR_525_PM_08,Rsnsr_525_Pm_08,60,1,companyAcronym= | protocolName=IEEE C37.118.2-2011 | vendorAcronym= | vendorDeviceName= | interconnectionName=,,,,10,STTP,Streaming Telemetry Transport Protocol,6,,,,,,RSNSR_525_PM_08-DF,0.0,1.0,Rsnsr_525_Pm_08 Frequency Delta (dF/dt),0,1,1,,PMU,DFDT,Frequency Delta (dF/dt),DF,-98.6,37.5,PPA:2022,2021-07-20 20:11:42
} | MaximumArchiveDays=90 | DesiredRemainingSpace=500,2023,GPA_RSNSR_525_PM_08:S,,87,8736f6c7-ad41-4b43-b4f6-e684e0d4ad20,RSNSR_525_PM_08,Rsnsr_525_Pm_08,60,1,companyAcronym= | protocolName=IEEE C37.118.2-2011 | vendorAcronym= | vendorDeviceName= | interconnectionName=,,,,10,STTP,Streaming Telemetry Transport Protocol,8,,,,,,RSNSR_525_PM_08-SF,0.0,1.0,Rsnsr_525_Pm_08 Status Flags,0,1,1,,PMU,FLAG,Status Flags,SF,-98.6,37.5,PPA:2023,2021-07-20 20:11:42
} | MaximumArchiveDays=90 | DesiredRemainingSpace=500,2024,GPA_RSNSR_525_PM_08-PM1:V,,87,8736f6c7-ad41-4b43-b4f6-e684e0d4ad20,RSNSR_525_PM_08,Rsnsr_525_Pm_08,60,1,companyAcronym= | protocolName=IEEE C37.118.2-2011 | vendorAcronym= | vendorDeviceName= | interconnectionName=,,,,10,STTP,Streaming Telemetry Transport Protocol,3,1,BAB_FV_A,V,+,0,RSNSR_525_PM_08-PM1,0.0,1.0,Rsnsr_525_Pm_08 BAB_FV_A + Voltage Magnitude,0,1,1,Volts,Phasor,VPHM,Voltage Magnitude,PM,-98.6,37.5,PPA:2024,2021-07-20 20:11:42
} | MaximumArchiveDays=90 | DesiredRemainingSpace=500,2025,GPA_RSNSR_525_PM_08-PA1:VH,,87,8736f6c7-ad41-4b43-b4f6-e684e0d4ad20,RSNSR_525_PM_08,Rsnsr_525_Pm_08,60,1,companyAcronym= | protocolName=IEEE C37.118.2-2011 | vendorAcronym= | vendorDeviceName= | interconnectionName=,,,,10,STTP,Streaming Telemetry Transport Protocol,4,1,BAB_FV_A,V,+,0,RSNSR_525_PM_08-PA1,0.0,1.0,Rsnsr_525_Pm_08 BAB_FV_A + Voltage Phase Angle,0,1,1,Degrees,Phasor,VPHA,Voltage Phase Angle,PA,-98.6,37.5,PPA:2025,2021-07-20 20:11:42
} | MaximumArchiveDays=90 | DesiredRemainingSpace=500,2026,GPA_SCYTA_525_PM_07:F,,88,8736f6c7-ad41-4b43-b4f6-e684e0d4ad20,SCYTA_525_PM_07,Scyta_525_Pm_07,60,1,companyAcronym= | protocolName=IEEE C37.118.2-2011 | vendorAcronym= | vendorDeviceName= | interconnectionName=,,,,10,STTP,Streaming Telemetry Transport Protocol,5,,,,,,SCYTA_525_PM_07-FQ,0.0,1.0,Scyta_525_Pm_07 Frequency,0,1,1,Hz,PMU,FREQ,Frequency,FQ,-98.6,37.5,PPA:2026,2021-07-20 20:11:42
} | MaximumArchiveDays=90 | DesiredRemainingSpace=500,2027,GPA_SCYTA_525_PM_07:DF,,88,8736f6c7-ad41-4b43-b4f6-e684e0d4ad20,SCYTA_525_PM_07,Scyta_525_Pm_07,60,1,companyAcronym= | protocolName=IEEE C37.118.2-2011 | vendorAcronym= | vendorDeviceName= | interconnectionName=,,,,10,STTP,Streaming Telemetry Transport Protocol,6,,,,,,SCYTA_525_PM_07-DF,0.0,1.0,Scyta_525_Pm_07 Frequency Delta (dF/dt),0,1,1,,PMU,DFDT,Frequency Delta (dF/dt),DF,-98.6,37.5,PPA:2027,2021-07-20 20:11:42
} | MaximumArchiveDays=90 | DesiredRemainingSpace=500,2028,GPA_SCYTA_525_PM_07:S,,88,8736f6c7-ad41-4b43-b4f6-e684e0d4ad20,SCYTA_525_PM_07,Scyta_525_Pm_07,60,1,companyAcronym= | protocolName=IEEE C37.118.2-2011 | vendorAcronym= | vendorDeviceName= | interconnectionName=,,,,10,STTP,Streaming Telemetry Transport Protocol,8,,,,,,SCYTA_525_PM_07-SF,0.0,1.0,Scyta_525_Pm_07 Status Flags,0,1,1,,PMU,FLAG,Status Flags,SF,-98.6,37.5,PPA:2028,2021-07-20 20:11:42
} | MaximumArchiveDays=90 | DesiredRemainingSpace=500,2029,GPA_SCYTA_525_PM_07-PM1:V,,88,8736f6c7-ad41-4b43-b4f6-e684e0d4ad20,SCYTA_525_PM_07,Scyta_525_Pm_07,60,1,companyAcronym= | protocolName=IEEE C37.118.2-2011 | vendorAcronym= | vendorDeviceName= | interconnectionName=,,,,10,STTP,Streaming Telemetry Transport Protocol,3,1,LTPRSSA_2_FV_A,V,+,0,SCYTA_525_PM_07-PM1,0.0,1.0,Scyta_525_Pm_07 LTPRSSA_2_FV_A + Voltage Magnitude,0,1,1,Volts,Phasor,VPHM,Voltage Magnitude,PM,-98.6,37.5,PPA:2029,2021-07-20 20:11:42
} | MaximumArchiveDays=90 | DesiredRemainingSpace=500,2030,GPA_SCYTA_525_PM_07-PA1:VH,,88,8736f6c7-ad41-4b43-b4f6-e684e0d4ad20,SCYTA_525_PM_07,Scyta_525_Pm_07,60,1,companyAcronym= | protocolName=IEEE C37.118.2-2011 | vendorAcronym= | vendorDeviceName= | interconnectionName=,,,,10,STTP,Streaming Telemetry Transport Protocol,4,1,LTPRSSA_2_FV_A,V,+,0,SCYTA_525_PM_07-PA1,0.0,1.0,Scyta_525_Pm_07 LTPRSSA_2_FV_A + Voltage Phase Angle,0,1,1,Degrees,Phasor,VPHA,Voltage Phase Angle,PA,-98.6,37.5,PPA:2030,2021-07-20 20:11:42
} | MaximumArchiveDays=90 | DesiredRemainingSpace=500,2031,GPA_SCYTA_525_PM_07-PM2:V,,88,8736f6c7-ad41-4b43-b4f6-e684e0d4ad20,SCYTA_525_PM_07,Scyta_525_Pm_07,60,1,companyAcronym= | protocolName=IEEE C37.118.2-2011 | vendorAcronym= | vendorDeviceName= | interconnectionName=,,,,10,STTP,Streaming Telemetry Transport Protocol,3,2,LTPRSSA_2_FV_B,V,+,0,SCYTA_525_PM_07-PM2,0.0,1.0,Scyta_525_Pm_07 LTPRSSA_2_FV_B + Voltage Magnitude,0,1,1,Volts,Phasor,VPHM,Voltage Magnitude,PM,-98.6,37.5,PPA:2031,2021-07-20 20:11:42
} | MaximumArchiveDays=90 | DesiredRemainingSpace=500,2032,GPA_SCYTA_525_PM_07-PA2:VH,,88,8736f6c7-ad41-4b43-b4f6-e684e0d4ad20,SCYTA_525_PM_07,Scyta_525_Pm_07,60,1,companyAcronym= | protocolName=IEEE C37.118.2-2011 | vendorAcronym= | vendorDeviceName= | interconnectionName=,,,,10,STTP,Streaming Telemetry Transport Protocol,4,2,LTPRSSA_2_FV_B,V,+,0,SCYTA_525_PM_07-PA2,0.0,1.0,Scyta_525_Pm_07 LTPRSSA_2_FV_B + Voltage Phase Angle,0,1,1,Degrees,Phasor,VPHA,Voltage Phase Angle,PA,-98.6,37.5,PPA:2032,2021-07-20 20:11:42
} | MaximumArchiveDays=90 | DesiredRemainingSpace=500,2033,GPA_SCYTA_525_PM_07-PM3:V,,88,8736f6c7-ad41-4b43-b4f6-e684e0d4ad20,SCYTA_525_PM_07,Scyta_525_Pm_07,60,1,companyAcronym= | protocolName=IEEE C37.118.2-2011 | vendorAcronym= | vendorDeviceName= | interconnectionName=,,,,10,STTP,Streaming Telemetry Transport Protocol,3,3,LTPRSSA_2_FV_C,V,+,0,SCYTA_525_PM_07-PM3,0.0,1.0,Scyta_525_Pm_07 LTPRSSA_2_FV_C + Voltage Magnitude,0,1,1,Volts,Phasor,VPHM,Voltage Magnitude,PM,-98.6,37.5,PPA:2033,2021-07-20 20:11:42
} | MaximumArchiveDays=90 | DesiredRemainingSpace=500,2034,GPA_SCYTA_525_PM_07-PA3:VH,,88,8736f6c7-ad41-4b43-b4f6-e684e0d4ad20,SCYTA_525_PM_07,Scyta_525_Pm_07,60,1,companyAcronym= | protocolName=IEEE C37.118.2-2011 | vendorAcronym= | vendorDeviceName= | interconnectionName=,,,,10,STTP,Streaming Telemetry Transport Protocol,4,3,LTPRSSA_2_FV_C,V,+,0,SCYTA_525_PM_07-PA3,0.0,1.0,Scyta_525_Pm_07 LTPRSSA_2_FV_C + Voltage Phase Angle,0,1,1,Degrees,Phasor,VPHA,Voltage Phase Angle,PA,-98.6,37.5,PPA:2034,2021-07-20 20:11:42
} | MaximumArchiveDays=90 | DesiredRemainingSpace=500,2035,GPA_SCYTA_525_PM_07-PM4:I,,88,8736f6c7-ad41-4b43-b4f6-e684e0d4ad20,SCYTA_525_PM_07,Scyta_525_Pm_07,60,1,companyAcronym= | protocolName=IEEE C37.118.2-2011 | vendorAcronym= | vendorDeviceName= | interconnectionName=,,,,10,STTP,Streaming Telemetry Transport Protocol,1,4,LTPRSSA_2_FA_A,I,+,0,SCYTA_525_PM_07-PM4,0.0,1.0,Scyta_525_Pm_07 LTPRSSA_2_FA_A + Current Magnitude,0,1,1,Amps,Phasor,IPHM,Current Magnitude,PM,-98.6,37.5,PPA:2035,2021-07-20 20:11:42
} | MaximumArchiveDays=90 | DesiredRemainingSpace=500,2036,GPA_SCYTA_525_PM_07-PA4:IH,,88,8736f6c7-ad41-4b43-b4f6-e684e0d4ad20,SCYTA_525_PM_07,Scyta_525_Pm_07,60,1,companyAcronym= | protocolName=IEEE C37.118.2-2011 | vendorAcronym= | vendorDeviceName= | interconnectionName=,,,,10,STTP,Streaming Telemetry Transport Protocol,2,4,LTPRSSA_2_FA_A,I,+,0,SCYTA_525_PM_07-PA4,0.0,1.0,Scyta_525_Pm_07 LTPRSSA_2_FA_A + Current Phase Angle,0,1,1,Degrees,Phasor,IPHA,Current Phase Angle,PA,-98.6,37.5,PPA:2036,2021-07-20 20:11:42
} | MaximumArchiveDays=90 | DesiredRemainingSpace=500,2037,GPA_SCYTA_525_PM_07-PM5:I,,88,8736f6c7-ad41-4b43-b4f6-e684e0d4ad20,SCYTA_525_PM_07,Scyta_525_Pm_07,60,1,companyAcronym= | protocolName=IEEE C37.118.2-2011 | vendorAcronym= | vendorDeviceName= | interconnectionName=,,,,10,STTP,Streaming Telemetry Transport Protocol,1,5,LTPRSSA_2_FA_B,I,+,0,SCYTA_525_PM_07-PM5,0.0,1.0,Scyta_525_Pm_07 LTPRSSA_2_FA_B + Current Magnitude,0,1,1,Amps,Phasor,IPHM,Current Magnitude,PM,-98.6,37.5,PPA:2037,2021-07-20 20:11:42
} | MaximumArchiveDays=90 | DesiredRemainingSpace=500,2038,GPA_SCYTA_525_PM_07-PA5:IH,,88,8736f6c7-ad41-4b43-b4f6-e684e0d4ad20,SCYTA_525_PM_07,Scyta_525_Pm_07,60,1,companyAcronym= | protocolName=IEEE C37.118.2-2011 | vendorAcronym= | vendorDeviceName= | interconnectionName=,,,,10,STTP,Streaming Telemetry Transport Protocol,2,5,LTPRSSA_2_FA_B,I,+,0,SCYTA_525_PM_07-PA5,0.0,1.0,Scyta_525_Pm_07 LTPRSSA_2_FA_B + Current Phase Angle,0,1,1,Degrees,Phasor,IPHA,Current Phase Angle,PA,-98.6,37.5,PPA:2038,2021-07-20 20:11:42
} | MaximumArchiveDays=90 | DesiredRemainingSpace=500,2039,GPA_SCYTA_525_PM_07-PM6:I,,88,8736f6c7-ad41-4b43-b4f6-e684e0d4ad20,SCYTA_525_PM_07,Scyta_525_Pm_07,60,1,companyAcronym= | protocolName=IEEE C37.118.2-2011 | vendorAcronym= | vendorDeviceName= | interconnectionName=,,,,10,STTP,Streaming Telemetry Transport Protocol,1,6,LTPRSSA_2_FA_C,I,+,0,SCYTA_525_PM_07-PM6,0.0,1.0,Scyta_525_Pm_07 LTPRSSA_2_FA_C + Current Magnitude,0,1,1,Amps,Phasor,IPHM,Current Magnitude,PM,-98.6,37.5,PPA:2039,2021-07-20 20:11:42
} | MaximumArchiveDays=90 | DesiredRemainingSpace=500,2040,GPA_SCYTA_525_PM_07-PA6:IH,,88,8736f6c7-ad41-4b43-b4f6-e684e0d4ad20,SCYTA_525_PM_07,Scyta_525_Pm_07,60,1,companyAcronym= | protocolName=IEEE C37.118.2-2011 | vendorAcronym= | vendorDeviceName= | interconnectionName=,,,,10,STTP,Streaming Telemetry Transport Protocol,2,6,LTPRSSA_2_FA_C,I,+,0,SCYTA_525_PM_07-PA6,0.0,1.0,Scyta_525_Pm_07 LTPRSSA_2_FA_C + Current Phase Angle,0,1,1,Degrees,Phasor,IPHA,Current Phase Angle,PA,-98.6,37.5,PPA:2040,2021-07-20 20:11:42
} | MaximumArchiveDays=90 | DesiredRemainingSpace=500,2041,GPA_SCYTA_525_PM_07-PM7:V,,88,8736f6c7-ad41-4b43-b4f6-e684e0d4ad20,SCYTA_525_PM_07,Scyta_525_Pm_07,60,1,companyAcronym= | protocolName=IEEE C37.118.2-2011 | vendorAcronym= | vendorDeviceName= | interconnectionName=,,,,10,STTP,Streaming Telemetry Transport Protocol,3,7,LTPRSSA_2_FV_P,V,+,0,SCYTA_525_PM_07-PM7,0.0,1.0,Scyta_525_Pm_07 LTPRSSA_2_FV_P + Voltage Magnitude,0,1,1,Volts,Phasor,VPHM,Voltage Magnitude,PM,-98.6,37.5,PPA:2041,2021-07-20 20:11:42
} | MaximumArchiveDays=90 | DesiredRemainingSpace=500,2042,GPA_SCYTA_525_PM_07-PA7:VH,,88,8736f6c7-ad41-4b43-b4f6-e684e0d4ad20,SCYTA_525_PM_07,Scyta_525_Pm_07,60,1,companyAcronym= | protocolName=IEEE C37.118.2-2011 | vendorAcronym= | vendorDeviceName= | interconnectionName=,,,,10,STTP,Streaming Telemetry Transport Protocol,4,7,LTPRSSA_2_FV_P,V,+,0,SCYTA_525_PM_07-PA7,0.0,1.0,Scyta_525_Pm_07 LTPRSSA_2_FV_P + Voltage Phase Angle,0,1,1,Degrees,Phasor,VPHA,Voltage Phase Angle,PA,-98.6,37.5,PPA:2042,2021-07-20 20:11:42
} | MaximumArchiveDays=90 | DesiredRemainingSpace=500,2043,GPA_SCYTA_525_PM_07-PM8:I,,88,8736f6c7-ad41-4b43-b4f6-e684e0d4ad20,SCYTA_525_PM_07,Scyta_525_Pm_07,60,1,companyAcronym= | protocolName=IEEE C37.118.2-2011 | vendorAcronym= | vendorDeviceName= | interconnectionName=,,,,10,STTP,Streaming Telemetry Transport Protocol,1,8,LTPRSSA_2_FA_P,I,+,0,SCYTA_525_PM_07-PM8,0.0,1.0,Scyta_525_Pm_07 LTPRSSA_2_FA_P + Current Magnitude,0,1,1,Amps,Phasor,IPHM,Current Magnitude,PM,-98.6,37.5,PPA:2043,2021-07-20 20:11:42
} | MaximumArchiveDays=90 | DesiredRemainingSpace=500,2044,GPA_SCYTA_525_PM_07-PA8:IH,,88,8736f6c7-ad41-4b43-b4f6-e684e0d4ad20,SCYTA_525_PM_07,Scyta_525_Pm_07,60,1,companyAcronym= | protocolName=IEEE C37.118.2-2011 | vendorAcronym= | vendorDeviceName= | interconnectionName=,,,,10,STTP,Streaming Telemetry Transport Protocol,2,8,LTPRSSA_2_FA_P,I,+,0,SCYTA_525_PM_07-PA8,0.0,1.0,Scyta_525_Pm_07 LTPRSSA_2_FA_P + Current Phase Angle,0,1,1,Degrees,Phasor,IPHA,Current Phase Angle,PA,-98.6,37.5,PPA:2044,2021-07-20 20:11:42
} | MaximumArchiveDays=90 | DesiredRemainingSpace=500,2045,GPA_SCYTA_525_PM_08:F,,89,8736f6c7-ad41-4b43-b4f6-e684e0d4ad20,SCYTA_525_PM_08,Scyta_525_Pm_08,60,1,companyAcronym= | protocolName=IEEE C37.118.2-2011 | vendorAcronym= | vendorDeviceName= | interconnectionName=,,,,10,STTP,Streaming Telemetry Transport Protocol,5,,,,,,SCYTA_525_PM_08-FQ,0.0,1.0,Scyta_525_Pm_08 Frequency,0,1,1,Hz,PMU,FREQ,Frequency,FQ,-98.6,37.5,PPA:2045,2021-07-20 20:11:42
} | MaximumArchiveDays=90 | DesiredRemainingSpace=500,2046,GPA_SCYTA_525_PM_08:DF,,89,8736f6c7-ad41-4b43-b4f6-e684e0d4ad20,SCYTA_525_PM_08,Scyta_525_Pm_08,60,1,companyAcronym= | protocolName=IEEE C37.118.2-2011 | vendorAcronym= | vendorDeviceName= | interconnectionName=,,,,10,STTP,Streaming Telemetry Transport Protocol,6,,,,,,SCYTA_525_PM_08-DF,0.0,1.0,Scyta_525_Pm_08 Frequency Delta (dF/dt),0,1,1,,PMU,DFDT,Frequency Delta (dF/dt),DF,-98.6,37.5,PPA:2046,2021-07-20 20:11:42
} | MaximumArchiveDays=90 | DesiredRemainingSpace=500,2047,GPA_SCYTA_525_PM_08:S,,89,8736f6c7-ad41-4b43-b4f6-e684e0d4ad20,SCYTA_525_PM_08,Scyta_525_Pm_08,60,1,companyAcronym= | protocolName=IEEE C37.118.2-2011 | vendorAcronym= | vendorDeviceName= | interconnectionName=,,,,10,STTP,Streaming Telemetry Transport Protocol,8,,,,,,SCYTA_525_PM_08-SF,0.0,1.0,Scyta_525_Pm_08 Status Flags,0,1,1,,PMU,FLAG,Status Flags,SF,-98.6,37.5,PPA:2047,2021-07-20 20:11:42
} | MaximumArchiveDays=90 | DesiredRemainingSpace=500,2048,GPA_SCYTA_525_PM_08-PM1:V,,89,8736f6c7-ad41-4b43-b4f6-e684e0d4ad20,SCYTA_525_PM_08,Scyta_525_Pm_08,60,1,companyAcronym= | protocolName=IEEE C37.118.2-2011 | vendorAcronym= | vendorDeviceName= | interconnectionName=,,,,10,STTP,Streaming Telemetry Transport Protocol,3,1,LTRSNSR_2_FV_A,V,+,0,SCYTA_525_PM_08-PM1,0.0,1.0,Scyta_525_Pm_08 LTRSNSR_2_FV_A + Voltage Magnitude,0,1,1,Volts,Phasor,VPHM,Voltage Magnitude,PM,-98.6,37.5,PPA:2048,2021-07-20 20:11:42
} | MaximumArchiveDays=90 | DesiredRemainingSpace=500,2049,GPA_SCYTA_525_PM_08-PA1:VH,,89,8736f6c7-ad41-4b43-b4f6-e684e0d4ad20,SCYTA_525_PM_08,Scyta_525_Pm_08,60,1,companyAcronym= | protocolName=IEEE C37.118.2-2011 | vendorAcronym= | vendorDeviceName= | interconnectionName=,,,,10,STTP,Streaming Telemetry Transport Protocol,4,1,LTRSNSR_2_FV_A,V,+,0,SCYTA_525_PM_08-PA1,0.0,1.0,Scyta_525_Pm_08 LTRSNSR_2_FV_A + Voltage Phase Angle,0,1,1,Degrees,Phasor,VPHA,Voltage Phase Angle,PA,-98.6,37.5,PPA:2049,2021-07-20 20:11:42
} | MaximumArchiveDays=90 | DesiredRemainingSpace=500,2050,GPA_SCYTA_525_PM_08-PM2:V,,89,8736f6c7-ad41-4b43-b4f6-e684e0d4ad20,SCYTA_525_PM_08,Scyta_525_Pm_08,60,1,companyAcronym= | protocolName=IEEE C37.118.2-2011 | vendorAcronym= | vendorDeviceName= | interconnectionName=,,,,10,STTP,Streaming Telemetry Transport Protocol,3,2,LTRSNSR_2_FV_B,V,+,0,SCYTA_525_PM_08-PM2,0.0,1.0,Scyta_525_Pm_08 LTRSNSR_2_FV_B + Voltage Magnitude,0,1,1,Volts,Phasor,VPHM,Voltage Magnitude,PM,-98.6,37.5,PPA:2050,2021-07-20 20:11:42
} | MaximumArchiveDays=90 | DesiredRemainingSpace=500,2051,GPA_SCYTA_525_PM_08-PA2:VH,,89,8736f6c7-ad41-4b43-b4f6-e684e0d4ad20,SCYTA_525_PM_08,Scyta_525_Pm_08,60,1,companyAcronym= | protocolName=IEEE C37.118.2-2011 | vendorAcronym= | vendorDeviceName= | interconnectionName=,,,,10,STTP,Streaming Telemetry Transport Protocol,4,2,LTRSNSR_2_FV_B,V,+,0,SCYTA_525_PM_08-PA2,0.0,1.0,Scyta_525_Pm_08 LTRSNSR_2_FV_B + Voltage Phase Angle,0,1,1,Degrees,Phasor,VPHA,Voltage Phase Angle,PA,-98.6,37.5,PPA:2051,2021-07-20 20:11:42
} | MaximumArchiveDays=90 | DesiredRemainingSpace=500,2052,GPA_SCYTA_525_PM_08-PM3:V,,89,8736f6c7-ad41-4b43-b4f6-e684e0d4ad20,SCYTA_525_PM_08,Scyta_525_Pm_08,60,1,companyAcronym= | protocolName=IEEE C37.118.2-2011 | vendorAcronym= | vendorDeviceName= | interconnectionName=,,,,10,STTP,Streaming Telemetry Transport Protocol,3,3,LTRSNSR_2_FV_C,V,+,0,SCYTA_525_PM_08-PM3,0.0,1.0,Scyta_525_Pm_08 LTRSNSR_2_FV_C + Voltage Magnitude,0,1,1,Volts,Phasor,VPHM,Voltage Magnitude,PM,-98.6,37.5,PPA:2052,2021-07-20 20:11:42
} | MaximumArchiveDays=90 | DesiredRemainingSpace=500,2053,GPA_SCYTA_525_PM_08-PA3:VH,,89,8736f6c7-ad41-4b43-b4f6-e684e0d4ad20,SCYTA_525_PM_08,Scyta_525_Pm_08,60,1,companyAcronym= | protocolName=IEEE C37.118.2-2011 | vendorAcronym= | vendorDeviceName= | interconnectionName=,,,,10,STTP,Streaming Telemetry Transport Protocol,4,3,LTRSNSR_2_FV_C,V,+,0,SCYTA_525_PM_08-PA3,0.0,1.0,Scyta_525_Pm_08 LTRSNSR_2_FV_C + Voltage Phase Angle,0,1,1,Degrees,Phasor,VPHA,Voltage Phase Angle,PA,-98.6,37.5,PPA:2053,2021-07-20 20:11:42
} | MaximumArchiveDays=90 | DesiredRemainingSpace=500,2054,GPA_SCYTA_525_PM_08-PM4:I,,89,8736f6c7-ad41-4b43-b4f6-e684e0d4ad20,SCYTA_525_PM_08,Scyta_525_Pm_08,60,1,companyAcronym= | protocolName=IEEE C37.118.2-2011 | vendorAcronym= | vendorDeviceName= | interconnectionName=,,,,10,STTP,Streaming Telemetry Transport Protocol,1,4,LTRSNSR_2_FA_A,I,+,0,SCYTA_525_PM_08-PM4,0.0,1.0,Scyta_525_Pm_08 LTRSNSR_2_FA_A + Current Magnitude,0,1,1,Amps,Phasor,IPHM,Current Magnitude,PM,-98.6,37.5,PPA:2054,2021-07-20 20:11:42
} | MaximumArchiveDays=90 | DesiredRemainingSpace=500,2055,GPA_SCYTA_525_PM_08-PA4:IH,,89,8736f6c7-ad41-4b43-b4f6-e684e0d4ad20,SCYTA_525_PM_08,Scyta_525_Pm_08,60,1,companyAcronym= | protocolName=IEEE C37.118.2-2011 | vendorAcronym= | vendorDeviceName= | interconnectionName=,,,,10,STTP,Streaming Telemetry Transport Protocol,2,4,LTRSNSR_2_FA_A,I,+,0,SCYTA_525_PM_08-PA4,0.0,1.0,Scyta_525_Pm_08 LTRSNSR_2_FA_A + Current Phase Angle,0,1,1,Degrees,Phasor,IPHA,Current Phase Angle,PA,-98.6,37.5,PPA:2055,2021-07-20 20:11:42
} | MaximumArchiveDays=90 | DesiredRemainingSpace=500,2056,GPA_SCYTA_525_PM_08-PM5:I,,89,8736f6c7-ad41-4b43-b4f6-e684e0d4ad20,SCYTA_525_PM_08,Scyta_525_Pm_08,60,1,companyAcronym= | protocolName=IEEE C37.118.2-2011 | vendorAcronym= | vendorDeviceName= | interconnectionName=,,,,10,STTP,Streaming Telemetry Transport Protocol,1,5,LTRSNSR_2_FA_B,I,+,0,SCYTA_525_PM_08-PM5,0.0,1.0,Scyta_525_Pm_08 LTRSNSR_2_FA_B + Current Magnitude,0,1,1,Amps,Phasor,IPHM,Current Magnitude,PM,-98.6,37.5,PPA:2056,2021-07-20 20:11:42
} | MaximumArchiveDays=90 | DesiredRemainingSpace=500,2057,GPA_SCYTA_525_PM_08-PA5:IH,,89,8736f6c7-ad41-4b43-b4f6-e684e0d4ad20,SCYTA_525_PM_08,Scyta_525_Pm_08,60,1,companyAcronym= | protocolName=IEEE C37.118.2-2011 | vendorAcronym= | vendorDeviceName= | interconnectionName=,,,,10,STTP,Streaming Telemetry Transport Protocol,2,5,LTRSNSR_2_FA_B,I,+,0,SCYTA_525_PM_08-PA5,0.0,1.0,Scyta_525_Pm_08 LTRSNSR_2_FA_B + Current Phase Angle,0,1,1,Degrees,Phasor,IPHA,Current Phase Angle,PA,-98.6,37.5,PPA:2057,2021-07-20 20:11:42
} | MaximumArchiveDays=90 | DesiredRemainingSpace=500,2058,GPA_SCYTA_525_PM_08-PM6:I,,89,8736f6c7-ad41-4b43-b4f6-e684e0d4ad20,SCYTA_525_PM_08,Scyta_525_Pm_08,60,1,companyAcronym= | protocolName=IEEE C37.118.2-2011 | vendorAcronym= | vendorDeviceName= | interconnectionName=,,,,10,STTP,Streaming Telemetry Transport Protocol,1,6,LTRSNSR_2_FA_C,I,+,0,SCYTA_525_PM_08-PM6,0.0,1.0,Scyta_525_Pm_08 LTRSNSR_2_FA_C + Current Magnitude,0,1,1,Amps,Phasor,IPHM,Current Magnitude,PM,-98.6,37.5,PPA:2058,2021-07-20 20:11:42
} | MaximumArchiveDays=90 | DesiredRemainingSpace=500,2059,GPA_SCYTA_525_PM_08-PA6:IH,,89,8736f6c7-ad41-4b43-b4f6-e684e0d4ad20,SCYTA_525_PM_08,Scyta_525_Pm_08,60,1,companyAcronym= | protocolName=IEEE C37.118.2-2011 | vendorAcronym= | vendorDeviceName= | interconnectionName=,,,,10,STTP,Streaming Telemetry Transport Protocol,2,6,LTRSNSR_2_FA_C,I,+,0,SCYTA_525_PM_08-PA6,0.0,1.0,Scyta_525_Pm_08 LTRSNSR_2_FA_C + Current Phase Angle,0,1,1,Degrees,Phasor,IPHA,Current Phase Angle,PA,-98.6,37.5,PPA:2059,2021-07-20 20:11:42
} | MaximumArchiveDays=90 | DesiredRemainingSpace=500,2060,GPA_SCYTA_525_PM_08-PM7:V,,89,8736f6c7-ad41-4b43-b4f6-e684e0d4ad20,SCYTA_525_PM_08,Scyta_525_Pm_08,60,1,companyAcronym= | protocolName=IEEE C37.118.2-2011 | vendorAcronym= | vendorDeviceName= | interconnectionName=,,,,10,STTP,Streaming Telemetry Transport Protocol,3,7,LTRSNSR_2_FV_P,V,+,0,SCYTA_525_PM_08-PM7,0.0,1.0,Scyta_525_Pm_08 LTRSNSR_2_FV_P + Voltage Magnitude,0,1,1,Volts,Phasor,VPHM,Voltage Magnitude,PM,-98.6,37.5,PPA:2060,2021-07-20 20:11:42
} | MaximumArchiveDays=90 | DesiredRemainingSpace=500,2061,GPA_SCYTA_525_PM_08-PA7:VH,,89,8736f6c7-ad41-4b43-b4f6-e684e0d4ad20,SCYTA_525_PM_08,Scyta_525_Pm_08,60,1,companyAcronym= | protocolName=IEEE C37.118.2-2011 | vendorAcronym= | vendorDeviceName= | interconnectionName=,,,,10,STTP,Streaming Telemetry Transport Protocol,4,7,LTRSNSR_2_FV_P,V,+,0,SCYTA_525_PM_08-PA7,0.0,1.0,Scyta_525_Pm_08 LTRSNSR_2_FV_P + Voltage Phase Angle,0,1,1,Degrees,Phasor,VPHA,Voltage Phase Angle,PA,-98.6,37.5,PPA:2061,2021-07-20 20:11:42
} | MaximumArchiveDays=90 | DesiredRemainingSpace=500,2062,GPA_SCYTA_525_PM_08-PM8:I,,89,8736f6c7-ad41-4b43-b4f6-e684e0d4ad20,SCYTA_525_PM_08,Scyta_525_Pm_08,60,1,companyAcronym= | protocolName=IEEE C37.118.2-2011 | vendorAcronym= | vendorDeviceName= | interconnectionName=,,,,10,STTP,Streaming Telemetry Transport Protocol,1,8,LTRSNSR_2_FA_P,I,+,0,SCYTA_525_PM_08-PM8,0.0,1.0,Scyta_525_Pm_08 LTRSNSR_2_FA_P + Current Magnitude,0,1,1,Amps,Phasor,IPHM,Current Magnitude,PM,-98.6,37.5,PPA:2062,2021-07-20 20:11:42
} | MaximumArchiveDays=90 | DesiredRemainingSpace=500,2063,GPA_SCYTA_525_PM_08-PA8:IH,,89,8736f6c7-ad41-4b43-b4f6-e684e0d4ad20,SCYTA_525_PM_08,Scyta_525_Pm_08,60,1,companyAcronym= | protocolName=IEEE C37.118.2-2011 | vendorAcronym= | vendorDeviceName= | interconnectionName=,,,,10,STTP,Streaming Telemetry Transport Protocol,2,8,LTRSNSR_2_FA_P,I,+,0,SCYTA_525_PM_08-PA8,0.0,1.0,Scyta_525_Pm_08 LTRSNSR_2_FA_P + Current Phase Angle,0,1,1,Degrees,Phasor,IPHA,Current Phase Angle,PA,-98.6,37.5,PPA:2063,2021-07-20 20:11:42
} | MaximumArchiveDays=90 | DesiredRemainingSpace=500,2064,GPA_SCYTA_525_PM_09:F,,90,8736f6c7-ad41-4b43-b4f6-e684e0d4ad20,SCYTA_525_PM_09,Scyta_525_Pm_09,60,1,companyAcronym= | protocolName=IEEE C37.118.2-2011 | vendorAcronym= | vendorDeviceName= | interconnectionName=,,,,10,STTP,Streaming Telemetry Transport Protocol,5,,,,,,SCYTA_525_PM_09-FQ,0.0,1.0,Scyta_525_Pm_09 Frequency,0,1,1,Hz,PMU,FREQ,Frequency,FQ,-98.6,37.5,PPA:2064,2021-07-20 20:11:42
} | MaximumArchiveDays=90 | DesiredRemainingSpace=500,2065,GPA_SCYTA_525_PM_09:DF,,90,8736f6c7-ad41-4b43-b4f6-e684e0d4ad20,SCYTA_525_PM_09,Scyta_525_Pm_09,60,1,companyAcronym= | protocolName=IEEE C37.118.2-2011 | vendorAcronym= | vendorDeviceName= | interconnectionName=,,,,10,STTP,Streaming Telemetry Transport Protocol,6,,,,,,SCYTA_525_PM_09-DF,0.0,1.0,Scyta_525_Pm_09 Frequency Delta (dF/dt),0,1,1,,PMU,DFDT,Frequency Delta (dF/dt),DF,-98.6,37.5,PPA:2065,2021-07-20 20:11:42
} | MaximumArchiveDays=90 | DesiredRemainingSpace=500,2066,GPA_SCYTA_525_PM_09:S,,90,8736f6c7-ad41-4b43-b4f6-e684e0d4ad20,SCYTA_525_PM_09,Scyta_525_Pm_09,60,1,companyAcronym= | protocolName=IEEE C37.118.2-2011 | vendorAcronym= | vendorDeviceName= | interconnectionName=,,,,10,STTP,Streaming Telemetry Transport Protocol,8,,,,,,SCYTA_525_PM_09-SF,0.0,1.0,Scyta_525_Pm_09 Status Flags,0,1,1,,PMU,FLAG,Status Flags,SF,-98.6,37.5,PPA:2066,2021-07-20 20:11:42
} | MaximumArchiveDays=90 | DesiredRemainingSpace=500,2067,GPA_SCYTA_525_PM_09-PM1:V,,90,8736f6c7-ad41-4b43-b4f6-e684e0d4ad20,SCYTA_525_PM_09,Scyta_525_Pm_09,60,1,companyAcronym= | protocolName=IEEE C37.118.2-2011 | vendorAcronym= | vendorDeviceName= | interconnectionName=,,,,10,STTP,Streaming Telemetry Transport Protocol,3,1,BAA_FV_A,V,+,0,SCYTA_525_PM_09-PM1,0.0,1.0,Scyta_525_Pm_09 BAA_FV_A + Voltage Magnitude,0,1,1,Volts,Phasor,VPHM,Voltage Magnitude,PM,-98.6,37.5,PPA:2067,2021-07-20 20:11:42
} | MaximumArchiveDays=90 | DesiredRemainingSpace=500,2068,GPA_SCYTA_525_PM_09-PA1:VH,,90,8736f6c7-ad41-4b43-b4f6-e684e0d4ad20,SCYTA_525_PM_09,Scyta_525_Pm_09,60,1,companyAcronym= | protocolName=IEEE C37.118.2-2011 | vendorAcronym= | vendorDeviceName= | interconnectionName=,,,,10,STTP,Streaming Telemetry Transport Protocol,4,1,BAA_FV_A,V,+,0,SCYTA_525_PM_09-PA1,0.0,1.0,Scyta_525_Pm_09 BAA_FV_A + Voltage Phase Angle,0,1,1,Degrees,Phasor,VPHA,Voltage Phase Angle,PA,-98.6,37.5,PPA:2068,2021-07-20 20:11:42
} | MaximumArchiveDays=90 | DesiredRemainingSpace=500,2069,GPA_SCYTA_525_PM_10:F,,91,8736f6c7-ad41-4b43-b4f6-e684e0d4ad20,SCYTA_525_PM_10,Scyta_525_Pm_10,60,1,companyAcronym= | protocolName=IEEE C37.118.2-2011 | vendorAcronym= | vendorDeviceName= | interconnectionName=,,,,10,STTP,Streaming Telemetry Transport Protocol,5,,,,,,SCYTA_525_PM_10-FQ,0.0,1.0,Scyta_525_Pm_10 Frequency,0,1,1,Hz,PMU,FREQ,Frequency,FQ,-98.6,37.5,PPA:2069,2021-07-20 20:11:42
} | MaximumArchiveDays=90 | DesiredRemainingSpace=500,2070,GPA_SCYTA_525_PM_10:DF,,91,8736f6c7-ad41-4b43-b4f6-e684e0d4ad20,SCYTA_525_PM_10,Scyta_525_Pm_10,60,1,companyAcronym= | protocolName=IEEE C37.118.2-2011 | vendorAcronym= | vendorDeviceName= | interconnectionName=,,,,10,STTP,Streaming Telemetry Transport Protocol,6,,,,,,SCYTA_525_PM_10-DF,0.0,1.0,Scyta_525_Pm_10 Frequency Delta (dF/dt),0,1,1,,PMU,DFDT,Frequency Delta (dF/dt),DF,-98.6,37.5,PPA:2070,2021-07-20 20:11:42
} | MaximumArchiveDays=90 | DesiredRemainingSpace=500,2071,GPA_SCYTA_525_PM_10:S,,91,8736f6c7-ad41-4b43-b4f6-e684e0d4ad20,SCYTA_525_PM_10,Scyta_525_Pm_10,60,1,companyAcronym= | protocolName=IEEE C37.118.2-2011 | vendorAcronym= | vendorDeviceName= | interconnectionName=,,,,10,STTP,Streaming Telemetry Transport Protocol,8,,,,,,SCYTA_525_PM_10-SF,0.0,1.0,Scyta_525_Pm_10 Status Flags,0,1,1,,PMU,FLAG,Status Flags,SF,-98.6,37.5,PPA:2071,2021-07-20 20:11:42
} | MaximumArchiveDays=90 | DesiredRemainingSpace=500,2072,GPA_SCYTA_525_PM_10-PM1:V,,91,8736f6c7-ad41-4b43-b4f6-e684e0d4ad20,SCYTA_525_PM_10,Scyta_525_Pm_10,60,1,companyAcronym= | protocolName=IEEE C37.118.2-2011 | vendorAcronym= | vendorDeviceName= | interconnectionName=,,,,10,STTP,Streaming Telemetry Transport Protocol,3,1,BAB_FV_A,V,+,0,SCYTA_525_PM_10-PM1,0.0,1.0,Scyta_525_Pm_10 BAB_FV_A + Voltage Magnitude,0,1,1,Volts,Phasor,VPHM,Voltage Magnitude,PM,-98.6,37.5,PPA:2072,2021-07-20 20:11:42
} | MaximumArchiveDays=90 | DesiredRemainingSpace=500,2073,GPA_SCYTA_525_PM_10-PA1:VH,,91,8736f6c7-ad41-4b43-b4f6-e684e0d4ad20,SCYTA_525_PM_10,Scyta_525_Pm_10,60,1,companyAcronym= | protocolName=IEEE C37.118.2-2011 | vendorAcronym= | vendorDeviceName= | interconnectionName=,,,,10,STTP,Streaming Telemetry Transport Protocol,4,1,BAB_FV_A,V,+,0,SCYTA_525_PM_10-PA1,0.0,1.0,Scyta_525_Pm_10 BAB_FV_A + Voltage Phase Angle,0,1,1,Degrees,Phasor,VPHA,Voltage Phase Angle,PA,-98.6,37.5,PPA:2073,2021-07-20 20:11:42
} | MaximumArchiveDays=90 | DesiredRemainingSpace=500,2074,GPA_PRIVP_525_PM_12:F,,92,8736f6c7-ad41-4b43-b4f6-e684e0d4ad20,PRIVP_525_PM_12,Privp_525_Pm_12,60,1,companyAcronym= | protocolName=IEEE C37.118.2-2011 | vendorAcronym= | vendorDeviceName= | interconnectionName=,,,,10,STTP,Streaming Telemetry Transport Protocol,5,,,,,,PRIVP_525_PM_12-FQ,0.0,1.0,Privp_525_Pm_12 Frequency,0,1,1,Hz,PMU,FREQ,Frequency,FQ,-98.6,37.5,PPA:2074,2021-07-20 20:11:42
} | MaximumArchiveDays=90 | DesiredRemainingSpace=500,2075,GPA_PRIVP_525_PM_12:DF,,92,8736f6c7-ad41-4b43-b4f6-e684e0d4ad20,PRIVP_525_PM_12,Privp_525_Pm_12,60,1,companyAcronym= | protocolName=IEEE C37.118.2-2011 | vendorAcronym= | vendorDeviceName= | interconnectionName=,,,,10,STTP,Streaming Telemetry Transport Protocol,6,,,,,,PRIVP_525_PM_12-DF,0.0,1.0,Privp_525_Pm_12 Frequency Delta (dF/dt),0,1,1,,PMU,DFDT,Frequency Delta (dF/dt),DF,-98.6,37.5,PPA:2075,2021-07-20 20:11:42
} | MaximumArchiveDays=90 | DesiredRemainingSpace=500,2076,GPA_PRIVP_525_PM_12:S,,92,8736f6c7-ad41-4b43-b4f6-e684e0d4ad20,PRIVP_525_PM_12,Privp_525_Pm_12,60,1,companyAcronym= | protocolName=IEEE C37.118.2-2011 | vendorAcronym= | vendorDeviceName= | interconnectionName=,,,,10,STTP,Streaming Telemetry Transport Protocol,8,,,,,,PRIVP_525_PM_12-SF,0.0,1.0,Privp_525_Pm_12 Status Flags,0,1,1,,PMU,FLAG,Status Flags,SF,-98.6,37.5,PPA:2076,2021-07-20 20:11:42
} | MaximumArchiveDays=90 | DesiredRemainingSpace=500,2077,GPA_PRIVP_525_PM_12-PM1:V,,92,8736f6c7-ad41-4b43-b4f6-e684e0d4ad20,PRIVP_525_PM_12,Privp_525_Pm_12,60,1,companyAcronym= | protocolName=IEEE C37.118.2-2011 | vendorAcronym= | vendorDeviceName= | interconnectionName=,,,,10,STTP,Streaming Telemetry Transport Protocol,3,1,BAA_FV_A,V,+,0,PRIVP_525_PM_12-PM1,0.0,1.0,Privp_525_Pm_12 BAA_FV_A + Voltage Magnitude,0,1,1,Volts,Phasor,VPHM,Voltage Magnitude,PM,-98.6,37.5,PPA:2077,2021-07-20 20:11:42
} | MaximumArchiveDays=90 | DesiredRemainingSpace=500,2078,GPA_PRIVP_525_PM_12-PA1:VH,,92,8736f6c7-ad41-4b43-b4f6-e684e0d4ad20,PRIVP_525_PM_12,Privp_525_Pm_12,60,1,companyAcronym= | protocolName=IEEE C37.118.2-2011 | vendorAcronym= | vendorDeviceName= | interconnectionName=,,,,10,STTP,Streaming Telemetry Transport Protocol,4,1,BAA_FV_A,V,+,0,PRIVP_525_PM_12-PA1,0.0,1.0,Privp_525_Pm_12 BAA_FV_A + Voltage Phase Angle,0,1,1,Degrees,Phasor,VPHA,Voltage Phase Angle,PA,-98.6,37.5,PPA:2078,2021-07-20 20:11:42
} | MaximumArchiveDays=90 | DesiredRemainingSpace=500,2079,GPA_PRIVP_525_PM_13:F,,93,8736f6c7-ad41-4b43-b4f6-e684e0d4ad20,PRIVP_525_PM_13,Privp_525_Pm_13,60,1,companyAcronym= | protocolName=IEEE C37.118.2-2011 | vendorAcronym= | vendorDeviceName= | interconnectionName=,,,,10,STTP,Streaming Telemetry Transport Protocol,5,,,,,,PRIVP_525_PM_13-FQ,0.0,1.0,Privp_525_Pm_13 Frequency,0,1,1,Hz,PMU,FREQ,Frequency,FQ,-98.6,37.5,PPA:2079,2021-07-20 20:11:42
} | MaximumArchiveDays=90 | DesiredRemainingSpace=500,2080,GPA_PRIVP_525_PM_13:DF,,93,8736f6c7-ad41-4b43-b4f6-e684e0d4ad20,PRIVP_525_PM_13,Privp_525_Pm_13,60,1,companyAcronym= | protocolName=IEEE C37.118.2-2011 | vendorAcronym= | vendorDeviceName= | interconnectionName=,,,,10,STTP,Streaming Telemetry Transport Protocol,6,,,,,,PRIVP_525_PM_13-DF,0.0,1.0,Privp_525_Pm_13 Frequency Delta (dF/dt),0,1,1,,PMU,DFDT,Frequency Delta (dF/dt),DF,-98.6,37.5,PPA:2080,2021-07-20 20:11:42
} | MaximumArchiveDays=90 | DesiredRemainingSpace=500,2081,GPA_PRIVP_525_PM_13:S,,93,8736f6c7-ad41-4b43-b4f6-e684e0d4ad20,PRIVP_525_PM_13,Privp_525_Pm_13,60,1,companyAcronym= | protocolName=IEEE C37.118.2-2011 | vendorAcronym= | vendorDeviceName= | interconnectionName=,,,,10,STTP,Streaming Telemetry Transport Protocol,8,,,,,,PRIVP_525_PM_13-SF,0.0,1.0,Privp_525_Pm_13 Status Flags,0,1,1,,PMU,FLAG,Status Flags,SF,-98.6,37.5,PPA:2081,2021-07-20 20:11:42
} | MaximumArchiveDays=90 | DesiredRemainingSpace=500,2082,GPA_PRIVP_525_PM_13-PM1:V,,93,8736f6c7-ad41-4b43-b4f6-e684e0d4ad20,PRIVP_525_PM_13,Privp_525_Pm_13,60,1,companyAcronym= | protocolName=IEEE C37.118.2-2011 | vendorAcronym= | vendorDeviceName= | interconnectionName=,,,,10,STTP,Streaming Telemetry Transport Protocol,3,1,BAB_FV_A,V,+,0,PRIVP_525_PM_13-PM1,0.0,1.0,Privp_525_Pm_13 BAB_FV_A + Voltage Magnitude,0,1,1,Volts,Phasor,VPHM,Voltage Magnitude,PM,-98.6,37.5,PPA:2082,2021-07-20 20:11:42
} | MaximumArchiveDays=90 | DesiredRemainingSpace=500,2083,GPA_PRIVP_525_PM_13-PA1:VH,,93,8736f6c7-ad41-4b43-b4f6-e684e0d4ad20,PRIVP_525_PM_13,Privp_525_Pm_13,60,1,companyAcronym= | protocolName=IEEE C37.118.2-2011 | vendorAcronym= | vendorDeviceName= | interconnectionName=,,,,10,STTP,Streaming Telemetry Transport Protocol,4,1,BAB_FV_A,V,+,0,PRIVP_525_PM_13-PA1,0.0,1.0,Privp_525_Pm_13 BAB_FV_A + Voltage Phase Angle,0,1,1,Degrees,Phasor,VPHA,Voltage Phase Angle,PA,-98.6,37.5,PPA:2083,2021-07-20 20:11:42
} | MaximumArchiveDays=90 | DesiredRemainingSpace=500,2084,ONS_PRARE_525_PM_01!PMU:ST1,,48,8736f6c7-ad41-4b43-b4f6-e684e0d4ad20,PRARE_525_PM_01,Prare_525_Pm_01,60,1,companyAcronym= | protocolName=IEEE C37.118.2-2011 | vendorAcronym= | vendorDeviceName= | interconnectionName=,,,,10,STTP,Streaming Telemetry Transport Protocol,11,,,,,,PRARE_525_PM_01!PMU-ST1,0.0,1.0,Device statistic for Number of data quality errors reported by device during last reporting interval.,0,1,1,,Any,STAT,Statistic,ST,-98.6,37.5,PPA:2084,2021-07-20 20:11:42
} | MaximumArchiveDays=90 | DesiredRemainingSpace=500,2085,ONS_PRARE_525_PM_01!PMU:ST2,,48,8736f6c7-ad41-4b43-b4f6-e684e0d4ad20,PRARE_525_PM_01,Prare_525_Pm_01,60,1,companyAcronym= | protocolName=IEEE C37.118.2-2011 | vendorAcronym= | vendorDeviceName= | interconnectionName=,,,,10,STTP,Streaming Telemetry Transport Protocol,11,,,,,,PRARE_525_PM_01!PMU-ST2,0.0,1.0,Device statistic for Number of time quality errors reported by device during last reporting interval.,0,1,1,,Any,STAT,Statistic,ST,-98.6,37.5,PPA:2085,2021-07-20 20:11:42
} | MaximumArchiveDays=90 | DesiredRemainingSpace=500,2086,ONS_PRARE_525_PM_01!PMU:ST3,,48,8736f6c7-ad41-4b43-b4f6-e684e0d4ad20,PRARE_525_PM_01,Prare_525_Pm_01,60,1,companyAcronym= | protocolName=IEEE C37.118.2-2011 | vendorAcronym= | vendorDeviceName= | interconnectionName=,,,,10,STTP,Streaming Telemetry Transport Protocol,11,,,,,,PRARE_525_PM_01!PMU-ST3,0.0,1.0,Device statistic for Number of device errors reported by device during last reporting interval.,0,1,1,,Any,STAT,Statistic,ST,-98.6,37.5,PPA:2086,2021-07-20 20:11:42
} | MaximumArchiveDays=90 | DesiredRemainingSpace=500,2087,ONS_PRARE_525_PM_01!PMU:ST4,,48,8736f6c7-ad41-4b43-b4f6-e684e0d4ad20,PRARE_525_PM_01,Prare_525_Pm_01,60,1,companyAcronym= | protocolName=IEEE C37.118.2-2011 | vendorAcronym= | vendorDeviceName= | interconnectionName=,,,,10,STTP,Streaming Telemetry Transport Protocol,11,,,,,,PRARE_525_PM_01!PMU-ST4,0.0,1.0,Device statistic for Number of measurements received from device during last reporting interval.,0,1,1,,Any,STAT,Statistic,ST,-98.6,37.5,PPA:2087,2021-07-20 20:11:42
} | MaximumArchiveDays=90 | DesiredRemainingSpace=500,2088,ONS_PRARE_525_PM_01!PMU:ST5,,48,8736f6c7-ad41-4b43-b4f6-e684e0d4ad20,PRARE_525_PM_01,Prare_525_Pm_01,60,1,companyAcronym= | protocolName=IEEE C37.118.2-2011 | vendorAcronym= | vendorDeviceName= | interconnectionName=,,,,10,STTP,Streaming Telemetry Transport Protocol,11,,,,,,PRARE_525_PM_01!PMU-ST5,0.0,1.0,Device statistic for Expected number of measurements received from device during last reporting interval.,0,1,1,,Any,STAT,Statistic,ST,-98.6,37.5,PPA:2088,2021-07-20 20:11:42
} | MaximumArchiveDays=90 | DesiredRemainingSpace=500,2089,ONS_PRARE_525_PM_01!PMU:ST6,,48,8736f6c7-ad41-4b43-b4f6-e684e0d4ad20,PRARE_525_PM_01,Prare_525_Pm_01,60,1,companyAcronym= | protocolName=IEEE C37.118.2-2011 | vendorAcronym= | vendorDeviceName= | interconnectionName=,,,,10,STTP,Streaming Telemetry Transport Protocol,11,,,,,,PRARE_525_PM_01!PMU-ST6,0.0,1.0,Device statistic for Number of measurements received while device was reporting errors during last reporting interval.,0,1,1,,Any,STAT,Statistic,ST,-98.6,37.5,PPA:2089,2021-07-20 20:11:42
} | MaximumArchiveDays=90 | DesiredRemainingSpace=500,2090,ONS_PRARE_525_PM_01!PMU:ST7,,48,8736f6c7-ad41-4b43-b4f6-e684e0d4ad20,PRARE_525_PM_01,Prare_525_Pm_01,60,1,companyAcronym= | protocolName=IEEE C37.118.2-2011 | vendorAcronym= | vendorDeviceName= | interconnectionName=,,,,10,STTP,Streaming Telemetry Transport Protocol,11,,,,,,PRARE_525_PM_01!PMU-ST7,0.0,1.0,Device statistic for Number of defined measurements (per frame) from device during last reporting interval.,0,1,1,,Any,STAT,Statistic,ST,-98.6,37.5,PPA:2090,2021-07-20 20:11:42
} | MaximumArchiveDays=90 | DesiredRemainingSpace=500,2091,ONS_PRARE_525_PM_02!PMU:ST1,,49,8736f6c7-ad41-4b43-b4f6-e684e0d4ad20,PRARE_525_PM_02,Prare_525_Pm_02,60,1,companyAcronym= | protocolName=IEEE C37.118.2-2011 | vendorAcronym= | vendorDeviceName= | interconnectionName=,,,,10,STTP,Streaming Telemetry Transport Protocol,11,,,,,,PRARE_525_PM_02!PMU-ST1,0.0,1.0,Device statistic for Number of data quality errors reported by device during last reporting interval.,0,1,1,,Any,STAT,Statistic,ST,-98.6,37.5,PPA:2091,2021-07-20 20:11:42
} | MaximumArchiveDays=90 | DesiredRemainingSpace=500,2092,ONS_PRARE_525_PM_02!PMU:ST2,,49,8736f6c7-ad41-4b43-b4f6-e684e0d4ad20,PRARE_525_PM_02,Prare_525_Pm_02,60,1,companyAcronym= | protocolName=IEEE C37.118.2-2011 | vendorAcronym= | vendorDeviceName= | interconnectionName=,,,,10,STTP,Streaming Telemetry Transport Protocol,11,,,,,,PRARE_525_PM_02!PMU-ST2,0.0,1.0,Device statistic for Number of time quality errors reported by device during last reporting interval.,0,1,1,,Any,STAT,Statistic,ST,-98.6,37.5,PPA:2092,2021-07-20 20:11:42
} | MaximumArchiveDays=90 | DesiredRemainingSpace=500,2093,ONS_PRARE_525_PM_02!PMU:ST3,,49,8736f6c7-ad41-4b43-b4f6-e684e0d4ad20,PRARE_525_PM_02,Prare_525_Pm_02,60,1,companyAcronym= | protocolName=IEEE C37.118.2-2011 | vendorAcronym= | vendorDeviceName= | interconnectionName=,,,,10,STTP,Streaming Telemetry Transport Protocol,11,,,,,,PRARE_525_PM_02!PMU-ST3,0.0,1.0,Device statistic for Number of device errors reported by device during last reporting interval.,0,1,1,,Any,STAT,Statistic,ST,-98.6,37.5,PPA:2093,2021-07-20 20:11:42
} | MaximumArchiveDays=90 | DesiredRemainingSpace=500,2094,ONS_PRARE_525_PM_02!PMU:ST4,,49,8736f6c7-ad41-4b43-b4f6-e684e0d4ad20,PRARE_525_PM_02,Prare_525_Pm_02,60,1,companyAcronym= | protocolName=IEEE C37.118.2-2011 | vendorAcronym= | vendorDeviceName= | interconnectionName=,,,,10,STTP,Streaming Telemetry Transport Protocol,11,,,,,,PRARE_525_PM_02!PMU-ST4,0.0,1.0,Device statistic for Number of measurements received from device during last reporting interval.,0,1,1,,Any,STAT,Statistic,ST,-98.6,37.5,PPA:2094,2021-07-20 20:11:42
} | MaximumArchiveDays=90 | DesiredRemainingSpace=500,2095,ONS_PRARE_525_PM_02!PMU:ST5,,49,8736f6c7-ad41-4b43-b4f6-e684e0d4ad20,PRARE_525_PM_02,Prare_525_Pm_02,60,1,companyAcronym= | protocolName=IEEE C37.118.2-2011 | vendorAcronym= | vendorDeviceName= | interconnectionName=,,,,10,STTP,Streaming Telemetry Transport Protocol,11,,,,,,PRARE_525_PM_02!PMU-ST5,0.0,1.0,Device statistic for Expected number of measurements received from device during last reporting interval.,0,1,1,,Any,STAT,Statistic,ST,-98.6,37.5,PPA:2095,2021-07-20 20:11:42
} | MaximumArchiveDays=90 | DesiredRemainingSpace=500,2096,ONS_PRARE_525_PM_02!PMU:ST6,,49,8736f6c7-ad41-4b43-b4f6-e684e0d4ad20,PRARE_525_PM_02,Prare_525_Pm_02,60,1,companyAcronym= | protocolName=IEEE C37.118.2-2011 | vendorAcronym= | vendorDeviceName= | interconnectionName=,,,,10,STTP,Streaming Telemetry Transport Protocol,11,,,,,,PRARE_525_PM_02!PMU-ST6,0.0,1.0,Device statistic for Number of measurements received while device was reporting errors during last reporting interval.,0,1,1,,Any,STAT,Statistic,ST,-98.6,37.5,PPA:2096,2021-07-20 20:11:42
} | MaximumArchiveDays=90 | DesiredRemainingSpace=500,2097,ONS_PRARE_525_PM_02!PMU:ST7,,49,8736f6c7-ad41-4b43-b4f6-e684e0d4ad20,PRARE_525_PM_02,Prare_525_Pm_02,60,1,companyAcronym= | protocolName=IEEE C37.118.2-2011 | vendorAcronym= | vendorDeviceName= | interconnectionName=,,,,10,STTP,Streaming Telemetry Transport Protocol,11,,,,,,PRARE_525_PM_02!PMU-ST7,0.0,1.0,Device statistic for Number of defined measurements (per frame) from device during last reporting interval.,0,1,1,,Any,STAT,Statistic,ST,-98.6,37.5,PPA:2097,2021-07-20 20:11:42
} | MaximumArchiveDays=90 | DesiredRemainingSpace=500,2098,ONS_PRARE_525_PM_03!PMU:ST1,,50,8736f6c7-ad41-4b43-b4f6-e684e0d4ad20,PRARE_525_PM_03,Prare_525_Pm_03,60,1,companyAcronym= | protocolName=IEEE C37.118.2-2011 | vendorAcronym= | vendorDeviceName= | interconnectionName=,,,,10,STTP,Streaming Telemetry Transport Protocol,11,,,,,,PRARE_525_PM_03!PMU-ST1,0.0,1.0,Device statistic for Number of data quality errors reported by device during last reporting interval.,0,1,1,,Any,STAT,Statistic,ST,-98.6,37.5,PPA:2098,2021-07-20 20:11:42
} | MaximumArchiveDays=90 | DesiredRemainingSpace=500,2099,ONS_PRARE_525_PM_03!PMU:ST2,,50,8736f6c7-ad41-4b43-b4f6-e684e0d4ad20,PRARE_525_PM_03,Prare_525_Pm_03,60,1,companyAcronym= | protocolName=IEEE C37.118.2-2011 | vendorAcronym= | vendorDeviceName= | interconnectionName=,,,,10,STTP,Streaming Telemetry Transport Protocol,11,,,,,,PRARE_525_PM_03!PMU-ST2,0.0,1.0,Device statistic for Number of time quality errors reported by device during last reporting interval.,0,1,1,,Any,STAT,Statistic,ST,-98.6,37.5,PPA:2099,2021-07-20 20:11:42
} | MaximumArchiveDays=90 | DesiredRemainingSpace=500,2100,ONS_PRARE_525_PM_03!PMU:ST3,,50,8736f6c7-ad41-4b43-b4f6-e684e0d4ad20,PRARE_525_PM_03,Prare_525_Pm_03,60,1,companyAcronym= | protocolName=IEEE C37.118.2-2011 | vendorAcronym= | vendorDeviceName= | interconnectionName=,,,,10,STTP,Streaming Telemetry Transport Protocol,11,,,,,,PRARE_525_PM_03!PMU-ST3,0.0,1.0,Device statistic for Number of device errors reported by device during last reporting interval.,0,1,1,,Any,STAT,Statistic,ST,-98.6,37.5,PPA:2100,2021-07-20 20:11:42
} | MaximumArchiveDays=90 | DesiredRemainingSpace=500,2101,ONS_PRARE_525_PM_03!PMU:ST4,,50,8736f6c7-ad41-4b43-b4f6-e684e0d4ad20,PRARE_525_PM_03,Prare_525_Pm_03,60,1,companyAcronym= | protocolName=IEEE C37.118.2-2011 | vendorAcronym= | vendorDeviceName= | interconnectionName=,,,,10,STTP,Streaming Telemetry Transport Protocol,11,,,,,,PRARE_525_PM_03!PMU-ST4,0.0,1.0,Device statistic for Number of measurements received from device during last reporting interval.,0,1,1,,Any,STAT,Statistic,ST,-98.6,37.5,PPA:2101,2021-07-20 20:11:42
} | MaximumArchiveDays=90 | DesiredRemainingSpace=500,2102,ONS_PRARE_525_PM_03!PMU:ST5,,50,8736f6c7-ad41-4b43-b4f6-e684e0d4ad20,PRARE_525_PM_03,Prare_525_Pm_03,60,1,companyAcronym= | protocolName=IEEE C37.118.2-2011 | vendorAcronym= | vendorDeviceName= | interconnectionName=,,,,10,STTP,Streaming Telemetry Transport Protocol,11,,,,,,PRARE_525_PM_03!PMU-ST5,0.0,1.0,Device statistic for Expected number of measurements received from device during last reporting interval.,0,1,1,,Any,STAT,Statistic,ST,-98.6,37.5,PPA:2102,2021-07-20 20:11:42
} | MaximumArchiveDays=90 | DesiredRemainingSpace=500,2103,ONS_PRARE_525_PM_03!PMU:ST6,,50,8736f6c7-ad41-4b43-b4f6-e684e0d4ad20,PRARE_525_PM_03,Prare_525_Pm_03,60,1,companyAcronym= | protocolName=IEEE C37.118.2-2011 | vendorAcronym= | vendorDeviceName= | interconnectionName=,,,,10,STTP,Streaming Telemetry Transport Protocol,11,,,,,,PRARE_525_PM_03!PMU-ST6,0.0,1.0,Device statistic for Number of measurements received while device was reporting errors during last reporting interval.,0,1,1,,Any,STAT,Statistic,ST,-98.6,37.5,PPA:2103,2021-07-20 20:11:42
} | MaximumArchiveDays=90 | DesiredRemainingSpace=500,2104,ONS_PRARE_525_PM_03!PMU:ST7,,50,8736f6c7-ad41-4b43-b4f6-e684e0d4ad20,PRARE_525_PM_03,Prare_525_Pm_03,60,1,companyAcronym= | protocolName=IEEE C37.118.2-2011 | vendorAcronym= | vendorDeviceName= | interconnectionName=,,,,10,STTP,Streaming Telemetry Transport Protocol,11,,,,,,PRARE_525_PM_03!PMU-ST7,0.0,1.0,Device statistic for Number of defined measurements (per frame) from device during last reporting interval.,0,1,1,,Any,STAT,Statistic,ST,-98.6,37.5,PPA:2104,2021-07-20 20:11:42
} | MaximumArchiveDays=90 | DesiredRemainingSpace=500,2105,ONS_PRARE_525_PM_04!PMU:ST1,,51,8736f6c7-ad41-4b43-b4f6-e684e0d4ad20,PRARE_525_PM_04,Prare_525_Pm_04,60,1,companyAcronym= | protocolName=IEEE C37.118.2-2011 | vendorAcronym= | vendorDeviceName= | interconnectionName=,,,,10,STTP,Streaming Telemetry Transport Protocol,11,,,,,,PRARE_525_PM_04!PMU-ST1,0.0,1.0,Device statistic for Number of data quality errors reported by device during last reporting interval.,0,1,1,,Any,STAT,Statistic,ST,-98.6,37.5,PPA:2105,2021-07-20 20:11:42
} | MaximumArchiveDays=90 | DesiredRemainingSpace=500,2106,ONS_PRARE_525_PM_04!PMU:ST2,,51,8736f6c7-ad41-4b43-b4f6-e684e0d4ad20,PRARE_525_PM_04,Prare_525_Pm_04,60,1,companyAcronym= | protocolName=IEEE C37.118.2-2011 | vendorAcronym= | vendorDeviceName= | interconnectionName=,,,,10,STTP,Streaming Telemetry Transport Protocol,11,,,,,,PRARE_525_PM_04!PMU-ST2,0.0,1.0,Device statistic for Number of time quality errors reported by device during last reporting interval.,0,1,1,,Any,STAT,Statistic,ST,-98.6,37.5,PPA:2106,2021-07-20 20:11:42
} | MaximumArchiveDays=90 | DesiredRemainingSpace=500,2107,ONS_PRARE_525_PM_04!PMU:ST3,,51,8736f6c7-ad41-4b43-b4f6-e684e0d4ad20,PRARE_525_PM_04,Prare_525_Pm_04,60,1,companyAcronym= | protocolName=IEEE C37.118.2-2011 | vendorAcronym= | vendorDeviceName= | interconnectionName=,,,,10,STTP,Streaming Telemetry Transport Protocol,11,,,,,,PRARE_525_PM_04!PMU-ST3,0.0,1.0,Device statistic for Number of device errors reported by device during last reporting interval.,0,1,1,,Any,STAT,Statistic,ST,-98.6,37.5,PPA:2107,2021-07-20 20:11:42
} | MaximumArchiveDays=90 | DesiredRemainingSpace=500,2108,ONS_PRARE_525_PM_04!PMU:ST4,,51,8736f6c7-ad41-4b43-b4f6-e684e0d4ad20,PRARE_525_PM_04,Prare_525_Pm_04,60,1,companyAcronym= | protocolName=IEEE C37.118.2-2011 | vendorAcronym= | vendorDeviceName= | interconnectionName=,,,,10,STTP,Streaming Telemetry Transport Protocol,11,,,,,,PRARE_525_PM_04!PMU-ST4,0.0,1.0,Device statistic for Number of measurements received from device during last reporting interval.,0,1,1,,Any,STAT,Statistic,ST,-98.6,37.5,PPA:2108,2021-07-20 20:11:42
} | MaximumArchiveDays=90 | DesiredRemainingSpace=500,2109,ONS_PRARE_525_PM_04!PMU:ST5,,51,8736f6c7-ad41-4b43-b4f6-e684e0d4ad20,PRARE_525_PM_04,Prare_525_Pm_04,60,1,companyAcronym= | protocolName=IEEE C37.118.2-2011 | vendorAcronym= | vendorDeviceName= | interconnectionName=,,,,10,STTP,Streaming Telemetry Transport Protocol,11,,,,,,PRARE_525_PM_04!PMU-ST5,0.0,1.0,Device statistic for Expected number of measurements received from device during last reporting interval.,0,1,1,,Any,STAT,Statistic,ST,-98.6,37.5,PPA:2109,2021-07-20 20:11:42
} | MaximumArchiveDays=90 | DesiredRemainingSpace=500,2110,ONS_PRARE_525_PM_04!PMU:ST6,,51,8736f6c7-ad41-4b43-b4f6-e684e0d4ad20,PRARE_525_PM_04,Prare_525_Pm_04,60,1,companyAcronym= | protocolName=IEEE C37.118.2-2011 | vendorAcronym= | vendorDeviceName= | interconnectionName=,,,,10,STTP,Streaming Telemetry Transport Protocol,11,,,,,,PRARE_525_PM_04!PMU-ST6,0.0,1.0,Device statistic for Number of measurements received while device was reporting errors during last reporting interval.,0,1,1,,Any,STAT,Statistic,ST,-98.6,37.5,PPA:2110,2021-07-20 20:11:42
} | MaximumArchiveDays=90 | DesiredRemainingSpace=500,2111,ONS_PRARE_525_PM_04!PMU:ST7,,51,8736f6c7-ad41-4b43-b4f6-e684e0d4ad20,PRARE_525_PM_04,Prare_525_Pm_04,60,1,companyAcronym= | protocolName=IEEE C37.118.2-2011 | vendorAcronym= | vendorDeviceName= | interconnectionName=,,,,10,STTP,Streaming Telemetry Transport Protocol,11,,,,,,PRARE_525_PM_04!PMU-ST7,0.0,1.0,Device statistic for Number of defined measurements (per frame) from device during last reporting interval.,0,1,1,,Any,STAT,Statistic,ST,-98.6,37.5,PPA:2111,2021-07-20 20:11:42
} | MaximumArchiveDays=90 | DesiredRemainingSpace=500,2112,ONS_PRARE_525_PM_05!PMU:ST1,,52,8736f6c7-ad41-4b43-b4f6-e684e0d4ad20,PRARE_525_PM_05,Prare_525_Pm_05,60,1,companyAcronym= | protocolName=IEEE C37.118.2-2011 | vendorAcronym= | vendorDeviceName= | interconnectionName=,,,,10,STTP,Streaming Telemetry Transport Protocol,11,,,,,,PRARE_525_PM_05!PMU-ST1,0.0,1.0,Device statistic for Number of data quality errors reported by device during last reporting interval.,0,1,1,,Any,STAT,Statistic,ST,-98.6,37.5,PPA:2112,2021-07-20 20:11:42
} | MaximumArchiveDays=90 | DesiredRemainingSpace=500,2113,ONS_PRARE_525_PM_05!PMU:ST2,,52,8736f6c7-ad41-4b43-b4f6-e684e0d4ad20,PRARE_525_PM_05,Prare_525_Pm_05,60,1,companyAcronym= | protocolName=IEEE C37.118.2-2011 | vendorAcronym= | vendorDeviceName= | interconnectionName=,,,,10,STTP,Streaming Telemetry Transport Protocol,11,,,,,,PRARE_525_PM_05!PMU-ST2,0.0,1.0,Device statistic for Number of time quality errors reported by device during last reporting interval.,0,1,1,,Any,STAT,Statistic,ST,-98.6,37.5,PPA:2113,2021-07-20 20:11:42
} | MaximumArchiveDays=90 | DesiredRemainingSpace=500,2114,ONS_PRARE_525_PM_05!PMU:ST3,,52,8736f6c7-ad41-4b43-b4f6-e684e0d4ad20,PRARE_525_PM_05,Prare_525_Pm_05,60,1,companyAcronym= | protocolName=IEEE C37.118.2-2011 | vendorAcronym= | vendorDeviceName= | interconnectionName=,,,,10,STTP,Streaming Telemetry Transport Protocol,11,,,,,,PRARE_525_PM_05!PMU-ST3,0.0,1.0,Device statistic for Number of device errors reported by device during last reporting interval.,0,1,1,,Any,STAT,Statistic,ST,-98.6,37.5,PPA:2114,2021-07-20 20:11:42
} | MaximumArchiveDays=90 | DesiredRemainingSpace=500,2115,ONS_PRARE_525_PM_05!PMU:ST4,,52,8736f6c7-ad41-4b43-b4f6-e684e0d4ad20,PRARE_525_PM_05,Prare_525_Pm_05,60,1,companyAcronym= | protocolName=IEEE C37.118.2-2011 | vendorAcronym= | vendorDeviceName= | interconnectionName=,,,,10,STTP,Streaming Telemetry Transport Protocol,11,,,,,,PRARE_525_PM_05!PMU-ST4,0.0,1.0,Device statistic for Number of measurements received from device during last reporting interval.,0,1,1,,Any,STAT,Statistic,ST,-98.6,37.5,PPA:2115,2021-07-20 20:11:42
} | MaximumArchiveDays=90 | DesiredRemainingSpace=500,2116,ONS_PRARE_525_PM_05!PMU:ST5,,52,8736f6c7-ad41-4b43-b4f6-e684e0d4ad20,PRARE_525_PM_05,Prare_525_Pm_05,60,1,companyAcronym= | protocolName=IEEE C37.118.2-2011 | vendorAcronym= | vendorDeviceName= | interconnectionName=,,,,10,STTP,Streaming Telemetry Transport Protocol,11,,,,,,PRARE_525_PM_05!PMU-ST5,0.0,1.0,Device statistic for Expected number of measurements received from device during last reporting interval.,0,1,1,,Any,STAT,Statistic,ST,-98.6,37.5,PPA:2116,2021-07-20 20:11:42
} | MaximumArchiveDays=90 | DesiredRemainingSpace=500,2117,ONS_PRARE_525_PM_05!PMU:ST6,,52,8736f6c7-ad41-4b43-b4f6-e684e0d4ad20,PRARE_525_PM_05,Prare_525_Pm_05,60,1,companyAcronym= | protocolName=IEEE C37.118.2-2011 | vendorAcronym= | vendorDeviceName= | interconnectionName=,,,,10,STTP,Streaming Telemetry Transport Protocol,11,,,,,,PRARE_525_PM_05!PMU-ST6,0.0,1.0,Device statistic for Number of measurements received while device was reporting errors during last reporting interval.,0,1,1,,Any,STAT,Statistic,ST,-98.6,37.5,PPA:2117,2021-07-20 20:11:42
} | MaximumArchiveDays=90 | DesiredRemainingSpace=500,2118,ONS_PRARE_525_PM_05!PMU:ST7,,52,8736f6c7-ad41-4b43-b4f6-e684e0d4ad20,PRARE_525_PM_05,Prare_525_Pm_05,60,1,companyAcronym= | protocolName=IEEE C37.118.2-2011 | vendorAcronym= | vendorDeviceName= | interconnectionName=,,,,10,STTP,Streaming Telemetry Transport Protocol,11,,,,,,PRARE_525_PM_05!PMU-ST7,0.0,1.0,Device statistic for Number of defined measurements (per frame) from device during last reporting interval.,0,1,1,,Any,STAT,Statistic,ST,-98.6,37.5,PPA:2118,2021-07-20 20:11:42
} | MaximumArchiveDays=90 | DesiredRemainingSpace=500,2119,ONS_PRARE_525_PM_06!PMU:ST1,,53,8736f6c7-ad41-4b43-b4f6-e684e0d4ad20,PRARE_525_PM_06,Prare_525_Pm_06,60,1,companyAcronym= | protocolName=IEEE C37.118.2-2011 | vendorAcronym= | vendorDeviceName= | interconnectionName=,,,,10,STTP,Streaming Telemetry Transport Protocol,11,,,,,,PRARE_525_PM_06!PMU-ST1,0.0,1.0,Device statistic for Number of data quality errors reported by device during last reporting interval.,0,1,1,,Any,STAT,Statistic,ST,-98.6,37.5,PPA:2119,2021-07-20 20:11:42
} | MaximumArchiveDays=90 | DesiredRemainingSpace=500,2120,ONS_PRARE_525_PM_06!PMU:ST2,,53,8736f6c7-ad41-4b43-b4f6-e684e0d4ad20,PRARE_525_PM_06,Prare_525_Pm_06,60,1,companyAcronym= | protocolName=IEEE C37.118.2-2011 | vendorAcronym= | vendorDeviceName= | interconnectionName=,,,,10,STTP,Streaming Telemetry Transport Protocol,11,,,,,,PRARE_525_PM_06!PMU-ST2,0.0,1.0,Device statistic for Number of time quality errors reported by device during last reporting interval.,0,1,1,,Any,STAT,Statistic,ST,-98.6,37.5,PPA:2120,2021-07-20 20:11:42
} | MaximumArchiveDays=90 | DesiredRemainingSpace=500,2121,ONS_PRARE_525_PM_06!PMU:ST3,,53,8736f6c7-ad41-4b43-b4f6-e684e0d4ad20,PRARE_525_PM_06,Prare_525_Pm_06,60,1,companyAcronym= | protocolName=IEEE C37.118.2-2011 | vendorAcronym= | vendorDeviceName= | interconnectionName=,,,,10,STTP,Streaming Telemetry Transport Protocol,11,,,,,,PRARE_525_PM_06!PMU-ST3,0.0,1.0,Device statistic for Number of device errors reported by device during last reporting interval.,0,1,1,,Any,STAT,Statistic,ST,-98.6,37.5,PPA:2121,2021-07-20 20:11:42
} | MaximumArchiveDays=90 | DesiredRemainingSpace=500,2180,ONS_PRARE_525_PM_06!PMU:ST4,,53,8736f6c7-ad41-4b43-b4f6-e684e0d4ad20,PRARE_525_PM_06,Prare_525_Pm_06,60,1,companyAcronym= | protocolName=IEEE C37.118.2-2011 | vendorAcronym= | vendorDeviceName= | interconnectionName=,,,,10,STTP,Streaming Telemetry Transport Protocol,11,,,,,,PRARE_525_PM_06!PMU-ST4,0.0,1.0,Device statistic for Number of measurements received from device during last reporting interval.,0,1,1,,Any,STAT,Statistic,ST,-98.6,37.5,PPA:2180,2021-07-20 20:11:43
} | MaximumArchiveDays=90 | DesiredRemainingSpace=500,2181,ONS_PRARE_525_PM_06!PMU:ST5,,53,8736f6c7-ad41-4b43-b4f6-e684e0d4ad20,PRARE_525_PM_06,Prare_525_Pm_06,60,1,companyAcronym= | protocolName=IEEE C37.118.2-2011 | vendorAcronym= | vendorDeviceName= | interconnectionName=,,,,10,STTP,Streaming Telemetry Transport Protocol,11,,,,,,PRARE_525_PM_06!PMU-ST5,0.0,1.0,Device statistic for Expected number of measurements received from device during last reporting interval.,0,1,1,,Any,STAT,Statistic,ST,-98.6,37.5,PPA:2181,2021-07-20 20:11:43
} | MaximumArchiveDays=90 | DesiredRemainingSpace=500,2182,ONS_PRARE_525_PM_06!PMU:ST6,,53,8736f6c7-ad41-4b43-b4f6-e684e0d4ad20,PRARE_525_PM_06,Prare_525_Pm_06,60,1,companyAcronym= | protocolName=IEEE C37.118.2-2011 | vendorAcronym= | vendorDeviceName= | interconnectionName=,,,,10,STTP,Streaming Telemetry Transport Protocol,11,,,,,,PRARE_525_PM_06!PMU-ST6,0.0,1.0,Device statistic for Number of measurements received while device was reporting errors during last reporting interval.,0,1,1,,Any,STAT,Statistic,ST,-98.6,37.5,PPA:2182,2021-07-20 20:11:43
} | MaximumArchiveDays=90 | DesiredRemainingSpace=500,2183,ONS_PRARE_525_PM_06!PMU:ST7,,53,8736f6c7-ad41-4b43-b4f6-e684e0d4ad20,PRARE_525_PM_06,Prare_525_Pm_06,60,1,companyAcronym= | protocolName=IEEE C37.118.2-2011 | vendorAcronym= | vendorDeviceName= | interconnectionName=,,,,10,STTP,Streaming Telemetry Transport Protocol,11,,,,,,PRARE_525_PM_06!PMU-ST7,0.0,1.0,Device statistic for Number of defined measurements (per frame) from device during last reporting interval.,0,1,1,,Any,STAT,Statistic,ST,-98.6,37.5,PPA:2183,2021-07-20 20:11:43
} | MaximumArchiveDays=90 | DesiredRemainingSpace=500,2184,ONS_PRARE_525_PM_07!PMU:ST1,,54,8736f6c7-ad41-4b43-b4f6-e684e0d4ad20,PRARE_525_PM_07,Prare_525_Pm_07,60,1,companyAcronym= | protocolName=IEEE C37.118.2-2011 | vendorAcronym= | vendorDeviceName= | interconnectionName=,,,,10,STTP,Streaming Telemetry Transport Protocol,11,,,,,,PRARE_525_PM_07!PMU-ST1,0.0,1.0,Device statistic for Number of data quality errors reported by device during last reporting interval.,0,1,1,,Any,STAT,Statistic,ST,-98.6,37.5,PPA:2184,2021-07-20 20:11:43
} | MaximumArchiveDays=90 | DesiredRemainingSpace=500,2185,ONS_PRARE_525_PM_07!PMU:ST2,,54,8736f6c7-ad41-4b43-b4f6-e684e0d4ad20,PRARE_525_PM_07,Prare_525_Pm_07,60,1,companyAcronym= | protocolName=IEEE C37.118.2-2011 | vendorAcronym= | vendorDeviceName= | interconnectionName=,,,,10,STTP,Streaming Telemetry Transport Protocol,11,,,,,,PRARE_525_PM_07!PMU-ST2,0.0,1.0,Device statistic for Number of time quality errors reported by device during last reporting interval.,0,1,1,,Any,STAT,Statistic,ST,-98.6,37.5,PPA:2185,2021-07-20 20:11:43
} | MaximumArchiveDays=90 | DesiredRemainingSpace=500,2186,ONS_PRARE_525_PM_07!PMU:ST3,,54,8736f6c7-ad41-4b43-b4f6-e684e0d4ad20,PRARE_525_PM_07,Prare_525_Pm_07,60,1,companyAcronym= | protocolName=IEEE C37.118.2-2011 | vendorAcronym= | vendorDeviceName= | interconnectionName=,,,,10,STTP,Streaming Telemetry Transport Protocol,11,,,,,,PRARE_525_PM_07!PMU-ST3,0.0,1.0,Device statistic for Number of device errors reported by device during last reporting interval.,0,1,1,,Any,STAT,Statistic,ST,-98.6,37.5,PPA:2186,2021-07-20 20:11:43
} | MaximumArchiveDays=90 | DesiredRemainingSpace=500,2187,ONS_PRARE_525_PM_07!PMU:ST4,,54,8736f6c7-ad41-4b43-b4f6-e684e0d4ad20,PRARE_525_PM_07,Prare_525_Pm_07,60,1,companyAcronym= | protocolName=IEEE C37.118.2-2011 | vendorAcronym= | vendorDeviceName= | interconnectionName=,,,,10,STTP,Streaming Telemetry Transport Protocol,11,,,,,,PRARE_525_PM_07!PMU-ST4,0.0,1.0,Device statistic for Number of measurements received from device during last reporting interval.,0,1,1,,Any,STAT,Statistic,ST,-98.6,37.5,PPA:2187,2021-07-20 20:11:43
} | MaximumArchiveDays=90 | DesiredRemainingSpace=500,2188,ONS_PRARE_525_PM_07!PMU:ST5,,54,8736f6c7-ad41-4b43-b4f6-e684e0d4ad20,PRARE_525_PM_07,Prare_525_Pm_07,60,1,companyAcronym= | protocolName=IEEE C37.118.2-2011 | vendorAcronym= | vendorDeviceName= | interconnectionName=,,,,10,STTP,Streaming Telemetry Transport Protocol,11,,,,,,PRARE_525_PM_07!PMU-ST5,0.0,1.0,Device statistic for Expected number of measurements received from device during last reporting interval.,0,1,1,,Any,STAT,Statistic,ST,-98.6,37.5,PPA:2188,2021-07-20 20:11:43
} | MaximumArchiveDays=90 | DesiredRemainingSpace=500,2189,ONS_PRARE_525_PM_07!PMU:ST6,,54,8736f6c7-ad41-4b43-b4f6-e684e0d4ad20,PRARE_525_PM_07,Prare_525_Pm_07,60,1,companyAcronym= | protocolName=IEEE C37.118.2-2011 | vendorAcronym= | vendorDeviceName= | interconnectionName=,,,,10,STTP,Streaming Telemetry Transport Protocol,11,,,,,,PRARE_525_PM_07!PMU-ST6,0.0,1.0,Device statistic for Number of measurements received while device was reporting errors during last reporting interval.,0,1,1,,Any,STAT,Statistic,ST,-98.6,37.5,PPA:2189,2021-07-20 20:11:43
} | MaximumArchiveDays=90 | DesiredRemainingSpace=500,2190,ONS_PRARE_525_PM_07!PMU:ST7,,54,8736f6c7-ad41-4b43-b4f6-e684e0d4ad20,PRARE_525_PM_07,Prare_525_Pm_07,60,1,companyAcronym= | protocolName=IEEE C37.118.2-2011 | vendorAcronym= | vendorDeviceName= | interconnectionName=,,,,10,STTP,Streaming Telemetry Transport Protocol,11,,,,,,PRARE_525_PM_07!PMU-ST7,0.0,1.0,Device statistic for Number of defined measurements (per frame) from device during last reporting interval.,0,1,1,,Any,STAT,Statistic,ST,-98.6,37.5,PPA:2190,2021-07-20 20:11:43
} | MaximumArchiveDays=90 | DesiredRemainingSpace=500,2191,ONS_PRARE_525_PM_08!PMU:ST1,,55,8736f6c7-ad41-4b43-b4f6-e684e0d4ad20,PRARE_525_PM_08,Prare_525_Pm_08,60,1,companyAcronym= | protocolName=IEEE C37.118.2-2011 | vendorAcronym= | vendorDeviceName= | interconnectionName=,,,,10,STTP,Streaming Telemetry Transport Protocol,11,,,,,,PRARE_525_PM_08!PMU-ST1,0.0,1.0,Device statistic for Number of data quality errors reported by device during last reporting interval.,0,1,1,,Any,STAT,Statistic,ST,-98.6,37.5,PPA:2191,2021-07-20 20:11:43
} | MaximumArchiveDays=90 | DesiredRemainingSpace=500,2192,ONS_PRARE_525_PM_08!PMU:ST2,,55,8736f6c7-ad41-4b43-b4f6-e684e0d4ad20,PRARE_525_PM_08,Prare_525_Pm_08,60,1,companyAcronym= | protocolName=IEEE C37.118.2-2011 | vendorAcronym= | vendorDeviceName= | interconnectionName=,,,,10,STTP,Streaming Telemetry Transport Protocol,11,,,,,,PRARE_525_PM_08!PMU-ST2,0.0,1.0,Device statistic for Number of time quality errors reported by device during last reporting interval.,0,1,1,,Any,STAT,Statistic,ST,-98.6,37.5,PPA:2192,2021-07-20 20:11:43
} | MaximumArchiveDays=90 | DesiredRemainingSpace=500,2193,ONS_PRARE_525_PM_08!PMU:ST3,,55,8736f6c7-ad41-4b43-b4f6-e684e0d4ad20,PRARE_525_PM_08,Prare_525_Pm_08,60,1,companyAcronym= | protocolName=IEEE C37.118.2-2011 | vendorAcronym= | vendorDeviceName= | interconnectionName=,,,,10,STTP,Streaming Telemetry Transport Protocol,11,,,,,,PRARE_525_PM_08!PMU-ST3,0.0,1.0,Device statistic for Number of device errors reported by device during last reporting interval.,0,1,1,,Any,STAT,Statistic,ST,-98.6,37.5,PPA:2193,2021-07-20 20:11:43
} | MaximumArchiveDays=90 | DesiredRemainingSpace=500,2194,ONS_PRARE_525_PM_08!PMU:ST4,,55,8736f6c7-ad41-4b43-b4f6-e684e0d4ad20,PRARE_525_PM_08,Prare_525_Pm_08,60,1,companyAcronym= | protocolName=IEEE C37.118.2-2011 | vendorAcronym= | vendorDeviceName= | interconnectionName=,,,,10,STTP,Streaming Telemetry Transport Protocol,11,,,,,,PRARE_525_PM_08!PMU-ST4,0.0,1.0,Device statistic for Number of measurements received from device during last reporting interval.,0,1,1,,Any,STAT,Statistic,ST,-98.6,37.5,PPA:2194,2021-07-20 20:11:43
} | MaximumArchiveDays=90 | DesiredRemainingSpace=500,2195,ONS_PRARE_525_PM_08!PMU:ST5,,55,8736f6c7-ad41-4b43-b4f6-e684e0d4ad20,PRARE_525_PM_08,Prare_525_Pm_08,60,1,companyAcronym= | protocolName=IEEE C37.118.2-2011 | vendorAcronym= | vendorDeviceName= | interconnectionName=,,,,10,STTP,Streaming Telemetry Transport Protocol,11,,,,,,PRARE_525_PM_08!PMU-ST5,0.0,1.0,Device statistic for Expected number of measurements received from device during last reporting interval.,0,1,1,,Any,STAT,Statistic,ST,-98.6,37.5,PPA:2195,2021-07-20 20:11:43
} | MaximumArchiveDays=90 | DesiredRemainingSpace=500,2196,ONS_PRARE_525_PM_08!PMU:ST6,,55,8736f6c7-ad41-4b43-b4f6-e684e0d4ad20,PRARE_525_PM_08,Prare_525_Pm_08,60,1,companyAcronym= | protocolName=IEEE C37.118.2-2011 | vendorAcronym= | vendorDeviceName= | interconnectionName=,,,,10,STTP,Streaming Telemetry Transport Protocol,11,,,,,,PRARE_525_PM_08!PMU-ST6,0.0,1.0,Device statistic for Number of measurements received while device was reporting errors during last reporting interval.,0,1,1,,Any,STAT,Statistic,ST,-98.6,37.5,PPA:2196,2021-07-20 20:11:43
} | MaximumArchiveDays=90 | DesiredRemainingSpace=500,2197,ONS_PRARE_525_PM_08!PMU:ST7,,55,8736f6c7-ad41-4b43-b4f6-e684e0d4ad20,PRARE_525_PM_08,Prare_525_Pm_08,60,1,companyAcronym= | protocolName=IEEE C37.118.2-2011 | vendorAcronym= | vendorDeviceName= | interconnectionName=,,,,10,STTP,Streaming Telemetry Transport Protocol,11,,,,,,PRARE_525_PM_08!PMU-ST7,0.0,1.0,Device statistic for Number of defined measurements (per frame) from device during last reporting interval.,0,1,1,,Any,STAT,Statistic,ST,-98.6,37.5,PPA:2197,2021-07-20 20:11:43
} | MaximumArchiveDays=90 | DesiredRemainingSpace=500,2198,ONS_PRARE_525_PM_09!PMU:ST1,,56,8736f6c7-ad41-4b43-b4f6-e684e0d4ad20,PRARE_525_PM_09,Prare_525_Pm_09,60,1,companyAcronym= | protocolName=IEEE C37.118.2-2011 | vendorAcronym= | vendorDeviceName= | interconnectionName=,,,,10,STTP,Streaming Telemetry Transport Protocol,11,,,,,,PRARE_525_PM_09!PMU-ST1,0.0,1.0,Device statistic for Number of data quality errors reported by device during last reporting interval.,0,1,1,,Any,STAT,Statistic,ST,-98.6,37.5,PPA:2198,2021-07-20 20:11:43
} | MaximumArchiveDays=90 | DesiredRemainingSpace=500,2199,ONS_PRARE_525_PM_09!PMU:ST2,,56,8736f6c7-ad41-4b43-b4f6-e684e0d4ad20,PRARE_525_PM_09,Prare_525_Pm_09,60,1,companyAcronym= | protocolName=IEEE C37.118.2-2011 | vendorAcronym= | vendorDeviceName= | interconnectionName=,,,,10,STTP,Streaming Telemetry Transport Protocol,11,,,,,,PRARE_525_PM_09!PMU-ST2,0.0,1.0,Device statistic for Number of time quality errors reported by device during last reporting interval.,0,1,1,,Any,STAT,Statistic,ST,-98.6,37.5,PPA:2199,2021-07-20 20:11:43
} | MaximumArchiveDays=90 | DesiredRemainingSpace=500,2200,ONS_PRARE_525_PM_09!PMU:ST3,,56,8736f6c7-ad41-4b43-b4f6-e684e0d4ad20,PRARE_525_PM_09,Prare_525_Pm_09,60,1,companyAcronym= | protocolName=IEEE C37.118.2-2011 | vendorAcronym= | vendorDeviceName= | interconnectionName=,,,,10,STTP,Streaming Telemetry Transport Protocol,11,,,,,,PRARE_525_PM_09!PMU-ST3,0.0,1.0,Device statistic for Number of device errors reported by device during last reporting interval.,0,1,1,,Any,STAT,Statistic,ST,-98.6,37.5,PPA:2200,2021-07-20 20:11:43
} | MaximumArchiveDays=90 | DesiredRemainingSpace=500,2201,ONS_PRARE_525_PM_09!PMU:ST4,,56,8736f6c7-ad41-4b43-b4f6-e684e0d4ad20,PRARE_525_PM_09,Prare_525_Pm_09,60,1,companyAcronym= | protocolName=IEEE C37.118.2-2011 | vendorAcronym= | vendorDeviceName= | interconnectionName=,,,,10,STTP,Streaming Telemetry Transport Protocol,11,,,,,,PRARE_525_PM_09!PMU-ST4,0.0,1.0,Device statistic for Number of measurements received from device during last reporting interval.,0,1,1,,Any,STAT,Statistic,ST,-98.6,37.5,PPA:2201,2021-07-20 20:11:43
} | MaximumArchiveDays=90 | DesiredRemainingSpace=500,2202,ONS_PRARE_525_PM_09!PMU:ST5,,56,8736f6c7-ad41-4b43-b4f6-e684e0d4ad20,PRARE_525_PM_09,Prare_525_Pm_09,60,1,companyAcronym= | protocolName=IEEE C37.118.2-2011 | vendorAcronym= | vendorDeviceName= | interconnectionName=,,,,10,STTP,Streaming Telemetry Transport Protocol,11,,,,,,PRARE_525_PM_09!PMU-ST5,0.0,1.0,Device statistic for Expected number of measurements received from device during last reporting interval.,0,1,1,,Any,STAT,Statistic,ST,-98.6,37.5,PPA:2202,2021-07-20 20:11:43
} | MaximumArchiveDays=90 | DesiredRemainingSpace=500,2203,ONS_PRARE_525_PM_09!PMU:ST6,,56,8736f6c7-ad41-4b43-b4f6-e684e0d4ad20,PRARE_525_PM_09,Prare_525_Pm_09,60,1,companyAcronym= | protocolName=IEEE C37.118.2-2011 | vendorAcronym= | vendorDeviceName= | interconnectionName=,,,,10,STTP,Streaming Telemetry Transport Protocol,11,,,,,,PRARE_525_PM_09!PMU-ST6,0.0,1.0,Device statistic for Number of measurements received while device was reporting errors during last reporting interval.,0,1,1,,Any,STAT,Statistic,ST,-98.6,37.5,PPA:2203,2021-07-20 20:11:43
} | MaximumArchiveDays=90 | DesiredRemainingSpace=500,2204,ONS_PRARE_525_PM_09!PMU:ST7,,56,8736f6c7-ad41-4b43-b4f6-e684e0d4ad20,PRARE_525_PM_09,Prare_525_Pm_09,60,1,companyAcronym= | protocolName=IEEE C37.118.2-2011 | vendorAcronym= | vendorDeviceName= | interconnectionName=,,,,10,STTP,Streaming Telemetry Transport Protocol,11,,,,,,PRARE_525_PM_09!PMU-ST7,0.0,1.0,Device statistic for Number of defined measurements (per frame) from device during last reporting interval.,0,1,1,,Any,STAT,Statistic,ST,-98.6,37.5,PPA:2204,2021-07-20 20:11:43
} | MaximumArchiveDays=90 | DesiredRemainingSpace=500,2205,ONS_PRIVP_525_PM_01!PMU:ST1,,57,8736f6c7-ad41-4b43-b4f6-e684e0d4ad20,PRIVP_525_PM_01,Privp_525_Pm_01,60,1,companyAcronym= | protocolName=IEEE C37.118.2-2011 | vendorAcronym= | vendorDeviceName= | interconnectionName=,,,,10,STTP,Streaming Telemetry Transport Protocol,11,,,,,,PRIVP_525_PM_01!PMU-ST1,0.0,1.0,Device statistic for Number of data quality errors reported by device during last reporting interval.,0,1,1,,Any,STAT,Statistic,ST,-98.6,37.5,PPA:2205,2021-07-20 20:11:43
} | MaximumArchiveDays=90 | DesiredRemainingSpace=500,2206,ONS_PRIVP_525_PM_01!PMU:ST2,,57,8736f6c7-ad41-4b43-b4f6-e684e0d4ad20,PRIVP_525_PM_01,Privp_525_Pm_01,60,1,companyAcronym= | protocolName=IEEE C37.118.2-2011 | vendorAcronym= | vendorDeviceName= | interconnectionName=,,,,10,STTP,Streaming Telemetry Transport Protocol,11,,,,,,PRIVP_525_PM_01!PMU-ST2,0.0,1.0,Device statistic for Number of time quality errors reported by device during last reporting interval.,0,1,1,,Any,STAT,Statistic,ST,-98.6,37.5,PPA:2206,2021-07-20 20:11:43
} | MaximumArchiveDays=90 | DesiredRemainingSpace=500,2207,ONS_PRIVP_525_PM_01!PMU:ST3,,57,8736f6c7-ad41-4b43-b4f6-e684e0d4ad20,PRIVP_525_PM_01,Privp_525_Pm_01,60,1,companyAcronym= | protocolName=IEEE C37.118.2-2011 | vendorAcronym= | vendorDeviceName= | interconnectionName=,,,,10,STTP,Streaming Telemetry Transport Protocol,11,,,,,,PRIVP_525_PM_01!PMU-ST3,0.0,1.0,Device statistic for Number of device errors reported by device during last reporting interval.,0,1,1,,Any,STAT,Statistic,ST,-98.6,37.5,PPA:2207,2021-07-20 20:11:43
} | MaximumArchiveDays=90 | DesiredRemainingSpace=500,2208,ONS_PRIVP_525_PM_01!PMU:ST4,,57,8736f6c7-ad41-4b43-b4f6-e684e0d4ad20,PRIVP_525_PM_01,Privp_525_Pm_01,60,1,companyAcronym= | protocolName=IEEE C37.118.2-2011 | vendorAcronym= | vendorDeviceName= | interconnectionName=,,,,10,STTP,Streaming Telemetry Transport Protocol,11,,,,,,PRIVP_525_PM_01!PMU-ST4,0.0,1.0,Device statistic for Number of measurements received from device during last reporting interval.,0,1,1,,Any,STAT,Statistic,ST,-98.6,37.5,PPA:2208,2021-07-20 20:11:43
} | MaximumArchiveDays=90 | DesiredRemainingSpace=500,2209,ONS_PRIVP_525_PM_01!PMU:ST5,,57,8736f6c7-ad41-4b43-b4f6-e684e0d4ad20,PRIVP_525_PM_01,Privp_525_Pm_01,60,1,companyAcronym= | protocolName=IEEE C37.118.2-2011 | vendorAcronym= | vendorDeviceName= | interconnectionName=,,,,10,STTP,Streaming Telemetry Transport Protocol,11,,,,,,PRIVP_525_PM_01!PMU-ST5,0.0,1.0,Device statistic for Expected number of measurements received from device during last reporting interval.,0,1,1,,Any,STAT,Statistic,ST,-98.6,37.5,PPA:2209,2021-07-20 20:11:43
} | MaximumArchiveDays=90 | DesiredRemainingSpace=500,2210,ONS_PRIVP_525_PM_01!PMU:ST6,,57,8736f6c7-ad41-4b43-b4f6-e684e0d4ad20,PRIVP_525_PM_01,Privp_525_Pm_01,60,1,companyAcronym= | protocolName=IEEE C37.118.2-2011 | vendorAcronym= | vendorDeviceName= | interconnectionName=,,,,10,STTP,Streaming Telemetry Transport Protocol,11,,,,,,PRIVP_525_PM_01!PMU-ST6,0.0,1.0,Device statistic for Number of measurements received while device was reporting errors during last reporting interval.,0,1,1,,Any,STAT,Statistic,ST,-98.6,37.5,PPA:2210,2021-07-20 20:11:43
} | MaximumArchiveDays=90 | DesiredRemainingSpace=500,2211,ONS_PRIVP_525_PM_01!PMU:ST7,,57,8736f6c7-ad41-4b43-b4f6-e684e0d4ad20,PRIVP_525_PM_01,Privp_525_Pm_01,60,1,companyAcronym= | protocolName=IEEE C37.118.2-2011 | vendorAcronym= | vendorDeviceName= | interconnectionName=,,,,10,STTP,Streaming Telemetry Transport Protocol,11,,,,,,PRIVP_525_PM_01!PMU-ST7,0.0,1.0,Device statistic for Number of defined measurements (per frame) from device during last reporting interval.,0,1,1,,Any,STAT,Statistic,ST,-98.6,37.5,PPA:2211,2021-07-20 20:11:43
} | MaximumArchiveDays=90 | DesiredRemainingSpace=500,2212,ONS_PRIVP_525_PM_02!PMU:ST1,,58,8736f6c7-ad41-4b43-b4f6-e684e0d4ad20,PRIVP_525_PM_02,Privp_525_Pm_02,60,1,companyAcronym= | protocolName=IEEE C37.118.2-2011 | vendorAcronym= | vendorDeviceName= | interconnectionName=,,,,10,STTP,Streaming Telemetry Transport Protocol,11,,,,,,PRIVP_525_PM_02!PMU-ST1,0.0,1.0,Device statistic for Number of data quality errors reported by device during last reporting interval.,0,1,1,,Any,STAT,Statistic,ST,-98.6,37.5,PPA:2212,2021-07-20 20:11:43
} | MaximumArchiveDays=90 | DesiredRemainingSpace=500,2213,ONS_PRIVP_525_PM_02!PMU:ST2,,58,8736f6c7-ad41-4b43-b4f6-e684e0d4ad20,PRIVP_525_PM_02,Privp_525_Pm_02,60,1,companyAcronym= | protocolName=IEEE C37.118.2-2011 | vendorAcronym= | vendorDeviceName= | interconnectionName=,,,,10,STTP,Streaming Telemetry Transport Protocol,11,,,,,,PRIVP_525_PM_02!PMU-ST2,0.0,1.0,Device statistic for Number of time quality errors reported by device during last reporting interval.,0,1,1,,Any,STAT,Statistic,ST,-98.6,37.5,PPA:2213,2021-07-20 20:11:43
} | MaximumArchiveDays=90 | DesiredRemainingSpace=500,2214,ONS_PRIVP_525_PM_02!PMU:ST3,,58,8736f6c7-ad41-4b43-b4f6-e684e0d4ad20,PRIVP_525_PM_02,Privp_525_Pm_02,60,1,companyAcronym= | protocolName=IEEE C37.118.2-2011 | vendorAcronym= | vendorDeviceName= | interconnectionName=,,,,10,STTP,Streaming Telemetry Transport Protocol,11,,,,,,PRIVP_525_PM_02!PMU-ST3,0.0,1.0,Device statistic for Number of device errors reported by device during last reporting interval.,0,1,1,,Any,STAT,Statistic,ST,-98.6,37.5,PPA:2214,2021-07-20 20:11:43
} | MaximumArchiveDays=90 | DesiredRemainingSpace=500,2215,ONS_PRIVP_525_PM_02!PMU:ST4,,58,8736f6c7-ad41-4b43-b4f6-e684e0d4ad20,PRIVP_525_PM_02,Privp_525_Pm_02,60,1,companyAcronym= | protocolName=IEEE C37.118.2-2011 | vendorAcronym= | vendorDeviceName= | interconnectionName=,,,,10,STTP,Streaming Telemetry Transport Protocol,11,,,,,,PRIVP_525_PM_02!PMU-ST4,0.0,1.0,Device statistic for Number of measurements received from device during last reporting interval.,0,1,1,,Any,STAT,Statistic,ST,-98.6,37.5,PPA:2215,2021-07-20 20:11:43
} | MaximumArchiveDays=90 | DesiredRemainingSpace=500,2216,ONS_PRIVP_525_PM_02!PMU:ST5,,58,8736f6c7-ad41-4b43-b4f6-e684e0d4ad20,PRIVP_525_PM_02,Privp_525_Pm_02,60,1,companyAcronym= | protocolName=IEEE C37.118.2-2011 | vendorAcronym= | vendorDeviceName= | interconnectionName=,,,,10,STTP,Streaming Telemetry Transport Protocol,11,,,,,,PRIVP_525_PM_02!PMU-ST5,0.0,1.0,Device statistic for Expected number of measurements received from device during last reporting interval.,0,1,1,,Any,STAT,Statistic,ST,-98.6,37.5,PPA:2216,2021-07-20 20:11:43
} | MaximumArchiveDays=90 | DesiredRemainingSpace=500,2217,ONS_PRIVP_525_PM_02!PMU:ST6,,58,8736f6c7-ad41-4b43-b4f6-e684e0d4ad20,PRIVP_525_PM_02,Privp_525_Pm_02,60,1,companyAcronym= | protocolName=IEEE C37.118.2-2011 | vendorAcronym= | vendorDeviceName= | interconnectionName=,,,,10,STTP,Streaming Telemetry Transport Protocol,11,,,,,,PRIVP_525_PM_02!PMU-ST6,0.0,1.0,Device statistic for Number of measurements received while device was reporting errors during last reporting interval.,0,1,1,,Any,STAT,Statistic,ST,-98.6,37.5,PPA:2217,2021-07-20 20:11:43
} | MaximumArchiveDays=90 | DesiredRemainingSpace=500,2218,ONS_PRIVP_525_PM_02!PMU:ST7,,58,8736f6c7-ad41-4b43-b4f6-e684e0d4ad20,PRIVP_525_PM_02,Privp_525_Pm_02,60,1,companyAcronym= | protocolName=IEEE C37.118.2-2011 | vendorAcronym= | vendorDeviceName= | interconnectionName=,,,,10,STTP,Streaming Telemetry Transport Protocol,11,,,,,,PRIVP_525_PM_02!PMU-ST7,0.0,1.0,Device statistic for Number of defined measurements (per frame) from device during last reporting interval.,0,1,1,,Any,STAT,Statistic,ST,-98.6,37.5,PPA:2218,2021-07-20 20:11:43
} | MaximumArchiveDays=90 | DesiredRemainingSpace=500,2219,ONS_PRIVP_525_PM_03!PMU:ST1,,59,8736f6c7-ad41-4b43-b4f6-e684e0d4ad20,PRIVP_525_PM_03,Privp_525_Pm_03,60,1,companyAcronym= | protocolName=IEEE C37.118.2-2011 | vendorAcronym= | vendorDeviceName= | interconnectionName=,,,,10,STTP,Streaming Telemetry Transport Protocol,11,,,,,,PRIVP_525_PM_03!PMU-ST1,0.0,1.0,Device statistic for Number of data quality errors reported by device during last reporting interval.,0,1,1,,Any,STAT,Statistic,ST,-98.6,37.5,PPA:2219,2021-07-20 20:11:43
} | MaximumArchiveDays=90 | DesiredRemainingSpace=500,2220,ONS_PRIVP_525_PM_03!PMU:ST2,,59,8736f6c7-ad41-4b43-b4f6-e684e0d4ad20,PRIVP_525_PM_03,Privp_525_Pm_03,60,1,companyAcronym= | protocolName=IEEE C37.118.2-2011 | vendorAcronym= | vendorDeviceName= | interconnectionName=,,,,10,STTP,Streaming Telemetry Transport Protocol,11,,,,,,PRIVP_525_PM_03!PMU-ST2,0.0,1.0,Device statistic for Number of time quality errors reported by device during last reporting interval.,0,1,1,,Any,STAT,Statistic,ST,-98.6,37.5,PPA:2220,2021-07-20 20:11:43
} | MaximumArchiveDays=90 | DesiredRemainingSpace=500,2221,ONS_PRIVP_525_PM_03!PMU:ST3,,59,8736f6c7-ad41-4b43-b4f6-e684e0d4ad20,PRIVP_525_PM_03,Privp_525_Pm_03,60,1,companyAcronym= | protocolName=IEEE C37.118.2-2011 | vendorAcronym= | vendorDeviceName= | interconnectionName=,,,,10,STTP,Streaming Telemetry Transport Protocol,11,,,,,,PRIVP_525_PM_03!PMU-ST3,0.0,1.0,Device statistic for Number of device errors reported by device during last reporting interval.,0,1,1,,Any,STAT,Statistic,ST,-98.6,37.5,PPA:2221,2021-07-20 20:11:43
} | MaximumArchiveDays=90 | DesiredRemainingSpace=500,2222,ONS_PRIVP_525_PM_03!PMU:ST4,,59,8736f6c7-ad41-4b43-b4f6-e684e0d4ad20,PRIVP_525_PM_03,Privp_525_Pm_03,60,1,companyAcronym= | protocolName=IEEE C37.118.2-2011 | vendorAcronym= | vendorDeviceName= | interconnectionName=,,,,10,STTP,Streaming Telemetry Transport Protocol,11,,,,,,PRIVP_525_PM_03!PMU-ST4,0.0,1.0,Device statistic for Number of measurements received from device during last reporting interval.,0,1,1,,Any,STAT,Statistic,ST,-98.6,37.5,PPA:2222,2021-07-20 20:11:43
} | MaximumArchiveDays=90 | DesiredRemainingSpace=500,2223,ONS_PRIVP_525_PM_03!PMU:ST5,,59,8736f6c7-ad41-4b43-b4f6-e684e0d4ad20,PRIVP_525_PM_03,Privp_525_Pm_03,60,1,companyAcronym= | protocolName=IEEE C37.118.2-2011 | vendorAcronym= | vendorDeviceName= | interconnectionName=,,,,10,STTP,Streaming Telemetry Transport Protocol,11,,,,,,PRIVP_525_PM_03!PMU-ST5,0.0,1.0,Device statistic for Expected number of measurements received from device during last reporting interval.,0,1,1,,Any,STAT,Statistic,ST,-98.6,37.5,PPA:2223,2021-07-20 20:11:43
} | MaximumArchiveDays=90 | DesiredRemainingSpace=500,2224,ONS_PRIVP_525_PM_03!PMU:ST6,,59,8736f6c7-ad41-4b43-b4f6-e684e0d4ad20,PRIVP_525_PM_03,Privp_525_Pm_03,60,1,companyAcronym= | protocolName=IEEE C37.118.2-2011 | vendorAcronym= | vendorDeviceName= | interconnectionName=,,,,10,STTP,Streaming Telemetry Transport Protocol,11,,,,,,PRIVP_525_PM_03!PMU-ST6,0.0,1.0,Device statistic for Number of measurements received while device was reporting errors during last reporting interval.,0,1,1,,Any,STAT,Statistic,ST,-98.6,37.5,PPA:2224,2021-07-20 20:11:43
} | MaximumArchiveDays=90 | DesiredRemainingSpace=500,2225,ONS_PRIVP_525_PM_03!PMU:ST7,,59,8736f6c7-ad41-4b43-b4f6-e684e0d4ad20,PRIVP_525_PM_03,Privp_525_Pm_03,60,1,companyAcronym= | protocolName=IEEE C37.118.2-2011 | vendorAcronym= | vendorDeviceName= | interconnectionName=,,,,10,STTP,Streaming Telemetry Transport Protocol,11,,,,,,PRIVP_525_PM_03!PMU-ST7,0.0,1.0,Device statistic for Number of defined measurements (per frame) from device during last reporting interval.,0,1,1,,Any,STAT,Statistic,ST,-98.6,37.5,PPA:2225,2021-07-20 20:11:43
} | MaximumArchiveDays=90 | DesiredRemainingSpace=500,2226,ONS_PRIVP_525_PM_04!PMU:ST1,,60,8736f6c7-ad41-4b43-b4f6-e684e0d4ad20,PRIVP_525_PM_04,Privp_525_Pm_04,60,1,companyAcronym= | protocolName=IEEE C37.118.2-2011 | vendorAcronym= | vendorDeviceName= | interconnectionName=,,,,10,STTP,Streaming Telemetry Transport Protocol,11,,,,,,PRIVP_525_PM_04!PMU-ST1,0.0,1.0,Device statistic for Number of data quality errors reported by device during last reporting interval.,0,1,1,,Any,STAT,Statistic,ST,-98.6,37.5,PPA:2226,2021-07-20 20:11:43
} | MaximumArchiveDays=90 | DesiredRemainingSpace=500,2227,ONS_PRIVP_525_PM_04!PMU:ST2,,60,8736f6c7-ad41-4b43-b4f6-e684e0d4ad20,PRIVP_525_PM_04,Privp_525_Pm_04,60,1,companyAcronym= | protocolName=IEEE C37.118.2-2011 | vendorAcronym= | vendorDeviceName= | interconnectionName=,,,,10,STTP,Streaming Telemetry Transport Protocol,11,,,,,,PRIVP_525_PM_04!PMU-ST2,0.0,1.0,Device statistic for Number of time quality errors reported by device during last reporting interval.,0,1,1,,Any,STAT,Statistic,ST,-98.6,37.5,PPA:2227,2021-07-20 20:11:43
} | MaximumArchiveDays=90 | DesiredRemainingSpace=500,2228,ONS_PRIVP_525_PM_04!PMU:ST3,,60,8736f6c7-ad41-4b43-b4f6-e684e0d4ad20,PRIVP_525_PM_04,Privp_525_Pm_04,60,1,companyAcronym= | protocolName=IEEE C37.118.2-2011 | vendorAcronym= | vendorDeviceName= | interconnectionName=,,,,10,STTP,Streaming Telemetry Transport Protocol,11,,,,,,PRIVP_525_PM_04!PMU-ST3,0.0,1.0,Device statistic for Number of device errors reported by device during last reporting interval.,0,1,1,,Any,STAT,Statistic,ST,-98.6,37.5,PPA:2228,2021-07-20 20:11:43
} | MaximumArchiveDays=90 | DesiredRemainingSpace=500,2229,ONS_PRIVP_525_PM_04!PMU:ST4,,60,8736f6c7-ad41-4b43-b4f6-e684e0d4ad20,PRIVP_525_PM_04,Privp_525_Pm_04,60,1,companyAcronym= | protocolName=IEEE C37.118.2-2011 | vendorAcronym= | vendorDeviceName= | interconnectionName=,,,,10,STTP,Streaming Telemetry Transport Protocol,11,,,,,,PRIVP_525_PM_04!PMU-ST4,0.0,1.0,Device statistic for Number of measurements received from device during last reporting interval.,0,1,1,,Any,STAT,Statistic,ST,-98.6,37.5,PPA:2229,2021-07-20 20:11:43
} | MaximumArchiveDays=90 | DesiredRemainingSpace=500,2230,ONS_PRIVP_525_PM_04!PMU:ST5,,60,8736f6c7-ad41-4b43-b4f6-e684e0d4ad20,PRIVP_525_PM_04,Privp_525_Pm_04,60,1,companyAcronym= | protocolName=IEEE C37.118.2-2011 | vendorAcronym= | vendorDeviceName= | interconnectionName=,,,,10,STTP,Streaming Telemetry Transport Protocol,11,,,,,,PRIVP_525_PM_04!PMU-ST5,0.0,1.0,Device statistic for Expected number of measurements received from device during last reporting interval.,0,1,1,,Any,STAT,Statistic,ST,-98.6,37.5,PPA:2230,2021-07-20 20:11:43
} | MaximumArchiveDays=90 | DesiredRemainingSpace=500,2231,ONS_PRIVP_525_PM_04!PMU:ST6,,60,8736f6c7-ad41-4b43-b4f6-e684e0d4ad20,PRIVP_525_PM_04,Privp_525_Pm_04,60,1,companyAcronym= | protocolName=IEEE C37.118.2-2011 | vendorAcronym= | vendorDeviceName= | interconnectionName=,,,,10,STTP,Streaming Telemetry Transport Protocol,11,,,,,,PRIVP_525_PM_04!PMU-ST6,0.0,1.0,Device statistic for Number of measurements received while device was reporting errors during last reporting interval.,0,1,1,,Any,STAT,Statistic,ST,-98.6,37.5,PPA:2231,2021-07-20 20:11:43
} | MaximumArchiveDays=90 | DesiredRemainingSpace=500,2232,ONS_PRIVP_525_PM_04!PMU:ST7,,60,8736f6c7-ad41-4b43-b4f6-e684e0d4ad20,PRIVP_525_PM_04,Privp_525_Pm_04,60,1,companyAcronym= | protocolName=IEEE C37.118.2-2011 | vendorAcronym= | vendorDeviceName= | interconnectionName=,,,,10,STTP,Streaming Telemetry Transport Protocol,11,,,,,,PRIVP_525_PM_04!PMU-ST7,0.0,1.0,Device statistic for Number of defined measurements (per frame) from device during last reporting interval.,0,1,1,,Any,STAT,Statistic,ST,-98.6,37.5,PPA:2232,2021-07-20 20:11:43
} | MaximumArchiveDays=90 | DesiredRemainingSpace=500,2233,ONS_PRIVP_525_PM_05!PMU:ST1,,61,8736f6c7-ad41-4b43-b4f6-e684e0d4ad20,PRIVP_525_PM_05,Privp_525_Pm_05,60,1,companyAcronym= | protocolName=IEEE C37.118.2-2011 | vendorAcronym= | vendorDeviceName= | interconnectionName=,,,,10,STTP,Streaming Telemetry Transport Protocol,11,,,,,,PRIVP_525_PM_05!PMU-ST1,0.0,1.0,Device statistic for Number of data quality errors reported by device during last reporting interval.,0,1,1,,Any,STAT,Statistic,ST,-98.6,37.5,PPA:2233,2021-07-20 20:11:43
} | MaximumArchiveDays=90 | DesiredRemainingSpace=500,2234,ONS_PRIVP_525_PM_05!PMU:ST2,,61,8736f6c7-ad41-4b43-b4f6-e684e0d4ad20,PRIVP_525_PM_05,Privp_525_Pm_05,60,1,companyAcronym= | protocolName=IEEE C37.118.2-2011 | vendorAcronym= | vendorDeviceName= | interconnectionName=,,,,10,STTP,Streaming Telemetry Transport Protocol,11,,,,,,PRIVP_525_PM_05!PMU-ST2,0.0,1.0,Device statistic for Number of time quality errors reported by device during last reporting interval.,0,1,1,,Any,STAT,Statistic,ST,-98.6,37.5,PPA:2234,2021-07-20 20:11:43
} | MaximumArchiveDays=90 | DesiredRemainingSpace=500,2235,ONS_PRIVP_525_PM_05!PMU:ST3,,61,8736f6c7-ad41-4b43-b4f6-e684e0d4ad20,PRIVP_525_PM_05,Privp_525_Pm_05,60,1,companyAcronym= | protocolName=IEEE C37.118.2-2011 | vendorAcronym= | vendorDeviceName= | interconnectionName=,,,,10,STTP,Streaming Telemetry Transport Protocol,11,,,,,,PRIVP_525_PM_05!PMU-ST3,0.0,1.0,Device statistic for Number of device errors reported by device during last reporting interval.,0,1,1,,Any,STAT,Statistic,ST,-98.6,37.5,PPA:2235,2021-07-20 20:11:43
} | MaximumArchiveDays=90 | DesiredRemainingSpace=500,2236,ONS_PRIVP_525_PM_05!PMU:ST4,,61,8736f6c7-ad41-4b43-b4f6-e684e0d4ad20,PRIVP_525_PM_05,Privp_525_Pm_05,60,1,companyAcronym= | protocolName=IEEE C37.118.2-2011 | vendorAcronym= | vendorDeviceName= | interconnectionName=,,,,10,STTP,Streaming Telemetry Transport Protocol,11,,,,,,PRIVP_525_PM_05!PMU-ST4,0.0,1.0,Device statistic for Number of measurements received from device during last reporting interval.,0,1,1,,Any,STAT,Statistic,ST,-98.6,37.5,PPA:2236,2021-07-20 20:11:43
} | MaximumArchiveDays=90 | DesiredRemainingSpace=500,2237,ONS_PRIVP_525_PM_05!PMU:ST5,,61,8736f6c7-ad41-4b43-b4f6-e684e0d4ad20,PRIVP_525_PM_05,Privp_525_Pm_05,60,1,companyAcronym= | protocolName=IEEE C37.118.2-2011 | vendorAcronym= | vendorDeviceName= | interconnectionName=,,,,10,STTP,Streaming Telemetry Transport Protocol,11,,,,,,PRIVP_525_PM_05!PMU-ST5,0.0,1.0,Device statistic for Expected number of measurements received from device during last reporting interval.,0,1,1,,Any,STAT,Statistic,ST,-98.6,37.5,PPA:2237,2021-07-20 20:11:43
} | MaximumArchiveDays=90 | DesiredRemainingSpace=500,2238,ONS_PRIVP_525_PM_05!PMU:ST6,,61,8736f6c7-ad41-4b43-b4f6-e684e0d4ad20,PRIVP_525_PM_05,Privp_525_Pm_05,60,1,companyAcronym= | protocolName=IEEE C37.118.2-2011 | vendorAcronym= | vendorDeviceName= | interconnectionName=,,,,10,STTP,Streaming Telemetry Transport Protocol,11,,,,,,PRIVP_525_PM_05!PMU-ST6,0.0,1.0,Device statistic for Number of measurements received while device was reporting errors during last reporting interval.,0,1,1,,Any,STAT,Statistic,ST,-98.6,37.5,PPA:2238,2021-07-20 20:11:43
} | MaximumArchiveDays=90 | DesiredRemainingSpace=500,2239,ONS_PRIVP_525_PM_05!PMU:ST7,,61,8736f6c7-ad41-4b43-b4f6-e684e0d4ad20,PRIVP_525_PM_05,Privp_525_Pm_05,60,1,companyAcronym= | protocolName=IEEE C37.118.2-2011 | vendorAcronym= | vendorDeviceName= | interconnectionName=,,,,10,STTP,Streaming Telemetry Transport Protocol,11,,,,,,PRIVP_525_PM_05!PMU-ST7,0.0,1.0,Device statistic for Number of defined measurements (per frame) from device during last reporting interval.,0,1,1,,Any,STAT,Statistic,ST,-98.6,37.5,PPA:2239,2021-07-20 20:11:43
} | MaximumArchiveDays=90 | DesiredRemainingSpace=500,2240,ONS_PRIVP_525_PM_06!PMU:ST1,,62,8736f6c7-ad41-4b43-b4f6-e684e0d4ad20,PRIVP_525_PM_06,Privp_525_Pm_06,60,1,companyAcronym= | protocolName=IEEE C37.118.2-2011 | vendorAcronym= | vendorDeviceName= | interconnectionName=,,,,10,STTP,Streaming Telemetry Transport Protocol,11,,,,,,PRIVP_525_PM_06!PMU-ST1,0.0,1.0,Device statistic for Number of data quality errors reported by device during last reporting interval.,0,1,1,,Any,STAT,Statistic,ST,-98.6,37.5,PPA:2240,2021-07-20 20:11:43
} | MaximumArchiveDays=90 | DesiredRemainingSpace=500,2241,ONS_PRIVP_525_PM_06!PMU:ST2,,62,8736f6c7-ad41-4b43-b4f6-e684e0d4ad20,PRIVP_525_PM_06,Privp_525_Pm_06,60,1,companyAcronym= | protocolName=IEEE C37.118.2-2011 | vendorAcronym= | vendorDeviceName= | interconnectionName=,,,,10,STTP,Streaming Telemetry Transport Protocol,11,,,,,,PRIVP_525_PM_06!PMU-ST2,0.0,1.0,Device statistic for Number of time quality errors reported by device during last reporting interval.,0,1,1,,Any,STAT,Statistic,ST,-98.6,37.5,PPA:2241,2021-07-20 20:11:43
} | MaximumArchiveDays=90 | DesiredRemainingSpace=500,2242,ONS_PRIVP_525_PM_06!PMU:ST3,,62,8736f6c7-ad41-4b43-b4f6-e684e0d4ad20,PRIVP_525_PM_06,Privp_525_Pm_06,60,1,companyAcronym= | protocolName=IEEE C37.118.2-2011 | vendorAcronym= | vendorDeviceName= | interconnectionName=,,,,10,STTP,Streaming Telemetry Transport Protocol,11,,,,,,PRIVP_525_PM_06!PMU-ST3,0.0,1.0,Device statistic for Number of device errors reported by device during last reporting interval.,0,1,1,,Any,STAT,Statistic,ST,-98.6,37.5,PPA:2242,2021-07-20 20:11:43
} | MaximumArchiveDays=90 | DesiredRemainingSpace=500,2243,ONS_PRIVP_525_PM_06!PMU:ST4,,62,8736f6c7-ad41-4b43-b4f6-e684e0d4ad20,PRIVP_525_PM_06,Privp_525_Pm_06,60,1,companyAcronym= | protocolName=IEEE C37.118.2-2011 | vendorAcronym= | vendorDeviceName= | interconnectionName=,,,,10,STTP,Streaming Telemetry Transport Protocol,11,,,,,,PRIVP_525_PM_06!PMU-ST4,0.0,1.0,Device statistic for Number of measurements received from device during last reporting interval.,0,1,1,,Any,STAT,Statistic,ST,-98.6,37.5,PPA:2243,2021-07-20 20:11:43
} | MaximumArchiveDays=90 | DesiredRemainingSpace=500,2244,ONS_PRIVP_525_PM_06!PMU:ST5,,62,8736f6c7-ad41-4b43-b4f6-e684e0d4ad20,PRIVP_525_PM_06,Privp_525_Pm_06,60,1,companyAcronym= | protocolName=IEEE C37.118.2-2011 | vendorAcronym= | vendorDeviceName= | interconnectionName=,,,,10,STTP,Streaming Telemetry Transport Protocol,11,,,,,,PRIVP_525_PM_06!PMU-ST5,0.0,1.0,Device statistic for Expected number of measurements received from device during last reporting interval.,0,1,1,,Any,STAT,Statistic,ST,-98.6,37.5,PPA:2244,2021-07-20 20:11:43
} | MaximumArchiveDays=90 | DesiredRemainingSpace=500,2245,ONS_PRIVP_525_PM_06!PMU:ST6,,62,8736f6c7-ad41-4b43-b4f6-e684e0d4ad20,PRIVP_525_PM_06,Privp_525_Pm_06,60,1,companyAcronym= | protocolName=IEEE C37.118.2-2011 | vendorAcronym= | vendorDeviceName= | interconnectionName=,,,,10,STTP,Streaming Telemetry Transport Protocol,11,,,,,,PRIVP_525_PM_06!PMU-ST6,0.0,1.0,Device statistic for Number of measurements received while device was reporting errors during last reporting interval.,0,1,1,,Any,STAT,Statistic,ST,-98.6,37.5,PPA:2245,2021-07-20 20:11:43
} | MaximumArchiveDays=90 | DesiredRemainingSpace=500,2246,ONS_PRIVP_525_PM_06!PMU:ST7,,62,8736f6c7-ad41-4b43-b4f6-e684e0d4ad20,PRIVP_525_PM_06,Privp_525_Pm_06,60,1,companyAcronym= | protocolName=IEEE C37.118.2-2011 | vendorAcronym= | vendorDeviceName= | interconnectionName=,,,,10,STTP,Streaming Telemetry Transport Protocol,11,,,,,,PRIVP_525_PM_06!PMU-ST7,0.0,1.0,Device statistic for Number of defined measurements (per frame) from device during last reporting interval.,0,1,1,,Any,STAT,Statistic,ST,-98.6,37.5,PPA:2246,2021-07-20 20:11:43
} | MaximumArchiveDays=90 | DesiredRemainingSpace=500,2247,ONS_PRIVP_525_PM_07!PMU:ST1,,63,8736f6c7-ad41-4b43-b4f6-e684e0d4ad20,PRIVP_525_PM_07,Privp_525_Pm_07,60,1,companyAcronym= | protocolName=IEEE C37.118.2-2011 | vendorAcronym= | vendorDeviceName= | interconnectionName=,,,,10,STTP,Streaming Telemetry Transport Protocol,11,,,,,,PRIVP_525_PM_07!PMU-ST1,0.0,1.0,Device statistic for Number of data quality errors reported by device during last reporting interval.,0,1,1,,Any,STAT,Statistic,ST,-98.6,37.5,PPA:2247,2021-07-20 20:11:43
} | MaximumArchiveDays=90 | DesiredRemainingSpace=500,2248,ONS_PRIVP_525_PM_07!PMU:ST2,,63,8736f6c7-ad41-4b43-b4f6-e684e0d4ad20,PRIVP_525_PM_07,Privp_525_Pm_07,60,1,companyAcronym= | protocolName=IEEE C37.118.2-2011 | vendorAcronym= | vendorDeviceName= | interconnectionName=,,,,10,STTP,Streaming Telemetry Transport Protocol,11,,,,,,PRIVP_525_PM_07!PMU-ST2,0.0,1.0,Device statistic for Number of time quality errors reported by device during last reporting interval.,0,1,1,,Any,STAT,Statistic,ST,-98.6,37.5,PPA:2248,2021-07-20 20:11:43
} | MaximumArchiveDays=90 | DesiredRemainingSpace=500,2249,ONS_PRIVP_525_PM_07!PMU:ST3,,63,8736f6c7-ad41-4b43-b4f6-e684e0d4ad20,PRIVP_525_PM_07,Privp_525_Pm_07,60,1,companyAcronym= | protocolName=IEEE C37.118.2-2011 | vendorAcronym= | vendorDeviceName= | interconnectionName=,,,,10,STTP,Streaming Telemetry Transport Protocol,11,,,,,,PRIVP_525_PM_07!PMU-ST3,0.0,1.0,Device statistic for Number of device errors reported by device during last reporting interval.,0,1,1,,Any,STAT,Statistic,ST,-98.6,37.5,PPA:2249,2021-07-20 20:11:43
} | MaximumArchiveDays=90 | DesiredRemainingSpace=500,2250,ONS_PRIVP_525_PM_07!PMU:ST4,,63,8736f6c7-ad41-4b43-b4f6-e684e0d4ad20,PRIVP_525_PM_07,Privp_525_Pm_07,60,1,companyAcronym= | protocolName=IEEE C37.118.2-2011 | vendorAcronym= | vendorDeviceName= | interconnectionName=,,,,10,STTP,Streaming Telemetry Transport Protocol,11,,,,,,PRIVP_525_PM_07!PMU-ST4,0.0,1.0,Device statistic for Number of measurements received from device during last reporting interval.,0,1,1,,Any,STAT,Statistic,ST,-98.6,37.5,PPA:2250,2021-07-20 20:11:43
} | MaximumArchiveDays=90 | DesiredRemainingSpace=500,2251,ONS_PRIVP_525_PM_07!PMU:ST5,,63,8736f6c7-ad41-4b43-b4f6-e684e0d4ad20,PRIVP_525_PM_07,Privp_525_Pm_07,60,1,companyAcronym= | protocolName=IEEE C37.118.2-2011 | vendorAcronym= | vendorDeviceName= | interconnectionName=,,,,10,STTP,Streaming Telemetry Transport Protocol,11,,,,,,PRIVP_525_PM_07!PMU-ST5,0.0,1.0,Device statistic for Expected number of measurements received from device during last reporting interval.,0,1,1,,Any,STAT,Statistic,ST,-98.6,37.5,PPA:2251,2021-07-20 20:11:43
} | MaximumArchiveDays=90 | DesiredRemainingSpace=500,2252,ONS_PRIVP_525_PM_07!PMU:ST6,,63,8736f6c7-ad41-4b43-b4f6-e684e0d4ad20,PRIVP_525_PM_07,Privp_525_Pm_07,60,1,companyAcronym= | protocolName=IEEE C37.118.2-2011 | vendorAcronym= | vendorDeviceName= | interconnectionName=,,,,10,STTP,Streaming Telemetry Transport Protocol,11,,,,,,PRIVP_525_PM_07!PMU-ST6,0.0,1.0,Device statistic for Number of measurements received while device was reporting errors during last reporting interval.,0,1,1,,Any,STAT,Statistic,ST,-98.6,37.5,PPA:2252,2021-07-20 20:11:43
} | MaximumArchiveDays=90 | DesiredRemainingSpace=500,2253,ONS_PRIVP_525_PM_07!PMU:ST7,,63,8736f6c7-ad41-4b43-b4f6-e684e0d4ad20,PRIVP_525_PM_07,Privp_525_Pm_07,60,1,companyAcronym= | protocolName=IEEE C37.118.2-2011 | vendorAcronym= | vendorDeviceName= | interconnectionName=,,,,10,STTP,Streaming Telemetry Transport Protocol,11,,,,,,PRIVP_525_PM_07!PMU-ST7,0.0,1.0,Device statistic for Number of defined measurements (per frame) from device during last reporting interval.,0,1,1,,Any,STAT,Statistic,ST,-98.6,37.5,PPA:2253,2021-07-20 20:11:43
} | MaximumArchiveDays=90 | DesiredRemainingSpace=500,2254,ONS_PRIVP_525_PM_08!PMU:ST1,,64,8736f6c7-ad41-4b43-b4f6-e684e0d4ad20,PRIVP_525_PM_08,Privp_525_Pm_08,60,1,companyAcronym= | protocolName=IEEE C37.118.2-2011 | vendorAcronym= | vendorDeviceName= | interconnectionName=,,,,10,STTP,Streaming Telemetry Transport Protocol,11,,,,,,PRIVP_525_PM_08!PMU-ST1,0.0,1.0,Device statistic for Number of data quality errors reported by device during last reporting interval.,0,1,1,,Any,STAT,Statistic,ST,-98.6,37.5,PPA:2254,2021-07-20 20:11:43
} | MaximumArchiveDays=90 | DesiredRemainingSpace=500,2255,ONS_PRIVP_525_PM_08!PMU:ST2,,64,8736f6c7-ad41-4b43-b4f6-e684e0d4ad20,PRIVP_525_PM_08,Privp_525_Pm_08,60,1,companyAcronym= | protocolName=IEEE C37.118.2-2011 | vendorAcronym= | vendorDeviceName= | interconnectionName=,,,,10,STTP,Streaming Telemetry Transport Protocol,11,,,,,,PRIVP_525_PM_08!PMU-ST2,0.0,1.0,Device statistic for Number of time quality errors reported by device during last reporting interval.,0,1,1,,Any,STAT,Statistic,ST,-98.6,37.5,PPA:2255,2021-07-20 20:11:43
} | MaximumArchiveDays=90 | DesiredRemainingSpace=500,2256,ONS_PRIVP_525_PM_08!PMU:ST3,,64,8736f6c7-ad41-4b43-b4f6-e684e0d4ad20,PRIVP_525_PM_08,Privp_525_Pm_08,60,1,companyAcronym= | protocolName=IEEE C37.118.2-2011 | vendorAcronym= | vendorDeviceName= | interconnectionName=,,,,10,STTP,Streaming Telemetry Transport Protocol,11,,,,,,PRIVP_525_PM_08!PMU-ST3,0.0,1.0,Device statistic for Number of device errors reported by device during last reporting interval.,0,1,1,,Any,STAT,Statistic,ST,-98.6,37.5,PPA:2256,2021-07-20 20:11:43
} | MaximumArchiveDays=90 | DesiredRemainingSpace=500,2257,ONS_PRIVP_525_PM_08!PMU:ST4,,64,8736f6c7-ad41-4b43-b4f6-e684e0d4ad20,PRIVP_525_PM_08,Privp_525_Pm_08,60,1,companyAcronym= | protocolName=IEEE C37.118.2-2011 | vendorAcronym= | vendorDeviceName= | interconnectionName=,,,,10,STTP,Streaming Telemetry Transport Protocol,11,,,,,,PRIVP_525_PM_08!PMU-ST4,0.0,1.0,Device statistic for Number of measurements received from device during last reporting interval.,0,1,1,,Any,STAT,Statistic,ST,-98.6,37.5,PPA:2257,2021-07-20 20:11:43
} | MaximumArchiveDays=90 | DesiredRemainingSpace=500,2258,ONS_PRIVP_525_PM_08!PMU:ST5,,64,8736f6c7-ad41-4b43-b4f6-e684e0d4ad20,PRIVP_525_PM_08,Privp_525_Pm_08,60,1,companyAcronym= | protocolName=IEEE C37.118.2-2011 | vendorAcronym= | vendorDeviceName= | interconnectionName=,,,,10,STTP,Streaming Telemetry Transport Protocol,11,,,,,,PRIVP_525_PM_08!PMU-ST5,0.0,1.0,Device statistic for Expected number of measurements received from device during last reporting interval.,0,1,1,,Any,STAT,Statistic,ST,-98.6,37.5,PPA:2258,2021-07-20 20:11:43
} | MaximumArchiveDays=90 | DesiredRemainingSpace=500,2259,ONS_PRIVP_525_PM_08!PMU:ST6,,64,8736f6c7-ad41-4b43-b4f6-e684e0d4ad20,PRIVP_525_PM_08,Privp_525_Pm_08,60,1,companyAcronym= | protocolName=IEEE C37.118.2-2011 | vendorAcronym= | vendorDeviceName= | interconnectionName=,,,,10,STTP,Streaming Telemetry Transport Protocol,11,,,,,,PRIVP_525_PM_08!PMU-ST6,0.0,1.0,Device statistic for Number of measurements received while device was reporting errors during last reporting interval.,0,1,1,,Any,STAT,Statistic,ST,-98.6,37.5,PPA:2259,2021-07-20 20:11:43
} | MaximumArchiveDays=90 | DesiredRemainingSpace=500,2260,ONS_PRIVP_525_PM_08!PMU:ST7,,64,8736f6c7-ad41-4b43-b4f6-e684e0d4ad20,PRIVP_525_PM_08,Privp_525_Pm_08,60,1,companyAcronym= | protocolName=IEEE C37.118.2-2011 | vendorAcronym= | vendorDeviceName= | interconnectionName=,,,,10,STTP,Streaming Telemetry Transport Protocol,11,,,,,,PRIVP_525_PM_08!PMU-ST7,0.0,1.0,Device statistic for Number of defined measurements (per frame) from device during last reporting interval.,0,1,1,,Any,STAT,Statistic,ST,-98.6,37.5,PPA:2260,2021-07-20 20:11:43
} | MaximumArchiveDays=90 | DesiredRemainingSpace=500,2261,ONS_PRIVP_525_PM_09!PMU:ST1,,65,8736f6c7-ad41-4b43-b4f6-e684e0d4ad20,PRIVP_525_PM_09,Privp_525_Pm_09,60,1,companyAcronym= | protocolName=IEEE C37.118.2-2011 | vendorAcronym= | vendorDeviceName= | interconnectionName=,,,,10,STTP,Streaming Telemetry Transport Protocol,11,,,,,,PRIVP_525_PM_09!PMU-ST1,0.0,1.0,Device statistic for Number of data quality errors reported by device during last reporting interval.,0,1,1,,Any,STAT,Statistic,ST,-98.6,37.5,PPA:2261,2021-07-20 20:11:43
} | MaximumArchiveDays=90 | DesiredRemainingSpace=500,2262,ONS_PRIVP_525_PM_09!PMU:ST2,,65,8736f6c7-ad41-4b43-b4f6-e684e0d4ad20,PRIVP_525_PM_09,Privp_525_Pm_09,60,1,companyAcronym= | protocolName=IEEE C37.118.2-2011 | vendorAcronym= | vendorDeviceName= | interconnectionName=,,,,10,STTP,Streaming Telemetry Transport Protocol,11,,,,,,PRIVP_525_PM_09!PMU-ST2,0.0,1.0,Device statistic for Number of time quality errors reported by device during last reporting interval.,0,1,1,,Any,STAT,Statistic,ST,-98.6,37.5,PPA:2262,2021-07-20 20:11:43
} | MaximumArchiveDays=90 | DesiredRemainingSpace=500,2263,ONS_PRIVP_525_PM_09!PMU:ST3,,65,8736f6c7-ad41-4b43-b4f6-e684e0d4ad20,PRIVP_525_PM_09,Privp_525_Pm_09,60,1,companyAcronym= | protocolName=IEEE C37.118.2-2011 | vendorAcronym= | vendorDeviceName= | interconnectionName=,,,,10,STTP,Streaming Telemetry Transport Protocol,11,,,,,,PRIVP_525_PM_09!PMU-ST3,0.0,1.0,Device statistic for Number of device errors reported by device during last reporting interval.,0,1,1,,Any,STAT,Statistic,ST,-98.6,37.5,PPA:2263,2021-07-20 20:11:43
} | MaximumArchiveDays=90 | DesiredRemainingSpace=500,2264,ONS_PRIVP_525_PM_09!PMU:ST4,,65,8736f6c7-ad41-4b43-b4f6-e684e0d4ad20,PRIVP_525_PM_09,Privp_525_Pm_09,60,1,companyAcronym= | protocolName=IEEE C37.118.2-2011 | vendorAcronym= | vendorDeviceName= | interconnectionName=,,,,10,STTP,Streaming Telemetry Transport Protocol,11,,,,,,PRIVP_525_PM_09!PMU-ST4,0.0,1.0,Device statistic for Number of measurements received from device during last reporting interval.,0,1,1,,Any,STAT,Statistic,ST,-98.6,37.5,PPA:2264,2021-07-20 20:11:43
} | MaximumArchiveDays=90 | DesiredRemainingSpace=500,2265,ONS_PRIVP_525_PM_09!PMU:ST5,,65,8736f6c7-ad41-4b43-b4f6-e684e0d4ad20,PRIVP_525_PM_09,Privp_525_Pm_09,60,1,companyAcronym= | protocolName=IEEE C37.118.2-2011 | vendorAcronym= | vendorDeviceName= | interconnectionName=,,,,10,STTP,Streaming Telemetry Transport Protocol,11,,,,,,PRIVP_525_PM_09!PMU-ST5,0.0,1.0,Device statistic for Expected number of measurements received from device during last reporting interval.,0,1,1,,Any,STAT,Statistic,ST,-98.6,37.5,PPA:2265,2021-07-20 20:11:43
} | MaximumArchiveDays=90 | DesiredRemainingSpace=500,2266,ONS_PRIVP_525_PM_09!PMU:ST6,,65,8736f6c7-ad41-4b43-b4f6-e684e0d4ad20,PRIVP_525_PM_09,Privp_525_Pm_09,60,1,companyAcronym= | protocolName=IEEE C37.118.2-2011 | vendorAcronym= | vendorDeviceName= | interconnectionName=,,,,10,STTP,Streaming Telemetry Transport Protocol,11,,,,,,PRIVP_525_PM_09!PMU-ST6,0.0,1.0,Device statistic for Number of measurements received while device was reporting errors during last reporting interval.,0,1,1,,Any,STAT,Statistic,ST,-98.6,37.5,PPA:2266,2021-07-20 20:11:43
} | MaximumArchiveDays=90 | DesiredRemainingSpace=500,2267,ONS_PRIVP_525_PM_09!PMU:ST7,,65,8736f6c7-ad41-4b43-b4f6-e684e0d4ad20,PRIVP_525_PM_09,Privp_525_Pm_09,60,1,companyAcronym= | protocolName=IEEE C37.118.2-2011 | vendorAcronym= | vendorDeviceName= | interconnectionName=,,,,10,STTP,Streaming Telemetry Transport Protocol,11,,,,,,PRIVP_525_PM_09!PMU-ST7,0.0,1.0,Device statistic for Number of defined measurements (per frame) from device during last reporting interval.,0,1,1,,Any,STAT,Statistic,ST,-98.6,37.5,PPA:2267,2021-07-20 20:11:43
} | MaximumArchiveDays=90 | DesiredRemainingSpace=500,2268,ONS_PRIVP_525_PM_10!PMU:ST1,,66,8736f6c7-ad41-4b43-b4f6-e684e0d4ad20,PRIVP_525_PM_10,Privp_525_Pm_10,60,1,companyAcronym= | protocolName=IEEE C37.118.2-2011 | vendorAcronym= | vendorDeviceName= | interconnectionName=,,,,10,STTP,Streaming Telemetry Transport Protocol,11,,,,,,PRIVP_525_PM_10!PMU-ST1,0.0,1.0,Device statistic for Number of data quality errors reported by device during last reporting interval.,0,1,1,,Any,STAT,Statistic,ST,-98.6,37.5,PPA:2268,2021-07-20 20:11:43
} | MaximumArchiveDays=90 | DesiredRemainingSpace=500,2269,ONS_PRIVP_525_PM_10!PMU:ST2,,66,8736f6c7-ad41-4b43-b4f6-e684e0d4ad20,PRIVP_525_PM_10,Privp_525_Pm_10,60,1,companyAcronym= | protocolName=IEEE C37.118.2-2011 | vendorAcronym= | vendorDeviceName= | interconnectionName=,,,,10,STTP,Streaming Telemetry Transport Protocol,11,,,,,,PRIVP_525_PM_10!PMU-ST2,0.0,1.0,Device statistic for Number of time quality errors reported by device during last reporting interval.,0,1,1,,Any,STAT,Statistic,ST,-98.6,37.5,PPA:2269,2021-07-20 20:11:43
} | MaximumArchiveDays=90 | DesiredRemainingSpace=500,2270,ONS_PRIVP_525_PM_10!PMU:ST3,,66,8736f6c7-ad41-4b43-b4f6-e684e0d4ad20,PRIVP_525_PM_10,Privp_525_Pm_10,60,1,companyAcronym= | protocolName=IEEE C37.118.2-2011 | vendorAcronym= | vendorDeviceName= | interconnectionName=,,,,10,STTP,Streaming Telemetry Transport Protocol,11,,,,,,PRIVP_525_PM_10!PMU-ST3,0.0,1.0,Device statistic for Number of device errors reported by device during last reporting interval.,0,1,1,,Any,STAT,Statistic,ST,-98.6,37.5,PPA:2270,2021-07-20 20:11:43
} | MaximumArchiveDays=90 | DesiredRemainingSpace=500,2271,ONS_PRIVP_525_PM_10!PMU:ST4,,66,8736f6c7-ad41-4b43-b4f6-e684e0d4ad20,PRIVP_525_PM_10,Privp_525_Pm_10,60,1,companyAcronym= | protocolName=IEEE C37.118.2-2011 | vendorAcronym= | vendorDeviceName= | interconnectionName=,,,,10,STTP,Streaming Telemetry Transport Protocol,11,,,,,,PRIVP_525_PM_10!PMU-ST4,0.0,1.0,Device statistic for Number of measurements received from device during last reporting interval.,0,1,1,,Any,STAT,Statistic,ST,-98.6,37.5,PPA:2271,2021-07-20 20:11:43
} | MaximumArchiveDays=90 | DesiredRemainingSpace=500,2272,ONS_PRIVP_525_PM_10!PMU:ST5,,66,8736f6c7-ad41-4b43-b4f6-e684e0d4ad20,PRIVP_525_PM_10,Privp_525_Pm_10,60,1,companyAcronym= | protocolName=IEEE C37.118.2-2011 | vendorAcronym= | vendorDeviceName= | interconnectionName=,,,,10,STTP,Streaming Telemetry Transport Protocol,11,,,,,,PRIVP_525_PM_10!PMU-ST5,0.0,1.0,Device statistic for Expected number of measurements received from device during last reporting interval.,0,1,1,,Any,STAT,Statistic,ST,-98.6,37.5,PPA:2272,2021-07-20 20:11:43
} | MaximumArchiveDays=90 | DesiredRemainingSpace=500,2273,ONS_PRIVP_525_PM_10!PMU:ST6,,66,8736f6c7-ad41-4b43-b4f6-e684e0d4ad20,PRIVP_525_PM_10,Privp_525_Pm_10,60,1,companyAcronym= | protocolName=IEEE C37.118.2-2011 | vendorAcronym= | vendorDeviceName= | interconnectionName=,,,,10,STTP,Streaming Telemetry Transport Protocol,11,,,,,,PRIVP_525_PM_10!PMU-ST6,0.0,1.0,Device statistic for Number of measurements received while device was reporting errors during last reporting interval.,0,1,1,,Any,STAT,Statistic,ST,-98.6,37.5,PPA:2273,2021-07-20 20:11:43
} | MaximumArchiveDays=90 | DesiredRemainingSpace=500,2274,ONS_PRIVP_525_PM_10!PMU:ST7,,66,8736f6c7-ad41-4b43-b4f6-e684e0d4ad20,PRIVP_525_PM_10,Privp_525_Pm_10,60,1,companyAcronym= | protocolName=IEEE C37.118.2-2011 | vendorAcronym= | vendorDeviceName= | interconnectionName=,,,,10,STTP,Streaming Telemetry Transport Protocol,11,,,,,,PRIVP_525_PM_10!PMU-ST7,0.0,1.0,Device statistic for Number of defined measurements (per frame) from device during last reporting interval.,0,1,1,,Any,STAT,Statistic,ST,-98.6,37.5,PPA:2274,2021-07-20 20:11:43
} | MaximumArchiveDays=90 | DesiredRemainingSpace=500,2275,ONS_RSNSR_525_PM_01!PMU:ST1,,67,8736f6c7-ad41-4b43-b4f6-e684e0d4ad20,RSNSR_525_PM_01,Rsnsr_525_Pm_01,60,1,companyAcronym= | protocolName=IEEE C37.118.2-2011 | vendorAcronym= | vendorDeviceName= | interconnectionName=,,,,10,STTP,Streaming Telemetry Transport Protocol,11,,,,,,RSNSR_525_PM_01!PMU-ST1,0.0,1.0,Device statistic for Number of data quality errors reported by device during last reporting interval.,0,1,1,,Any,STAT,Statistic,ST,-98.6,37.5,PPA:2275,2021-07-20 20:11:43
} | MaximumArchiveDays=90 | DesiredRemainingSpace=500,2276,ONS_RSNSR_525_PM_01!PMU:ST2,,67,8736f6c7-ad41-4b43-b4f6-e684e0d4ad20,RSNSR_525_PM_01,Rsnsr_525_Pm_01,60,1,companyAcronym= | protocolName=IEEE C37.118.2-2011 | vendorAcronym= | vendorDeviceName= | interconnectionName=,,,,10,STTP,Streaming Telemetry Transport Protocol,11,,,,,,RSNSR_525_PM_01!PMU-ST2,0.0,1.0,Device statistic for Number of time quality errors reported by device during last reporting interval.,0,1,1,,Any,STAT,Statistic,ST,-98.6,37.5,PPA:2276,2021-07-20 20:11:43
} | MaximumArchiveDays=90 | DesiredRemainingSpace=500,2277,ONS_RSNSR_525_PM_01!PMU:ST3,,67,8736f6c7-ad41-4b43-b4f6-e684e0d4ad20,RSNSR_525_PM_01,Rsnsr_525_Pm_01,60,1,companyAcronym= | protocolName=IEEE C37.118.2-2011 | vendorAcronym= | vendorDeviceName= | interconnectionName=,,,,10,STTP,Streaming Telemetry Transport Protocol,11,,,,,,RSNSR_525_PM_01!PMU-ST3,0.0,1.0,Device statistic for Number of device errors reported by device during last reporting interval.,0,1,1,,Any,STAT,Statistic,ST,-98.6,37.5,PPA:2277,2021-07-20 20:11:43
} | MaximumArchiveDays=90 | DesiredRemainingSpace=500,2278,ONS_RSNSR_525_PM_01!PMU:ST4,,67,8736f6c7-ad41-4b43-b4f6-e684e0d4ad20,RSNSR_525_PM_01,Rsnsr_525_Pm_01,60,1,companyAcronym= | protocolName=IEEE C37.118.2-2011 | vendorAcronym= | vendorDeviceName= | interconnectionName=,,,,10,STTP,Streaming Telemetry Transport Protocol,11,,,,,,RSNSR_525_PM_01!PMU-ST4,0.0,1.0,Device statistic for Number of measurements received from device during last reporting interval.,0,1,1,,Any,STAT,Statistic,ST,-98.6,37.5,PPA:2278,2021-07-20 20:11:43
} | MaximumArchiveDays=90 | DesiredRemainingSpace=500,2279,ONS_RSNSR_525_PM_01!PMU:ST5,,67,8736f6c7-ad41-4b43-b4f6-e684e0d4ad20,RSNSR_525_PM_01,Rsnsr_525_Pm_01,60,1,companyAcronym= | protocolName=IEEE C37.118.2-2011 | vendorAcronym= | vendorDeviceName= | interconnectionName=,,,,10,STTP,Streaming Telemetry Transport Protocol,11,,,,,,RSNSR_525_PM_01!PMU-ST5,0.0,1.0,Device statistic for Expected number of measurements received from device during last reporting interval.,0,1,1,,Any,STAT,Statistic,ST,-98.6,37.5,PPA:2279,2021-07-20 20:11:43
} | MaximumArchiveDays=90 | DesiredRemainingSpace=500,2280,ONS_RSNSR_525_PM_01!PMU:ST6,,67,8736f6c7-ad41-4b43-b4f6-e684e0d4ad20,RSNSR_525_PM_01,Rsnsr_525_Pm_01,60,1,companyAcronym= | protocolName=IEEE C37.118.2-2011 | vendorAcronym= | vendorDeviceName= | interconnectionName=,,,,10,STTP,Streaming Telemetry Transport Protocol,11,,,,,,RSNSR_525_PM_01!PMU-ST6,0.0,1.0,Device statistic for Number of measurements received while device was reporting errors during last reporting interval.,0,1,1,,Any,STAT,Statistic,ST,-98.6,37.5,PPA:2280,2021-07-20 20:11:43
} | MaximumArchiveDays=90 | DesiredRemainingSpace=500,2281,ONS_RSNSR_525_PM_01!PMU:ST7,,67,8736f6c7-ad41-4b43-b4f6-e684e0d4ad20,RSNSR_525_PM_01,Rsnsr_525_Pm_01,60,1,companyAcronym= | protocolName=IEEE C37.118.2-2011 | vendorAcronym= | vendorDeviceName= | interconnectionName=,,,,10,STTP,Streaming Telemetry Transport Protocol,11,,,,,,RSNSR_525_PM_01!PMU-ST7,0.0,1.0,Device statistic for Number of defined measurements (per frame) from device during last reporting interval.,0,1,1,,Any,STAT,Statistic,ST,-98.6,37.5,PPA:2281,2021-07-20 20:11:43
} | MaximumArchiveDays=90 | DesiredRemainingSpace=500,2282,ONS_RSNSR_525_PM_02!PMU:ST1,,68,8736f6c7-ad41-4b43-b4f6-e684e0d4ad20,RSNSR_525_PM_02,Rsnsr_525_Pm_02,60,1,companyAcronym= | protocolName=IEEE C37.118.2-2011 | vendorAcronym= | vendorDeviceName= | interconnectionName=,,,,10,STTP,Streaming Telemetry Transport Protocol,11,,,,,,RSNSR_525_PM_02!PMU-ST1,0.0,1.0,Device statistic for Number of data quality errors reported by device during last reporting interval.,0,1,1,,Any,STAT,Statistic,ST,-98.6,37.5,PPA:2282,2021-07-20 20:11:43
} | MaximumArchiveDays=90 | DesiredRemainingSpace=500,2283,ONS_RSNSR_525_PM_02!PMU:ST2,,68,8736f6c7-ad41-4b43-b4f6-e684e0d4ad20,RSNSR_525_PM_02,Rsnsr_525_Pm_02,60,1,companyAcronym= | protocolName=IEEE C37.118.2-2011 | vendorAcronym= | vendorDeviceName= | interconnectionName=,,,,10,STTP,Streaming Telemetry Transport Protocol,11,,,,,,RSNSR_525_PM_02!PMU-ST2,0.0,1.0,Device statistic for Number of time quality errors reported by device during last reporting interval.,0,1,1,,Any,STAT,Statistic,ST,-98.6,37.5,PPA:2283,2021-07-20 20:11:43
} | MaximumArchiveDays=90 | DesiredRemainingSpace=500,2284,ONS_RSNSR_525_PM_02!PMU:ST3,,68,8736f6c7-ad41-4b43-b4f6-e684e0d4ad20,RSNSR_525_PM_02,Rsnsr_525_Pm_02,60,1,companyAcronym= | protocolName=IEEE C37.118.2-2011 | vendorAcronym= | vendorDeviceName= | interconnectionName=,,,,10,STTP,Streaming Telemetry Transport Protocol,11,,,,,,RSNSR_525_PM_02!PMU-ST3,0.0,1.0,Device statistic for Number of device errors reported by device during last reporting interval.,0,1,1,,Any,STAT,Statistic,ST,-98.6,37.5,PPA:2284,2021-07-20 20:11:43
} | MaximumArchiveDays=90 | DesiredRemainingSpace=500,2285,ONS_RSNSR_525_PM_02!PMU:ST4,,68,8736f6c7-ad41-4b43-b4f6-e684e0d4ad20,RSNSR_525_PM_02,Rsnsr_525_Pm_02,60,1,companyAcronym= | protocolName=IEEE C37.118.2-2011 | vendorAcronym= | vendorDeviceName= | interconnectionName=,,,,10,STTP,Streaming Telemetry Transport Protocol,11,,,,,,RSNSR_525_PM_02!PMU-ST4,0.0,1.0,Device statistic for Number of measurements received from device during last reporting interval.,0,1,1,,Any,STAT,Statistic,ST,-98.6,37.5,PPA:2285,2021-07-20 20:11:43
} | MaximumArchiveDays=90 | DesiredRemainingSpace=500,2286,ONS_RSNSR_525_PM_02!PMU:ST5,,68,8736f6c7-ad41-4b43-b4f6-e684e0d4ad20,RSNSR_525_PM_02,Rsnsr_525_Pm_02,60,1,companyAcronym= | protocolName=IEEE C37.118.2-2011 | vendorAcronym= | vendorDeviceName= | interconnectionName=,,,,10,STTP,Streaming Telemetry Transport Protocol,11,,,,,,RSNSR_525_PM_02!PMU-ST5,0.0,1.0,Device statistic for Expected number of measurements received from device during last reporting interval.,0,1,1,,Any,STAT,Statistic,ST,-98.6,37.5,PPA:2286,2021-07-20 20:11:43
} | MaximumArchiveDays=90 | DesiredRemainingSpace=500,2287,ONS_RSNSR_525_PM_02!PMU:ST6,,68,8736f6c7-ad41-4b43-b4f6-e684e0d4ad20,RSNSR_525_PM_02,Rsnsr_525_Pm_02,60,1,companyAcronym= | protocolName=IEEE C37.118.2-2011 | vendorAcronym= | vendorDeviceName= | interconnectionName=,,,,10,STTP,Streaming Telemetry Transport Protocol,11,,,,,,RSNSR_525_PM_02!PMU-ST6,0.0,1.0,Device statistic for Number of measurements received while device was reporting errors during last reporting interval.,0,1,1,,Any,STAT,Statistic,ST,-98.6,37.5,PPA:2287,2021-07-20 20:11:43
} | MaximumArchiveDays=90 | DesiredRemainingSpace=500,2288,ONS_RSNSR_525_PM_02!PMU:ST7,,68,8736f6c7-ad41-4b43-b4f6-e684e0d4ad20,RSNSR_525_PM_02,Rsnsr_525_Pm_02,60,1,companyAcronym= | protocolName=IEEE C37.118.2-2011 | vendorAcronym= | vendorDeviceName= | interconnectionName=,,,,10,STTP,Streaming Telemetry Transport Protocol,11,,,,,,RSNSR_525_PM_02!PMU-ST7,0.0,1.0,Device statistic for Number of defined measurements (per frame) from device during last reporting interval.,0,1,1,,Any,STAT,Statistic,ST,-98.6,37.5,PPA:2288,2021-07-20 20:11:43
} | MaximumArchiveDays=90 | DesiredRemainingSpace=500,2289,ONS_RSNSR_525_PM_03!PMU:ST1,,69,8736f6c7-ad41-4b43-b4f6-e684e0d4ad20,RSNSR_525_PM_03,Rsnsr_525_Pm_03,60,1,companyAcronym= | protocolName=IEEE C37.118.2-2011 | vendorAcronym= | vendorDeviceName= | interconnectionName=,,,,10,STTP,Streaming Telemetry Transport Protocol,11,,,,,,RSNSR_525_PM_03!PMU-ST1,0.0,1.0,Device statistic for Number of data quality errors reported by device during last reporting interval.,0,1,1,,Any,STAT,Statistic,ST,-98.6,37.5,PPA:2289,2021-07-20 20:11:43
} | MaximumArchiveDays=90 | DesiredRemainingSpace=500,2290,ONS_RSNSR_525_PM_03!PMU:ST2,,69,8736f6c7-ad41-4b43-b4f6-e684e0d4ad20,RSNSR_525_PM_03,Rsnsr_525_Pm_03,60,1,companyAcronym= | protocolName=IEEE C37.118.2-2011 | vendorAcronym= | vendorDeviceName= | interconnectionName=,,,,10,STTP,Streaming Telemetry Transport Protocol,11,,,,,,RSNSR_525_PM_03!PMU-ST2,0.0,1.0,Device statistic for Number of time quality errors reported by device during last reporting interval.,0,1,1,,Any,STAT,Statistic,ST,-98.6,37.5,PPA:2290,2021-07-20 20:11:43
} | MaximumArchiveDays=90 | DesiredRemainingSpace=500,2291,ONS_RSNSR_525_PM_03!PMU:ST3,,69,8736f6c7-ad41-4b43-b4f6-e684e0d4ad20,RSNSR_525_PM_03,Rsnsr_525_Pm_03,60,1,companyAcronym= | protocolName=IEEE C37.118.2-2011 | vendorAcronym= | vendorDeviceName= | interconnectionName=,,,,10,STTP,Streaming Telemetry Transport Protocol,11,,,,,,RSNSR_525_PM_03!PMU-ST3,0.0,1.0,Device statistic for Number of device errors reported by device during last reporting interval.,0,1,1,,Any,STAT,Statistic,ST,-98.6,37.5,PPA:2291,2021-07-20 20:11:43
} | MaximumArchiveDays=90 | DesiredRemainingSpace=500,2292,ONS_RSNSR_525_PM_03!PMU:ST4,,69,8736f6c7-ad41-4b43-b4f6-e684e0d4ad20,RSNSR_525_PM_03,Rsnsr_525_Pm_03,60,1,companyAcronym= | protocolName=IEEE C37.118.2-2011 | vendorAcronym= | vendorDeviceName= | interconnectionName=,,,,10,STTP,Streaming Telemetry Transport Protocol,11,,,,,,RSNSR_525_PM_03!PMU-ST4,0.0,1.0,Device statistic for Number of measurements received from device during last reporting interval.,0,1,1,,Any,STAT,Statistic,ST,-98.6,37.5,PPA:2292,2021-07-20 20:11:43
} | MaximumArchiveDays=90 | DesiredRemainingSpace=500,2293,ONS_RSNSR_525_PM_03!PMU:ST5,,69,8736f6c7-ad41-4b43-b4f6-e684e0d4ad20,RSNSR_525_PM_03,Rsnsr_525_Pm_03,60,1,companyAcronym= | protocolName=IEEE C37.118.2-2011 | vendorAcronym= | vendorDeviceName= | interconnectionName=,,,,10,STTP,Streaming Telemetry Transport Protocol,11,,,,,,RSNSR_525_PM_03!PMU-ST5,0.0,1.0,Device statistic for Expected number of measurements received from device during last reporting interval.,0,1,1,,Any,STAT,Statistic,ST,-98.6,37.5,PPA:2293,2021-07-20 20:11:43
} | MaximumArchiveDays=90 | DesiredRemainingSpace=500,2294,ONS_RSNSR_525_PM_03!PMU:ST6,,69,8736f6c7-ad41-4b43-b4f6-e684e0d4ad20,RSNSR_525_PM_03,Rsnsr_525_Pm_03,60,1,companyAcronym= | protocolName=IEEE C37.118.2-2011 | vendorAcronym= | vendorDeviceName= | interconnectionName=,,,,10,STTP,Streaming Telemetry Transport Protocol,11,,,,,,RSNSR_525_PM_03!PMU-ST6,0.0,1.0,Device statistic for Number of measurements received while device was reporting errors during last reporting interval.,0,1,1,,Any,STAT,Statistic,ST,-98.6,37.5,PPA:2294,2021-07-20 20:11:43
} | MaximumArchiveDays=90 | DesiredRemainingSpace=500,2295,ONS_RSNSR_525_PM_03!PMU:ST7,,69,8736f6c7-ad41-4b43-b4f6-e684e0d4ad20,RSNSR_525_PM_03,Rsnsr_525_Pm_03,60,1,companyAcronym= | protocolName=IEEE C37.118.2-2011 | vendorAcronym= | vendorDeviceName= | interconnectionName=,,,,10,STTP,Streaming Telemetry Transport Protocol,11,,,,,,RSNSR_525_PM_03!PMU-ST7,0.0,1.0,Device statistic for Number of defined measurements (per frame) from device during last reporting interval.,0,1,1,,Any,STAT,Statistic,ST,-98.6,37.5,PPA:2295,2021-07-20 20:11:43
} | MaximumArchiveDays=90 | DesiredRemainingSpace=500,2296,ONS_RSNSR_525_PM_04!PMU:ST1,,70,8736f6c7-ad41-4b43-b4f6-e684e0d4ad20,RSNSR_525_PM_04,Rsnsr_525_Pm_04,60,1,companyAcronym= | protocolName=IEEE C37.118.2-2011 | vendorAcronym= | vendorDeviceName= | interconnectionName=,,,,10,STTP,Streaming Telemetry Transport Protocol,11,,,,,,RSNSR_525_PM_04!PMU-ST1,0.0,1.0,Device statistic for Number of data quality errors reported by device during last reporting interval.,0,1,1,,Any,STAT,Statistic,ST,-98.6,37.5,PPA:2296,2021-07-20 20:11:43
} | MaximumArchiveDays=90 | DesiredRemainingSpace=500,2297,ONS_RSNSR_525_PM_04!PMU:ST2,,70,8736f6c7-ad41-4b43-b4f6-e684e0d4ad20,RSNSR_525_PM_04,Rsnsr_525_Pm_04,60,1,companyAcronym= | protocolName=IEEE C37.118.2-2011 | vendorAcronym= | vendorDeviceName= | interconnectionName=,,,,10,STTP,Streaming Telemetry Transport Protocol,11,,,,,,RSNSR_525_PM_04!PMU-ST2,0.0,1.0,Device statistic for Number of time quality errors reported by device during last reporting interval.,0,1,1,,Any,STAT,Statistic,ST,-98.6,37.5,PPA:2297,2021-07-20 20:11:43
} | MaximumArchiveDays=90 | DesiredRemainingSpace=500,2298,ONS_RSNSR_525_PM_04!PMU:ST3,,70,8736f6c7-ad41-4b43-b4f6-e684e0d4ad20,RSNSR_525_PM_04,Rsnsr_525_Pm_04,60,1,companyAcronym= | protocolName=IEEE C37.118.2-2011 | vendorAcronym= | vendorDeviceName= | interconnectionName=,,,,10,STTP,Streaming Telemetry Transport Protocol,11,,,,,,RSNSR_525_PM_04!PMU-ST3,0.0,1.0,Device statistic for Number of device errors reported by device during last reporting interval.,0,1,1,,Any,STAT,Statistic,ST,-98.6,37.5,PPA:2298,2021-07-20 20:11:43
} | MaximumArchiveDays=90 | DesiredRemainingSpace=500,2299,ONS_RSNSR_525_PM_04!PMU:ST4,,70,8736f6c7-ad41-4b43-b4f6-e684e0d4ad20,RSNSR_525_PM_04,Rsnsr_525_Pm_04,60,1,companyAcronym= | protocolName=IEEE C37.118.2-2011 | vendorAcronym= | vendorDeviceName= | interconnectionName=,,,,10,STTP,Streaming Telemetry Transport Protocol,11,,,,,,RSNSR_525_PM_04!PMU-ST4,0.0,1.0,Device statistic for Number of measurements received from device during last reporting interval.,0,1,1,,Any,STAT,Statistic,ST,-98.6,37.5,PPA:2299,2021-07-20 20:11:43
} | MaximumArchiveDays=90 | DesiredRemainingSpace=500,2300,ONS_RSNSR_525_PM_04!PMU:ST5,,70,8736f6c7-ad41-4b43-b4f6-e684e0d4ad20,RSNSR_525_PM_04,Rsnsr_525_Pm_04,60,1,companyAcronym= | protocolName=IEEE C37.118.2-2011 | vendorAcronym= | vendorDeviceName= | interconnectionName=,,,,10,STTP,Streaming Telemetry Transport Protocol,11,,,,,,RSNSR_525_PM_04!PMU-ST5,0.0,1.0,Device statistic for Expected number of measurements received from device during last reporting interval.,0,1,1,,Any,STAT,Statistic,ST,-98.6,37.5,PPA:2300,2021-07-20 20:11:43
} | MaximumArchiveDays=90 | DesiredRemainingSpace=500,2301,ONS_RSNSR_525_PM_04!PMU:ST6,,70,8736f6c7-ad41-4b43-b4f6-e684e0d4ad20,RSNSR_525_PM_04,Rsnsr_525_Pm_04,60,1,companyAcronym= | protocolName=IEEE C37.118.2-2011 | vendorAcronym= | vendorDeviceName= | interconnectionName=,,,,10,STTP,Streaming Telemetry Transport Protocol,11,,,,,,RSNSR_525_PM_04!PMU-ST6,0.0,1.0,Device statistic for Number of measurements received while device was reporting errors during last reporting interval.,0,1,1,,Any,STAT,Statistic,ST,-98.6,37.5,PPA:2301,2021-07-20 20:11:43
} | MaximumArchiveDays=90 | DesiredRemainingSpace=500,2302,ONS_RSNSR_525_PM_04!PMU:ST7,,70,8736f6c7-ad41-4b43-b4f6-e684e0d4ad20,RSNSR_525_PM_04,Rsnsr_525_Pm_04,60,1,companyAcronym= | protocolName=IEEE C37.118.2-2011 | vendorAcronym= | vendorDeviceName= | interconnectionName=,,,,10,STTP,Streaming Telemetry Transport Protocol,11,,,,,,RSNSR_525_PM_04!PMU-ST7,0.0,1.0,Device statistic for Number of defined measurements (per frame) from device during last reporting interval.,0,1,1,,Any,STAT,Statistic,ST,-98.6,37.5,PPA:2302,2021-07-20 20:11:43
} | MaximumArchiveDays=90 | DesiredRemainingSpace=500,2303,ONS_RSNSR_525_PM_05!PMU:ST1,,71,8736f6c7-ad41-4b43-b4f6-e684e0d4ad20,RSNSR_525_PM_05,Rsnsr_525_Pm_05,60,1,companyAcronym= | protocolName=IEEE C37.118.2-2011 | vendorAcronym= | vendorDeviceName= | interconnectionName=,,,,10,STTP,Streaming Telemetry Transport Protocol,11,,,,,,RSNSR_525_PM_05!PMU-ST1,0.0,1.0,Device statistic for Number of data quality errors reported by device during last reporting interval.,0,1,1,,Any,STAT,Statistic,ST,-98.6,37.5,PPA:2303,2021-07-20 20:11:43
} | MaximumArchiveDays=90 | DesiredRemainingSpace=500,2304,ONS_RSNSR_525_PM_05!PMU:ST2,,71,8736f6c7-ad41-4b43-b4f6-e684e0d4ad20,RSNSR_525_PM_05,Rsnsr_525_Pm_05,60,1,companyAcronym= | protocolName=IEEE C37.118.2-2011 | vendorAcronym= | vendorDeviceName= | interconnectionName=,,,,10,STTP,Streaming Telemetry Transport Protocol,11,,,,,,RSNSR_525_PM_05!PMU-ST2,0.0,1.0,Device statistic for Number of time quality errors reported by device during last reporting interval.,0,1,1,,Any,STAT,Statistic,ST,-98.6,37.5,PPA:2304,2021-07-20 20:11:43
} | MaximumArchiveDays=90 | DesiredRemainingSpace=500,2305,ONS_RSNSR_525_PM_05!PMU:ST3,,71,8736f6c7-ad41-4b43-b4f6-e684e0d4ad20,RSNSR_525_PM_05,Rsnsr_525_Pm_05,60,1,companyAcronym= | protocolName=IEEE C37.118.2-2011 | vendorAcronym= | vendorDeviceName= | interconnectionName=,,,,10,STTP,Streaming Telemetry Transport Protocol,11,,,,,,RSNSR_525_PM_05!PMU-ST3,0.0,1.0,Device statistic for Number of device errors reported by device during last reporting interval.,0,1,1,,Any,STAT,Statistic,ST,-98.6,37.5,PPA:2305,2021-07-20 20:11:43
} | MaximumArchiveDays=90 | DesiredRemainingSpace=500,2306,ONS_RSNSR_525_PM_05!PMU:ST4,,71,8736f6c7-ad41-4b43-b4f6-e684e0d4ad20,RSNSR_525_PM_05,Rsnsr_525_Pm_05,60,1,companyAcronym= | protocolName=IEEE C37.118.2-2011 | vendorAcronym= | vendorDeviceName= | interconnectionName=,,,,10,STTP,Streaming Telemetry Transport Protocol,11,,,,,,RSNSR_525_PM_05!PMU-ST4,0.0,1.0,Device statistic for Number of measurements received from device during last reporting interval.,0,1,1,,Any,STAT,Statistic,ST,-98.6,37.5,PPA:2306,2021-07-20 20:11:43
} | MaximumArchiveDays=90 | DesiredRemainingSpace=500,2307,ONS_RSNSR_525_PM_05!PMU:ST5,,71,8736f6c7-ad41-4b43-b4f6-e684e0d4ad20,RSNSR_525_PM_05,Rsnsr_525_Pm_05,60,1,companyAcronym= | protocolName=IEEE C37.118.2-2011 | vendorAcronym= | vendorDeviceName= | interconnectionName=,,,,10,STTP,Streaming Telemetry Transport Protocol,11,,,,,,RSNSR_525_PM_05!PMU-ST5,0.0,1.0,Device statistic for Expected number of measurements received from device during last reporting interval.,0,1,1,,Any,STAT,Statistic,ST,-98.6,37.5,PPA:2307,2021-07-20 20:11:43
} | MaximumArchiveDays=90 | DesiredRemainingSpace=500,2308,ONS_RSNSR_525_PM_05!PMU:ST6,,71,8736f6c7-ad41-4b43-b4f6-e684e0d4ad20,RSNSR_525_PM_05,Rsnsr_525_Pm_05,60,1,companyAcronym= | protocolName=IEEE C37.118.2-2011 | vendorAcronym= | vendorDeviceName= | interconnectionName=,,,,10,STTP,Streaming Telemetry Transport Protocol,11,,,,,,RSNSR_525_PM_05!PMU-ST6,0.0,1.0,Device statistic for Number of measurements received while device was reporting errors during last reporting interval.,0,1,1,,Any,STAT,Statistic,ST,-98.6,37.5,PPA:2308,2021-07-20 20:11:43
} | MaximumArchiveDays=90 | DesiredRemainingSpace=500,2309,ONS_RSNSR_525_PM_05!PMU:ST7,,71,8736f6c7-ad41-4b43-b4f6-e684e0d4ad20,RSNSR_525_PM_05,Rsnsr_525_Pm_05,60,1,companyAcronym= | protocolName=IEEE C37.118.2-2011 | vendorAcronym= | vendorDeviceName= | interconnectionName=,,,,10,STTP,Streaming Telemetry Transport Protocol,11,,,,,,RSNSR_525_PM_05!PMU-ST7,0.0,1.0,Device statistic for Number of defined measurements (per frame) from device during last reporting interval.,0,1,1,,Any,STAT,Statistic,ST,-98.6,37.5,PPA:2309,2021-07-20 20:11:43
} | MaximumArchiveDays=90 | DesiredRemainingSpace=500,2310,ONS_SCCNO_525_PM_05!PMU:ST1,,72,8736f6c7-ad41-4b43-b4f6-e684e0d4ad20,SCCNO_525_PM_05,Sccno_525_Pm_05,60,1,companyAcronym= | protocolName=IEEE C37.118.2-2011 | vendorAcronym= | vendorDeviceName= | interconnectionName=,,,,10,STTP,Streaming Telemetry Transport Protocol,11,,,,,,SCCNO_525_PM_05!PMU-ST1,0.0,1.0,Device statistic for Number of data quality errors reported by device during last reporting interval.,0,1,1,,Any,STAT,Statistic,ST,-98.6,37.5,PPA:2310,2021-07-20 20:11:43
} | MaximumArchiveDays=90 | DesiredRemainingSpace=500,2311,ONS_SCCNO_525_PM_05!PMU:ST2,,72,8736f6c7-ad41-4b43-b4f6-e684e0d4ad20,SCCNO_525_PM_05,Sccno_525_Pm_05,60,1,companyAcronym= | protocolName=IEEE C37.118.2-2011 | vendorAcronym= | vendorDeviceName= | interconnectionName=,,,,10,STTP,Streaming Telemetry Transport Protocol,11,,,,,,SCCNO_525_PM_05!PMU-ST2,0.0,1.0,Device statistic for Number of time quality errors reported by device during last reporting interval.,0,1,1,,Any,STAT,Statistic,ST,-98.6,37.5,PPA:2311,2021-07-20 20:11:43
} | MaximumArchiveDays=90 | DesiredRemainingSpace=500,2312,ONS_SCCNO_525_PM_05!PMU:ST3,,72,8736f6c7-ad41-4b43-b4f6-e684e0d4ad20,SCCNO_525_PM_05,Sccno_525_Pm_05,60,1,companyAcronym= | protocolName=IEEE C37.118.2-2011 | vendorAcronym= | vendorDeviceName= | interconnectionName=,,,,10,STTP,Streaming Telemetry Transport Protocol,11,,,,,,SCCNO_525_PM_05!PMU-ST3,0.0,1.0,Device statistic for Number of device errors reported by device during last reporting interval.,0,1,1,,Any,STAT,Statistic,ST,-98.6,37.5,PPA:2312,2021-07-20 20:11:43
} | MaximumArchiveDays=90 | DesiredRemainingSpace=500,2313,ONS_SCCNO_525_PM_05!PMU:ST4,,72,8736f6c7-ad41-4b43-b4f6-e684e0d4ad20,SCCNO_525_PM_05,Sccno_525_Pm_05,60,1,companyAcronym= | protocolName=IEEE C37.118.2-2011 | vendorAcronym= | vendorDeviceName= | interconnectionName=,,,,10,STTP,Streaming Telemetry Transport Protocol,11,,,,,,SCCNO_525_PM_05!PMU-ST4,0.0,1.0,Device statistic for Number of measurements received from device during last reporting interval.,0,1,1,,Any,STAT,Statistic,ST,-98.6,37.5,PPA:2313,2021-07-20 20:11:43
} | MaximumArchiveDays=90 | DesiredRemainingSpace=500,2314,ONS_SCCNO_525_PM_05!PMU:ST5,,72,8736f6c7-ad41-4b43-b4f6-e684e0d4ad20,SCCNO_525_PM_05,Sccno_525_Pm_05,60,1,companyAcronym= | protocolName=IEEE C37.118.2-2011 | vendorAcronym= | vendorDeviceName= | interconnectionName=,,,,10,STTP,Streaming Telemetry Transport Protocol,11,,,,,,SCCNO_525_PM_05!PMU-ST5,0.0,1.0,Device statistic for Expected number of measurements received from device during last reporting interval.,0,1,1,,Any,STAT,Statistic,ST,-98.6,37.5,PPA:2314,2021-07-20 20:11:43
} | MaximumArchiveDays=90 | DesiredRemainingSpace=500,2315,ONS_SCCNO_525_PM_05!PMU:ST6,,72,8736f6c7-ad41-4b43-b4f6-e684e0d4ad20,SCCNO_525_PM_05,Sccno_525_Pm_05,60,1,companyAcronym= | protocolName=IEEE C37.118.2-2011 | vendorAcronym= | vendorDeviceName= | interconnectionName=,,,,10,STTP,Streaming Telemetry Transport Protocol,11,,,,,,SCCNO_525_PM_05!PMU-ST6,0.0,1.0,Device statistic for Number of measurements received while device was reporting errors during last reporting interval.,0,1,1,,Any,STAT,Statistic,ST,-98.6,37.5,PPA:2315,2021-07-20 20:11:44
} | MaximumArchiveDays=90 | DesiredRemainingSpace=500,2316,ONS_SCCNO_525_PM_05!PMU:ST7,,72,8736f6c7-ad41-4b43-b4f6-e684e0d4ad20,SCCNO_525_PM_05,Sccno_525_Pm_05,60,1,companyAcronym= | protocolName=IEEE C37.118.2-2011 | vendorAcronym= | vendorDeviceName= | interconnectionName=,,,,10,STTP,Streaming Telemetry Transport Protocol,11,,,,,,SCCNO_525_PM_05!PMU-ST7,0.0,1.0,Device statistic for Number of defined measurements (per frame) from device during last reporting interval.,0,1,1,,Any,STAT,Statistic,ST,-98.6,37.5,PPA:2316,2021-07-20 20:11:44
} | MaximumArchiveDays=90 | DesiredRemainingSpace=500,2317,ONS_SCCNO_525_PM_06!PMU:ST1,,73,8736f6c7-ad41-4b43-b4f6-e684e0d4ad20,SCCNO_525_PM_06,Sccno_525_Pm_06,60,1,companyAcronym= | protocolName=IEEE C37.118.2-2011 | vendorAcronym= | vendorDeviceName= | interconnectionName=,,,,10,STTP,Streaming Telemetry Transport Protocol,11,,,,,,SCCNO_525_PM_06!PMU-ST1,0.0,1.0,Device statistic for Number of data quality errors reported by device during last reporting interval.,0,1,1,,Any,STAT,Statistic,ST,-98.6,37.5,PPA:2317,2021-07-20 20:11:44
} | MaximumArchiveDays=90 | DesiredRemainingSpace=500,2318,ONS_SCCNO_525_PM_06!PMU:ST2,,73,8736f6c7-ad41-4b43-b4f6-e684e0d4ad20,SCCNO_525_PM_06,Sccno_525_Pm_06,60,1,companyAcronym= | protocolName=IEEE C37.118.2-2011 | vendorAcronym= | vendorDeviceName= | interconnectionName=,,,,10,STTP,Streaming Telemetry Transport Protocol,11,,,,,,SCCNO_525_PM_06!PMU-ST2,0.0,1.0,Device statistic for Number of time quality errors reported by device during last reporting interval.,0,1,1,,Any,STAT,Statistic,ST,-98.6,37.5,PPA:2318,2021-07-20 20:11:44
} | MaximumArchiveDays=90 | DesiredRemainingSpace=500,2319,ONS_SCCNO_525_PM_06!PMU:ST3,,73,8736f6c7-ad41-4b43-b4f6-e684e0d4ad20,SCCNO_525_PM_06,Sccno_525_Pm_06,60,1,companyAcronym= | protocolName=IEEE C37.118.2-2011 | vendorAcronym= | vendorDeviceName= | interconnectionName=,,,,10,STTP,Streaming Telemetry Transport Protocol,11,,,,,,SCCNO_525_PM_06!PMU-ST3,0.0,1.0,Device statistic for Number of device errors reported by device during last reporting interval.,0,1,1,,Any,STAT,Statistic,ST,-98.6,37.5,PPA:2319,2021-07-20 20:11:44
} | MaximumArchiveDays=90 | DesiredRemainingSpace=500,2320,ONS_SCCNO_525_PM_06!PMU:ST4,,73,8736f6c7-ad41-4b43-b4f6-e684e0d4ad20,SCCNO_525_PM_06,Sccno_525_Pm_06,60,1,companyAcronym= | protocolName=IEEE C37.118.2-2011 | vendorAcronym= | vendorDeviceName= | interconnectionName=,,,,10,STTP,Streaming Telemetry Transport Protocol,11,,,,,,SCCNO_525_PM_06!PMU-ST4,0.0,1.0,Device statistic for Number of measurements received from device during last reporting interval.,0,1,1,,Any,STAT,Statistic,ST,-98.6,37.5,PPA:2320,2021-07-20 20:11:44
} | MaximumArchiveDays=90 | DesiredRemainingSpace=500,2321,ONS_SCCNO_525_PM_06!PMU:ST5,,73,8736f6c7-ad41-4b43-b4f6-e684e0d4ad20,SCCNO_525_PM_06,Sccno_525_Pm_06,60,1,companyAcronym= | protocolName=IEEE C37.118.2-2011 | vendorAcronym= | vendorDeviceName= | interconnectionName=,,,,10,STTP,Streaming Telemetry Transport Protocol,11,,,,,,SCCNO_525_PM_06!PMU-ST5,0.0,1.0,Device statistic for Expected number of measurements received from device during last reporting interval.,0,1,1,,Any,STAT,Statistic,ST,-98.6,37.5,PPA:2321,2021-07-20 20:11:44
} | MaximumArchiveDays=90 | DesiredRemainingSpace=500,2322,ONS_SCCNO_525_PM_06!PMU:ST6,,73,8736f6c7-ad41-4b43-b4f6-e684e0d4ad20,SCCNO_525_PM_06,Sccno_525_Pm_06,60,1,companyAcronym= | protocolName=IEEE C37.118.2-2011 | vendorAcronym= | vendorDeviceName= | interconnectionName=,,,,10,STTP,Streaming Telemetry Transport Protocol,11,,,,,,SCCNO_525_PM_06!PMU-ST6,0.0,1.0,Device statistic for Number of measurements received while device was reporting errors during last reporting interval.,0,1,1,,Any,STAT,Statistic,ST,-98.6,37.5,PPA:2322,2021-07-20 20:11:44
} | MaximumArchiveDays=90 | DesiredRemainingSpace=500,2323,ONS_SCCNO_525_PM_06!PMU:ST7,,73,8736f6c7-ad41-4b43-b4f6-e684e0d4ad20,SCCNO_525_PM_06,Sccno_525_Pm_06,60,1,companyAcronym= | protocolName=IEEE C37.118.2-2011 | vendorAcronym= | vendorDeviceName= | interconnectionName=,,,,10,STTP,Streaming Telemetry Transport Protocol,11,,,,,,SCCNO_525_PM_06!PMU-ST7,0.0,1.0,Device statistic for Number of defined measurements (per frame) from device during last reporting interval.,0,1,1,,Any,STAT,Statistic,ST,-98.6,37.5,PPA:2323,2021-07-20 20:11:44
} | MaximumArchiveDays=90 | DesiredRemainingSpace=500,2324,ONS_SCCNO_525_PM_07!PMU:ST1,,74,8736f6c7-ad41-4b43-b4f6-e684e0d4ad20,SCCNO_525_PM_07,Sccno_525_Pm_07,60,1,companyAcronym= | protocolName=IEEE C37.118.2-2011 | vendorAcronym= | vendorDeviceName= | interconnectionName=,,,,10,STTP,Streaming Telemetry Transport Protocol,11,,,,,,SCCNO_525_PM_07!PMU-ST1,0.0,1.0,Device statistic for Number of data quality errors reported by device during last reporting interval.,0,1,1,,Any,STAT,Statistic,ST,-98.6,37.5,PPA:2324,2021-07-20 20:11:44
} | MaximumArchiveDays=90 | DesiredRemainingSpace=500,2325,ONS_SCCNO_525_PM_07!PMU:ST2,,74,8736f6c7-ad41-4b43-b4f6-e684e0d4ad20,SCCNO_525_PM_07,Sccno_525_Pm_07,60,1,companyAcronym= | protocolName=IEEE C37.118.2-2011 | vendorAcronym= | vendorDeviceName= | interconnectionName=,,,,10,STTP,Streaming Telemetry Transport Protocol,11,,,,,,SCCNO_525_PM_07!PMU-ST2,0.0,1.0,Device statistic for Number of time quality errors reported by device during last reporting interval.,0,1,1,,Any,STAT,Statistic,ST,-98.6,37.5,PPA:2325,2021-07-20 20:11:44
} | MaximumArchiveDays=90 | DesiredRemainingSpace=500,2326,ONS_SCCNO_525_PM_07!PMU:ST3,,74,8736f6c7-ad41-4b43-b4f6-e684e0d4ad20,SCCNO_525_PM_07,Sccno_525_Pm_07,60,1,companyAcronym= | protocolName=IEEE C37.118.2-2011 | vendorAcronym= | vendorDeviceName= | interconnectionName=,,,,10,STTP,Streaming Telemetry Transport Protocol,11,,,,,,SCCNO_525_PM_07!PMU-ST3,0.0,1.0,Device statistic for Number of device errors reported by device during last reporting interval.,0,1,1,,Any,STAT,Statistic,ST,-98.6,37.5,PPA:2326,2021-07-20 20:11:44
} | MaximumArchiveDays=90 | DesiredRemainingSpace=500,2327,ONS_SCCNO_525_PM_07!PMU:ST4,,74,8736f6c7-ad41-4b43-b4f6-e684e0d4ad20,SCCNO_525_PM_07,Sccno_525_Pm_07,60,1,companyAcronym= | protocolName=IEEE C37.118.2-2011 | vendorAcronym= | vendorDeviceName= | interconnectionName=,,,,10,STTP,Streaming Telemetry Transport Protocol,11,,,,,,SCCNO_525_PM_07!PMU-ST4,0.0,1.0,Device statistic for Number of measurements received from device during last reporting interval.,0,1,1,,Any,STAT,Statistic,ST,-98.6,37.5,PPA:2327,2021-07-20 20:11:44
} | MaximumArchiveDays=90 | DesiredRemainingSpace=500,2328,ONS_SCCNO_525_PM_07!PMU:ST5,,74,8736f6c7-ad41-4b43-b4f6-e684e0d4ad20,SCCNO_525_PM_07,Sccno_525_Pm_07,60,1,companyAcronym= | protocolName=IEEE C37.118.2-2011 | vendorAcronym= | vendorDeviceName= | interconnectionName=,,,,10,STTP,Streaming Telemetry Transport Protocol,11,,,,,,SCCNO_525_PM_07!PMU-ST5,0.0,1.0,Device statistic for Expected number of measurements received from device during last reporting interval.,0,1,1,,Any,STAT,Statistic,ST,-98.6,37.5,PPA:2328,2021-07-20 20:11:44
} | MaximumArchiveDays=90 | DesiredRemainingSpace=500,2329,ONS_SCCNO_525_PM_07!PMU:ST6,,74,8736f6c7-ad41-4b43-b4f6-e684e0d4ad20,SCCNO_525_PM_07,Sccno_525_Pm_07,60,1,companyAcronym= | protocolName=IEEE C37.118.2-2011 | vendorAcronym= | vendorDeviceName= | interconnectionName=,,,,10,STTP,Streaming Telemetry Transport Protocol,11,,,,,,SCCNO_525_PM_07!PMU-ST6,0.0,1.0,Device statistic for Number of measurements received while device was reporting errors during last reporting interval.,0,1,1,,Any,STAT,Statistic,ST,-98.6,37.5,PPA:2329,2021-07-20 20:11:44
} | MaximumArchiveDays=90 | DesiredRemainingSpace=500,2330,ONS_SCCNO_525_PM_07!PMU:ST7,,74,8736f6c7-ad41-4b43-b4f6-e684e0d4ad20,SCCNO_525_PM_07,Sccno_525_Pm_07,60,1,companyAcronym= | protocolName=IEEE C37.118.2-2011 | vendorAcronym= | vendorDeviceName= | interconnectionName=,,,,10,STTP,Streaming Telemetry Transport Protocol,11,,,,,,SCCNO_525_PM_07!PMU-ST7,0.0,1.0,Device statistic for Number of defined measurements (per frame) from device during last reporting interval.,0,1,1,,Any,STAT,Statistic,ST,-98.6,37.5,PPA:2330,2021-07-20 20:11:44
} | MaximumArchiveDays=90 | DesiredRemainingSpace=500,2331,ONS_SCCNO_525_PM_08!PMU:ST1,,75,8736f6c7-ad41-4b43-b4f6-e684e0d4ad20,SCCNO_525_PM_08,Sccno_525_Pm_08,60,1,companyAcronym= | protocolName=IEEE C37.118.2-2011 | vendorAcronym= | vendorDeviceName= | interconnectionName=,,,,10,STTP,Streaming Telemetry Transport Protocol,11,,,,,,SCCNO_525_PM_08!PMU-ST1,0.0,1.0,Device statistic for Number of data quality errors reported by device during last reporting interval.,0,1,1,,Any,STAT,Statistic,ST,-98.6,37.5,PPA:2331,2021-07-20 20:11:44
} | MaximumArchiveDays=90 | DesiredRemainingSpace=500,2332,ONS_SCCNO_525_PM_08!PMU:ST2,,75,8736f6c7-ad41-4b43-b4f6-e684e0d4ad20,SCCNO_525_PM_08,Sccno_525_Pm_08,60,1,companyAcronym= | protocolName=IEEE C37.118.2-2011 | vendorAcronym= | vendorDeviceName= | interconnectionName=,,,,10,STTP,Streaming Telemetry Transport Protocol,11,,,,,,SCCNO_525_PM_08!PMU-ST2,0.0,1.0,Device statistic for Number of time quality errors reported by device during last reporting interval.,0,1,1,,Any,STAT,Statistic,ST,-98.6,37.5,PPA:2332,2021-07-20 20:11:44
} | MaximumArchiveDays=90 | DesiredRemainingSpace=500,2333,ONS_SCCNO_525_PM_08!PMU:ST3,,75,8736f6c7-ad41-4b43-b4f6-e684e0d4ad20,SCCNO_525_PM_08,Sccno_525_Pm_08,60,1,companyAcronym= | protocolName=IEEE C37.118.2-2011 | vendorAcronym= | vendorDeviceName= | interconnectionName=,,,,10,STTP,Streaming Telemetry Transport Protocol,11,,,,,,SCCNO_525_PM_08!PMU-ST3,0.0,1.0,Device statistic for Number of device errors reported by device during last reporting interval.,0,1,1,,Any,STAT,Statistic,ST,-98.6,37.5,PPA:2333,2021-07-20 20:11:44
} | MaximumArchiveDays=90 | DesiredRemainingSpace=500,2334,ONS_SCCNO_525_PM_08!PMU:ST4,,75,8736f6c7-ad41-4b43-b4f6-e684e0d4ad20,SCCNO_525_PM_08,Sccno_525_Pm_08,60,1,companyAcronym= | protocolName=IEEE C37.118.2-2011 | vendorAcronym= | vendorDeviceName= | interconnectionName=,,,,10,STTP,Streaming Telemetry Transport Protocol,11,,,,,,SCCNO_525_PM_08!PMU-ST4,0.0,1.0,Device statistic for Number of measurements received from device during last reporting interval.,0,1,1,,Any,STAT,Statistic,ST,-98.6,37.5,PPA:2334,2021-07-20 20:11:44
} | MaximumArchiveDays=90 | DesiredRemainingSpace=500,2335,ONS_SCCNO_525_PM_08!PMU:ST5,,75,8736f6c7-ad41-4b43-b4f6-e684e0d4ad20,SCCNO_525_PM_08,Sccno_525_Pm_08,60,1,companyAcronym= | protocolName=IEEE C37.118.2-2011 | vendorAcronym= | vendorDeviceName= | interconnectionName=,,,,10,STTP,Streaming Telemetry Transport Protocol,11,,,,,,SCCNO_525_PM_08!PMU-ST5,0.0,1.0,Device statistic for Expected number of measurements received from device during last reporting interval.,0,1,1,,Any,STAT,Statistic,ST,-98.6,37.5,PPA:2335,2021-07-20 20:11:44
} | MaximumArchiveDays=90 | DesiredRemainingSpace=500,2336,ONS_SCCNO_525_PM_08!PMU:ST6,,75,8736f6c7-ad41-4b43-b4f6-e684e0d4ad20,SCCNO_525_PM_08,Sccno_525_Pm_08,60,1,companyAcronym= | protocolName=IEEE C37.118.2-2011 | vendorAcronym= | vendorDeviceName= | interconnectionName=,,,,10,STTP,Streaming Telemetry Transport Protocol,11,,,,,,SCCNO_525_PM_08!PMU-ST6,0.0,1.0,Device statistic for Number of measurements received while device was reporting errors during last reporting interval.,0,1,1,,Any,STAT,Statistic,ST,-98.6,37.5,PPA:2336,2021-07-20 20:11:44
} | MaximumArchiveDays=90 | DesiredRemainingSpace=500,2337,ONS_SCCNO_525_PM_08!PMU:ST7,,75,8736f6c7-ad41-4b43-b4f6-e684e0d4ad20,SCCNO_525_PM_08,Sccno_525_Pm_08,60,1,companyAcronym= | protocolName=IEEE C37.118.2-2011 | vendorAcronym= | vendorDeviceName= | interconnectionName=,,,,10,STTP,Streaming Telemetry Transport Protocol,11,,,,,,SCCNO_525_PM_08!PMU-ST7,0.0,1.0,Device statistic for Number of defined measurements (per frame) from device during last reporting interval.,0,1,1,,Any,STAT,Statistic,ST,-98.6,37.5,PPA:2337,2021-07-20 20:11:44
} | MaximumArchiveDays=90 | DesiredRemainingSpace=500,2338,ONS_SCCNO_525_PM_09!PMU:ST1,,76,8736f6c7-ad41-4b43-b4f6-e684e0d4ad20,SCCNO_525_PM_09,Sccno_525_Pm_09,60,1,companyAcronym= | protocolName=IEEE C37.118.2-2011 | vendorAcronym= | vendorDeviceName= | interconnectionName=,,,,10,STTP,Streaming Telemetry Transport Protocol,11,,,,,,SCCNO_525_PM_09!PMU-ST1,0.0,1.0,Device statistic for Number of data quality errors reported by device during last reporting interval.,0,1,1,,Any,STAT,Statistic,ST,-98.6,37.5,PPA:2338,2021-07-20 20:11:44
} | MaximumArchiveDays=90 | DesiredRemainingSpace=500,2339,ONS_SCCNO_525_PM_09!PMU:ST2,,76,8736f6c7-ad41-4b43-b4f6-e684e0d4ad20,SCCNO_525_PM_09,Sccno_525_Pm_09,60,1,companyAcronym= | protocolName=IEEE C37.118.2-2011 | vendorAcronym= | vendorDeviceName= | interconnectionName=,,,,10,STTP,Streaming Telemetry Transport Protocol,11,,,,,,SCCNO_525_PM_09!PMU-ST2,0.0,1.0,Device statistic for Number of time quality errors reported by device during last reporting interval.,0,1,1,,Any,STAT,Statistic,ST,-98.6,37.5,PPA:2339,2021-07-20 20:11:44
} | MaximumArchiveDays=90 | DesiredRemainingSpace=500,2340,ONS_SCCNO_525_PM_09!PMU:ST3,,76,8736f6c7-ad41-4b43-b4f6-e684e0d4ad20,SCCNO_525_PM_09,Sccno_525_Pm_09,60,1,companyAcronym= | protocolName=IEEE C37.118.2-2011 | vendorAcronym= | vendorDeviceName= | interconnectionName=,,,,10,STTP,Streaming Telemetry Transport Protocol,11,,,,,,SCCNO_525_PM_09!PMU-ST3,0.0,1.0,Device statistic for Number of device errors reported by device during last reporting interval.,0,1,1,,Any,STAT,Statistic,ST,-98.6,37.5,PPA:2340,2021-07-20 20:11:44
} | MaximumArchiveDays=90 | DesiredRemainingSpace=500,2341,ONS_SCCNO_525_PM_09!PMU:ST4,,76,8736f6c7-ad41-4b43-b4f6-e684e0d4ad20,SCCNO_525_PM_09,Sccno_525_Pm_09,60,1,companyAcronym= | protocolName=IEEE C37.118.2-2011 | vendorAcronym= | vendorDeviceName= | interconnectionName=,,,,10,STTP,Streaming Telemetry Transport Protocol,11,,,,,,SCCNO_525_PM_09!PMU-ST4,0.0,1.0,Device statistic for Number of measurements received from device during last reporting interval.,0,1,1,,Any,STAT,Statistic,ST,-98.6,37.5,PPA:2341,2021-07-20 20:11:44
} | MaximumArchiveDays=90 | DesiredRemainingSpace=500,2342,ONS_SCCNO_525_PM_09!PMU:ST5,,76,8736f6c7-ad41-4b43-b4f6-e684e0d4ad20,SCCNO_525_PM_09,Sccno_525_Pm_09,60,1,companyAcronym= | protocolName=IEEE C37.118.2-2011 | vendorAcronym= | vendorDeviceName= | interconnectionName=,,,,10,STTP,Streaming Telemetry Transport Protocol,11,,,,,,SCCNO_525_PM_09!PMU-ST5,0.0,1.0,Device statistic for Expected number of measurements received from device during last reporting interval.,0,1,1,,Any,STAT,Statistic,ST,-98.6,37.5,PPA:2342,2021-07-20 20:11:44
} | MaximumArchiveDays=90 | DesiredRemainingSpace=500,2343,ONS_SCCNO_525_PM_09!PMU:ST6,,76,8736f6c7-ad41-4b43-b4f6-e684e0d4ad20,SCCNO_525_PM_09,Sccno_525_Pm_09,60,1,companyAcronym= | protocolName=IEEE C37.118.2-2011 | vendorAcronym= | vendorDeviceName= | interconnectionName=,,,,10,STTP,Streaming Telemetry Transport Protocol,11,,,,,,SCCNO_525_PM_09!PMU-ST6,0.0,1.0,Device statistic for Number of measurements received while device was reporting errors during last reporting interval.,0,1,1,,Any,STAT,Statistic,ST,-98.6,37.5,PPA:2343,2021-07-20 20:11:44
} | MaximumArchiveDays=90 | DesiredRemainingSpace=500,2344,ONS_SCCNO_525_PM_09!PMU:ST7,,76,8736f6c7-ad41-4b43-b4f6-e684e0d4ad20,SCCNO_525_PM_09,Sccno_525_Pm_09,60,1,companyAcronym= | protocolName=IEEE C37.118.2-2011 | vendorAcronym= | vendorDeviceName= | interconnectionName=,,,,10,STTP,Streaming Telemetry Transport Protocol,11,,,,,,SCCNO_525_PM_09!PMU-ST7,0.0,1.0,Device statistic for Number of defined measurements (per frame) from device during last reporting interval.,0,1,1,,Any,STAT,Statistic,ST,-98.6,37.5,PPA:2344,2021-07-20 20:11:44
} | MaximumArchiveDays=90 | DesiredRemainingSpace=500,2345,ONS_SCCNO_525_PM_11!PMU:ST1,,77,8736f6c7-ad41-4b43-b4f6-e684e0d4ad20,SCCNO_525_PM_11,Sccno_525_Pm_11,60,1,companyAcronym= | protocolName=IEEE C37.118.2-2011 | vendorAcronym= | vendorDeviceName= | interconnectionName=,,,,10,STTP,Streaming Telemetry Transport Protocol,11,,,,,,SCCNO_525_PM_11!PMU-ST1,0.0,1.0,Device statistic for Number of data quality errors reported by device during last reporting interval.,0,1,1,,Any,STAT,Statistic,ST,-98.6,37.5,PPA:2345,2021-07-20 20:11:44
} | MaximumArchiveDays=90 | DesiredRemainingSpace=500,2346,ONS_SCCNO_525_PM_11!PMU:ST2,,77,8736f6c7-ad41-4b43-b4f6-e684e0d4ad20,SCCNO_525_PM_11,Sccno_525_Pm_11,60,1,companyAcronym= | protocolName=IEEE C37.118.2-2011 | vendorAcronym= | vendorDeviceName= | interconnectionName=,,,,10,STTP,Streaming Telemetry Transport Protocol,11,,,,,,SCCNO_525_PM_11!PMU-ST2,0.0,1.0,Device statistic for Number of time quality errors reported by device during last reporting interval.,0,1,1,,Any,STAT,Statistic,ST,-98.6,37.5,PPA:2346,2021-07-20 20:11:44
} | MaximumArchiveDays=90 | DesiredRemainingSpace=500,2347,ONS_SCCNO_525_PM_11!PMU:ST3,,77,8736f6c7-ad41-4b43-b4f6-e684e0d4ad20,SCCNO_525_PM_11,Sccno_525_Pm_11,60,1,companyAcronym= | protocolName=IEEE C37.118.2-2011 | vendorAcronym= | vendorDeviceName= | interconnectionName=,,,,10,STTP,Streaming Telemetry Transport Protocol,11,,,,,,SCCNO_525_PM_11!PMU-ST3,0.0,1.0,Device statistic for Number of device errors reported by device during last reporting interval.,0,1,1,,Any,STAT,Statistic,ST,-98.6,37.5,PPA:2347,2021-07-20 20:11:44
} | MaximumArchiveDays=90 | DesiredRemainingSpace=500,2348,ONS_SCCNO_525_PM_11!PMU:ST4,,77,8736f6c7-ad41-4b43-b4f6-e684e0d4ad20,SCCNO_525_PM_11,Sccno_525_Pm_11,60,1,companyAcronym= | protocolName=IEEE C37.118.2-2011 | vendorAcronym= | vendorDeviceName= | interconnectionName=,,,,10,STTP,Streaming Telemetry Transport Protocol,11,,,,,,SCCNO_525_PM_11!PMU-ST4,0.0,1.0,Device statistic for Number of measurements received from device during last reporting interval.,0,1,1,,Any,STAT,Statistic,ST,-98.6,37.5,PPA:2348,2021-07-20 20:11:44
} | MaximumArchiveDays=90 | DesiredRemainingSpace=500,2349,ONS_SCCNO_525_PM_11!PMU:ST5,,77,8736f6c7-ad41-4b43-b4f6-e684e0d4ad20,SCCNO_525_PM_11,Sccno_525_Pm_11,60,1,companyAcronym= | protocolName=IEEE C37.118.2-2011 | vendorAcronym= | vendorDeviceName= | interconnectionName=,,,,10,STTP,Streaming Telemetry Transport Protocol,11,,,,,,SCCNO_525_PM_11!PMU-ST5,0.0,1.0,Device statistic for Expected number of measurements received from device during last reporting interval.,0,1,1,,Any,STAT,Statistic,ST,-98.6,37.5,PPA:2349,2021-07-20 20:11:44
} | MaximumArchiveDays=90 | DesiredRemainingSpace=500,2350,ONS_SCCNO_525_PM_11!PMU:ST6,,77,8736f6c7-ad41-4b43-b4f6-e684e0d4ad20,SCCNO_525_PM_11,Sccno_525_Pm_11,60,1,companyAcronym= | protocolName=IEEE C37.118.2-2011 | vendorAcronym= | vendorDeviceName= | interconnectionName=,,,,10,STTP,Streaming Telemetry Transport Protocol,11,,,,,,SCCNO_525_PM_11!PMU-ST6,0.0,1.0,Device statistic for Number of measurements received while device was reporting errors during last reporting interval.,0,1,1,,Any,STAT,Statistic,ST,-98.6,37.5,PPA:2350,2021-07-20 20:11:44
} | MaximumArchiveDays=90 | DesiredRemainingSpace=500,2351,ONS_SCCNO_525_PM_11!PMU:ST7,,77,8736f6c7-ad41-4b43-b4f6-e684e0d4ad20,SCCNO_525_PM_11,Sccno_525_Pm_11,60,1,companyAcronym= | protocolName=IEEE C37.118.2-2011 | vendorAcronym= | vendorDeviceName= | interconnectionName=,,,,10,STTP,Streaming Telemetry Transport Protocol,11,,,,,,SCCNO_525_PM_11!PMU-ST7,0.0,1.0,Device statistic for Number of defined measurements (per frame) from device during last reporting interval.,0,1,1,,Any,STAT,Statistic,ST,-98.6,37.5,PPA:2351,2021-07-20 20:11:44
} | MaximumArchiveDays=90 | DesiredRemainingSpace=500,2352,ONS_SCCNO_525_PM_10!PMU:ST1,,78,8736f6c7-ad41-4b43-b4f6-e684e0d4ad20,SCCNO_525_PM_10,Sccno_525_Pm_10,60,1,companyAcronym= | protocolName=IEEE C37.118.2-2011 | vendorAcronym= | vendorDeviceName= | interconnectionName=,,,,10,STTP,Streaming Telemetry Transport Protocol,11,,,,,,SCCNO_525_PM_10!PMU-ST1,0.0,1.0,Device statistic for Number of data quality errors reported by device during last reporting interval.,0,1,1,,Any,STAT,Statistic,ST,-98.6,37.5,PPA:2352,2021-07-20 20:11:44
} | MaximumArchiveDays=90 | DesiredRemainingSpace=500,2353,ONS_SCCNO_525_PM_10!PMU:ST2,,78,8736f6c7-ad41-4b43-b4f6-e684e0d4ad20,SCCNO_525_PM_10,Sccno_525_Pm_10,60,1,companyAcronym= | protocolName=IEEE C37.118.2-2011 | vendorAcronym= | vendorDeviceName= | interconnectionName=,,,,10,STTP,Streaming Telemetry Transport Protocol,11,,,,,,SCCNO_525_PM_10!PMU-ST2,0.0,1.0,Device statistic for Number of time quality errors reported by device during last reporting interval.,0,1,1,,Any,STAT,Statistic,ST,-98.6,37.5,PPA:2353,2021-07-20 20:11:44
} | MaximumArchiveDays=90 | DesiredRemainingSpace=500,2354,ONS_SCCNO_525_PM_10!PMU:ST3,,78,8736f6c7-ad41-4b43-b4f6-e684e0d4ad20,SCCNO_525_PM_10,Sccno_525_Pm_10,60,1,companyAcronym= | protocolName=IEEE C37.118.2-2011 | vendorAcronym= | vendorDeviceName= | interconnectionName=,,,,10,STTP,Streaming Telemetry Transport Protocol,11,,,,,,SCCNO_525_PM_10!PMU-ST3,0.0,1.0,Device statistic for Number of device errors reported by device during last reporting interval.,0,1,1,,Any,STAT,Statistic,ST,-98.6,37.5,PPA:2354,2021-07-20 20:11:44
} | MaximumArchiveDays=90 | DesiredRemainingSpace=500,2355,ONS_SCCNO_525_PM_10!PMU:ST4,,78,8736f6c7-ad41-4b43-b4f6-e684e0d4ad20,SCCNO_525_PM_10,Sccno_525_Pm_10,60,1,companyAcronym= | protocolName=IEEE C37.118.2-2011 | vendorAcronym= | vendorDeviceName= | interconnectionName=,,,,10,STTP,Streaming Telemetry Transport Protocol,11,,,,,,SCCNO_525_PM_10!PMU-ST4,0.0,1.0,Device statistic for Number of measurements received from device during last reporting interval.,0,1,1,,Any,STAT,Statistic,ST,-98.6,37.5,PPA:2355,2021-07-20 20:11:44
} | MaximumArchiveDays=90 | DesiredRemainingSpace=500,2356,ONS_SCCNO_525_PM_10!PMU:ST5,,78,8736f6c7-ad41-4b43-b4f6-e684e0d4ad20,SCCNO_525_PM_10,Sccno_525_Pm_10,60,1,companyAcronym= | protocolName=IEEE C37.118.2-2011 | vendorAcronym= | vendorDeviceName= | interconnectionName=,,,,10,STTP,Streaming Telemetry Transport Protocol,11,,,,,,SCCNO_525_PM_10!PMU-ST5,0.0,1.0,Device statistic for Expected number of measurements received from device during last reporting interval.,0,1,1,,Any,STAT,Statistic,ST,-98.6,37.5,PPA:2356,2021-07-20 20:11:44
} | MaximumArchiveDays=90 | DesiredRemainingSpace=500,2357,ONS_SCCNO_525_PM_10!PMU:ST6,,78,8736f6c7-ad41-4b43-b4f6-e684e0d4ad20,SCCNO_525_PM_10,Sccno_525_Pm_10,60,1,companyAcronym= | protocolName=IEEE C37.118.2-2011 | vendorAcronym= | vendorDeviceName= | interconnectionName=,,,,10,STTP,Streaming Telemetry Transport Protocol,11,,,,,,SCCNO_525_PM_10!PMU-ST6,0.0,1.0,Device statistic for Number of measurements received while device was reporting errors during last reporting interval.,0,1,1,,Any,STAT,Statistic,ST,-98.6,37.5,PPA:2357,2021-07-20 20:11:44
} | MaximumArchiveDays=90 | DesiredRemainingSpace=500,2358,ONS_SCCNO_525_PM_10!PMU:ST7,,78,8736f6c7-ad41-4b43-b4f6-e684e0d4ad20,SCCNO_525_PM_10,Sccno_525_Pm_10,60,1,companyAcronym= | protocolName=IEEE C37.118.2-2011 | vendorAcronym= | vendorDeviceName= | interconnectionName=,,,,10,STTP,Streaming Telemetry Transport Protocol,11,,,,,,SCCNO_525_PM_10!PMU-ST7,0.0,1.0,Device statistic for Number of defined measurements (per frame) from device during last reporting interval.,0,1,1,,Any,STAT,Statistic,ST,-98.6,37.5,PPA:2358,2021-07-20 20:11:44
} | MaximumArchiveDays=90 | DesiredRemainingSpace=500,2359,ONS_SCYTA_525_PM_01!PMU:ST1,,79,8736f6c7-ad41-4b43-b4f6-e684e0d4ad20,SCYTA_525_PM_01,Scyta_525_Pm_01,60,1,companyAcronym= | protocolName=IEEE C37.118.2-2011 | vendorAcronym= | vendorDeviceName= | interconnectionName=,,,,10,STTP,Streaming Telemetry Transport Protocol,11,,,,,,SCYTA_525_PM_01!PMU-ST1,0.0,1.0,Device statistic for Number of data quality errors reported by device during last reporting interval.,0,1,1,,Any,STAT,Statistic,ST,-98.6,37.5,PPA:2359,2021-07-20 20:11:44
} | MaximumArchiveDays=90 | DesiredRemainingSpace=500,2360,ONS_SCYTA_525_PM_01!PMU:ST2,,79,8736f6c7-ad41-4b43-b4f6-e684e0d4ad20,SCYTA_525_PM_01,Scyta_525_Pm_01,60,1,companyAcronym= | protocolName=IEEE C37.118.2-2011 | vendorAcronym= | vendorDeviceName= | interconnectionName=,,,,10,STTP,Streaming Telemetry Transport Protocol,11,,,,,,SCYTA_525_PM_01!PMU-ST2,0.0,1.0,Device statistic for Number of time quality errors reported by device during last reporting interval.,0,1,1,,Any,STAT,Statistic,ST,-98.6,37.5,PPA:2360,2021-07-20 20:11:44
} | MaximumArchiveDays=90 | DesiredRemainingSpace=500,2361,ONS_SCYTA_525_PM_01!PMU:ST3,,79,8736f6c7-ad41-4b43-b4f6-e684e0d4ad20,SCYTA_525_PM_01,Scyta_525_Pm_01,60,1,companyAcronym= | protocolName=IEEE C37.118.2-2011 | vendorAcronym= | vendorDeviceName= | interconnectionName=,,,,10,STTP,Streaming Telemetry Transport Protocol,11,,,,,,SCYTA_525_PM_01!PMU-ST3,0.0,1.0,Device statistic for Number of device errors reported by device during last reporting interval.,0,1,1,,Any,STAT,Statistic,ST,-98.6,37.5,PPA:2361,2021-07-20 20:11:44
} | MaximumArchiveDays=90 | DesiredRemainingSpace=500,2362,ONS_SCYTA_525_PM_01!PMU:ST4,,79,8736f6c7-ad41-4b43-b4f6-e684e0d4ad20,SCYTA_525_PM_01,Scyta_525_Pm_01,60,1,companyAcronym= | protocolName=IEEE C37.118.2-2011 | vendorAcronym= | vendorDeviceName= | interconnectionName=,,,,10,STTP,Streaming Telemetry Transport Protocol,11,,,,,,SCYTA_525_PM_01!PMU-ST4,0.0,1.0,Device statistic for Number of measurements received from device during last reporting interval.,0,1,1,,Any,STAT,Statistic,ST,-98.6,37.5,PPA:2362,2021-07-20 20:11:44
} | MaximumArchiveDays=90 | DesiredRemainingSpace=500,2363,ONS_SCYTA_525_PM_01!PMU:ST5,,79,8736f6c7-ad41-4b43-b4f6-e684e0d4ad20,SCYTA_525_PM_01,Scyta_525_Pm_01,60,1,companyAcronym= | protocolName=IEEE C37.118.2-2011 | vendorAcronym= | vendorDeviceName= | interconnectionName=,,,,10,STTP,Streaming Telemetry Transport Protocol,11,,,,,,SCYTA_525_PM_01!PMU-ST5,0.0,1.0,Device statistic for Expected number of measurements received from device during last reporting interval.,0,1,1,,Any,STAT,Statistic,ST,-98.6,37.5,PPA:2363,2021-07-20 20:11:44
} | MaximumArchiveDays=90 | DesiredRemainingSpace=500,2364,ONS_SCYTA_525_PM_01!PMU:ST6,,79,8736f6c7-ad41-4b43-b4f6-e684e0d4ad20,SCYTA_525_PM_01,Scyta_525_Pm_01,60,1,companyAcronym= | protocolName=IEEE C37.118.2-2011 | vendorAcronym= | vendorDeviceName= | interconnectionName=,,,,10,STTP,Streaming Telemetry Transport Protocol,11,,,,,,SCYTA_525_PM_01!PMU-ST6,0.0,1.0,Device statistic for Number of measurements received while device was reporting errors during last reporting interval.,0,1,1,,Any,STAT,Statistic,ST,-98.6,37.5,PPA:2364,2021-07-20 20:11:44
} | MaximumArchiveDays=90 | DesiredRemainingSpace=500,2365,ONS_SCYTA_525_PM_01!PMU:ST7,,79,8736f6c7-ad41-4b43-b4f6-e684e0d4ad20,SCYTA_525_PM_01,Scyta_525_Pm_01,60,1,companyAcronym= | protocolName=IEEE C37.118.2-2011 | vendorAcronym= | vendorDeviceName= | interconnectionName=,,,,10,STTP,Streaming Telemetry Transport Protocol,11,,,,,,SCYTA_525_PM_01!PMU-ST7,0.0,1.0,Device statistic for Number of defined measurements (per frame) from device during last reporting interval.,0,1,1,,Any,STAT,Statistic,ST,-98.6,37.5,PPA:2365,2021-07-20 20:11:44
} | MaximumArchiveDays=90 | DesiredRemainingSpace=500,2366,ONS_SCYTA_525_PM_02!PMU:ST1,,80,8736f6c7-ad41-4b43-b4f6-e684e0d4ad20,SCYTA_525_PM_02,Scyta_525_Pm_02,60,1,companyAcronym= | protocolName=IEEE C37.118.2-2011 | vendorAcronym= | vendorDeviceName= | interconnectionName=,,,,10,STTP,Streaming Telemetry Transport Protocol,11,,,,,,SCYTA_525_PM_02!PMU-ST1,0.0,1.0,Device statistic for Number of data quality errors reported by device during last reporting interval.,0,1,1,,Any,STAT,Statistic,ST,-98.6,37.5,PPA:2366,2021-07-20 20:11:44
} | MaximumArchiveDays=90 | DesiredRemainingSpace=500,2367,ONS_SCYTA_525_PM_02!PMU:ST2,,80,8736f6c7-ad41-4b43-b4f6-e684e0d4ad20,SCYTA_525_PM_02,Scyta_525_Pm_02,60,1,companyAcronym= | protocolName=IEEE C37.118.2-2011 | vendorAcronym= | vendorDeviceName= | interconnectionName=,,,,10,STTP,Streaming Telemetry Transport Protocol,11,,,,,,SCYTA_525_PM_02!PMU-ST2,0.0,1.0,Device statistic for Number of time quality errors reported by device during last reporting interval.,0,1,1,,Any,STAT,Statistic,ST,-98.6,37.5,PPA:2367,2021-07-20 20:11:44
} | MaximumArchiveDays=90 | DesiredRemainingSpace=500,2368,ONS_SCYTA_525_PM_02!PMU:ST3,,80,8736f6c7-ad41-4b43-b4f6-e684e0d4ad20,SCYTA_525_PM_02,Scyta_525_Pm_02,60,1,companyAcronym= | protocolName=IEEE C37.118.2-2011 | vendorAcronym= | vendorDeviceName= | interconnectionName=,,,,10,STTP,Streaming Telemetry Transport Protocol,11,,,,,,SCYTA_525_PM_02!PMU-ST3,0.0,1.0,Device statistic for Number of device errors reported by device during last reporting interval.,0,1,1,,Any,STAT,Statistic,ST,-98.6,37.5,PPA:2368,2021-07-20 20:11:44
} | MaximumArchiveDays=90 | DesiredRemainingSpace=500,2369,ONS_SCYTA_525_PM_02!PMU:ST4,,80,8736f6c7-ad41-4b43-b4f6-e684e0d4ad20,SCYTA_525_PM_02,Scyta_525_Pm_02,60,1,companyAcronym= | protocolName=IEEE C37.118.2-2011 | vendorAcronym= | vendorDeviceName= | interconnectionName=,,,,10,STTP,Streaming Telemetry Transport Protocol,11,,,,,,SCYTA_525_PM_02!PMU-ST4,0.0,1.0,Device statistic for Number of measurements received from device during last reporting interval.,0,1,1,,Any,STAT,Statistic,ST,-98.6,37.5,PPA:2369,2021-07-20 20:11:44
} | MaximumArchiveDays=90 | DesiredRemainingSpace=500,2370,ONS_SCYTA_525_PM_02!PMU:ST5,,80,8736f6c7-ad41-4b43-b4f6-e684e0d4ad20,SCYTA_525_PM_02,Scyta_525_Pm_02,60,1,companyAcronym= | protocolName=IEEE C37.118.2-2011 | vendorAcronym= | vendorDeviceName= | interconnectionName=,,,,10,STTP,Streaming Telemetry Transport Protocol,11,,,,,,SCYTA_525_PM_02!PMU-ST5,0.0,1.0,Device statistic for Expected number of measurements received from device during last reporting interval.,0,1,1,,Any,STAT,Statistic,ST,-98.6,37.5,PPA:2370,2021-07-20 20:11:44
} | MaximumArchiveDays=90 | DesiredRemainingSpace=500,2371,ONS_SCYTA_525_PM_02!PMU:ST6,,80,8736f6c7-ad41-4b43-b4f6-e684e0d4ad20,SCYTA_525_PM_02,Scyta_525_Pm_02,60,1,companyAcronym= | protocolName=IEEE C37.118.2-2011 | vendorAcronym= | vendorDeviceName= | interconnectionName=,,,,10,STTP,Streaming Telemetry Transport Protocol,11,,,,,,SCYTA_525_PM_02!PMU-ST6,0.0,1.0,Device statistic for Number of measurements received while device was reporting errors during last reporting interval.,0,1,1,,Any,STAT,Statistic,ST,-98.6,37.5,PPA:2371,2021-07-20 20:11:44
} | MaximumArchiveDays=90 | DesiredRemainingSpace=500,2372,ONS_SCYTA_525_PM_02!PMU:ST7,,80,8736f6c7-ad41-4b43-b4f6-e684e0d4ad20,SCYTA_525_PM_02,Scyta_525_Pm_02,60,1,companyAcronym= | protocolName=IEEE C37.118.2-2011 | vendorAcronym= | vendorDeviceName= | interconnectionName=,,,,10,STTP,Streaming Telemetry Transport Protocol,11,,,,,,SCYTA_525_PM_02!PMU-ST7,0.0,1.0,Device statistic for Number of defined measurements (per frame) from device during last reporting interval.,0,1,1,,Any,STAT,Statistic,ST,-98.6,37.5,PPA:2372,2021-07-20 20:11:44
} | MaximumArchiveDays=90 | DesiredRemainingSpace=500,2373,ONS_SCYTA_525_PM_03!PMU:ST1,,81,8736f6c7-ad41-4b43-b4f6-e684e0d4ad20,SCYTA_525_PM_03,Scyta_525_Pm_03,60,1,companyAcronym= | protocolName=IEEE C37.118.2-2011 | vendorAcronym= | vendorDeviceName= | interconnectionName=,,,,10,STTP,Streaming Telemetry Transport Protocol,11,,,,,,SCYTA_525_PM_03!PMU-ST1,0.0,1.0,Device statistic for Number of data quality errors reported by device during last reporting interval.,0,1,1,,Any,STAT,Statistic,ST,-98.6,37.5,PPA:2373,2021-07-20 20:11:44
} | MaximumArchiveDays=90 | DesiredRemainingSpace=500,2374,ONS_SCYTA_525_PM_03!PMU:ST2,,81,8736f6c7-ad41-4b43-b4f6-e684e0d4ad20,SCYTA_525_PM_03,Scyta_525_Pm_03,60,1,companyAcronym= | protocolName=IEEE C37.118.2-2011 | vendorAcronym= | vendorDeviceName= | interconnectionName=,,,,10,STTP,Streaming Telemetry Transport Protocol,11,,,,,,SCYTA_525_PM_03!PMU-ST2,0.0,1.0,Device statistic for Number of time quality errors reported by device during last reporting interval.,0,1,1,,Any,STAT,Statistic,ST,-98.6,37.5,PPA:2374,2021-07-20 20:11:44
} | MaximumArchiveDays=90 | DesiredRemainingSpace=500,2375,ONS_SCYTA_525_PM_03!PMU:ST3,,81,8736f6c7-ad41-4b43-b4f6-e684e0d4ad20,SCYTA_525_PM_03,Scyta_525_Pm_03,60,1,companyAcronym= | protocolName=IEEE C37.118.2-2011 | vendorAcronym= | vendorDeviceName= | interconnectionName=,,,,10,STTP,Streaming Telemetry Transport Protocol,11,,,,,,SCYTA_525_PM_03!PMU-ST3,0.0,1.0,Device statistic for Number of device errors reported by device during last reporting interval.,0,1,1,,Any,STAT,Statistic,ST,-98.6,37.5,PPA:2375,2021-07-20 20:11:44
} | MaximumArchiveDays=90 | DesiredRemainingSpace=500,2376,ONS_SCYTA_525_PM_03!PMU:ST4,,81,8736f6c7-ad41-4b43-b4f6-e684e0d4ad20,SCYTA_525_PM_03,Scyta_525_Pm_03,60,1,companyAcronym= | protocolName=IEEE C37.118.2-2011 | vendorAcronym= | vendorDeviceName= | interconnectionName=,,,,10,STTP,Streaming Telemetry Transport Protocol,11,,,,,,SCYTA_525_PM_03!PMU-ST4,0.0,1.0,Device statistic for Number of measurements received from device during last reporting interval.,0,1,1,,Any,STAT,Statistic,ST,-98.6,37.5,PPA:2376,2021-07-20 20:11:44
} | MaximumArchiveDays=90 | DesiredRemainingSpace=500,2377,ONS_SCYTA_525_PM_03!PMU:ST5,,81,8736f6c7-ad41-4b43-b4f6-e684e0d4ad20,SCYTA_525_PM_03,Scyta_525_Pm_03,60,1,companyAcronym= | protocolName=IEEE C37.118.2-2011 | vendorAcronym= | vendorDeviceName= | interconnectionName=,,,,10,STTP,Streaming Telemetry Transport Protocol,11,,,,,,SCYTA_525_PM_03!PMU-ST5,0.0,1.0,Device statistic for Expected number of measurements received from device during last reporting interval.,0,1,1,,Any,STAT,Statistic,ST,-98.6,37.5,PPA:2377,2021-07-20 20:11:44
} | MaximumArchiveDays=90 | DesiredRemainingSpace=500,2378,ONS_SCYTA_525_PM_03!PMU:ST6,,81,8736f6c7-ad41-4b43-b4f6-e684e0d4ad20,SCYTA_525_PM_03,Scyta_525_Pm_03,60,1,companyAcronym= | protocolName=IEEE C37.118.2-2011 | vendorAcronym= | vendorDeviceName= | interconnectionName=,,,,10,STTP,Streaming Telemetry Transport Protocol,11,,,,,,SCYTA_525_PM_03!PMU-ST6,0.0,1.0,Device statistic for Number of measurements received while device was reporting errors during last reporting interval.,0,1,1,,Any,STAT,Statistic,ST,-98.6,37.5,PPA:2378,2021-07-20 20:11:44
} | MaximumArchiveDays=90 | DesiredRemainingSpace=500,2379,ONS_SCYTA_525_PM_03!PMU:ST7,,81,8736f6c7-ad41-4b43-b4f6-e684e0d4ad20,SCYTA_525_PM_03,Scyta_525_Pm_03,60,1,companyAcronym= | protocolName=IEEE C37.118.2-2011 | vendorAcronym= | vendorDeviceName= | interconnectionName=,,,,10,STTP,Streaming Telemetry Transport Protocol,11,,,,,,SCYTA_525_PM_03!PMU-ST7,0.0,1.0,Device statistic for Number of defined measurements (per frame) from device during last reporting interval.,0,1,1,,Any,STAT,Statistic,ST,-98.6,37.5,PPA:2379,2021-07-20 20:11:44
} | MaximumArchiveDays=90 | DesiredRemainingSpace=500,2380,ONS_SCYTA_525_PM_04!PMU:ST1,,82,8736f6c7-ad41-4b43-b4f6-e684e0d4ad20,SCYTA_525_PM_04,Scyta_525_Pm_04,60,1,companyAcronym= | protocolName=IEEE C37.118.2-2011 | vendorAcronym= | vendorDeviceName= | interconnectionName=,,,,10,STTP,Streaming Telemetry Transport Protocol,11,,,,,,SCYTA_525_PM_04!PMU-ST1,0.0,1.0,Device statistic for Number of data quality errors reported by device during last reporting interval.,0,1,1,,Any,STAT,Statistic,ST,-98.6,37.5,PPA:2380,2021-07-20 20:11:44
} | MaximumArchiveDays=90 | DesiredRemainingSpace=500,2381,ONS_SCYTA_525_PM_04!PMU:ST2,,82,8736f6c7-ad41-4b43-b4f6-e684e0d4ad20,SCYTA_525_PM_04,Scyta_525_Pm_04,60,1,companyAcronym= | protocolName=IEEE C37.118.2-2011 | vendorAcronym= | vendorDeviceName= | interconnectionName=,,,,10,STTP,Streaming Telemetry Transport Protocol,11,,,,,,SCYTA_525_PM_04!PMU-ST2,0.0,1.0,Device statistic for Number of time quality errors reported by device during last reporting interval.,0,1,1,,Any,STAT,Statistic,ST,-98.6,37.5,PPA:2381,2021-07-20 20:11:44
} | MaximumArchiveDays=90 | DesiredRemainingSpace=500,2382,ONS_SCYTA_525_PM_04!PMU:ST3,,82,8736f6c7-ad41-4b43-b4f6-e684e0d4ad20,SCYTA_525_PM_04,Scyta_525_Pm_04,60,1,companyAcronym= | protocolName=IEEE C37.118.2-2011 | vendorAcronym= | vendorDeviceName= | interconnectionName=,,,,10,STTP,Streaming Telemetry Transport Protocol,11,,,,,,SCYTA_525_PM_04!PMU-ST3,0.0,1.0,Device statistic for Number of device errors reported by device during last reporting interval.,0,1,1,,Any,STAT,Statistic,ST,-98.6,37.5,PPA:2382,2021-07-20 20:11:44
} | MaximumArchiveDays=90 | DesiredRemainingSpace=500,2383,ONS_SCYTA_525_PM_04!PMU:ST4,,82,8736f6c7-ad41-4b43-b4f6-e684e0d4ad20,SCYTA_525_PM_04,Scyta_525_Pm_04,60,1,companyAcronym= | protocolName=IEEE C37.118.2-2011 | vendorAcronym= | vendorDeviceName= | interconnectionName=,,,,10,STTP,Streaming Telemetry Transport Protocol,11,,,,,,SCYTA_525_PM_04!PMU-ST4,0.0,1.0,Device statistic for Number of measurements received from device during last reporting interval.,0,1,1,,Any,STAT,Statistic,ST,-98.6,37.5,PPA:2383,2021-07-20 20:11:44
} | MaximumArchiveDays=90 | DesiredRemainingSpace=500,2384,ONS_SCYTA_525_PM_04!PMU:ST5,,82,8736f6c7-ad41-4b43-b4f6-e684e0d4ad20,SCYTA_525_PM_04,Scyta_525_Pm_04,60,1,companyAcronym= | protocolName=IEEE C37.118.2-2011 | vendorAcronym= | vendorDeviceName= | interconnectionName=,,,,10,STTP,Streaming Telemetry Transport Protocol,11,,,,,,SCYTA_525_PM_04!PMU-ST5,0.0,1.0,Device statistic for Expected number of measurements received from device during last reporting interval.,0,1,1,,Any,STAT,Statistic,ST,-98.6,37.5,PPA:2384,2021-07-20 20:11:44
} | MaximumArchiveDays=90 | DesiredRemainingSpace=500,2385,ONS_SCYTA_525_PM_04!PMU:ST6,,82,8736f6c7-ad41-4b43-b4f6-e684e0d4ad20,SCYTA_525_PM_04,Scyta_525_Pm_04,60,1,companyAcronym= | protocolName=IEEE C37.118.2-2011 | vendorAcronym= | vendorDeviceName= | interconnectionName=,,,,10,STTP,Streaming Telemetry Transport Protocol,11,,,,,,SCYTA_525_PM_04!PMU-ST6,0.0,1.0,Device statistic for Number of measurements received while device was reporting errors during last reporting interval.,0,1,1,,Any,STAT,Statistic,ST,-98.6,37.5,PPA:2385,2021-07-20 20:11:44
} | MaximumArchiveDays=90 | DesiredRemainingSpace=500,2386,ONS_SCYTA_525_PM_04!PMU:ST7,,82,8736f6c7-ad41-4b43-b4f6-e684e0d4ad20,SCYTA_525_PM_04,Scyta_525_Pm_04,60,1,companyAcronym= | protocolName=IEEE C37.118.2-2011 | vendorAcronym= | vendorDeviceName= | interconnectionName=,,,,10,STTP,Streaming Telemetry Transport Protocol,11,,,,,,SCYTA_525_PM_04!PMU-ST7,0.0,1.0,Device statistic for Number of defined measurements (per frame) from device during last reporting interval.,0,1,1,,Any,STAT,Statistic,ST,-98.6,37.5,PPA:2386,2021-07-20 20:11:44
} | MaximumArchiveDays=90 | DesiredRemainingSpace=500,2387,ONS_SCYTA_525_PM_05!PMU:ST1,,83,8736f6c7-ad41-4b43-b4f6-e684e0d4ad20,SCYTA_525_PM_05,Scyta_525_Pm_05,60,1,companyAcronym= | protocolName=IEEE C37.118.2-2011 | vendorAcronym= | vendorDeviceName= | interconnectionName=,,,,10,STTP,Streaming Telemetry Transport Protocol,11,,,,,,SCYTA_525_PM_05!PMU-ST1,0.0,1.0,Device statistic for Number of data quality errors reported by device during last reporting interval.,0,1,1,,Any,STAT,Statistic,ST,-98.6,37.5,PPA:2387,2021-07-20 20:11:44
} | MaximumArchiveDays=90 | DesiredRemainingSpace=500,2388,ONS_SCYTA_525_PM_05!PMU:ST2,,83,8736f6c7-ad41-4b43-b4f6-e684e0d4ad20,SCYTA_525_PM_05,Scyta_525_Pm_05,60,1,companyAcronym= | protocolName=IEEE C37.118.2-2011 | vendorAcronym= | vendorDeviceName= | interconnectionName=,,,,10,STTP,Streaming Telemetry Transport Protocol,11,,,,,,SCYTA_525_PM_05!PMU-ST2,0.0,1.0,Device statistic for Number of time quality errors reported by device during last reporting interval.,0,1,1,,Any,STAT,Statistic,ST,-98.6,37.5,PPA:2388,2021-07-20 20:11:44
} | MaximumArchiveDays=90 | DesiredRemainingSpace=500,2389,ONS_SCYTA_525_PM_05!PMU:ST3,,83,8736f6c7-ad41-4b43-b4f6-e684e0d4ad20,SCYTA_525_PM_05,Scyta_525_Pm_05,60,1,companyAcronym= | protocolName=IEEE C37.118.2-2011 | vendorAcronym= | vendorDeviceName= | interconnectionName=,,,,10,STTP,Streaming Telemetry Transport Protocol,11,,,,,,SCYTA_525_PM_05!PMU-ST3,0.0,1.0,Device statistic for Number of device errors reported by device during last reporting interval.,0,1,1,,Any,STAT,Statistic,ST,-98.6,37.5,PPA:2389,2021-07-20 20:11:44
} | MaximumArchiveDays=90 | DesiredRemainingSpace=500,2390,ONS_SCYTA_525_PM_05!PMU:ST4,,83,8736f6c7-ad41-4b43-b4f6-e684e0d4ad20,SCYTA_525_PM_05,Scyta_525_Pm_05,60,1,companyAcronym= | protocolName=IEEE C37.118.2-2011 | vendorAcronym= | vendorDeviceName= | interconnectionName=,,,,10,STTP,Streaming Telemetry Transport Protocol,11,,,,,,SCYTA_525_PM_05!PMU-ST4,0.0,1.0,Device statistic for Number of measurements received from device during last reporting interval.,0,1,1,,Any,STAT,Statistic,ST,-98.6,37.5,PPA:2390,2021-07-20 20:11:44
} | MaximumArchiveDays=90 | DesiredRemainingSpace=500,2391,ONS_SCYTA_525_PM_05!PMU:ST5,,83,8736f6c7-ad41-4b43-b4f6-e684e0d4ad20,SCYTA_525_PM_05,Scyta_525_Pm_05,60,1,companyAcronym= | protocolName=IEEE C37.118.2-2011 | vendorAcronym= | vendorDeviceName= | interconnectionName=,,,,10,STTP,Streaming Telemetry Transport Protocol,11,,,,,,SCYTA_525_PM_05!PMU-ST5,0.0,1.0,Device statistic for Expected number of measurements received from device during last reporting interval.,0,1,1,,Any,STAT,Statistic,ST,-98.6,37.5,PPA:2391,2021-07-20 20:11:44
} | MaximumArchiveDays=90 | DesiredRemainingSpace=500,2392,ONS_SCYTA_525_PM_05!PMU:ST6,,83,8736f6c7-ad41-4b43-b4f6-e684e0d4ad20,SCYTA_525_PM_05,Scyta_525_Pm_05,60,1,companyAcronym= | protocolName=IEEE C37.118.2-2011 | vendorAcronym= | vendorDeviceName= | interconnectionName=,,,,10,STTP,Streaming Telemetry Transport Protocol,11,,,,,,SCYTA_525_PM_05!PMU-ST6,0.0,1.0,Device statistic for Number of measurements received while device was reporting errors during last reporting interval.,0,1,1,,Any,STAT,Statistic,ST,-98.6,37.5,PPA:2392,2021-07-20 20:11:44
} | MaximumArchiveDays=90 | DesiredRemainingSpace=500,2393,ONS_SCYTA_525_PM_05!PMU:ST7,,83,8736f6c7-ad41-4b43-b4f6-e684e0d4ad20,SCYTA_525_PM_05,Scyta_525_Pm_05,60,1,companyAcronym= | protocolName=IEEE C37.118.2-2011 | vendorAcronym= | vendorDeviceName= | interconnectionName=,,,,10,STTP,Streaming Telemetry Transport Protocol,11,,,,,,SCYTA_525_PM_05!PMU-ST7,0.0,1.0,Device statistic for Number of defined measurements (per frame) from device during last reporting interval.,0,1,1,,Any,STAT,Statistic,ST,-98.6,37.5,PPA:2393,2021-07-20 20:11:44
} | MaximumArchiveDays=90 | DesiredRemainingSpace=500,2394,ONS_SCYTA_525_PM_06!PMU:ST1,,84,8736f6c7-ad41-4b43-b4f6-e684e0d4ad20,SCYTA_525_PM_06,Scyta_525_Pm_06,60,1,companyAcronym= | protocolName=IEEE C37.118.2-2011 | vendorAcronym= | vendorDeviceName= | interconnectionName=,,,,10,STTP,Streaming Telemetry Transport Protocol,11,,,,,,SCYTA_525_PM_06!PMU-ST1,0.0,1.0,Device statistic for Number of data quality errors reported by device during last reporting interval.,0,1,1,,Any,STAT,Statistic,ST,-98.6,37.5,PPA:2394,2021-07-20 20:11:44
} | MaximumArchiveDays=90 | DesiredRemainingSpace=500,2395,ONS_SCYTA_525_PM_06!PMU:ST2,,84,8736f6c7-ad41-4b43-b4f6-e684e0d4ad20,SCYTA_525_PM_06,Scyta_525_Pm_06,60,1,companyAcronym= | protocolName=IEEE C37.118.2-2011 | vendorAcronym= | vendorDeviceName= | interconnectionName=,,,,10,STTP,Streaming Telemetry Transport Protocol,11,,,,,,SCYTA_525_PM_06!PMU-ST2,0.0,1.0,Device statistic for Number of time quality errors reported by device during last reporting interval.,0,1,1,,Any,STAT,Statistic,ST,-98.6,37.5,PPA:2395,2021-07-20 20:11:44
} | MaximumArchiveDays=90 | DesiredRemainingSpace=500,2396,ONS_SCYTA_525_PM_06!PMU:ST3,,84,8736f6c7-ad41-4b43-b4f6-e684e0d4ad20,SCYTA_525_PM_06,Scyta_525_Pm_06,60,1,companyAcronym= | protocolName=IEEE C37.118.2-2011 | vendorAcronym= | vendorDeviceName= | interconnectionName=,,,,10,STTP,Streaming Telemetry Transport Protocol,11,,,,,,SCYTA_525_PM_06!PMU-ST3,0.0,1.0,Device statistic for Number of device errors reported by device during last reporting interval.,0,1,1,,Any,STAT,Statistic,ST,-98.6,37.5,PPA:2396,2021-07-20 20:11:44
} | MaximumArchiveDays=90 | DesiredRemainingSpace=500,2397,ONS_SCYTA_525_PM_06!PMU:ST4,,84,8736f6c7-ad41-4b43-b4f6-e684e0d4ad20,SCYTA_525_PM_06,Scyta_525_Pm_06,60,1,companyAcronym= | protocolName=IEEE C37.118.2-2011 | vendorAcronym= | vendorDeviceName= | interconnectionName=,,,,10,STTP,Streaming Telemetry Transport Protocol,11,,,,,,SCYTA_525_PM_06!PMU-ST4,0.0,1.0,Device statistic for Number of measurements received from device during last reporting interval.,0,1,1,,Any,STAT,Statistic,ST,-98.6,37.5,PPA:2397,2021-07-20 20:11:44
} | MaximumArchiveDays=90 | DesiredRemainingSpace=500,2398,ONS_SCYTA_525_PM_06!PMU:ST5,,84,8736f6c7-ad41-4b43-b4f6-e684e0d4ad20,SCYTA_525_PM_06,Scyta_525_Pm_06,60,1,companyAcronym= | protocolName=IEEE C37.118.2-2011 | vendorAcronym= | vendorDeviceName= | interconnectionName=,,,,10,STTP,Streaming Telemetry Transport Protocol,11,,,,,,SCYTA_525_PM_06!PMU-ST5,0.0,1.0,Device statistic for Expected number of measurements received from device during last reporting interval.,0,1,1,,Any,STAT,Statistic,ST,-98.6,37.5,PPA:2398,2021-07-20 20:11:44
} | MaximumArchiveDays=90 | DesiredRemainingSpace=500,2399,ONS_SCYTA_525_PM_06!PMU:ST6,,84,8736f6c7-ad41-4b43-b4f6-e684e0d4ad20,SCYTA_525_PM_06,Scyta_525_Pm_06,60,1,companyAcronym= | protocolName=IEEE C37.118.2-2011 | vendorAcronym= | vendorDeviceName= | interconnectionName=,,,,10,STTP,Streaming Telemetry Transport Protocol,11,,,,,,SCYTA_525_PM_06!PMU-ST6,0.0,1.0,Device statistic for Number of measurements received while device was reporting errors during last reporting interval.,0,1,1,,Any,STAT,Statistic,ST,-98.6,37.5,PPA:2399,2021-07-20 20:11:44
} | MaximumArchiveDays=90 | DesiredRemainingSpace=500,2400,ONS_SCYTA_525_PM_06!PMU:ST7,,84,8736f6c7-ad41-4b43-b4f6-e684e0d4ad20,SCYTA_525_PM_06,Scyta_525_Pm_06,60,1,companyAcronym= | protocolName=IEEE C37.118.2-2011 | vendorAcronym= | vendorDeviceName= | interconnectionName=,,,,10,STTP,Streaming Telemetry Transport Protocol,11,,,,,,SCYTA_525_PM_06!PMU-ST7,0.0,1.0,Device statistic for Number of defined measurements (per frame) from device during last reporting interval.,0,1,1,,Any,STAT,Statistic,ST,-98.6,37.5,PPA:2400,2021-07-20 20:11:44
} | MaximumArchiveDays=90 | DesiredRemainingSpace=500,2401,ONS_RSNSR_525_PM_06!PMU:ST1,,85,8736f6c7-ad41-4b43-b4f6-e684e0d4ad20,RSNSR_525_PM_06,Rsnsr_525_Pm_06,60,1,companyAcronym= | protocolName=IEEE C37.118.2-2011 | vendorAcronym= | vendorDeviceName= | interconnectionName=,,,,10,STTP,Streaming Telemetry Transport Protocol,11,,,,,,RSNSR_525_PM_06!PMU-ST1,0.0,1.0,Device statistic for Number of data quality errors reported by device during last reporting interval.,0,1,1,,Any,STAT,Statistic,ST,-98.6,37.5,PPA:2401,2021-07-20 20:11:44
} | MaximumArchiveDays=90 | DesiredRemainingSpace=500,2402,ONS_RSNSR_525_PM_06!PMU:ST2,,85,8736f6c7-ad41-4b43-b4f6-e684e0d4ad20,RSNSR_525_PM_06,Rsnsr_525_Pm_06,60,1,companyAcronym= | protocolName=IEEE C37.118.2-2011 | vendorAcronym= | vendorDeviceName= | interconnectionName=,,,,10,STTP,Streaming Telemetry Transport Protocol,11,,,,,,RSNSR_525_PM_06!PMU-ST2,0.0,1.0,Device statistic for Number of time quality errors reported by device during last reporting interval.,0,1,1,,Any,STAT,Statistic,ST,-98.6,37.5,PPA:2402,2021-07-20 20:11:44
} | MaximumArchiveDays=90 | DesiredRemainingSpace=500,2403,ONS_RSNSR_525_PM_06!PMU:ST3,,85,8736f6c7-ad41-4b43-b4f6-e684e0d4ad20,RSNSR_525_PM_06,Rsnsr_525_Pm_06,60,1,companyAcronym= | protocolName=IEEE C37.118.2-2011 | vendorAcronym= | vendorDeviceName= | interconnectionName=,,,,10,STTP,Streaming Telemetry Transport Protocol,11,,,,,,RSNSR_525_PM_06!PMU-ST3,0.0,1.0,Device statistic for Number of device errors reported by device during last reporting interval.,0,1,1,,Any,STAT,Statistic,ST,-98.6,37.5,PPA:2403,2021-07-20 20:11:44
} | MaximumArchiveDays=90 | DesiredRemainingSpace=500,2404,ONS_RSNSR_525_PM_06!PMU:ST4,,85,8736f6c7-ad41-4b43-b4f6-e684e0d4ad20,RSNSR_525_PM_06,Rsnsr_525_Pm_06,60,1,companyAcronym= | protocolName=IEEE C37.118.2-2011 | vendorAcronym= | vendorDeviceName= | interconnectionName=,,,,10,STTP,Streaming Telemetry Transport Protocol,11,,,,,,RSNSR_525_PM_06!PMU-ST4,0.0,1.0,Device statistic for Number of measurements received from device during last reporting interval.,0,1,1,,Any,STAT,Statistic,ST,-98.6,37.5,PPA:2404,2021-07-20 20:11:44
} | MaximumArchiveDays=90 | DesiredRemainingSpace=500,2405,ONS_RSNSR_525_PM_06!PMU:ST5,,85,8736f6c7-ad41-4b43-b4f6-e684e0d4ad20,RSNSR_525_PM_06,Rsnsr_525_Pm_06,60,1,companyAcronym= | protocolName=IEEE C37.118.2-2011 | vendorAcronym= | vendorDeviceName= | interconnectionName=,,,,10,STTP,Streaming Telemetry Transport Protocol,11,,,,,,RSNSR_525_PM_06!PMU-ST5,0.0,1.0,Device statistic for Expected number of measurements received from device during last reporting interval.,0,1,1,,Any,STAT,Statistic,ST,-98.6,37.5,PPA:2405,2021-07-20 20:11:44
} | MaximumArchiveDays=90 | DesiredRemainingSpace=500,2406,ONS_RSNSR_525_PM_06!PMU:ST6,,85,8736f6c7-ad41-4b43-b4f6-e684e0d4ad20,RSNSR_525_PM_06,Rsnsr_525_Pm_06,60,1,companyAcronym= | protocolName=IEEE C37.118.2-2011 | vendorAcronym= | vendorDeviceName= | interconnectionName=,,,,10,STTP,Streaming Telemetry Transport Protocol,11,,,,,,RSNSR_525_PM_06!PMU-ST6,0.0,1.0,Device statistic for Number of measurements received while device was reporting errors during last reporting interval.,0,1,1,,Any,STAT,Statistic,ST,-98.6,37.5,PPA:2406,2021-07-20 20:11:44
} | MaximumArchiveDays=90 | DesiredRemainingSpace=500,2407,ONS_RSNSR_525_PM_06!PMU:ST7,,85,8736f6c7-ad41-4b43-b4f6-e684e0d4ad20,RSNSR_525_PM_06,Rsnsr_525_Pm_06,60,1,companyAcronym= | protocolName=IEEE C37.118.2-2011 | vendorAcronym= | vendorDeviceName= | interconnectionName=,,,,10,STTP,Streaming Telemetry Transport Protocol,11,,,,,,RSNSR_525_PM_06!PMU-ST7,0.0,1.0,Device statistic for Number of defined measurements (per frame) from device during last reporting interval.,0,1,1,,Any,STAT,Statistic,ST,-98.6,37.5,PPA:2407,2021-07-20 20:11:44
} | MaximumArchiveDays=90 | DesiredRemainingSpace=500,2408,ONS_RSNSR_525_PM_07!PMU:ST1,,86,8736f6c7-ad41-4b43-b4f6-e684e0d4ad20,RSNSR_525_PM_07,Rsnsr_525_Pm_07,60,1,companyAcronym= | protocolName=IEEE C37.118.2-2011 | vendorAcronym= | vendorDeviceName= | interconnectionName=,,,,10,STTP,Streaming Telemetry Transport Protocol,11,,,,,,RSNSR_525_PM_07!PMU-ST1,0.0,1.0,Device statistic for Number of data quality errors reported by device during last reporting interval.,0,1,1,,Any,STAT,Statistic,ST,-98.6,37.5,PPA:2408,2021-07-20 20:11:44
} | MaximumArchiveDays=90 | DesiredRemainingSpace=500,2409,ONS_RSNSR_525_PM_07!PMU:ST2,,86,8736f6c7-ad41-4b43-b4f6-e684e0d4ad20,RSNSR_525_PM_07,Rsnsr_525_Pm_07,60,1,companyAcronym= | protocolName=IEEE C37.118.2-2011 | vendorAcronym= | vendorDeviceName= | interconnectionName=,,,,10,STTP,Streaming Telemetry Transport Protocol,11,,,,,,RSNSR_525_PM_07!PMU-ST2,0.0,1.0,Device statistic for Number of time quality errors reported by device during last reporting interval.,0,1,1,,Any,STAT,Statistic,ST,-98.6,37.5,PPA:2409,2021-07-20 20:11:44
} | MaximumArchiveDays=90 | DesiredRemainingSpace=500,2410,ONS_RSNSR_525_PM_07!PMU:ST3,,86,8736f6c7-ad41-4b43-b4f6-e684e0d4ad20,RSNSR_525_PM_07,Rsnsr_525_Pm_07,60,1,companyAcronym= | protocolName=IEEE C37.118.2-2011 | vendorAcronym= | vendorDeviceName= | interconnectionName=,,,,10,STTP,Streaming Telemetry Transport Protocol,11,,,,,,RSNSR_525_PM_07!PMU-ST3,0.0,1.0,Device statistic for Number of device errors reported by device during last reporting interval.,0,1,1,,Any,STAT,Statistic,ST,-98.6,37.5,PPA:2410,2021-07-20 20:11:44
} | MaximumArchiveDays=90 | DesiredRemainingSpace=500,2411,ONS_RSNSR_525_PM_07!PMU:ST4,,86,8736f6c7-ad41-4b43-b4f6-e684e0d4ad20,RSNSR_525_PM_07,Rsnsr_525_Pm_07,60,1,companyAcronym= | protocolName=IEEE C37.118.2-2011 | vendorAcronym= | vendorDeviceName= | interconnectionName=,,,,10,STTP,Streaming Telemetry Transport Protocol,11,,,,,,RSNSR_525_PM_07!PMU-ST4,0.0,1.0,Device statistic for Number of measurements received from device during last reporting interval.,0,1,1,,Any,STAT,Statistic,ST,-98.6,37.5,PPA:2411,2021-07-20 20:11:44
} | MaximumArchiveDays=90 | DesiredRemainingSpace=500,2412,ONS_RSNSR_525_PM_07!PMU:ST5,,86,8736f6c7-ad41-4b43-b4f6-e684e0d4ad20,RSNSR_525_PM_07,Rsnsr_525_Pm_07,60,1,companyAcronym= | protocolName=IEEE C37.118.2-2011 | vendorAcronym= | vendorDeviceName= | interconnectionName=,,,,10,STTP,Streaming Telemetry Transport Protocol,11,,,,,,RSNSR_525_PM_07!PMU-ST5,0.0,1.0,Device statistic for Expected number of measurements received from device during last reporting interval.,0,1,1,,Any,STAT,Statistic,ST,-98.6,37.5,PPA:2412,2021-07-20 20:11:44
} | MaximumArchiveDays=90 | DesiredRemainingSpace=500,2413,ONS_RSNSR_525_PM_07!PMU:ST6,,86,8736f6c7-ad41-4b43-b4f6-e684e0d4ad20,RSNSR_525_PM_07,Rsnsr_525_Pm_07,60,1,companyAcronym= | protocolName=IEEE C37.118.2-2011 | vendorAcronym= | vendorDeviceName= | interconnectionName=,,,,10,STTP,Streaming Telemetry Transport Protocol,11,,,,,,RSNSR_525_PM_07!PMU-ST6,0.0,1.0,Device statistic for Number of measurements received while device was reporting errors during last reporting interval.,0,1,1,,Any,STAT,Statistic,ST,-98.6,37.5,PPA:2413,2021-07-20 20:11:44
} | MaximumArchiveDays=90 | DesiredRemainingSpace=500,2414,ONS_RSNSR_525_PM_07!PMU:ST7,,86,8736f6c7-ad41-4b43-b4f6-e684e0d4ad20,RSNSR_525_PM_07,Rsnsr_525_Pm_07,60,1,companyAcronym= | protocolName=IEEE C37.118.2-2011 | vendorAcronym= | vendorDeviceName= | interconnectionName=,,,,10,STTP,Streaming Telemetry Transport Protocol,11,,,,,,RSNSR_525_PM_07!PMU-ST7,0.0,1.0,Device statistic for Number of defined measurements (per frame) from device during last reporting interval.,0,1,1,,Any,STAT,Statistic,ST,-98.6,37.5,PPA:2414,2021-07-20 20:11:44
} | MaximumArchiveDays=90 | DesiredRemainingSpace=500,2415,ONS_RSNSR_525_PM_08!PMU:ST1,,87,8736f6c7-ad41-4b43-b4f6-e684e0d4ad20,RSNSR_525_PM_08,Rsnsr_525_Pm_08,60,1,companyAcronym= | protocolName=IEEE C37.118.2-2011 | vendorAcronym= | vendorDeviceName= | interconnectionName=,,,,10,STTP,Streaming Telemetry Transport Protocol,11,,,,,,RSNSR_525_PM_08!PMU-ST1,0.0,1.0,Device statistic for Number of data quality errors reported by device during last reporting interval.,0,1,1,,Any,STAT,Statistic,ST,-98.6,37.5,PPA:2415,2021-07-20 20:11:44
} | MaximumArchiveDays=90 | DesiredRemainingSpace=500,2416,ONS_RSNSR_525_PM_08!PMU:ST2,,87,8736f6c7-ad41-4b43-b4f6-e684e0d4ad20,RSNSR_525_PM_08,Rsnsr_525_Pm_08,60,1,companyAcronym= | protocolName=IEEE C37.118.2-2011 | vendorAcronym= | vendorDeviceName= | interconnectionName=,,,,10,STTP,Streaming Telemetry Transport Protocol,11,,,,,,RSNSR_525_PM_08!PMU-ST2,0.0,1.0,Device statistic for Number of time quality errors reported by device during last reporting interval.,0,1,1,,Any,STAT,Statistic,ST,-98.6,37.5,PPA:2416,2021-07-20 20:11:44
} | MaximumArchiveDays=90 | DesiredRemainingSpace=500,2417,ONS_RSNSR_525_PM_08!PMU:ST3,,87,8736f6c7-ad41-4b43-b4f6-e684e0d4ad20,RSNSR_525_PM_08,Rsnsr_525_Pm_08,60,1,companyAcronym= | protocolName=IEEE C37.118.2-2011 | vendorAcronym= | vendorDeviceName= | interconnectionName=,,,,10,STTP,Streaming Telemetry Transport Protocol,11,,,,,,RSNSR_525_PM_08!PMU-ST3,0.0,1.0,Device statistic for Number of device errors reported by device during last reporting interval.,0,1,1,,Any,STAT,Statistic,ST,-98.6,37.5,PPA:2417,2021-07-20 20:11:44
} | MaximumArchiveDays=90 | DesiredRemainingSpace=500,2418,ONS_RSNSR_525_PM_08!PMU:ST4,,87,8736f6c7-ad41-4b43-b4f6-e684e0d4ad20,RSNSR_525_PM_08,Rsnsr_525_Pm_08,60,1,companyAcronym= | protocolName=IEEE C37.118.2-2011 | vendorAcronym= | vendorDeviceName= | interconnectionName=,,,,10,STTP,Streaming Telemetry Transport Protocol,11,,,,,,RSNSR_525_PM_08!PMU-ST4,0.0,1.0,Device statistic for Number of measurements received from device during last reporting interval.,0,1,1,,Any,STAT,Statistic,ST,-98.6,37.5,PPA:2418,2021-07-20 20:11:44
} | MaximumArchiveDays=90 | DesiredRemainingSpace=500,2419,ONS_RSNSR_525_PM_08!PMU:ST5,,87,8736f6c7-ad41-4b43-b4f6-e684e0d4ad20,RSNSR_525_PM_08,Rsnsr_525_Pm_08,60,1,companyAcronym= | protocolName=IEEE C37.118.2-2011 | vendorAcronym= | vendorDeviceName= | interconnectionName=,,,,10,STTP,Streaming Telemetry Transport Protocol,11,,,,,,RSNSR_525_PM_08!PMU-ST5,0.0,1.0,Device statistic for Expected number of measurements received from device during last reporting interval.,0,1,1,,Any,STAT,Statistic,ST,-98.6,37.5,PPA:2419,2021-07-20 20:11:44
} | MaximumArchiveDays=90 | DesiredRemainingSpace=500,2420,ONS_RSNSR_525_PM_08!PMU:ST6,,87,8736f6c7-ad41-4b43-b4f6-e684e0d4ad20,RSNSR_525_PM_08,Rsnsr_525_Pm_08,60,1,companyAcronym= | protocolName=IEEE C37.118.2-2011 | vendorAcronym= | vendorDeviceName= | interconnectionName=,,,,10,STTP,Streaming Telemetry Transport Protocol,11,,,,,,RSNSR_525_PM_08!PMU-ST6,0.0,1.0,Device statistic for Number of measurements received while device was reporting errors during last reporting interval.,0,1,1,,Any,STAT,Statistic,ST,-98.6,37.5,PPA:2420,2021-07-20 20:11:44
} | MaximumArchiveDays=90 | DesiredRemainingSpace=500,2421,ONS_RSNSR_525_PM_08!PMU:ST7,,87,8736f6c7-ad41-4b43-b4f6-e684e0d4ad20,RSNSR_525_PM_08,Rsnsr_525_Pm_08,60,1,companyAcronym= | protocolName=IEEE C37.118.2-2011 | vendorAcronym= | vendorDeviceName= | interconnectionName=,,,,10,STTP,Streaming Telemetry Transport Protocol,11,,,,,,RSNSR_525_PM_08!PMU-ST7,0.0,1.0,Device statistic for Number of defined measurements (per frame) from device during last reporting interval.,0,1,1,,Any,STAT,Statistic,ST,-98.6,37.5,PPA:2421,2021-07-20 20:11:44
} | MaximumArchiveDays=90 | DesiredRemainingSpace=500,2422,ONS_SCYTA_525_PM_07!PMU:ST1,,88,8736f6c7-ad41-4b43-b4f6-e684e0d4ad20,SCYTA_525_PM_07,Scyta_525_Pm_07,60,1,companyAcronym= | protocolName=IEEE C37.118.2-2011 | vendorAcronym= | vendorDeviceName= | interconnectionName=,,,,10,STTP,Streaming Telemetry Transport Protocol,11,,,,,,SCYTA_525_PM_07!PMU-ST1,0.0,1.0,Device statistic for Number of data quality errors reported by device during last reporting interval.,0,1,1,,Any,STAT,Statistic,ST,-98.6,37.5,PPA:2422,2021-07-20 20:11:44
} | MaximumArchiveDays=90 | DesiredRemainingSpace=500,2423,ONS_SCYTA_525_PM_07!PMU:ST2,,88,8736f6c7-ad41-4b43-b4f6-e684e0d4ad20,SCYTA_525_PM_07,Scyta_525_Pm_07,60,1,companyAcronym= | protocolName=IEEE C37.118.2-2011 | vendorAcronym= | vendorDeviceName= | interconnectionName=,,,,10,STTP,Streaming Telemetry Transport Protocol,11,,,,,,SCYTA_525_PM_07!PMU-ST2,0.0,1.0,Device statistic for Number of time quality errors reported by device during last reporting interval.,0,1,1,,Any,STAT,Statistic,ST,-98.6,37.5,PPA:2423,2021-07-20 20:11:44
} | MaximumArchiveDays=90 | DesiredRemainingSpace=500,2424,ONS_SCYTA_525_PM_07!PMU:ST3,,88,8736f6c7-ad41-4b43-b4f6-e684e0d4ad20,SCYTA_525_PM_07,Scyta_525_Pm_07,60,1,companyAcronym= | protocolName=IEEE C37.118.2-2011 | vendorAcronym= | vendorDeviceName= | interconnectionName=,,,,10,STTP,Streaming Telemetry Transport Protocol,11,,,,,,SCYTA_525_PM_07!PMU-ST3,0.0,1.0,Device statistic for Number of device errors reported by device during last reporting interval.,0,1,1,,Any,STAT,Statistic,ST,-98.6,37.5,PPA:2424,2021-07-20 20:11:44
} | MaximumArchiveDays=90 | DesiredRemainingSpace=500,2425,ONS_SCYTA_525_PM_07!PMU:ST4,,88,8736f6c7-ad41-4b43-b4f6-e684e0d4ad20,SCYTA_525_PM_07,Scyta_525_Pm_07,60,1,companyAcronym= | protocolName=IEEE C37.118.2-2011 | vendorAcronym= | vendorDeviceName= | interconnectionName=,,,,10,STTP,Streaming Telemetry Transport Protocol,11,,,,,,SCYTA_525_PM_07!PMU-ST4,0.0,1.0,Device statistic for Number of measurements received from device during last reporting interval.,0,1,1,,Any,STAT,Statistic,ST,-98.6,37.5,PPA:2425,2021-07-20 20:11:44
} | MaximumArchiveDays=90 | DesiredRemainingSpace=500,2426,ONS_SCYTA_525_PM_07!PMU:ST5,,88,8736f6c7-ad41-4b43-b4f6-e684e0d4ad20,SCYTA_525_PM_07,Scyta_525_Pm_07,60,1,companyAcronym= | protocolName=IEEE C37.118.2-2011 | vendorAcronym= | vendorDeviceName= | interconnectionName=,,,,10,STTP,Streaming Telemetry Transport Protocol,11,,,,,,SCYTA_525_PM_07!PMU-ST5,0.0,1.0,Device statistic for Expected number of measurements received from device during last reporting interval.,0,1,1,,Any,STAT,Statistic,ST,-98.6,37.5,PPA:2426,2021-07-20 20:11:44
} | MaximumArchiveDays=90 | DesiredRemainingSpace=500,2427,ONS_SCYTA_525_PM_07!PMU:ST6,,88,8736f6c7-ad41-4b43-b4f6-e684e0d4ad20,SCYTA_525_PM_07,Scyta_525_Pm_07,60,1,companyAcronym= | protocolName=IEEE C37.118.2-2011 | vendorAcronym= | vendorDeviceName= | interconnectionName=,,,,10,STTP,Streaming Telemetry Transport Protocol,11,,,,,,SCYTA_525_PM_07!PMU-ST6,0.0,1.0,Device statistic for Number of measurements received while device was reporting errors during last reporting interval.,0,1,1,,Any,STAT,Statistic,ST,-98.6,37.5,PPA:2427,2021-07-20 20:11:44
} | MaximumArchiveDays=90 | DesiredRemainingSpace=500,2428,ONS_SCYTA_525_PM_07!PMU:ST7,,88,8736f6c7-ad41-4b43-b4f6-e684e0d4ad20,SCYTA_525_PM_07,Scyta_525_Pm_07,60,1,companyAcronym= | protocolName=IEEE C37.118.2-2011 | vendorAcronym= | vendorDeviceName= | interconnectionName=,,,,10,STTP,Streaming Telemetry Transport Protocol,11,,,,,,SCYTA_525_PM_07!PMU-ST7,0.0,1.0,Device statistic for Number of defined measurements (per frame) from device during last reporting interval.,0,1,1,,Any,STAT,Statistic,ST,-98.6,37.5,PPA:2428,2021-07-20 20:11:44
} | MaximumArchiveDays=90 | DesiredRemainingSpace=500,2429,ONS_SCYTA_525_PM_08!PMU:ST1,,89,8736f6c7-ad41-4b43-b4f6-e684e0d4ad20,SCYTA_525_PM_08,Scyta_525_Pm_08,60,1,companyAcronym= | protocolName=IEEE C37.118.2-2011 | vendorAcronym= | vendorDeviceName= | interconnectionName=,,,,10,STTP,Streaming Telemetry Transport Protocol,11,,,,,,SCYTA_525_PM_08!PMU-ST1,0.0,1.0,Device statistic for Number of data quality errors reported by device during last reporting interval.,0,1,1,,Any,STAT,Statistic,ST,-98.6,37.5,PPA:2429,2021-07-20 20:11:44
} | MaximumArchiveDays=90 | DesiredRemainingSpace=500,2430,ONS_SCYTA_525_PM_08!PMU:ST2,,89,8736f6c7-ad41-4b43-b4f6-e684e0d4ad20,SCYTA_525_PM_08,Scyta_525_Pm_08,60,1,companyAcronym= | protocolName=IEEE C37.118.2-2011 | vendorAcronym= | vendorDeviceName= | interconnectionName=,,,,10,STTP,Streaming Telemetry Transport Protocol,11,,,,,,SCYTA_525_PM_08!PMU-ST2,0.0,1.0,Device statistic for Number of time quality errors reported by device during last reporting interval.,0,1,1,,Any,STAT,Statistic,ST,-98.6,37.5,PPA:2430,2021-07-20 20:11:44
} | MaximumArchiveDays=90 | DesiredRemainingSpace=500,2431,ONS_SCYTA_525_PM_08!PMU:ST3,,89,8736f6c7-ad41-4b43-b4f6-e684e0d4ad20,SCYTA_525_PM_08,Scyta_525_Pm_08,60,1,companyAcronym= | protocolName=IEEE C37.118.2-2011 | vendorAcronym= | vendorDeviceName= | interconnectionName=,,,,10,STTP,Streaming Telemetry Transport Protocol,11,,,,,,SCYTA_525_PM_08!PMU-ST3,0.0,1.0,Device statistic for Number of device errors reported by device during last reporting interval.,0,1,1,,Any,STAT,Statistic,ST,-98.6,37.5,PPA:2431,2021-07-20 20:11:44
} | MaximumArchiveDays=90 | DesiredRemainingSpace=500,2432,ONS_SCYTA_525_PM_08!PMU:ST4,,89,8736f6c7-ad41-4b43-b4f6-e684e0d4ad20,SCYTA_525_PM_08,Scyta_525_Pm_08,60,1,companyAcronym= | protocolName=IEEE C37.118.2-2011 | vendorAcronym= | vendorDeviceName= | interconnectionName=,,,,10,STTP,Streaming Telemetry Transport Protocol,11,,,,,,SCYTA_525_PM_08!PMU-ST4,0.0,1.0,Device statistic for Number of measurements received from device during last reporting interval.,0,1,1,,Any,STAT,Statistic,ST,-98.6,37.5,PPA:2432,2021-07-20 20:11:44
} | MaximumArchiveDays=90 | DesiredRemainingSpace=500,2433,ONS_SCYTA_525_PM_08!PMU:ST5,,89,8736f6c7-ad41-4b43-b4f6-e684e0d4ad20,SCYTA_525_PM_08,Scyta_525_Pm_08,60,1,companyAcronym= | protocolName=IEEE C37.118.2-2011 | vendorAcronym= | vendorDeviceName= | interconnectionName=,,,,10,STTP,Streaming Telemetry Transport Protocol,11,,,,,,SCYTA_525_PM_08!PMU-ST5,0.0,1.0,Device statistic for Expected number of measurements received from device during last reporting interval.,0,1,1,,Any,STAT,Statistic,ST,-98.6,37.5,PPA:2433,2021-07-20 20:11:44
} | MaximumArchiveDays=90 | DesiredRemainingSpace=500,2434,ONS_SCYTA_525_PM_08!PMU:ST6,,89,8736f6c7-ad41-4b43-b4f6-e684e0d4ad20,SCYTA_525_PM_08,Scyta_525_Pm_08,60,1,companyAcronym= | protocolName=IEEE C37.118.2-2011 | vendorAcronym= | vendorDeviceName= | interconnectionName=,,,,10,STTP,Streaming Telemetry Transport Protocol,11,,,,,,SCYTA_525_PM_08!PMU-ST6,0.0,1.0,Device statistic for Number of measurements received while device was reporting errors during last reporting interval.,0,1,1,,Any,STAT,Statistic,ST,-98.6,37.5,PPA:2434,2021-07-20 20:11:44
} | MaximumArchiveDays=90 | DesiredRemainingSpace=500,2435,ONS_SCYTA_525_PM_08!PMU:ST7,,89,8736f6c7-ad41-4b43-b4f6-e684e0d4ad20,SCYTA_525_PM_08,Scyta_525_Pm_08,60,1,companyAcronym= | protocolName=IEEE C37.118.2-2011 | vendorAcronym= | vendorDeviceName= | interconnectionName=,,,,10,STTP,Streaming Telemetry Transport Protocol,11,,,,,,SCYTA_525_PM_08!PMU-ST7,0.0,1.0,Device statistic for Number of defined measurements (per frame) from device during last reporting interval.,0,1,1,,Any,STAT,Statistic,ST,-98.6,37.5,PPA:2435,2021-07-20 20:11:44
} | MaximumArchiveDays=90 | DesiredRemainingSpace=500,2436,ONS_SCYTA_525_PM_09!PMU:ST1,,90,8736f6c7-ad41-4b43-b4f6-e684e0d4ad20,SCYTA_525_PM_09,Scyta_525_Pm_09,60,1,companyAcronym= | protocolName=IEEE C37.118.2-2011 | vendorAcronym= | vendorDeviceName= | interconnectionName=,,,,10,STTP,Streaming Telemetry Transport Protocol,11,,,,,,SCYTA_525_PM_09!PMU-ST1,0.0,1.0,Device statistic for Number of data quality errors reported by device during last reporting interval.,0,1,1,,Any,STAT,Statistic,ST,-98.6,37.5,PPA:2436,2021-07-20 20:11:44
} | MaximumArchiveDays=90 | DesiredRemainingSpace=500,2437,ONS_SCYTA_525_PM_09!PMU:ST2,,90,8736f6c7-ad41-4b43-b4f6-e684e0d4ad20,SCYTA_525_PM_09,Scyta_525_Pm_09,60,1,companyAcronym= | protocolName=IEEE C37.118.2-2011 | vendorAcronym= | vendorDeviceName= | interconnectionName=,,,,10,STTP,Streaming Telemetry Transport Protocol,11,,,,,,SCYTA_525_PM_09!PMU-ST2,0.0,1.0,Device statistic for Number of time quality errors reported by device during last reporting interval.,0,1,1,,Any,STAT,Statistic,ST,-98.6,37.5,PPA:2437,2021-07-20 20:11:44
} | MaximumArchiveDays=90 | DesiredRemainingSpace=500,2438,ONS_SCYTA_525_PM_09!PMU:ST3,,90,8736f6c7-ad41-4b43-b4f6-e684e0d4ad20,SCYTA_525_PM_09,Scyta_525_Pm_09,60,1,companyAcronym= | protocolName=IEEE C37.118.2-2011 | vendorAcronym= | vendorDeviceName= | interconnectionName=,,,,10,STTP,Streaming Telemetry Transport Protocol,11,,,,,,SCYTA_525_PM_09!PMU-ST3,0.0,1.0,Device statistic for Number of device errors reported by device during last reporting interval.,0,1,1,,Any,STAT,Statistic,ST,-98.6,37.5,PPA:2438,2021-07-20 20:11:44
} | MaximumArchiveDays=90 | DesiredRemainingSpace=500,2439,ONS_SCYTA_525_PM_09!PMU:ST4,,90,8736f6c7-ad41-4b43-b4f6-e684e0d4ad20,SCYTA_525_PM_09,Scyta_525_Pm_09,60,1,companyAcronym= | protocolName=IEEE C37.118.2-2011 | vendorAcronym= | vendorDeviceName= | interconnectionName=,,,,10,STTP,Streaming Telemetry Transport Protocol,11,,,,,,SCYTA_525_PM_09!PMU-ST4,0.0,1.0,Device statistic for Number of measurements received from device during last reporting interval.,0,1,1,,Any,STAT,Statistic,ST,-98.6,37.5,PPA:2439,2021-07-20 20:11:44
} | MaximumArchiveDays=90 | DesiredRemainingSpace=500,2440,ONS_SCYTA_525_PM_09!PMU:ST5,,90,8736f6c7-ad41-4b43-b4f6-e684e0d4ad20,SCYTA_525_PM_09,Scyta_525_Pm_09,60,1,companyAcronym= | protocolName=IEEE C37.118.2-2011 | vendorAcronym= | vendorDeviceName= | interconnectionName=,,,,10,STTP,Streaming Telemetry Transport Protocol,11,,,,,,SCYTA_525_PM_09!PMU-ST5,0.0,1.0,Device statistic for Expected number of measurements received from device during last reporting interval.,0,1,1,,Any,STAT,Statistic,ST,-98.6,37.5,PPA:2440,2021-07-20 20:11:44
} | MaximumArchiveDays=90 | DesiredRemainingSpace=500,2441,ONS_SCYTA_525_PM_09!PMU:ST6,,90,8736f6c7-ad41-4b43-b4f6-e684e0d4ad20,SCYTA_525_PM_09,Scyta_525_Pm_09,60,1,companyAcronym= | protocolName=IEEE C37.118.2-2011 | vendorAcronym= | vendorDeviceName= | interconnectionName=,,,,10,STTP,Streaming Telemetry Transport Protocol,11,,,,,,SCYTA_525_PM_09!PMU-ST6,0.0,1.0,Device statistic for Number of measurements received while device was reporting errors during last reporting interval.,0,1,1,,Any,STAT,Statistic,ST,-98.6,37.5,PPA:2441,2021-07-20 20:11:44
} | MaximumArchiveDays=90 | DesiredRemainingSpace=500,2442,ONS_SCYTA_525_PM_09!PMU:ST7,,90,8736f6c7-ad41-4b43-b4f6-e684e0d4ad20,SCYTA_525_PM_09,Scyta_525_Pm_09,60,1,companyAcronym= | protocolName=IEEE C37.118.2-2011 | vendorAcronym= | vendorDeviceName= | interconnectionName=,,,,10,STTP,Streaming Telemetry Transport Protocol,11,,,,,,SCYTA_525_PM_09!PMU-ST7,0.0,1.0,Device statistic for Number of defined measurements (per frame) from device during last reporting interval.,0,1,1,,Any,STAT,Statistic,ST,-98.6,37.5,PPA:2442,2021-07-20 20:11:44
} | MaximumArchiveDays=90 | DesiredRemainingSpace=500,2443,ONS_SCYTA_525_PM_10!PMU:ST1,,91,8736f6c7-ad41-4b43-b4f6-e684e0d4ad20,SCYTA_525_PM_10,Scyta_525_Pm_10,60,1,companyAcronym= | protocolName=IEEE C37.118.2-2011 | vendorAcronym= | vendorDeviceName= | interconnectionName=,,,,10,STTP,Streaming Telemetry Transport Protocol,11,,,,,,SCYTA_525_PM_10!PMU-ST1,0.0,1.0,Device statistic for Number of data quality errors reported by device during last reporting interval.,0,1,1,,Any,STAT,Statistic,ST,-98.6,37.5,PPA:2443,2021-07-20 20:11:44
} | MaximumArchiveDays=90 | DesiredRemainingSpace=500,2444,ONS_SCYTA_525_PM_10!PMU:ST2,,91,8736f6c7-ad41-4b43-b4f6-e684e0d4ad20,SCYTA_525_PM_10,Scyta_525_Pm_10,60,1,companyAcronym= | protocolName=IEEE C37.118.2-2011 | vendorAcronym= | vendorDeviceName= | interconnectionName=,,,,10,STTP,Streaming Telemetry Transport Protocol,11,,,,,,SCYTA_525_PM_10!PMU-ST2,0.0,1.0,Device statistic for Number of time quality errors reported by device during last reporting interval.,0,1,1,,Any,STAT,Statistic,ST,-98.6,37.5,PPA:2444,2021-07-20 20:11:44
} | MaximumArchiveDays=90 | DesiredRemainingSpace=500,2445,ONS_SCYTA_525_PM_10!PMU:ST3,,91,8736f6c7-ad41-4b43-b4f6-e684e0d4ad20,SCYTA_525_PM_10,Scyta_525_Pm_10,60,1,companyAcronym= | protocolName=IEEE C37.118.2-2011 | vendorAcronym= | vendorDeviceName= | interconnectionName=,,,,10,STTP,Streaming Telemetry Transport Protocol,11,,,,,,SCYTA_525_PM_10!PMU-ST3,0.0,1.0,Device statistic for Number of device errors reported by device during last reporting interval.,0,1,1,,Any,STAT,Statistic,ST,-98.6,37.5,PPA:2445,2021-07-20 20:11:44
} | MaximumArchiveDays=90 | DesiredRemainingSpace=500,2446,ONS_SCYTA_525_PM_10!PMU:ST4,,91,8736f6c7-ad41-4b43-b4f6-e684e0d4ad20,SCYTA_525_PM_10,Scyta_525_Pm_10,60,1,companyAcronym= | protocolName=IEEE C37.118.2-2011 | vendorAcronym= | vendorDeviceName= | interconnectionName=,,,,10,STTP,Streaming Telemetry Transport Protocol,11,,,,,,SCYTA_525_PM_10!PMU-ST4,0.0,1.0,Device statistic for Number of measurements received from device during last reporting interval.,0,1,1,,Any,STAT,Statistic,ST,-98.6,37.5,PPA:2446,2021-07-20 20:11:44
} | MaximumArchiveDays=90 | DesiredRemainingSpace=500,2447,ONS_SCYTA_525_PM_10!PMU:ST5,,91,8736f6c7-ad41-4b43-b4f6-e684e0d4ad20,SCYTA_525_PM_10,Scyta_525_Pm_10,60,1,companyAcronym= | protocolName=IEEE C37.118.2-2011 | vendorAcronym= | vendorDeviceName= | interconnectionName=,,,,10,STTP,Streaming Telemetry Transport Protocol,11,,,,,,SCYTA_525_PM_10!PMU-ST5,0.0,1.0,Device statistic for Expected number of measurements received from device during last reporting interval.,0,1,1,,Any,STAT,Statistic,ST,-98.6,37.5,PPA:2447,2021-07-20 20:11:44
} | MaximumArchiveDays=90 | DesiredRemainingSpace=500,2448,ONS_SCYTA_525_PM_10!PMU:ST6,,91,8736f6c7-ad41-4b43-b4f6-e684e0d4ad20,SCYTA_525_PM_10,Scyta_525_Pm_10,60,1,companyAcronym= | protocolName=IEEE C37.118.2-2011 | vendorAcronym= | vendorDeviceName= | interconnectionName=,,,,10,STTP,Streaming Telemetry Transport Protocol,11,,,,,,SCYTA_525_PM_10!PMU-ST6,0.0,1.0,Device statistic for Number of measurements received while device was reporting errors during last reporting interval.,0,1,1,,Any,STAT,Statistic,ST,-98.6,37.5,PPA:2448,2021-07-20 20:11:44
} | MaximumArchiveDays=90 | DesiredRemainingSpace=500,2449,ONS_SCYTA_525_PM_10!PMU:ST7,,91,8736f6c7-ad41-4b43-b4f6-e684e0d4ad20,SCYTA_525_PM_10,Scyta_525_Pm_10,60,1,companyAcronym= | protocolName=IEEE C37.118.2-2011 | vendorAcronym= | vendorDeviceName= | interconnectionName=,,,,10,STTP,Streaming Telemetry Transport Protocol,11,,,,,,SCYTA_525_PM_10!PMU-ST7,0.0,1.0,Device statistic for Number of defined measurements (per frame) from device during last reporting interval.,0,1,1,,Any,STAT,Statistic,ST,-98.6,37.5,PPA:2449,2021-07-20 20:11:44
} | MaximumArchiveDays=90 | DesiredRemainingSpace=500,2450,ONS_PRIVP_525_PM_12!PMU:ST1,,92,8736f6c7-ad41-4b43-b4f6-e684e0d4ad20,PRIVP_525_PM_12,Privp_525_Pm_12,60,1,companyAcronym= | protocolName=IEEE C37.118.2-2011 | vendorAcronym= | vendorDeviceName= | interconnectionName=,,,,10,STTP,Streaming Telemetry Transport Protocol,11,,,,,,PRIVP_525_PM_12!PMU-ST1,0.0,1.0,Device statistic for Number of data quality errors reported by device during last reporting interval.,0,1,1,,Any,STAT,Statistic,ST,-98.6,37.5,PPA:2450,2021-07-20 20:11:44
} | MaximumArchiveDays=90 | DesiredRemainingSpace=500,2451,ONS_PRIVP_525_PM_12!PMU:ST2,,92,8736f6c7-ad41-4b43-b4f6-e684e0d4ad20,PRIVP_525_PM_12,Privp_525_Pm_12,60,1,companyAcronym= | protocolName=IEEE C37.118.2-2011 | vendorAcronym= | vendorDeviceName= | interconnectionName=,,,,10,STTP,Streaming Telemetry Transport Protocol,11,,,,,,PRIVP_525_PM_12!PMU-ST2,0.0,1.0,Device statistic for Number of time quality errors reported by device during last reporting interval.,0,1,1,,Any,STAT,Statistic,ST,-98.6,37.5,PPA:2451,2021-07-20 20:11:44
} | MaximumArchiveDays=90 | DesiredRemainingSpace=500,2452,ONS_PRIVP_525_PM_12!PMU:ST3,,92,8736f6c7-ad41-4b43-b4f6-e684e0d4ad20,PRIVP_525_PM_12,Privp_525_Pm_12,60,1,companyAcronym= | protocolName=IEEE C37.118.2-2011 | vendorAcronym= | vendorDeviceName= | interconnectionName=,,,,10,STTP,Streaming Telemetry Transport Protocol,11,,,,,,PRIVP_525_PM_12!PMU-ST3,0.0,1.0,Device statistic for Number of device errors reported by device during last reporting interval.,0,1,1,,Any,STAT,Statistic,ST,-98.6,37.5,PPA:2452,2021-07-20 20:11:44
} | MaximumArchiveDays=90 | DesiredRemainingSpace=500,2453,ONS_PRIVP_525_PM_12!PMU:ST4,,92,8736f6c7-ad41-4b43-b4f6-e684e0d4ad20,PRIVP_525_PM_12,Privp_525_Pm_12,60,1,companyAcronym= | protocolName=IEEE C37.118.2-2011 | vendorAcronym= | vendorDeviceName= | interconnectionName=,,,,10,STTP,Streaming Telemetry Transport Protocol,11,,,,,,PRIVP_525_PM_12!PMU-ST4,0.0,1.0,Device statistic for Number of measurements received from device during last reporting interval.,0,1,1,,Any,STAT,Statistic,ST,-98.6,37.5,PPA:2453,2021-07-20 20:11:44
} | MaximumArchiveDays=90 | DesiredRemainingSpace=500,2454,ONS_PRIVP_525_PM_12!PMU:ST5,,92,8736f6c7-ad41-4b43-b4f6-e684e0d4ad20,PRIVP_525_PM_12,Privp_525_Pm_12,60,1,companyAcronym= | protocolName=IEEE C37.118.2-2011 | vendorAcronym= | vendorDeviceName= | interconnectionName=,,,,10,STTP,Streaming Telemetry Transport Protocol,11,,,,,,PRIVP_525_PM_12!PMU-ST5,0.0,1.0,Device statistic for Expected number of measurements received from device during last reporting interval.,0,1,1,,Any,STAT,Statistic,ST,-98.6,37.5,PPA:2454,2021-07-20 20:11:44
} | MaximumArchiveDays=90 | DesiredRemainingSpace=500,2455,ONS_PRIVP_525_PM_12!PMU:ST6,,92,8736f6c7-ad41-4b43-b4f6-e684e0d4ad20,PRIVP_525_PM_12,Privp_525_Pm_12,60,1,companyAcronym= | protocolName=IEEE C37.118.2-2011 | vendorAcronym= | vendorDeviceName= | interconnectionName=,,,,10,STTP,Streaming Telemetry Transport Protocol,11,,,,,,PRIVP_525_PM_12!PMU-ST6,0.0,1.0,Device statistic for Number of measurements received while device was reporting errors during last reporting interval.,0,1,1,,Any,STAT,Statistic,ST,-98.6,37.5,PPA:2455,2021-07-20 20:11:44
} | MaximumArchiveDays=90 | DesiredRemainingSpace=500,2456,ONS_PRIVP_525_PM_12!PMU:ST7,,92,8736f6c7-ad41-4b43-b4f6-e684e0d4ad20,PRIVP_525_PM_12,Privp_525_Pm_12,60,1,companyAcronym= | protocolName=IEEE C37.118.2-2011 | vendorAcronym= | vendorDeviceName= | interconnectionName=,,,,10,STTP,Streaming Telemetry Transport Protocol,11,,,,,,PRIVP_525_PM_12!PMU-ST7,0.0,1.0,Device statistic for Number of defined measurements (per frame) from device during last reporting interval.,0,1,1,,Any,STAT,Statistic,ST,-98.6,37.5,PPA:2456,2021-07-20 20:11:44
} | MaximumArchiveDays=90 | DesiredRemainingSpace=500,2457,ONS_PRIVP_525_PM_13!PMU:ST1,,93,8736f6c7-ad41-4b43-b4f6-e684e0d4ad20,PRIVP_525_PM_13,Privp_525_Pm_13,60,1,companyAcronym= | protocolName=IEEE C37.118.2-2011 | vendorAcronym= | vendorDeviceName= | interconnectionName=,,,,10,STTP,Streaming Telemetry Transport Protocol,11,,,,,,PRIVP_525_PM_13!PMU-ST1,0.0,1.0,Device statistic for Number of data quality errors reported by device during last reporting interval.,0,1,1,,Any,STAT,Statistic,ST,-98.6,37.5,PPA:2457,2021-07-20 20:11:44
} | MaximumArchiveDays=90 | DesiredRemainingSpace=500,2458,ONS_PRIVP_525_PM_13!PMU:ST2,,93,8736f6c7-ad41-4b43-b4f6-e684e0d4ad20,PRIVP_525_PM_13,Privp_525_Pm_13,60,1,companyAcronym= | protocolName=IEEE C37.118.2-2011 | vendorAcronym= | vendorDeviceName= | interconnectionName=,,,,10,STTP,Streaming Telemetry Transport Protocol,11,,,,,,PRIVP_525_PM_13!PMU-ST2,0.0,1.0,Device statistic for Number of time quality errors reported by device during last reporting interval.,0,1,1,,Any,STAT,Statistic,ST,-98.6,37.5,PPA:2458,2021-07-20 20:11:44
} | MaximumArchiveDays=90 | DesiredRemainingSpace=500,2459,ONS_PRIVP_525_PM_13!PMU:ST3,,93,8736f6c7-ad41-4b43-b4f6-e684e0d4ad20,PRIVP_525_PM_13,Privp_525_Pm_13,60,1,companyAcronym= | protocolName=IEEE C37.118.2-2011 | vendorAcronym= | vendorDeviceName= | interconnectionName=,,,,10,STTP,Streaming Telemetry Transport Protocol,11,,,,,,PRIVP_525_PM_13!PMU-ST3,0.0,1.0,Device statistic for Number of device errors reported by device during last reporting interval.,0,1,1,,Any,STAT,Statistic,ST,-98.6,37.5,PPA:2459,2021-07-20 20:11:44
} | MaximumArchiveDays=90 | DesiredRemainingSpace=500,2460,ONS_PRIVP_525_PM_13!PMU:ST4,,93,8736f6c7-ad41-4b43-b4f6-e684e0d4ad20,PRIVP_525_PM_13,Privp_525_Pm_13,60,1,companyAcronym= | protocolName=IEEE C37.118.2-2011 | vendorAcronym= | vendorDeviceName= | interconnectionName=,,,,10,STTP,Streaming Telemetry Transport Protocol,11,,,,,,PRIVP_525_PM_13!PMU-ST4,0.0,1.0,Device statistic for Number of measurements received from device during last reporting interval.,0,1,1,,Any,STAT,Statistic,ST,-98.6,37.5,PPA:2460,2021-07-20 20:11:44
} | MaximumArchiveDays=90 | DesiredRemainingSpace=500,2461,ONS_PRIVP_525_PM_13!PMU:ST5,,93,8736f6c7-ad41-4b43-b4f6-e684e0d4ad20,PRIVP_525_PM_13,Privp_525_Pm_13,60,1,companyAcronym= | protocolName=IEEE C37.118.2-2011 | vendorAcronym= | vendorDeviceName= | interconnectionName=,,,,10,STTP,Streaming Telemetry Transport Protocol,11,,,,,,PRIVP_525_PM_13!PMU-ST5,0.0,1.0,Device statistic for Expected number of measurements received from device during last reporting interval.,0,1,1,,Any,STAT,Statistic,ST,-98.6,37.5,PPA:2461,2021-07-20 20:11:44
} | MaximumArchiveDays=90 | DesiredRemainingSpace=500,2462,ONS_PRIVP_525_PM_13!PMU:ST6,,93,8736f6c7-ad41-4b43-b4f6-e684e0d4ad20,PRIVP_525_PM_13,Privp_525_Pm_13,60,1,companyAcronym= | protocolName=IEEE C37.118.2-2011 | vendorAcronym= | vendorDeviceName= | interconnectionName=,,,,10,STTP,Streaming Telemetry Transport Protocol,11,,,,,,PRIVP_525_PM_13!PMU-ST6,0.0,1.0,Device statistic for Number of measurements received while device was reporting errors during last reporting interval.,0,1,1,,Any,STAT,Statistic,ST,-98.6,37.5,PPA:2462,2021-07-20 20:11:44
} | MaximumArchiveDays=90 | DesiredRemainingSpace=500,2463,ONS_PRIVP_525_PM_13!PMU:ST7,,93,8736f6c7-ad41-4b43-b4f6-e684e0d4ad20,PRIVP_525_PM_13,Privp_525_Pm_13,60,1,companyAcronym= | protocolName=IEEE C37.118.2-2011 | vendorAcronym= | vendorDeviceName= | interconnectionName=,,,,10,STTP,Streaming Telemetry Transport Protocol,11,,,,,,PRIVP_525_PM_13!PMU-ST7,0.0,1.0,Device statistic for Number of defined measurements (per frame) from device during last reporting interval.,0,1,1,,Any,STAT,Statistic,ST,-98.6,37.5,PPA:2463,2021-07-20 20:11:44
} | MaximumArchiveDays=90 | DesiredRemainingSpace=500,2728,GPA_TOCO_500_PM_06:F,,94,8736f6c7-ad41-4b43-b4f6-e684e0d4ad20,TOCO_500_PM_06,Toco_500_Pm_06,60,1,companyAcronym= | protocolName=IEEE C37.118.2-2011 | vendorAcronym= | vendorDeviceName= | interconnectionName=,,,,10,STTP,Streaming Telemetry Transport Protocol,5,,,,,,TOCO_500_PM_06-FQ,0.0,1.0,Toco_500_Pm_06 Frequency,0,1,1,Hz,PMU,FREQ,Frequency,FQ,-98.6,37.5,PPA:2728,2021-07-29 22:39:06
} | MaximumArchiveDays=90 | DesiredRemainingSpace=500,2729,GPA_TOCO_500_PM_06:DF,,94,8736f6c7-ad41-4b43-b4f6-e684e0d4ad20,TOCO_500_PM_06,Toco_500_Pm_06,60,1,companyAcronym= | protocolName=IEEE C37.118.2-2011 | vendorAcronym= | vendorDeviceName= | interconnectionName=,,,,10,STTP,Streaming Telemetry Transport Protocol,6,,,,,,TOCO_500_PM_06-DF,0.0,1.0,Toco_500_Pm_06 Frequency Delta (dF/dt),0,1,1,,PMU,DFDT,Frequency Delta (dF/dt),DF,-98.6,37.5,PPA:2729,2021-07-29 22:39:06
} | MaximumArchiveDays=90 | DesiredRemainingSpace=500,2730,GPA_TOCO_500_PM_06:S,,94,8736f6c7-ad41-4b43-b4f6-e684e0d4ad20,TOCO_500_PM_06,Toco_500_Pm_06,60,1,companyAcronym= | protocolName=IEEE C37.118.2-2011 | vendorAcronym= | vendorDeviceName= | interconnectionName=,,,,10,STTP,Streaming Telemetry Transport Protocol,8,,,,,,TOCO_500_PM_06-SF,0.0,1.0,Toco_500_Pm_06 Status Flags,0,1,1,,PMU,FLAG,Status Flags,SF,-98.6,37.5,PPA:2730,2021-07-29 22:39:06
} | MaximumArchiveDays=90 | DesiredRemainingSpace=500,2731,GPA_TOCO_500_PM_06-PM1:V,,94,8736f6c7-ad41-4b43-b4f6-e684e0d4ad20,TOCO_500_PM_06,Toco_500_Pm_06,60,1,companyAcronym= | protocolName=IEEE C37.118.2-2011 | vendorAcronym= | vendorDeviceName= | interconnectionName=,,,,10,STTP,Streaming Telemetry Transport Protocol,3,1,LTMAIZ_1_FV_A,V,+,0,TOCO_500_PM_06-PM1,0.0,1.0,Toco_500_Pm_06 LTMAIZ_1_FV_A + Voltage Magnitude,0,1,1,Volts,Phasor,VPHM,Voltage Magnitude,PM,-98.6,37.5,PPA:2731,2021-07-29 22:39:06
} | MaximumArchiveDays=90 | DesiredRemainingSpace=500,2732,GPA_TOCO_500_PM_06-PA1:VH,,94,8736f6c7-ad41-4b43-b4f6-e684e0d4ad20,TOCO_500_PM_06,Toco_500_Pm_06,60,1,companyAcronym= | protocolName=IEEE C37.118.2-2011 | vendorAcronym= | vendorDeviceName= | interconnectionName=,,,,10,STTP,Streaming Telemetry Transport Protocol,4,1,LTMAIZ_1_FV_A,V,+,0,TOCO_500_PM_06-PA1,0.0,1.0,Toco_500_Pm_06 LTMAIZ_1_FV_A + Voltage Phase Angle,0,1,1,Degrees,Phasor,VPHA,Voltage Phase Angle,PA,-98.6,37.5,PPA:2732,2021-07-29 22:39:06
} | MaximumArchiveDays=90 | DesiredRemainingSpace=500,2733,GPA_TOCO_500_PM_06-PM2:V,,94,8736f6c7-ad41-4b43-b4f6-e684e0d4ad20,TOCO_500_PM_06,Toco_500_Pm_06,60,1,companyAcronym= | protocolName=IEEE C37.118.2-2011 | vendorAcronym= | vendorDeviceName= | interconnectionName=,,,,10,STTP,Streaming Telemetry Transport Protocol,3,2,LTMAIZ_1_FV_B,V,+,0,TOCO_500_PM_06-PM2,0.0,1.0,Toco_500_Pm_06 LTMAIZ_1_FV_B + Voltage Magnitude,0,1,1,Volts,Phasor,VPHM,Voltage Magnitude,PM,-98.6,37.5,PPA:2733,2021-07-29 22:39:06
} | MaximumArchiveDays=90 | DesiredRemainingSpace=500,2734,GPA_TOCO_500_PM_06-PA2:VH,,94,8736f6c7-ad41-4b43-b4f6-e684e0d4ad20,TOCO_500_PM_06,Toco_500_Pm_06,60,1,companyAcronym= | protocolName=IEEE C37.118.2-2011 | vendorAcronym= | vendorDeviceName= | interconnectionName=,,,,10,STTP,Streaming Telemetry Transport Protocol,4,2,LTMAIZ_1_FV_B,V,+,0,TOCO_500_PM_06-PA2,0.0,1.0,Toco_500_Pm_06 LTMAIZ_1_FV_B + Voltage Phase Angle,0,1,1,Degrees,Phasor,VPHA,Voltage Phase Angle,PA,-98.6,37.5,PPA:2734,2021-07-29 22:39:06
} | MaximumArchiveDays=90 | DesiredRemainingSpace=500,2735,GPA_TOCO_500_PM_06-PM3:V,,94,8736f6c7-ad41-4b43-b4f6-e684e0d4ad20,TOCO_500_PM_06,Toco_500_Pm_06,60,1,companyAcronym= | protocolName=IEEE C37.118.2-2011 | vendorAcronym= | vendorDeviceName= | interconnectionName=,,,,10,STTP,Streaming Telemetry Transport Protocol,3,3,LTMAIZ_1_FV_C,V,+,0,TOCO_500_PM_06-PM3,0.0,1.0,Toco_500_Pm_06 LTMAIZ_1_FV_C + Voltage Magnitude,0,1,1,Volts,Phasor,VPHM,Voltage Magnitude,PM,-98.6,37.5,PPA:2735,2021-07-29 22:39:06
} | MaximumArchiveDays=90 | DesiredRemainingSpace=500,2736,GPA_TOCO_500_PM_06-PA3:VH,,94,8736f6c7-ad41-4b43-b4f6-e684e0d4ad20,TOCO_500_PM_06,Toco_500_Pm_06,60,1,companyAcronym= | protocolName=IEEE C37.118.2-2011 | vendorAcronym= | vendorDeviceName= | interconnectionName=,,,,10,STTP,Streaming Telemetry Transport Protocol,4,3,LTMAIZ_1_FV_C,V,+,0,TOCO_500_PM_06-PA3,0.0,1.0,Toco_500_Pm_06 LTMAIZ_1_FV_C + Voltage Phase Angle,0,1,1,Degrees,Phasor,VPHA,Voltage Phase Angle,PA,-98.6,37.5,PPA:2736,2021-07-29 22:39:06
} | MaximumArchiveDays=90 | DesiredRemainingSpace=500,2737,GPA_TOCO_500_PM_06-PM4:I,,94,8736f6c7-ad41-4b43-b4f6-e684e0d4ad20,TOCO_500_PM_06,Toco_500_Pm_06,60,1,companyAcronym= | protocolName=IEEE C37.118.2-2011 | vendorAcronym= | vendorDeviceName= | interconnectionName=,,,,10,STTP,Streaming Telemetry Transport Protocol,1,4,LTMAIZ_1_FA_A,I,+,0,TOCO_500_PM_06-PM4,0.0,1.0,Toco_500_Pm_06 LTMAIZ_1_FA_A + Current Magnitude,0,1,1,Amps,Phasor,IPHM,Current Magnitude,PM,-98.6,37.5,PPA:2737,2021-07-29 22:39:06
} | MaximumArchiveDays=90 | DesiredRemainingSpace=500,2738,GPA_TOCO_500_PM_06-PA4:IH,,94,8736f6c7-ad41-4b43-b4f6-e684e0d4ad20,TOCO_500_PM_06,Toco_500_Pm_06,60,1,companyAcronym= | protocolName=IEEE C37.118.2-2011 | vendorAcronym= | vendorDeviceName= | interconnectionName=,,,,10,STTP,Streaming Telemetry Transport Protocol,2,4,LTMAIZ_1_FA_A,I,+,0,TOCO_500_PM_06-PA4,0.0,1.0,Toco_500_Pm_06 LTMAIZ_1_FA_A + Current Phase Angle,0,1,1,Degrees,Phasor,IPHA,Current Phase Angle,PA,-98.6,37.5,PPA:2738,2021-07-29 22:39:06
} | MaximumArchiveDays=90 | DesiredRemainingSpace=500,2739,GPA_TOCO_500_PM_06-PM5:I,,94,8736f6c7-ad41-4b43-b4f6-e684e0d4ad20,TOCO_500_PM_06,Toco_500_Pm_06,60,1,companyAcronym= | protocolName=IEEE C37.118.2-2011 | vendorAcronym= | vendorDeviceName= | interconnectionName=,,,,10,STTP,Streaming Telemetry Transport Protocol,1,5,LTMAIZ_1_FA_B,I,+,0,TOCO_500_PM_06-PM5,0.0,1.0,Toco_500_Pm_06 LTMAIZ_1_FA_B + Current Magnitude,0,1,1,Amps,Phasor,IPHM,Current Magnitude,PM,-98.6,37.5,PPA:2739,2021-07-29 22:39:06
} | MaximumArchiveDays=90 | DesiredRemainingSpace=500,2740,GPA_TOCO_500_PM_06-PA5:IH,,94,8736f6c7-ad41-4b43-b4f6-e684e0d4ad20,TOCO_500_PM_06,Toco_500_Pm_06,60,1,companyAcronym= | protocolName=IEEE C37.118.2-2011 | vendorAcronym= | vendorDeviceName= | interconnectionName=,,,,10,STTP,Streaming Telemetry Transport Protocol,2,5,LTMAIZ_1_FA_B,I,+,0,TOCO_500_PM_06-PA5,0.0,1.0,Toco_500_Pm_06 LTMAIZ_1_FA_B + Current Phase Angle,0,1,1,Degrees,Phasor,IPHA,Current Phase Angle,PA,-98.6,37.5,PPA:2740,2021-07-29 22:39:06
} | MaximumArchiveDays=90 | DesiredRemainingSpace=500,2741,GPA_TOCO_500_PM_06-PM6:I,,94,8736f6c7-ad41-4b43-b4f6-e684e0d4ad20,TOCO_500_PM_06,Toco_500_Pm_06,60,1,companyAcronym= | protocolName=IEEE C37.118.2-2011 | vendorAcronym= | vendorDeviceName= | interconnectionName=,,,,10,STTP,Streaming Telemetry Transport Protocol,1,6,LTMAIZ_1_FA_C,I,+,0,TOCO_500_PM_06-PM6,0.0,1.0,Toco_500_Pm_06 LTMAIZ_1_FA_C + Current Magnitude,0,1,1,Amps,Phasor,IPHM,Current Magnitude,PM,-98.6,37.5,PPA:2741,2021-07-29 22:39:06
} | MaximumArchiveDays=90 | DesiredRemainingSpace=500,2742,GPA_TOCO_500_PM_06-PA6:IH,,94,8736f6c7-ad41-4b43-b4f6-e684e0d4ad20,TOCO_500_PM_06,Toco_500_Pm_06,60,1,companyAcronym= | protocolName=IEEE C37.118.2-2011 | vendorAcronym= | vendorDeviceName= | interconnectionName=,,,,10,STTP,Streaming Telemetry Transport Protocol,2,6,LTMAIZ_1_FA_C,I,+,0,TOCO_500_PM_06-PA6,0.0,1.0,Toco_500_Pm_06 LTMAIZ_1_FA_C + Current Phase Angle,0,1,1,Degrees,Phasor,IPHA,Current Phase Angle,PA,-98.6,37.5,PPA:2742,2021-07-29 22:39:06
} | MaximumArchiveDays=90 | DesiredRemainingSpace=500,2743,GPA_TOCO_500_PM_06-PM7:V,,94,8736f6c7-ad41-4b43-b4f6-e684e0d4ad20,TOCO_500_PM_06,Toco_500_Pm_06,60,1,companyAcronym= | protocolName=IEEE C37.118.2-2011 | vendorAcronym= | vendorDeviceName= | interconnectionName=,,,,10,STTP,Streaming Telemetry Transport Protocol,3,7,LTMAIZ_1_FV_P,V,+,0,TOCO_500_PM_06-PM7,0.0,1.0,Toco_500_Pm_06 LTMAIZ_1_FV_P + Voltage Magnitude,0,1,1,Volts,Phasor,VPHM,Voltage Magnitude,PM,-98.6,37.5,PPA:2743,2021-07-29 22:39:06
} | MaximumArchiveDays=90 | DesiredRemainingSpace=500,2744,GPA_TOCO_500_PM_06-PA7:VH,,94,8736f6c7-ad41-4b43-b4f6-e684e0d4ad20,TOCO_500_PM_06,Toco_500_Pm_06,60,1,companyAcronym= | protocolName=IEEE C37.118.2-2011 | vendorAcronym= | vendorDeviceName= | interconnectionName=,,,,10,STTP,Streaming Telemetry Transport Protocol,4,7,LTMAIZ_1_FV_P,V,+,0,TOCO_500_PM_06-PA7,0.0,1.0,Toco_500_Pm_06 LTMAIZ_1_FV_P + Voltage Phase Angle,0,1,1,Degrees,Phasor,VPHA,Voltage Phase Angle,PA,-98.6,37.5,PPA:2744,2021-07-29 22:39:06
} | MaximumArchiveDays=90 | DesiredRemainingSpace=500,2745,GPA_TOCO_500_PM_06-PM8:I,,94,8736f6c7-ad41-4b43-b4f6-e684e0d4ad20,TOCO_500_PM_06,Toco_500_Pm_06,60,1,companyAcronym= | protocolName=IEEE C37.118.2-2011 | vendorAcronym= | vendorDeviceName= | interconnectionName=,,,,10,STTP,Streaming Telemetry Transport Protocol,1,8,LTMAIZ_1_FA_P,I,+,0,TOCO_500_PM_06-PM8,0.0,1.0,Toco_500_Pm_06 LTMAIZ_1_FA_P + Current Magnitude,0,1,1,Amps,Phasor,IPHM,Current Magnitude,PM,-98.6,37.5,PPA:2745,2021-07-29 22:39:06
} | MaximumArchiveDays=90 | DesiredRemainingSpace=500,2746,GPA_TOCO_500_PM_06-PA8:IH,,94,8736f6c7-ad41-4b43-b4f6-e684e0d4ad20,TOCO_500_PM_06,Toco_500_Pm_06,60,1,companyAcronym= | protocolName=IEEE C37.118.2-2011 | vendorAcronym= | vendorDeviceName= | interconnectionName=,,,,10,STTP,Streaming Telemetry Transport Protocol,2,8,LTMAIZ_1_FA_P,I,+,0,TOCO_500_PM_06-PA8,0.0,1.0,Toco_500_Pm_06 LTMAIZ_1_FA_P + Current Phase Angle,0,1,1,Degrees,Phasor,IPHA,Current Phase Angle,PA,-98.6,37.5,PPA:2746,2021-07-29 22:39:06
} | MaximumArchiveDays=90 | DesiredRemainingSpace=500,2747,GPA_TOCO_500_PM_07:F,,95,8736f6c7-ad41-4b43-b4f6-e684e0d4ad20,TOCO_500_PM_07,Toco_500_Pm_07,60,1,companyAcronym= | protocolName=IEEE C37.118.2-2011 | vendorAcronym= | vendorDeviceName= | interconnectionName=,,,,10,STTP,Streaming Telemetry Transport Protocol,5,,,,,,TOCO_500_PM_07-FQ,0.0,1.0,Toco_500_Pm_07 Frequency,0,1,1,Hz,PMU,FREQ,Frequency,FQ,-98.6,37.5,PPA:2747,2021-07-29 22:39:06
} | MaximumArchiveDays=90 | DesiredRemainingSpace=500,2748,GPA_TOCO_500_PM_07:DF,,95,8736f6c7-ad41-4b43-b4f6-e684e0d4ad20,TOCO_500_PM_07,Toco_500_Pm_07,60,1,companyAcronym= | protocolName=IEEE C37.118.2-2011 | vendorAcronym= | vendorDeviceName= | interconnectionName=,,,,10,STTP,Streaming Telemetry Transport Protocol,6,,,,,,TOCO_500_PM_07-DF,0.0,1.0,Toco_500_Pm_07 Frequency Delta (dF/dt),0,1,1,,PMU,DFDT,Frequency Delta (dF/dt),DF,-98.6,37.5,PPA:2748,2021-07-29 22:39:06
} | MaximumArchiveDays=90 | DesiredRemainingSpace=500,2749,GPA_TOCO_500_PM_07:S,,95,8736f6c7-ad41-4b43-b4f6-e684e0d4ad20,TOCO_500_PM_07,Toco_500_Pm_07,60,1,companyAcronym= | protocolName=IEEE C37.118.2-2011 | vendorAcronym= | vendorDeviceName= | interconnectionName=,,,,10,STTP,Streaming Telemetry Transport Protocol,8,,,,,,TOCO_500_PM_07-SF,0.0,1.0,Toco_500_Pm_07 Status Flags,0,1,1,,PMU,FLAG,Status Flags,SF,-98.6,37.5,PPA:2749,2021-07-29 22:39:06
} | MaximumArchiveDays=90 | DesiredRemainingSpace=500,2750,GPA_TOCO_500_PM_07-PM1:V,,95,8736f6c7-ad41-4b43-b4f6-e684e0d4ad20,TOCO_500_PM_07,Toco_500_Pm_07,60,1,companyAcronym= | protocolName=IEEE C37.118.2-2011 | vendorAcronym= | vendorDeviceName= | interconnectionName=,,,,10,STTP,Streaming Telemetry Transport Protocol,3,1,LTTOMC_1_FV_A,V,+,0,TOCO_500_PM_07-PM1,0.0,1.0,Toco_500_Pm_07 LTTOMC_1_FV_A + Voltage Magnitude,0,1,1,Volts,Phasor,VPHM,Voltage Magnitude,PM,-98.6,37.5,PPA:2750,2021-07-29 22:39:06
} | MaximumArchiveDays=90 | DesiredRemainingSpace=500,2751,GPA_TOCO_500_PM_07-PA1:VH,,95,8736f6c7-ad41-4b43-b4f6-e684e0d4ad20,TOCO_500_PM_07,Toco_500_Pm_07,60,1,companyAcronym= | protocolName=IEEE C37.118.2-2011 | vendorAcronym= | vendorDeviceName= | interconnectionName=,,,,10,STTP,Streaming Telemetry Transport Protocol,4,1,LTTOMC_1_FV_A,V,+,0,TOCO_500_PM_07-PA1,0.0,1.0,Toco_500_Pm_07 LTTOMC_1_FV_A + Voltage Phase Angle,0,1,1,Degrees,Phasor,VPHA,Voltage Phase Angle,PA,-98.6,37.5,PPA:2751,2021-07-29 22:39:06
} | MaximumArchiveDays=90 | DesiredRemainingSpace=500,2752,GPA_TOCO_500_PM_07-PM2:V,,95,8736f6c7-ad41-4b43-b4f6-e684e0d4ad20,TOCO_500_PM_07,Toco_500_Pm_07,60,1,companyAcronym= | protocolName=IEEE C37.118.2-2011 | vendorAcronym= | vendorDeviceName= | interconnectionName=,,,,10,STTP,Streaming Telemetry Transport Protocol,3,2,LTTOMC_1_FV_B,V,+,0,TOCO_500_PM_07-PM2,0.0,1.0,Toco_500_Pm_07 LTTOMC_1_FV_B + Voltage Magnitude,0,1,1,Volts,Phasor,VPHM,Voltage Magnitude,PM,-98.6,37.5,PPA:2752,2021-07-29 22:39:06
} | MaximumArchiveDays=90 | DesiredRemainingSpace=500,2753,GPA_TOCO_500_PM_07-PA2:VH,,95,8736f6c7-ad41-4b43-b4f6-e684e0d4ad20,TOCO_500_PM_07,Toco_500_Pm_07,60,1,companyAcronym= | protocolName=IEEE C37.118.2-2011 | vendorAcronym= | vendorDeviceName= | interconnectionName=,,,,10,STTP,Streaming Telemetry Transport Protocol,4,2,LTTOMC_1_FV_B,V,+,0,TOCO_500_PM_07-PA2,0.0,1.0,Toco_500_Pm_07 LTTOMC_1_FV_B + Voltage Phase Angle,0,1,1,Degrees,Phasor,VPHA,Voltage Phase Angle,PA,-98.6,37.5,PPA:2753,2021-07-29 22:39:06
} | MaximumArchiveDays=90 | DesiredRemainingSpace=500,2754,GPA_TOCO_500_PM_07-PM3:V,,95,8736f6c7-ad41-4b43-b4f6-e684e0d4ad20,TOCO_500_PM_07,Toco_500_Pm_07,60,1,companyAcronym= | protocolName=IEEE C37.118.2-2011 | vendorAcronym= | vendorDeviceName= | interconnectionName=,,,,10,STTP,Streaming Telemetry Transport Protocol,3,3,LTTOMC_1_FV_C,V,+,0,TOCO_500_PM_07-PM3,0.0,1.0,Toco_500_Pm_07 LTTOMC_1_FV_C + Voltage Magnitude,0,1,1,Volts,Phasor,VPHM,Voltage Magnitude,PM,-98.6,37.5,PPA:2754,2021-07-29 22:39:06
} | MaximumArchiveDays=90 | DesiredRemainingSpace=500,2755,GPA_TOCO_500_PM_07-PA3:VH,,95,8736f6c7-ad41-4b43-b4f6-e684e0d4ad20,TOCO_500_PM_07,Toco_500_Pm_07,60,1,companyAcronym= | protocolName=IEEE C37.118.2-2011 | vendorAcronym= | vendorDeviceName= | interconnectionName=,,,,10,STTP,Streaming Telemetry Transport Protocol,4,3,LTTOMC_1_FV_C,V,+,0,TOCO_500_PM_07-PA3,0.0,1.0,Toco_500_Pm_07 LTTOMC_1_FV_C + Voltage Phase Angle,0,1,1,Degrees,Phasor,VPHA,Voltage Phase Angle,PA,-98.6,37.5,PPA:2755,2021-07-29 22:39:06
} | MaximumArchiveDays=90 | DesiredRemainingSpace=500,2756,GPA_TOCO_500_PM_07-PM4:I,,95,8736f6c7-ad41-4b43-b4f6-e684e0d4ad20,TOCO_500_PM_07,Toco_500_Pm_07,60,1,companyAcronym= | protocolName=IEEE C37.118.2-2011 | vendorAcronym= | vendorDeviceName= | interconnectionName=,,,,10,STTP,Streaming Telemetry Transport Protocol,1,4,LTTOMC_1_FA_A,I,+,0,TOCO_500_PM_07-PM4,0.0,1.0,Toco_500_Pm_07 LTTOMC_1_FA_A + Current Magnitude,0,1,1,Amps,Phasor,IPHM,Current Magnitude,PM,-98.6,37.5,PPA:2756,2021-07-29 22:39:06
} | MaximumArchiveDays=90 | DesiredRemainingSpace=500,2757,GPA_TOCO_500_PM_07-PA4:IH,,95,8736f6c7-ad41-4b43-b4f6-e684e0d4ad20,TOCO_500_PM_07,Toco_500_Pm_07,60,1,companyAcronym= | protocolName=IEEE C37.118.2-2011 | vendorAcronym= | vendorDeviceName= | interconnectionName=,,,,10,STTP,Streaming Telemetry Transport Protocol,2,4,LTTOMC_1_FA_A,I,+,0,TOCO_500_PM_07-PA4,0.0,1.0,Toco_500_Pm_07 LTTOMC_1_FA_A + Current Phase Angle,0,1,1,Degrees,Phasor,IPHA,Current Phase Angle,PA,-98.6,37.5,PPA:2757,2021-07-29 22:39:06
} | MaximumArchiveDays=90 | DesiredRemainingSpace=500,2758,GPA_TOCO_500_PM_07-PM5:I,,95,8736f6c7-ad41-4b43-b4f6-e684e0d4ad20,TOCO_500_PM_07,Toco_500_Pm_07,60,1,companyAcronym= | protocolName=IEEE C37.118.2-2011 | vendorAcronym= | vendorDeviceName= | interconnectionName=,,,,10,STTP,Streaming Telemetry Transport Protocol,1,5,LTTOMC_1_FA_B,I,+,0,TOCO_500_PM_07-PM5,0.0,1.0,Toco_500_Pm_07 LTTOMC_1_FA_B + Current Magnitude,0,1,1,Amps,Phasor,IPHM,Current Magnitude,PM,-98.6,37.5,PPA:2758,2021-07-29 22:39:06
} | MaximumArchiveDays=90 | DesiredRemainingSpace=500,2759,GPA_TOCO_500_PM_07-PA5:IH,,95,8736f6c7-ad41-4b43-b4f6-e684e0d4ad20,TOCO_500_PM_07,Toco_500_Pm_07,60,1,companyAcronym= | protocolName=IEEE C37.118.2-2011 | vendorAcronym= | vendorDeviceName= | interconnectionName=,,,,10,STTP,Streaming Telemetry Transport Protocol,2,5,LTTOMC_1_FA_B,I,+,0,TOCO_500_PM_07-PA5,0.0,1.0,Toco_500_Pm_07 LTTOMC_1_FA_B + Current Phase Angle,0,1,1,Degrees,Phasor,IPHA,Current Phase Angle,PA,-98.6,37.5,PPA:2759,2021-07-29 22:39:06
} | MaximumArchiveDays=90 | DesiredRemainingSpace=500,2760,GPA_TOCO_500_PM_07-PM6:I,,95,8736f6c7-ad41-4b43-b4f6-e684e0d4ad20,TOCO_500_PM_07,Toco_500_Pm_07,60,1,companyAcronym= | protocolName=IEEE C37.118.2-2011 | vendorAcronym= | vendorDeviceName= | interconnectionName=,,,,10,STTP,Streaming Telemetry Transport Protocol,1,6,LTTOMC_1_FA_C,I,+,0,TOCO_500_PM_07-PM6,0.0,1.0,Toco_500_Pm_07 LTTOMC_1_FA_C + Current Magnitude,0,1,1,Amps,Phasor,IPHM,Current Magnitude,PM,-98.6,37.5,PPA:2760,2021-07-29 22:39:06
} | MaximumArchiveDays=90 | DesiredRemainingSpace=500,2761,GPA_TOCO_500_PM_07-PA6:IH,,95,8736f6c7-ad41-4b43-b4f6-e684e0d4ad20,TOCO_500_PM_07,Toco_500_Pm_07,60,1,companyAcronym= | protocolName=IEEE C37.118.2-2011 | vendorAcronym= | vendorDeviceName= | interconnectionName=,,,,10,STTP,Streaming Telemetry Transport Protocol,2,6,LTTOMC_1_FA_C,I,+,0,TOCO_500_PM_07-PA6,0.0,1.0,Toco_500_Pm_07 LTTOMC_1_FA_C + Current Phase Angle,0,1,1,Degrees,Phasor,IPHA,Current Phase Angle,PA,-98.6,37.5,PPA:2761,2021-07-29 22:39:06
} | MaximumArchiveDays=90 | DesiredRemainingSpace=500,2762,GPA_TOCO_500_PM_07-PM7:V,,95,8736f6c7-ad41-4b43-b4f6-e684e0d4ad20,TOCO_500_PM_07,Toco_500_Pm_07,60,1,companyAcronym= | protocolName=IEEE C37.118.2-2011 | vendorAcronym= | vendorDeviceName= | interconnectionName=,,,,10,STTP,Streaming Telemetry Transport Protocol,3,7,LTTOMC_1_FV_P,V,+,0,TOCO_500_PM_07-PM7,0.0,1.0,Toco_500_Pm_07 LTTOMC_1_FV_P + Voltage Magnitude,0,1,1,Volts,Phasor,VPHM,Voltage Magnitude,PM,-98.6,37.5,PPA:2762,2021-07-29 22:39:06
} | MaximumArchiveDays=90 | DesiredRemainingSpace=500,2763,GPA_TOCO_500_PM_07-PA7:VH,,95,8736f6c7-ad41-4b43-b4f6-e684e0d4ad20,TOCO_500_PM_07,Toco_500_Pm_07,60,1,companyAcronym= | protocolName=IEEE C37.118.2-2011 | vendorAcronym= | vendorDeviceName= | interconnectionName=,,,,10,STTP,Streaming Telemetry Transport Protocol,4,7,LTTOMC_1_FV_P,V,+,0,TOCO_500_PM_07-PA7,0.0,1.0,Toco_500_Pm_07 LTTOMC_1_FV_P + Voltage Phase Angle,0,1,1,Degrees,Phasor,VPHA,Voltage Phase Angle,PA,-98.6,37.5,PPA:2763,2021-07-29 22:39:06
} | MaximumArchiveDays=90 | DesiredRemainingSpace=500,2764,GPA_TOCO_500_PM_07-PM8:I,,95,8736f6c7-ad41-4b43-b4f6-e684e0d4ad20,TOCO_500_PM_07,Toco_500_Pm_07,60,1,companyAcronym= | protocolName=IEEE C37.118.2-2011 | vendorAcronym= | vendorDeviceName= | interconnectionName=,,,,10,STTP,Streaming Telemetry Transport Protocol,1,8,LTTOMC_1_FA_P,I,+,0,TOCO_500_PM_07-PM8,0.0,1.0,Toco_500_Pm_07 LTTOMC_1_FA_P + Current Magnitude,0,1,1,Amps,Phasor,IPHM,Current Magnitude,PM,-98.6,37.5,PPA:2764,2021-07-29 22:39:06
} | MaximumArchiveDays=90 | DesiredRemainingSpace=500,2765,GPA_TOCO_500_PM_07-PA8:IH,,95,8736f6c7-ad41-4b43-b4f6-e684e0d4ad20,TOCO_500_PM_07,Toco_500_Pm_07,60,1,companyAcronym= | protocolName=IEEE C37.118.2-2011 | vendorAcronym= | vendorDeviceName= | interconnectionName=,,,,10,STTP,Streaming Telemetry Transport Protocol,2,8,LTTOMC_1_FA_P,I,+,0,TOCO_500_PM_07-PA8,0.0,1.0,Toco_500_Pm_07 LTTOMC_1_FA_P + Current Phase Angle,0,1,1,Degrees,Phasor,IPHA,Current Phase Angle,PA,-98.6,37.5,PPA:2765,2021-07-29 22:39:06
} | MaximumArchiveDays=90 | DesiredRemainingSpace=500,2766,GPA_TOCO_500_PM_08:F,,96,8736f6c7-ad41-4b43-b4f6-e684e0d4ad20,TOCO_500_PM_08,Toco_500_Pm_08,60,1,companyAcronym= | protocolName=IEEE C37.118.2-2011 | vendorAcronym= | vendorDeviceName= | interconnectionName=,,,,10,STTP,Streaming Telemetry Transport Protocol,5,,,,,,TOCO_500_PM_08-FQ,0.0,1.0,Toco_500_Pm_08 Frequency,0,1,1,Hz,PMU,FREQ,Frequency,FQ,-98.6,37.5,PPA:2766,2021-07-29 22:39:06
} | MaximumArchiveDays=90 | DesiredRemainingSpace=500,2767,GPA_TOCO_500_PM_08:DF,,96,8736f6c7-ad41-4b43-b4f6-e684e0d4ad20,TOCO_500_PM_08,Toco_500_Pm_08,60,1,companyAcronym= | protocolName=IEEE C37.118.2-2011 | vendorAcronym= | vendorDeviceName= | interconnectionName=,,,,10,STTP,Streaming Telemetry Transport Protocol,6,,,,,,TOCO_500_PM_08-DF,0.0,1.0,Toco_500_Pm_08 Frequency Delta (dF/dt),0,1,1,,PMU,DFDT,Frequency Delta (dF/dt),DF,-98.6,37.5,PPA:2767,2021-07-29 22:39:06
} | MaximumArchiveDays=90 | DesiredRemainingSpace=500,2768,GPA_TOCO_500_PM_08:S,,96,8736f6c7-ad41-4b43-b4f6-e684e0d4ad20,TOCO_500_PM_08,Toco_500_Pm_08,60,1,companyAcronym= | protocolName=IEEE C37.118.2-2011 | vendorAcronym= | vendorDeviceName= | interconnectionName=,,,,10,STTP,Streaming Telemetry Transport Protocol,8,,,,,,TOCO_500_PM_08-SF,0.0,1.0,Toco_500_Pm_08 Status Flags,0,1,1,,PMU,FLAG,Status Flags,SF,-98.6,37.5,PPA:2768,2021-07-29 22:39:06
} | MaximumArchiveDays=90 | DesiredRemainingSpace=500,2769,GPA_TOCO_500_PM_08-PM1:V,,96,8736f6c7-ad41-4b43-b4f6-e684e0d4ad20,TOCO_500_PM_08,Toco_500_Pm_08,60,1,companyAcronym= | protocolName=IEEE C37.118.2-2011 | vendorAcronym= | vendorDeviceName= | interconnectionName=,,,,10,STTP,Streaming Telemetry Transport Protocol,3,1,BA1_FV_B,V,+,0,TOCO_500_PM_08-PM1,0.0,1.0,Toco_500_Pm_08 BA1_FV_B + Voltage Magnitude,0,1,1,Volts,Phasor,VPHM,Voltage Magnitude,PM,-98.6,37.5,PPA:2769,2021-07-29 22:39:06
} | MaximumArchiveDays=90 | DesiredRemainingSpace=500,2770,GPA_TOCO_500_PM_08-PA1:VH,,96,8736f6c7-ad41-4b43-b4f6-e684e0d4ad20,TOCO_500_PM_08,Toco_500_Pm_08,60,1,companyAcronym= | protocolName=IEEE C37.118.2-2011 | vendorAcronym= | vendorDeviceName= | interconnectionName=,,,,10,STTP,Streaming Telemetry Transport Protocol,4,1,BA1_FV_B,V,+,0,TOCO_500_PM_08-PA1,0.0,1.0,Toco_500_Pm_08 BA1_FV_B + Voltage Phase Angle,0,1,1,Degrees,Phasor,VPHA,Voltage Phase Angle,PA,-98.6,37.5,PPA:2770,2021-07-29 22:39:06
} | MaximumArchiveDays=90 | DesiredRemainingSpace=500,2771,GPA_TOCO_500_PM_09:F,,97,8736f6c7-ad41-4b43-b4f6-e684e0d4ad20,TOCO_500_PM_09,Toco_500_Pm_09,60,1,companyAcronym= | protocolName=IEEE C37.118.2-2011 | vendorAcronym= | vendorDeviceName= | interconnectionName=,,,,10,STTP,Streaming Telemetry Transport Protocol,5,,,,,,TOCO_500_PM_09-FQ,0.0,1.0,Toco_500_Pm_09 Frequency,0,1,1,Hz,PMU,FREQ,Frequency,FQ,-98.6,37.5,PPA:2771,2021-07-29 22:39:06
} | MaximumArchiveDays=90 | DesiredRemainingSpace=500,2772,GPA_TOCO_500_PM_09:DF,,97,8736f6c7-ad41-4b43-b4f6-e684e0d4ad20,TOCO_500_PM_09,Toco_500_Pm_09,60,1,companyAcronym= | protocolName=IEEE C37.118.2-2011 | vendorAcronym= | vendorDeviceName= | interconnectionName=,,,,10,STTP,Streaming Telemetry Transport Protocol,6,,,,,,TOCO_500_PM_09-DF,0.0,1.0,Toco_500_Pm_09 Frequency Delta (dF/dt),0,1,1,,PMU,DFDT,Frequency Delta (dF/dt),DF,-98.6,37.5,PPA:2772,2021-07-29 22:39:06
} | MaximumArchiveDays=90 | DesiredRemainingSpace=500,2773,GPA_TOCO_500_PM_09:S,,97,8736f6c7-ad41-4b43-b4f6-e684e0d4ad20,TOCO_500_PM_09,Toco_500_Pm_09,60,1,companyAcronym= | protocolName=IEEE C37.118.2-2011 | vendorAcronym= | vendorDeviceName= | interconnectionName=,,,,10,STTP,Streaming Telemetry Transport Protocol,8,,,,,,TOCO_500_PM_09-SF,0.0,1.0,Toco_500_Pm_09 Status Flags,0,1,1,,PMU,FLAG,Status Flags,SF,-98.6,37.5,PPA:2773,2021-07-29 22:39:06
} | MaximumArchiveDays=90 | DesiredRemainingSpace=500,2774,GPA_TOCO_500_PM_09-PM1:V,,97,8736f6c7-ad41-4b43-b4f6-e684e0d4ad20,TOCO_500_PM_09,Toco_500_Pm_09,60,1,companyAcronym= | protocolName=IEEE C37.118.2-2011 | vendorAcronym= | vendorDeviceName= | interconnectionName=,,,,10,STTP,Streaming Telemetry Transport Protocol,3,1,BA2_FV_B,V,+,0,TOCO_500_PM_09-PM1,0.0,1.0,Toco_500_Pm_09 BA2_FV_B + Voltage Magnitude,0,1,1,Volts,Phasor,VPHM,Voltage Magnitude,PM,-98.6,37.5,PPA:2774,2021-07-29 22:39:06
} | MaximumArchiveDays=90 | DesiredRemainingSpace=500,2775,GPA_TOCO_500_PM_09-PA1:VH,,97,8736f6c7-ad41-4b43-b4f6-e684e0d4ad20,TOCO_500_PM_09,Toco_500_Pm_09,60,1,companyAcronym= | protocolName=IEEE C37.118.2-2011 | vendorAcronym= | vendorDeviceName= | interconnectionName=,,,,10,STTP,Streaming Telemetry Transport Protocol,4,1,BA2_FV_B,V,+,0,TOCO_500_PM_09-PA1,0.0,1.0,Toco_500_Pm_09 BA2_FV_B + Voltage Phase Angle,0,1,1,Degrees,Phasor,VPHA,Voltage Phase Angle,PA,-98.6,37.5,PPA:2775,2021-07-29 22:39:06
} | MaximumArchiveDays=90 | DesiredRemainingSpace=500,2776,GPA_ROPV_230_PM_01:F,,98,8736f6c7-ad41-4b43-b4f6-e684e0d4ad20,ROPV_230_PM_01,Ropv_230_Pm_01,60,1,companyAcronym= | protocolName=IEEE C37.118.2-2011 | vendorAcronym= | vendorDeviceName= | interconnectionName=,,,,10,STTP,Streaming Telemetry Transport Protocol,5,,,,,,ROPV_230_PM_01-FQ,0.0,1.0,Ropv_230_Pm_01 Frequency,0,1,1,Hz,PMU,FREQ,Frequency,FQ,-98.6,37.5,PPA:2776,2021-07-29 22:39:06
} | MaximumArchiveDays=90 | DesiredRemainingSpace=500,2777,GPA_ROPV_230_PM_01:DF,,98,8736f6c7-ad41-4b43-b4f6-e684e0d4ad20,ROPV_230_PM_01,Ropv_230_Pm_01,60,1,companyAcronym= | protocolName=IEEE C37.118.2-2011 | vendorAcronym= | vendorDeviceName= | interconnectionName=,,,,10,STTP,Streaming Telemetry Transport Protocol,6,,,,,,ROPV_230_PM_01-DF,0.0,1.0,Ropv_230_Pm_01 Frequency Delta (dF/dt),0,1,1,,PMU,DFDT,Frequency Delta (dF/dt),DF,-98.6,37.5,PPA:2777,2021-07-29 22:39:06
} | MaximumArchiveDays=90 | DesiredRemainingSpace=500,2778,GPA_ROPV_230_PM_01:S,,98,8736f6c7-ad41-4b43-b4f6-e684e0d4ad20,ROPV_230_PM_01,Ropv_230_Pm_01,60,1,companyAcronym= | protocolName=IEEE C37.118.2-2011 | vendorAcronym= | vendorDeviceName= | interconnectionName=,,,,10,STTP,Streaming Telemetry Transport Protocol,8,,,,,,ROPV_230_PM_01-SF,0.0,1.0,Ropv_230_Pm_01 Status Flags,0,1,1,,PMU,FLAG,Status Flags,SF,-98.6,37.5,PPA:2778,2021-07-29 22:39:06
} | MaximumArchiveDays=90 | DesiredRemainingSpace=500,2779,GPA_ROPV_230_PM_01-PM1:V,,98,8736f6c7-ad41-4b43-b4f6-e684e0d4ad20,ROPV_230_PM_01,Ropv_230_Pm_01,60,1,companyAcronym= | protocolName=IEEE C37.118.2-2011 | vendorAcronym= | vendorDeviceName= | interconnectionName=,,,,10,STTP,Streaming Telemetry Transport Protocol,3,1,LTROAN_2_FV_A,V,+,0,ROPV_230_PM_01-PM1,0.0,1.0,Ropv_230_Pm_01 LTROAN_2_FV_A + Voltage Magnitude,0,1,1,Volts,Phasor,VPHM,Voltage Magnitude,PM,-98.6,37.5,PPA:2779,2021-07-29 22:39:06
} | MaximumArchiveDays=90 | DesiredRemainingSpace=500,2780,GPA_ROPV_230_PM_01-PA1:VH,,98,8736f6c7-ad41-4b43-b4f6-e684e0d4ad20,ROPV_230_PM_01,Ropv_230_Pm_01,60,1,companyAcronym= | protocolName=IEEE C37.118.2-2011 | vendorAcronym= | vendorDeviceName= | interconnectionName=,,,,10,STTP,Streaming Telemetry Transport Protocol,4,1,LTROAN_2_FV_A,V,+,0,ROPV_230_PM_01-PA1,0.0,1.0,Ropv_230_Pm_01 LTROAN_2_FV_A + Voltage Phase Angle,0,1,1,Degrees,Phasor,VPHA,Voltage Phase Angle,PA,-98.6,37.5,PPA:2780,2021-07-29 22:39:06
} | MaximumArchiveDays=90 | DesiredRemainingSpace=500,2781,GPA_ROPV_230_PM_01-PM2:V,,98,8736f6c7-ad41-4b43-b4f6-e684e0d4ad20,ROPV_230_PM_01,Ropv_230_Pm_01,60,1,companyAcronym= | protocolName=IEEE C37.118.2-2011 | vendorAcronym= | vendorDeviceName= | interconnectionName=,,,,10,STTP,Streaming Telemetry Transport Protocol,3,2,LTROAN_2_FV_B,V,+,0,ROPV_230_PM_01-PM2,0.0,1.0,Ropv_230_Pm_01 LTROAN_2_FV_B + Voltage Magnitude,0,1,1,Volts,Phasor,VPHM,Voltage Magnitude,PM,-98.6,37.5,PPA:2781,2021-07-29 22:39:06
} | MaximumArchiveDays=90 | DesiredRemainingSpace=500,2782,GPA_ROPV_230_PM_01-PA2:VH,,98,8736f6c7-ad41-4b43-b4f6-e684e0d4ad20,ROPV_230_PM_01,Ropv_230_Pm_01,60,1,companyAcronym= | protocolName=IEEE C37.118.2-2011 | vendorAcronym= | vendorDeviceName= | interconnectionName=,,,,10,STTP,Streaming Telemetry Transport Protocol,4,2,LTROAN_2_FV_B,V,+,0,ROPV_230_PM_01-PA2,0.0,1.0,Ropv_230_Pm_01 LTROAN_2_FV_B + Voltage Phase Angle,0,1,1,Degrees,Phasor,VPHA,Voltage Phase Angle,PA,-98.6,37.5,PPA:2782,2021-07-29 22:39:06
} | MaximumArchiveDays=90 | DesiredRemainingSpace=500,2783,GPA_ROPV_230_PM_01-PM3:V,,98,8736f6c7-ad41-4b43-b4f6-e684e0d4ad20,ROPV_230_PM_01,Ropv_230_Pm_01,60,1,companyAcronym= | protocolName=IEEE C37.118.2-2011 | vendorAcronym= | vendorDeviceName= | interconnectionName=,,,,10,STTP,Streaming Telemetry Transport Protocol,3,3,LTROAN_2_FV_C,V,+,0,ROPV_230_PM_01-PM3,0.0,1.0,Ropv_230_Pm_01 LTROAN_2_FV_C + Voltage Magnitude,0,1,1,Volts,Phasor,VPHM,Voltage Magnitude,PM,-98.6,37.5,PPA:2783,2021-07-29 22:39:06
} | MaximumArchiveDays=90 | DesiredRemainingSpace=500,2784,GPA_ROPV_230_PM_01-PA3:VH,,98,8736f6c7-ad41-4b43-b4f6-e684e0d4ad20,ROPV_230_PM_01,Ropv_230_Pm_01,60,1,companyAcronym= | protocolName=IEEE C37.118.2-2011 | vendorAcronym= | vendorDeviceName= | interconnectionName=,,,,10,STTP,Streaming Telemetry Transport Protocol,4,3,LTROAN_2_FV_C,V,+,0,ROPV_230_PM_01-PA3,0.0,1.0,Ropv_230_Pm_01 LTROAN_2_FV_C + Voltage Phase Angle,0,1,1,Degrees,Phasor,VPHA,Voltage Phase Angle,PA,-98.6,37.5,PPA:2784,2021-07-29 22:39:06
} | MaximumArchiveDays=90 | DesiredRemainingSpace=500,2785,GPA_ROPV_230_PM_01-PM4:I,,98,8736f6c7-ad41-4b43-b4f6-e684e0d4ad20,ROPV_230_PM_01,Ropv_230_Pm_01,60,1,companyAcronym= | protocolName=IEEE C37.118.2-2011 | vendorAcronym= | vendorDeviceName= | interconnectionName=,,,,10,STTP,Streaming Telemetry Transport Protocol,1,4,LTROAN_2_FA_A,I,+,0,ROPV_230_PM_01-PM4,0.0,1.0,Ropv_230_Pm_01 LTROAN_2_FA_A + Current Magnitude,0,1,1,Amps,Phasor,IPHM,Current Magnitude,PM,-98.6,37.5,PPA:2785,2021-07-29 22:39:06
} | MaximumArchiveDays=90 | DesiredRemainingSpace=500,2786,GPA_ROPV_230_PM_01-PA4:IH,,98,8736f6c7-ad41-4b43-b4f6-e684e0d4ad20,ROPV_230_PM_01,Ropv_230_Pm_01,60,1,companyAcronym= | protocolName=IEEE C37.118.2-2011 | vendorAcronym= | vendorDeviceName= | interconnectionName=,,,,10,STTP,Streaming Telemetry Transport Protocol,2,4,LTROAN_2_FA_A,I,+,0,ROPV_230_PM_01-PA4,0.0,1.0,Ropv_230_Pm_01 LTROAN_2_FA_A + Current Phase Angle,0,1,1,Degrees,Phasor,IPHA,Current Phase Angle,PA,-98.6,37.5,PPA:2786,2021-07-29 22:39:06
} | MaximumArchiveDays=90 | DesiredRemainingSpace=500,2787,GPA_ROPV_230_PM_01-PM5:I,,98,8736f6c7-ad41-4b43-b4f6-e684e0d4ad20,ROPV_230_PM_01,Ropv_230_Pm_01,60,1,companyAcronym= | protocolName=IEEE C37.118.2-2011 | vendorAcronym= | vendorDeviceName= | interconnectionName=,,,,10,STTP,Streaming Telemetry Transport Protocol,1,5,LTROAN_2_FA_B,I,+,0,ROPV_230_PM_01-PM5,0.0,1.0,Ropv_230_Pm_01 LTROAN_2_FA_B + Current Magnitude,0,1,1,Amps,Phasor,IPHM,Current Magnitude,PM,-98.6,37.5,PPA:2787,2021-07-29 22:39:06
} | MaximumArchiveDays=90 | DesiredRemainingSpace=500,2788,GPA_ROPV_230_PM_01-PA5:IH,,98,8736f6c7-ad41-4b43-b4f6-e684e0d4ad20,ROPV_230_PM_01,Ropv_230_Pm_01,60,1,companyAcronym= | protocolName=IEEE C37.118.2-2011 | vendorAcronym= | vendorDeviceName= | interconnectionName=,,,,10,STTP,Streaming Telemetry Transport Protocol,2,5,LTROAN_2_FA_B,I,+,0,ROPV_230_PM_01-PA5,0.0,1.0,Ropv_230_Pm_01 LTROAN_2_FA_B + Current Phase Angle,0,1,1,Degrees,Phasor,IPHA,Current Phase Angle,PA,-98.6,37.5,PPA:2788,2021-07-29 22:39:06
} | MaximumArchiveDays=90 | DesiredRemainingSpace=500,2789,GPA_ROPV_230_PM_01-PM6:I,,98,8736f6c7-ad41-4b43-b4f6-e684e0d4ad20,ROPV_230_PM_01,Ropv_230_Pm_01,60,1,companyAcronym= | protocolName=IEEE C37.118.2-2011 | vendorAcronym= | vendorDeviceName= | interconnectionName=,,,,10,STTP,Streaming Telemetry Transport Protocol,1,6,LTROAN_2_FA_C,I,+,0,ROPV_230_PM_01-PM6,0.0,1.0,Ropv_230_Pm_01 LTROAN_2_FA_C + Current Magnitude,0,1,1,Amps,Phasor,IPHM,Current Magnitude,PM,-98.6,37.5,PPA:2789,2021-07-29 22:39:06
} | MaximumArchiveDays=90 | DesiredRemainingSpace=500,2790,GPA_ROPV_230_PM_01-PA6:IH,,98,8736f6c7-ad41-4b43-b4f6-e684e0d4ad20,ROPV_230_PM_01,Ropv_230_Pm_01,60,1,companyAcronym= | protocolName=IEEE C37.118.2-2011 | vendorAcronym= | vendorDeviceName= | interconnectionName=,,,,10,STTP,Streaming Telemetry Transport Protocol,2,6,LTROAN_2_FA_C,I,+,0,ROPV_230_PM_01-PA6,0.0,1.0,Ropv_230_Pm_01 LTROAN_2_FA_C + Current Phase Angle,0,1,1,Degrees,Phasor,IPHA,Current Phase Angle,PA,-98.6,37.5,PPA:2790,2021-07-29 22:39:06
} | MaximumArchiveDays=90 | DesiredRemainingSpace=500,2791,GPA_ROPV_230_PM_01-PM7:V,,98,8736f6c7-ad41-4b43-b4f6-e684e0d4ad20,ROPV_230_PM_01,Ropv_230_Pm_01,60,1,companyAcronym= | protocolName=IEEE C37.118.2-2011 | vendorAcronym= | vendorDeviceName= | interconnectionName=,,,,10,STTP,Streaming Telemetry Transport Protocol,3,7,LTROAN_2_FV_P,V,+,0,ROPV_230_PM_01-PM7,0.0,1.0,Ropv_230_Pm_01 LTROAN_2_FV_P + Voltage Magnitude,0,1,1,Volts,Phasor,VPHM,Voltage Magnitude,PM,-98.6,37.5,PPA:2791,2021-07-29 22:39:06
} | MaximumArchiveDays=90 | DesiredRemainingSpace=500,2792,GPA_ROPV_230_PM_01-PA7:VH,,98,8736f6c7-ad41-4b43-b4f6-e684e0d4ad20,ROPV_230_PM_01,Ropv_230_Pm_01,60,1,companyAcronym= | protocolName=IEEE C37.118.2-2011 | vendorAcronym= | vendorDeviceName= | interconnectionName=,,,,10,STTP,Streaming Telemetry Transport Protocol,4,7,LTROAN_2_FV_P,V,+,0,ROPV_230_PM_01-PA7,0.0,1.0,Ropv_230_Pm_01 LTROAN_2_FV_P + Voltage Phase Angle,0,1,1,Degrees,Phasor,VPHA,Voltage Phase Angle,PA,-98.6,37.5,PPA:2792,2021-07-29 22:39:06
} | MaximumArchiveDays=90 | DesiredRemainingSpace=500,2793,GPA_ROPV_230_PM_01-PM8:I,,98,8736f6c7-ad41-4b43-b4f6-e684e0d4ad20,ROPV_230_PM_01,Ropv_230_Pm_01,60,1,companyAcronym= | protocolName=IEEE C37.118.2-2011 | vendorAcronym= | vendorDeviceName= | interconnectionName=,,,,10,STTP,Streaming Telemetry Transport Protocol,1,8,LTROAN_2_FA_P,I,+,0,ROPV_230_PM_01-PM8,0.0,1.0,Ropv_230_Pm_01 LTROAN_2_FA_P + Current Magnitude,0,1,1,Amps,Phasor,IPHM,Current Magnitude,PM,-98.6,37.5,PPA:2793,2021-07-29 22:39:06
} | MaximumArchiveDays=90 | DesiredRemainingSpace=500,2794,GPA_ROPV_230_PM_01-PA8:IH,,98,8736f6c7-ad41-4b43-b4f6-e684e0d4ad20,ROPV_230_PM_01,Ropv_230_Pm_01,60,1,companyAcronym= | protocolName=IEEE C37.118.2-2011 | vendorAcronym= | vendorDeviceName= | interconnectionName=,,,,10,STTP,Streaming Telemetry Transport Protocol,2,8,LTROAN_2_FA_P,I,+,0,ROPV_230_PM_01-PA8,0.0,1.0,Ropv_230_Pm_01 LTROAN_2_FA_P + Current Phase Angle,0,1,1,Degrees,Phasor,IPHA,Current Phase Angle,PA,-98.6,37.5,PPA:2794,2021-07-29 22:39:06
} | MaximumArchiveDays=90 | DesiredRemainingSpace=500,2795,GPA_ROPV_230_PM_02:F,,99,8736f6c7-ad41-4b43-b4f6-e684e0d4ad20,ROPV_230_PM_02,Ropv_230_Pm_02,60,1,companyAcronym= | protocolName=IEEE C37.118.2-2011 | vendorAcronym= | vendorDeviceName= | interconnectionName=,,,,10,STTP,Streaming Telemetry Transport Protocol,5,,,,,,ROPV_230_PM_02-FQ,0.0,1.0,Ropv_230_Pm_02 Frequency,0,1,1,Hz,PMU,FREQ,Frequency,FQ,-98.6,37.5,PPA:2795,2021-07-29 22:39:06
} | MaximumArchiveDays=90 | DesiredRemainingSpace=500,2796,GPA_ROPV_230_PM_02:DF,,99,8736f6c7-ad41-4b43-b4f6-e684e0d4ad20,ROPV_230_PM_02,Ropv_230_Pm_02,60,1,companyAcronym= | protocolName=IEEE C37.118.2-2011 | vendorAcronym= | vendorDeviceName= | interconnectionName=,,,,10,STTP,Streaming Telemetry Transport Protocol,6,,,,,,ROPV_230_PM_02-DF,0.0,1.0,Ropv_230_Pm_02 Frequency Delta (dF/dt),0,1,1,,PMU,DFDT,Frequency Delta (dF/dt),DF,-98.6,37.5,PPA:2796,2021-07-29 22:39:06
} | MaximumArchiveDays=90 | DesiredRemainingSpace=500,2797,GPA_ROPV_230_PM_02:S,,99,8736f6c7-ad41-4b43-b4f6-e684e0d4ad20,ROPV_230_PM_02,Ropv_230_Pm_02,60,1,companyAcronym= | protocolName=IEEE C37.118.2-2011 | vendorAcronym= | vendorDeviceName= | interconnectionName=,,,,10,STTP,Streaming Telemetry Transport Protocol,8,,,,,,ROPV_230_PM_02-SF,0.0,1.0,Ropv_230_Pm_02 Status Flags,0,1,1,,PMU,FLAG,Status Flags,SF,-98.6,37.5,PPA:2797,2021-07-29 22:39:06
} | MaximumArchiveDays=90 | DesiredRemainingSpace=500,2798,GPA_ROPV_230_PM_02-PM1:V,,99,8736f6c7-ad41-4b43-b4f6-e684e0d4ad20,ROPV_230_PM_02,Ropv_230_Pm_02,60,1,companyAcronym= | protocolName=IEEE C37.118.2-2011 | vendorAcronym= | vendorDeviceName= | interconnectionName=,,,,10,STTP,Streaming Telemetry Transport Protocol,3,1,LTROSM_1_FV_A,V,+,0,ROPV_230_PM_02-PM1,0.0,1.0,Ropv_230_Pm_02 LTROSM_1_FV_A + Voltage Magnitude,0,1,1,Volts,Phasor,VPHM,Voltage Magnitude,PM,-98.6,37.5,PPA:2798,2021-07-29 22:39:06
} | MaximumArchiveDays=90 | DesiredRemainingSpace=500,2799,GPA_ROPV_230_PM_02-PA1:VH,,99,8736f6c7-ad41-4b43-b4f6-e684e0d4ad20,ROPV_230_PM_02,Ropv_230_Pm_02,60,1,companyAcronym= | protocolName=IEEE C37.118.2-2011 | vendorAcronym= | vendorDeviceName= | interconnectionName=,,,,10,STTP,Streaming Telemetry Transport Protocol,4,1,LTROSM_1_FV_A,V,+,0,ROPV_230_PM_02-PA1,0.0,1.0,Ropv_230_Pm_02 LTROSM_1_FV_A + Voltage Phase Angle,0,1,1,Degrees,Phasor,VPHA,Voltage Phase Angle,PA,-98.6,37.5,PPA:2799,2021-07-29 22:39:06
} | MaximumArchiveDays=90 | DesiredRemainingSpace=500,2800,GPA_ROPV_230_PM_02-PM2:V,,99,8736f6c7-ad41-4b43-b4f6-e684e0d4ad20,ROPV_230_PM_02,Ropv_230_Pm_02,60,1,companyAcronym= | protocolName=IEEE C37.118.2-2011 | vendorAcronym= | vendorDeviceName= | interconnectionName=,,,,10,STTP,Streaming Telemetry Transport Protocol,3,2,LTROSM_1_FV_B,V,+,0,ROPV_230_PM_02-PM2,0.0,1.0,Ropv_230_Pm_02 LTROSM_1_FV_B + Voltage Magnitude,0,1,1,Volts,Phasor,VPHM,Voltage Magnitude,PM,-98.6,37.5,PPA:2800,2021-07-29 22:39:06
} | MaximumArchiveDays=90 | DesiredRemainingSpace=500,2801,GPA_ROPV_230_PM_02-PA2:VH,,99,8736f6c7-ad41-4b43-b4f6-e684e0d4ad20,ROPV_230_PM_02,Ropv_230_Pm_02,60,1,companyAcronym= | protocolName=IEEE C37.118.2-2011 | vendorAcronym= | vendorDeviceName= | interconnectionName=,,,,10,STTP,Streaming Telemetry Transport Protocol,4,2,LTROSM_1_FV_B,V,+,0,ROPV_230_PM_02-PA2,0.0,1.0,Ropv_230_Pm_02 LTROSM_1_FV_B + Voltage Phase Angle,0,1,1,Degrees,Phasor,VPHA,Voltage Phase Angle,PA,-98.6,37.5,PPA:2801,2021-07-29 22:39:06
} | MaximumArchiveDays=90 | DesiredRemainingSpace=500,2802,GPA_ROPV_230_PM_02-PM3:V,,99,8736f6c7-ad41-4b43-b4f6-e684e0d4ad20,ROPV_230_PM_02,Ropv_230_Pm_02,60,1,companyAcronym= | protocolName=IEEE C37.118.2-2011 | vendorAcronym= | vendorDeviceName= | interconnectionName=,,,,10,STTP,Streaming Telemetry Transport Protocol,3,3,LTROSM_1_FV_C,V,+,0,ROPV_230_PM_02-PM3,0.0,1.0,Ropv_230_Pm_02 LTROSM_1_FV_C + Voltage Magnitude,0,1,1,Volts,Phasor,VPHM,Voltage Magnitude,PM,-98.6,37.5,PPA:2802,2021-07-29 22:39:06
} | MaximumArchiveDays=90 | DesiredRemainingSpace=500,2803,GPA_ROPV_230_PM_02-PA3:VH,,99,8736f6c7-ad41-4b43-b4f6-e684e0d4ad20,ROPV_230_PM_02,Ropv_230_Pm_02,60,1,companyAcronym= | protocolName=IEEE C37.118.2-2011 | vendorAcronym= | vendorDeviceName= | interconnectionName=,,,,10,STTP,Streaming Telemetry Transport Protocol,4,3,LTROSM_1_FV_C,V,+,0,ROPV_230_PM_02-PA3,0.0,1.0,Ropv_230_Pm_02 LTROSM_1_FV_C + Voltage Phase Angle,0,1,1,Degrees,Phasor,VPHA,Voltage Phase Angle,PA,-98.6,37.5,PPA:2803,2021-07-29 22:39:06
} | MaximumArchiveDays=90 | DesiredRemainingSpace=500,2804,GPA_ROPV_230_PM_02-PM4:I,,99,8736f6c7-ad41-4b43-b4f6-e684e0d4ad20,ROPV_230_PM_02,Ropv_230_Pm_02,60,1,companyAcronym= | protocolName=IEEE C37.118.2-2011 | vendorAcronym= | vendorDeviceName= | interconnectionName=,,,,10,STTP,Streaming Telemetry Transport Protocol,1,4,LTROSM_1_FA_A,I,+,0,ROPV_230_PM_02-PM4,0.0,1.0,Ropv_230_Pm_02 LTROSM_1_FA_A + Current Magnitude,0,1,1,Amps,Phasor,IPHM,Current Magnitude,PM,-98.6,37.5,PPA:2804,2021-07-29 22:39:06
} | MaximumArchiveDays=90 | DesiredRemainingSpace=500,2805,GPA_ROPV_230_PM_02-PA4:IH,,99,8736f6c7-ad41-4b43-b4f6-e684e0d4ad20,ROPV_230_PM_02,Ropv_230_Pm_02,60,1,companyAcronym= | protocolName=IEEE C37.118.2-2011 | vendorAcronym= | vendorDeviceName= | interconnectionName=,,,,10,STTP,Streaming Telemetry Transport Protocol,2,4,LTROSM_1_FA_A,I,+,0,ROPV_230_PM_02-PA4,0.0,1.0,Ropv_230_Pm_02 LTROSM_1_FA_A + Current Phase Angle,0,1,1,Degrees,Phasor,IPHA,Current Phase Angle,PA,-98.6,37.5,PPA:2805,2021-07-29 22:39:06
} | MaximumArchiveDays=90 | DesiredRemainingSpace=500,2806,GPA_ROPV_230_PM_02-PM5:I,,99,8736f6c7-ad41-4b43-b4f6-e684e0d4ad20,ROPV_230_PM_02,Ropv_230_Pm_02,60,1,companyAcronym= | protocolName=IEEE C37.118.2-2011 | vendorAcronym= | vendorDeviceName= | interconnectionName=,,,,10,STTP,Streaming Telemetry Transport Protocol,1,5,LTROSM_1_FA_B,I,+,0,ROPV_230_PM_02-PM5,0.0,1.0,Ropv_230_Pm_02 LTROSM_1_FA_B + Current Magnitude,0,1,1,Amps,Phasor,IPHM,Current Magnitude,PM,-98.6,37.5,PPA:2806,2021-07-29 22:39:06
} | MaximumArchiveDays=90 | DesiredRemainingSpace=500,2807,GPA_ROPV_230_PM_02-PA5:IH,,99,8736f6c7-ad41-4b43-b4f6-e684e0d4ad20,ROPV_230_PM_02,Ropv_230_Pm_02,60,1,companyAcronym= | protocolName=IEEE C37.118.2-2011 | vendorAcronym= | vendorDeviceName= | interconnectionName=,,,,10,STTP,Streaming Telemetry Transport Protocol,2,5,LTROSM_1_FA_B,I,+,0,ROPV_230_PM_02-PA5,0.0,1.0,Ropv_230_Pm_02 LTROSM_1_FA_B + Current Phase Angle,0,1,1,Degrees,Phasor,IPHA,Current Phase Angle,PA,-98.6,37.5,PPA:2807,2021-07-29 22:39:06
} | MaximumArchiveDays=90 | DesiredRemainingSpace=500,2808,GPA_ROPV_230_PM_02-PM6:I,,99,8736f6c7-ad41-4b43-b4f6-e684e0d4ad20,ROPV_230_PM_02,Ropv_230_Pm_02,60,1,companyAcronym= | protocolName=IEEE C37.118.2-2011 | vendorAcronym= | vendorDeviceName= | interconnectionName=,,,,10,STTP,Streaming Telemetry Transport Protocol,1,6,LTROSM_1_FA_C,I,+,0,ROPV_230_PM_02-PM6,0.0,1.0,Ropv_230_Pm_02 LTROSM_1_FA_C + Current Magnitude,0,1,1,Amps,Phasor,IPHM,Current Magnitude,PM,-98.6,37.5,PPA:2808,2021-07-29 22:39:06
} | MaximumArchiveDays=90 | DesiredRemainingSpace=500,2809,GPA_ROPV_230_PM_02-PA6:IH,,99,8736f6c7-ad41-4b43-b4f6-e684e0d4ad20,ROPV_230_PM_02,Ropv_230_Pm_02,60,1,companyAcronym= | protocolName=IEEE C37.118.2-2011 | vendorAcronym= | vendorDeviceName= | interconnectionName=,,,,10,STTP,Streaming Telemetry Transport Protocol,2,6,LTROSM_1_FA_C,I,+,0,ROPV_230_PM_02-PA6,0.0,1.0,Ropv_230_Pm_02 LTROSM_1_FA_C + Current Phase Angle,0,1,1,Degrees,Phasor,IPHA,Current Phase Angle,PA,-98.6,37.5,PPA:2809,2021-07-29 22:39:06
} | MaximumArchiveDays=90 | DesiredRemainingSpace=500,2810,GPA_ROPV_230_PM_02-PM7:V,,99,8736f6c7-ad41-4b43-b4f6-e684e0d4ad20,ROPV_230_PM_02,Ropv_230_Pm_02,60,1,companyAcronym= | protocolName=IEEE C37.118.2-2011 | vendorAcronym= | vendorDeviceName= | interconnectionName=,,,,10,STTP,Streaming Telemetry Transport Protocol,3,7,LTROSM_1_FV_P,V,+,0,ROPV_230_PM_02-PM7,0.0,1.0,Ropv_230_Pm_02 LTROSM_1_FV_P + Voltage Magnitude,0,1,1,Volts,Phasor,VPHM,Voltage Magnitude,PM,-98.6,37.5,PPA:2810,2021-07-29 22:39:06
} | MaximumArchiveDays=90 | DesiredRemainingSpace=500,2811,GPA_ROPV_230_PM_02-PA7:VH,,99,8736f6c7-ad41-4b43-b4f6-e684e0d4ad20,ROPV_230_PM_02,Ropv_230_Pm_02,60,1,companyAcronym= | protocolName=IEEE C37.118.2-2011 | vendorAcronym= | vendorDeviceName= | interconnectionName=,,,,10,STTP,Streaming Telemetry Transport Protocol,4,7,LTROSM_1_FV_P,V,+,0,ROPV_230_PM_02-PA7,0.0,1.0,Ropv_230_Pm_02 LTROSM_1_FV_P + Voltage Phase Angle,0,1,1,Degrees,Phasor,VPHA,Voltage Phase Angle,PA,-98.6,37.5,PPA:2811,2021-07-29 22:39:06
} | MaximumArchiveDays=90 | DesiredRemainingSpace=500,2812,GPA_ROPV_230_PM_02-PM8:I,,99,8736f6c7-ad41-4b43-b4f6-e684e0d4ad20,ROPV_230_PM_02,Ropv_230_Pm_02,60,1,companyAcronym= | protocolName=IEEE C37.118.2-2011 | vendorAcronym= | vendorDeviceName= | interconnectionName=,,,,10,STTP,Streaming Telemetry Transport Protocol,1,8,LTROSM_1_FA_P,I,+,0,ROPV_230_PM_02-PM8,0.0,1.0,Ropv_230_Pm_02 LTROSM_1_FA_P + Current Magnitude,0,1,1,Amps,Phasor,IPHM,Current Magnitude,PM,-98.6,37.5,PPA:2812,2021-07-29 22:39:06
} | MaximumArchiveDays=90 | DesiredRemainingSpace=500,2813,GPA_ROPV_230_PM_02-PA8:IH,,99,8736f6c7-ad41-4b43-b4f6-e684e0d4ad20,ROPV_230_PM_02,Ropv_230_Pm_02,60,1,companyAcronym= | protocolName=IEEE C37.118.2-2011 | vendorAcronym= | vendorDeviceName= | interconnectionName=,,,,10,STTP,Streaming Telemetry Transport Protocol,2,8,LTROSM_1_FA_P,I,+,0,ROPV_230_PM_02-PA8,0.0,1.0,Ropv_230_Pm_02 LTROSM_1_FA_P + Current Phase Angle,0,1,1,Degrees,Phasor,IPHA,Current Phase Angle,PA,-98.6,37.5,PPA:2813,2021-07-29 22:39:06
} | MaximumArchiveDays=90 | DesiredRemainingSpace=500,2814,GPA_ROPV_230_PM_03:F,,100,8736f6c7-ad41-4b43-b4f6-e684e0d4ad20,ROPV_230_PM_03,Ropv_230_Pm_03,60,1,companyAcronym= | protocolName=IEEE C37.118.2-2011 | vendorAcronym= | vendorDeviceName= | interconnectionName=,,,,10,STTP,Streaming Telemetry Transport Protocol,5,,,,,,ROPV_230_PM_03-FQ,0.0,1.0,Ropv_230_Pm_03 Frequency,0,1,1,Hz,PMU,FREQ,Frequency,FQ,-98.6,37.5,PPA:2814,2021-07-29 22:39:06
} | MaximumArchiveDays=90 | DesiredRemainingSpace=500,2815,GPA_ROPV_230_PM_03:DF,,100,8736f6c7-ad41-4b43-b4f6-e684e0d4ad20,ROPV_230_PM_03,Ropv_230_Pm_03,60,1,companyAcronym= | protocolName=IEEE C37.118.2-2011 | vendorAcronym= | vendorDeviceName= | interconnectionName=,,,,10,STTP,Streaming Telemetry Transport Protocol,6,,,,,,ROPV_230_PM_03-DF,0.0,1.0,Ropv_230_Pm_03 Frequency Delta (dF/dt),0,1,1,,PMU,DFDT,Frequency Delta (dF/dt),DF,-98.6,37.5,PPA:2815,2021-07-29 22:39:06
} | MaximumArchiveDays=90 | DesiredRemainingSpace=500,2816,GPA_ROPV_230_PM_03:S,,100,8736f6c7-ad41-4b43-b4f6-e684e0d4ad20,ROPV_230_PM_03,Ropv_230_Pm_03,60,1,companyAcronym= | protocolName=IEEE C37.118.2-2011 | vendorAcronym= | vendorDeviceName= | interconnectionName=,,,,10,STTP,Streaming Telemetry Transport Protocol,8,,,,,,ROPV_230_PM_03-SF,0.0,1.0,Ropv_230_Pm_03 Status Flags,0,1,1,,PMU,FLAG,Status Flags,SF,-98.6,37.5,PPA:2816,2021-07-29 22:39:06
} | MaximumArchiveDays=90 | DesiredRemainingSpace=500,2817,GPA_ROPV_230_PM_03-PM1:V,,100,8736f6c7-ad41-4b43-b4f6-e684e0d4ad20,ROPV_230_PM_03,Ropv_230_Pm_03,60,1,companyAcronym= | protocolName=IEEE C37.118.2-2011 | vendorAcronym= | vendorDeviceName= | interconnectionName=,,,,10,STTP,Streaming Telemetry Transport Protocol,3,1,LTROAN_1_FV_A,V,+,0,ROPV_230_PM_03-PM1,0.0,1.0,Ropv_230_Pm_03 LTROAN_1_FV_A + Voltage Magnitude,0,1,1,Volts,Phasor,VPHM,Voltage Magnitude,PM,-98.6,37.5,PPA:2817,2021-07-29 22:39:06
} | MaximumArchiveDays=90 | DesiredRemainingSpace=500,2818,GPA_ROPV_230_PM_03-PA1:VH,,100,8736f6c7-ad41-4b43-b4f6-e684e0d4ad20,ROPV_230_PM_03,Ropv_230_Pm_03,60,1,companyAcronym= | protocolName=IEEE C37.118.2-2011 | vendorAcronym= | vendorDeviceName= | interconnectionName=,,,,10,STTP,Streaming Telemetry Transport Protocol,4,1,LTROAN_1_FV_A,V,+,0,ROPV_230_PM_03-PA1,0.0,1.0,Ropv_230_Pm_03 LTROAN_1_FV_A + Voltage Phase Angle,0,1,1,Degrees,Phasor,VPHA,Voltage Phase Angle,PA,-98.6,37.5,PPA:2818,2021-07-29 22:39:06
} | MaximumArchiveDays=90 | DesiredRemainingSpace=500,2819,GPA_ROPV_230_PM_03-PM2:V,,100,8736f6c7-ad41-4b43-b4f6-e684e0d4ad20,ROPV_230_PM_03,Ropv_230_Pm_03,60,1,companyAcronym= | protocolName=IEEE C37.118.2-2011 | vendorAcronym= | vendorDeviceName= | interconnectionName=,,,,10,STTP,Streaming Telemetry Transport Protocol,3,2,LTROAN_1_FV_B,V,+,0,ROPV_230_PM_03-PM2,0.0,1.0,Ropv_230_Pm_03 LTROAN_1_FV_B + Voltage Magnitude,0,1,1,Volts,Phasor,VPHM,Voltage Magnitude,PM,-98.6,37.5,PPA:2819,2021-07-29 22:39:06
} | MaximumArchiveDays=90 | DesiredRemainingSpace=500,2820,GPA_ROPV_230_PM_03-PA2:VH,,100,8736f6c7-ad41-4b43-b4f6-e684e0d4ad20,ROPV_230_PM_03,Ropv_230_Pm_03,60,1,companyAcronym= | protocolName=IEEE C37.118.2-2011 | vendorAcronym= | vendorDeviceName= | interconnectionName=,,,,10,STTP,Streaming Telemetry Transport Protocol,4,2,LTROAN_1_FV_B,V,+,0,ROPV_230_PM_03-PA2,0.0,1.0,Ropv_230_Pm_03 LTROAN_1_FV_B + Voltage Phase Angle,0,1,1,Degrees,Phasor,VPHA,Voltage Phase Angle,PA,-98.6,37.5,PPA:2820,2021-07-29 22:39:06
} | MaximumArchiveDays=90 | DesiredRemainingSpace=500,2821,GPA_ROPV_230_PM_03-PM3:V,,100,8736f6c7-ad41-4b43-b4f6-e684e0d4ad20,ROPV_230_PM_03,Ropv_230_Pm_03,60,1,companyAcronym= | protocolName=IEEE C37.118.2-2011 | vendorAcronym= | vendorDeviceName= | interconnectionName=,,,,10,STTP,Streaming Telemetry Transport Protocol,3,3,LTROAN_1_FV_C,V,+,0,ROPV_230_PM_03-PM3,0.0,1.0,Ropv_230_Pm_03 LTROAN_1_FV_C + Voltage Magnitude,0,1,1,Volts,Phasor,VPHM,Voltage Magnitude,PM,-98.6,37.5,PPA:2821,2021-07-29 22:39:06
} | MaximumArchiveDays=90 | DesiredRemainingSpace=500,2822,GPA_ROPV_230_PM_03-PA3:VH,,100,8736f6c7-ad41-4b43-b4f6-e684e0d4ad20,ROPV_230_PM_03,Ropv_230_Pm_03,60,1,companyAcronym= | protocolName=IEEE C37.118.2-2011 | vendorAcronym= | vendorDeviceName= | interconnectionName=,,,,10,STTP,Streaming Telemetry Transport Protocol,4,3,LTROAN_1_FV_C,V,+,0,ROPV_230_PM_03-PA3,0.0,1.0,Ropv_230_Pm_03 LTROAN_1_FV_C + Voltage Phase Angle,0,1,1,Degrees,Phasor,VPHA,Voltage Phase Angle,PA,-98.6,37.5,PPA:2822,2021-07-29 22:39:06
} | MaximumArchiveDays=90 | DesiredRemainingSpace=500,2823,GPA_ROPV_230_PM_03-PM4:I,,100,8736f6c7-ad41-4b43-b4f6-e684e0d4ad20,ROPV_230_PM_03,Ropv_230_Pm_03,60,1,companyAcronym= | protocolName=IEEE C37.118.2-2011 | vendorAcronym= | vendorDeviceName= | interconnectionName=,,,,10,STTP,Streaming Telemetry Transport Protocol,1,4,LTROAN_1_FA_A,I,+,0,ROPV_230_PM_03-PM4,0.0,1.0,Ropv_230_Pm_03 LTROAN_1_FA_A + Current Magnitude,0,1,1,Amps,Phasor,IPHM,Current Magnitude,PM,-98.6,37.5,PPA:2823,2021-07-29 22:39:06
} | MaximumArchiveDays=90 | DesiredRemainingSpace=500,2824,GPA_ROPV_230_PM_03-PA4:IH,,100,8736f6c7-ad41-4b43-b4f6-e684e0d4ad20,ROPV_230_PM_03,Ropv_230_Pm_03,60,1,companyAcronym= | protocolName=IEEE C37.118.2-2011 | vendorAcronym= | vendorDeviceName= | interconnectionName=,,,,10,STTP,Streaming Telemetry Transport Protocol,2,4,LTROAN_1_FA_A,I,+,0,ROPV_230_PM_03-PA4,0.0,1.0,Ropv_230_Pm_03 LTROAN_1_FA_A + Current Phase Angle,0,1,1,Degrees,Phasor,IPHA,Current Phase Angle,PA,-98.6,37.5,PPA:2824,2021-07-29 22:39:06
} | MaximumArchiveDays=90 | DesiredRemainingSpace=500,2825,GPA_ROPV_230_PM_03-PM5:I,,100,8736f6c7-ad41-4b43-b4f6-e684e0d4ad20,ROPV_230_PM_03,Ropv_230_Pm_03,60,1,companyAcronym= | protocolName=IEEE C37.118.2-2011 | vendorAcronym= | vendorDeviceName= | interconnectionName=,,,,10,STTP,Streaming Telemetry Transport Protocol,1,5,LTROAN_1_FA_B,I,+,0,ROPV_230_PM_03-PM5,0.0,1.0,Ropv_230_Pm_03 LTROAN_1_FA_B + Current Magnitude,0,1,1,Amps,Phasor,IPHM,Current Magnitude,PM,-98.6,37.5,PPA:2825,2021-07-29 22:39:06
} | MaximumArchiveDays=90 | DesiredRemainingSpace=500,2826,GPA_ROPV_230_PM_03-PA5:IH,,100,8736f6c7-ad41-4b43-b4f6-e684e0d4ad20,ROPV_230_PM_03,Ropv_230_Pm_03,60,1,companyAcronym= | protocolName=IEEE C37.118.2-2011 | vendorAcronym= | vendorDeviceName= | interconnectionName=,,,,10,STTP,Streaming Telemetry Transport Protocol,2,5,LTROAN_1_FA_B,I,+,0,ROPV_230_PM_03-PA5,0.0,1.0,Ropv_230_Pm_03 LTROAN_1_FA_B + Current Phase Angle,0,1,1,Degrees,Phasor,IPHA,Current Phase Angle,PA,-98.6,37.5,PPA:2826,2021-07-29 22:39:06
} | MaximumArchiveDays=90 | DesiredRemainingSpace=500,2827,GPA_ROPV_230_PM_03-PM6:I,,100,8736f6c7-ad41-4b43-b4f6-e684e0d4ad20,ROPV_230_PM_03,Ropv_230_Pm_03,60,1,companyAcronym= | protocolName=IEEE C37.118.2-2011 | vendorAcronym= | vendorDeviceName= | interconnectionName=,,,,10,STTP,Streaming Telemetry Transport Protocol,1,6,LTROAN_1_FA_C,I,+,0,ROPV_230_PM_03-PM6,0.0,1.0,Ropv_230_Pm_03 LTROAN_1_FA_C + Current Magnitude,0,1,1,Amps,Phasor,IPHM,Current Magnitude,PM,-98.6,37.5,PPA:2827,2021-07-29 22:39:06
} | MaximumArchiveDays=90 | DesiredRemainingSpace=500,2828,GPA_ROPV_230_PM_03-PA6:IH,,100,8736f6c7-ad41-4b43-b4f6-e684e0d4ad20,ROPV_230_PM_03,Ropv_230_Pm_03,60,1,companyAcronym= | protocolName=IEEE C37.118.2-2011 | vendorAcronym= | vendorDeviceName= | interconnectionName=,,,,10,STTP,Streaming Telemetry Transport Protocol,2,6,LTROAN_1_FA_C,I,+,0,ROPV_230_PM_03-PA6,0.0,1.0,Ropv_230_Pm_03 LTROAN_1_FA_C + Current Phase Angle,0,1,1,Degrees,Phasor,IPHA,Current Phase Angle,PA,-98.6,37.5,PPA:2828,2021-07-29 22:39:06
} | MaximumArchiveDays=90 | DesiredRemainingSpace=500,2829,GPA_ROPV_230_PM_03-PM7:V,,100,8736f6c7-ad41-4b43-b4f6-e684e0d4ad20,ROPV_230_PM_03,Ropv_230_Pm_03,60,1,companyAcronym= | protocolName=IEEE C37.118.2-2011 | vendorAcronym= | vendorDeviceName= | interconnectionName=,,,,10,STTP,Streaming Telemetry Transport Protocol,3,7,LTROAN_1_FV_P,V,+,0,ROPV_230_PM_03-PM7,0.0,1.0,Ropv_230_Pm_03 LTROAN_1_FV_P + Voltage Magnitude,0,1,1,Volts,Phasor,VPHM,Voltage Magnitude,PM,-98.6,37.5,PPA:2829,2021-07-29 22:39:06
} | MaximumArchiveDays=90 | DesiredRemainingSpace=500,2830,GPA_ROPV_230_PM_03-PA7:VH,,100,8736f6c7-ad41-4b43-b4f6-e684e0d4ad20,ROPV_230_PM_03,Ropv_230_Pm_03,60,1,companyAcronym= | protocolName=IEEE C37.118.2-2011 | vendorAcronym= | vendorDeviceName= | interconnectionName=,,,,10,STTP,Streaming Telemetry Transport Protocol,4,7,LTROAN_1_FV_P,V,+,0,ROPV_230_PM_03-PA7,0.0,1.0,Ropv_230_Pm_03 LTROAN_1_FV_P + Voltage Phase Angle,0,1,1,Degrees,Phasor,VPHA,Voltage Phase Angle,PA,-98.6,37.5,PPA:2830,2021-07-29 22:39:06
} | MaximumArchiveDays=90 | DesiredRemainingSpace=500,2831,GPA_ROPV_230_PM_03-PM8:I,,100,8736f6c7-ad41-4b43-b4f6-e684e0d4ad20,ROPV_230_PM_03,Ropv_230_Pm_03,60,1,companyAcronym= | protocolName=IEEE C37.118.2-2011 | vendorAcronym= | vendorDeviceName= | interconnectionName=,,,,10,STTP,Streaming Telemetry Transport Protocol,1,8,LTROAN_1_FA_P,I,+,0,ROPV_230_PM_03-PM8,0.0,1.0,Ropv_230_Pm_03 LTROAN_1_FA_P + Current Magnitude,0,1,1,Amps,Phasor,IPHM,Current Magnitude,PM,-98.6,37.5,PPA:2831,2021-07-29 22:39:06
} | MaximumArchiveDays=90 | DesiredRemainingSpace=500,2832,GPA_ROPV_230_PM_03-PA8:IH,,100,8736f6c7-ad41-4b43-b4f6-e684e0d4ad20,ROPV_230_PM_03,Ropv_230_Pm_03,60,1,companyAcronym= | protocolName=IEEE C37.118.2-2011 | vendorAcronym= | vendorDeviceName= | interconnectionName=,,,,10,STTP,Streaming Telemetry Transport Protocol,2,8,LTROAN_1_FA_P,I,+,0,ROPV_230_PM_03-PA8,0.0,1.0,Ropv_230_Pm_03 LTROAN_1_FA_P + Current Phase Angle,0,1,1,Degrees,Phasor,IPHA,Current Phase Angle,PA,-98.6,37.5,PPA:2832,2021-07-29 22:39:06
} | MaximumArchiveDays=90 | DesiredRemainingSpace=500,2833,GPA_ROPV_230_PM_04:F,,101,8736f6c7-ad41-4b43-b4f6-e684e0d4ad20,ROPV_230_PM_04,Ropv_230_Pm_04,60,1,companyAcronym= | protocolName=IEEE C37.118.2-2011 | vendorAcronym= | vendorDeviceName= | interconnectionName=,,,,10,STTP,Streaming Telemetry Transport Protocol,5,,,,,,ROPV_230_PM_04-FQ,0.0,1.0,Ropv_230_Pm_04 Frequency,0,1,1,Hz,PMU,FREQ,Frequency,FQ,-98.6,37.5,PPA:2833,2021-07-29 22:39:06
} | MaximumArchiveDays=90 | DesiredRemainingSpace=500,2834,GPA_ROPV_230_PM_04:DF,,101,8736f6c7-ad41-4b43-b4f6-e684e0d4ad20,ROPV_230_PM_04,Ropv_230_Pm_04,60,1,companyAcronym= | protocolName=IEEE C37.118.2-2011 | vendorAcronym= | vendorDeviceName= | interconnectionName=,,,,10,STTP,Streaming Telemetry Transport Protocol,6,,,,,,ROPV_230_PM_04-DF,0.0,1.0,Ropv_230_Pm_04 Frequency Delta (dF/dt),0,1,1,,PMU,DFDT,Frequency Delta (dF/dt),DF,-98.6,37.5,PPA:2834,2021-07-29 22:39:06
} | MaximumArchiveDays=90 | DesiredRemainingSpace=500,2835,GPA_ROPV_230_PM_04:S,,101,8736f6c7-ad41-4b43-b4f6-e684e0d4ad20,ROPV_230_PM_04,Ropv_230_Pm_04,60,1,companyAcronym= | protocolName=IEEE C37.118.2-2011 | vendorAcronym= | vendorDeviceName= | interconnectionName=,,,,10,STTP,Streaming Telemetry Transport Protocol,8,,,,,,ROPV_230_PM_04-SF,0.0,1.0,Ropv_230_Pm_04 Status Flags,0,1,1,,PMU,FLAG,Status Flags,SF,-98.6,37.5,PPA:2835,2021-07-29 22:39:06
} | MaximumArchiveDays=90 | DesiredRemainingSpace=500,2836,GPA_ROPV_230_PM_04-PM1:V,,101,8736f6c7-ad41-4b43-b4f6-e684e0d4ad20,ROPV_230_PM_04,Ropv_230_Pm_04,60,1,companyAcronym= | protocolName=IEEE C37.118.2-2011 | vendorAcronym= | vendorDeviceName= | interconnectionName=,,,,10,STTP,Streaming Telemetry Transport Protocol,3,1,LTROSM_2_FV_A,V,+,0,ROPV_230_PM_04-PM1,0.0,1.0,Ropv_230_Pm_04 LTROSM_2_FV_A + Voltage Magnitude,0,1,1,Volts,Phasor,VPHM,Voltage Magnitude,PM,-98.6,37.5,PPA:2836,2021-07-29 22:39:06
} | MaximumArchiveDays=90 | DesiredRemainingSpace=500,2837,GPA_ROPV_230_PM_04-PA1:VH,,101,8736f6c7-ad41-4b43-b4f6-e684e0d4ad20,ROPV_230_PM_04,Ropv_230_Pm_04,60,1,companyAcronym= | protocolName=IEEE C37.118.2-2011 | vendorAcronym= | vendorDeviceName= | interconnectionName=,,,,10,STTP,Streaming Telemetry Transport Protocol,4,1,LTROSM_2_FV_A,V,+,0,ROPV_230_PM_04-PA1,0.0,1.0,Ropv_230_Pm_04 LTROSM_2_FV_A + Voltage Phase Angle,0,1,1,Degrees,Phasor,VPHA,Voltage Phase Angle,PA,-98.6,37.5,PPA:2837,2021-07-29 22:39:06
} | MaximumArchiveDays=90 | DesiredRemainingSpace=500,2838,GPA_ROPV_230_PM_04-PM2:V,,101,8736f6c7-ad41-4b43-b4f6-e684e0d4ad20,ROPV_230_PM_04,Ropv_230_Pm_04,60,1,companyAcronym= | protocolName=IEEE C37.118.2-2011 | vendorAcronym= | vendorDeviceName= | interconnectionName=,,,,10,STTP,Streaming Telemetry Transport Protocol,3,2,LTROSM_2_FV_B,V,+,0,ROPV_230_PM_04-PM2,0.0,1.0,Ropv_230_Pm_04 LTROSM_2_FV_B + Voltage Magnitude,0,1,1,Volts,Phasor,VPHM,Voltage Magnitude,PM,-98.6,37.5,PPA:2838,2021-07-29 22:39:06
} | MaximumArchiveDays=90 | DesiredRemainingSpace=500,2839,GPA_ROPV_230_PM_04-PA2:VH,,101,8736f6c7-ad41-4b43-b4f6-e684e0d4ad20,ROPV_230_PM_04,Ropv_230_Pm_04,60,1,companyAcronym= | protocolName=IEEE C37.118.2-2011 | vendorAcronym= | vendorDeviceName= | interconnectionName=,,,,10,STTP,Streaming Telemetry Transport Protocol,4,2,LTROSM_2_FV_B,V,+,0,ROPV_230_PM_04-PA2,0.0,1.0,Ropv_230_Pm_04 LTROSM_2_FV_B + Voltage Phase Angle,0,1,1,Degrees,Phasor,VPHA,Voltage Phase Angle,PA,-98.6,37.5,PPA:2839,2021-07-29 22:39:06
} | MaximumArchiveDays=90 | DesiredRemainingSpace=500,2840,GPA_ROPV_230_PM_04-PM3:V,,101,8736f6c7-ad41-4b43-b4f6-e684e0d4ad20,ROPV_230_PM_04,Ropv_230_Pm_04,60,1,companyAcronym= | protocolName=IEEE C37.118.2-2011 | vendorAcronym= | vendorDeviceName= | interconnectionName=,,,,10,STTP,Streaming Telemetry Transport Protocol,3,3,LTROSM_2_FV_C,V,+,0,ROPV_230_PM_04-PM3,0.0,1.0,Ropv_230_Pm_04 LTROSM_2_FV_C + Voltage Magnitude,0,1,1,Volts,Phasor,VPHM,Voltage Magnitude,PM,-98.6,37.5,PPA:2840,2021-07-29 22:39:06
} | MaximumArchiveDays=90 | DesiredRemainingSpace=500,2841,GPA_ROPV_230_PM_04-PA3:VH,,101,8736f6c7-ad41-4b43-b4f6-e684e0d4ad20,ROPV_230_PM_04,Ropv_230_Pm_04,60,1,companyAcronym= | protocolName=IEEE C37.118.2-2011 | vendorAcronym= | vendorDeviceName= | interconnectionName=,,,,10,STTP,Streaming Telemetry Transport Protocol,4,3,LTROSM_2_FV_C,V,+,0,ROPV_230_PM_04-PA3,0.0,1.0,Ropv_230_Pm_04 LTROSM_2_FV_C + Voltage Phase Angle,0,1,1,Degrees,Phasor,VPHA,Voltage Phase Angle,PA,-98.6,37.5,PPA:2841,2021-07-29 22:39:06
} | MaximumArchiveDays=90 | DesiredRemainingSpace=500,2842,GPA_ROPV_230_PM_04-PM4:I,,101,8736f6c7-ad41-4b43-b4f6-e684e0d4ad20,ROPV_230_PM_04,Ropv_230_Pm_04,60,1,companyAcronym= | protocolName=IEEE C37.118.2-2011 | vendorAcronym= | vendorDeviceName= | interconnectionName=,,,,10,STTP,Streaming Telemetry Transport Protocol,1,4,LTROSM_2_FA_A,I,+,0,ROPV_230_PM_04-PM4,0.0,1.0,Ropv_230_Pm_04 LTROSM_2_FA_A + Current Magnitude,0,1,1,Amps,Phasor,IPHM,Current Magnitude,PM,-98.6,37.5,PPA:2842,2021-07-29 22:39:06
} | MaximumArchiveDays=90 | DesiredRemainingSpace=500,2843,GPA_ROPV_230_PM_04-PA4:IH,,101,8736f6c7-ad41-4b43-b4f6-e684e0d4ad20,ROPV_230_PM_04,Ropv_230_Pm_04,60,1,companyAcronym= | protocolName=IEEE C37.118.2-2011 | vendorAcronym= | vendorDeviceName= | interconnectionName=,,,,10,STTP,Streaming Telemetry Transport Protocol,2,4,LTROSM_2_FA_A,I,+,0,ROPV_230_PM_04-PA4,0.0,1.0,Ropv_230_Pm_04 LTROSM_2_FA_A + Current Phase Angle,0,1,1,Degrees,Phasor,IPHA,Current Phase Angle,PA,-98.6,37.5,PPA:2843,2021-07-29 22:39:06
} | MaximumArchiveDays=90 | DesiredRemainingSpace=500,2844,GPA_ROPV_230_PM_04-PM5:I,,101,8736f6c7-ad41-4b43-b4f6-e684e0d4ad20,ROPV_230_PM_04,Ropv_230_Pm_04,60,1,companyAcronym= | protocolName=IEEE C37.118.2-2011 | vendorAcronym= | vendorDeviceName= | interconnectionName=,,,,10,STTP,Streaming Telemetry Transport Protocol,1,5,LTROSM_2_FA_B,I,+,0,ROPV_230_PM_04-PM5,0.0,1.0,Ropv_230_Pm_04 LTROSM_2_FA_B + Current Magnitude,0,1,1,Amps,Phasor,IPHM,Current Magnitude,PM,-98.6,37.5,PPA:2844,2021-07-29 22:39:06
} | MaximumArchiveDays=90 | DesiredRemainingSpace=500,2845,GPA_ROPV_230_PM_04-PA5:IH,,101,8736f6c7-ad41-4b43-b4f6-e684e0d4ad20,ROPV_230_PM_04,Ropv_230_Pm_04,60,1,companyAcronym= | protocolName=IEEE C37.118.2-2011 | vendorAcronym= | vendorDeviceName= | interconnectionName=,,,,10,STTP,Streaming Telemetry Transport Protocol,2,5,LTROSM_2_FA_B,I,+,0,ROPV_230_PM_04-PA5,0.0,1.0,Ropv_230_Pm_04 LTROSM_2_FA_B + Current Phase Angle,0,1,1,Degrees,Phasor,IPHA,Current Phase Angle,PA,-98.6,37.5,PPA:2845,2021-07-29 22:39:06
} | MaximumArchiveDays=90 | DesiredRemainingSpace=500,2846,GPA_ROPV_230_PM_04-PM6:I,,101,8736f6c7-ad41-4b43-b4f6-e684e0d4ad20,ROPV_230_PM_04,Ropv_230_Pm_04,60,1,companyAcronym= | protocolName=IEEE C37.118.2-2011 | vendorAcronym= | vendorDeviceName= | interconnectionName=,,,,10,STTP,Streaming Telemetry Transport Protocol,1,6,LTROSM_2_FA_C,I,+,0,ROPV_230_PM_04-PM6,0.0,1.0,Ropv_230_Pm_04 LTROSM_2_FA_C + Current Magnitude,0,1,1,Amps,Phasor,IPHM,Current Magnitude,PM,-98.6,37.5,PPA:2846,2021-07-29 22:39:06
} | MaximumArchiveDays=90 | DesiredRemainingSpace=500,2847,GPA_ROPV_230_PM_04-PA6:IH,,101,8736f6c7-ad41-4b43-b4f6-e684e0d4ad20,ROPV_230_PM_04,Ropv_230_Pm_04,60,1,companyAcronym= | protocolName=IEEE C37.118.2-2011 | vendorAcronym= | vendorDeviceName= | interconnectionName=,,,,10,STTP,Streaming Telemetry Transport Protocol,2,6,LTROSM_2_FA_C,I,+,0,ROPV_230_PM_04-PA6,0.0,1.0,Ropv_230_Pm_04 LTROSM_2_FA_C + Current Phase Angle,0,1,1,Degrees,Phasor,IPHA,Current Phase Angle,PA,-98.6,37.5,PPA:2847,2021-07-29 22:39:06
} | MaximumArchiveDays=90 | DesiredRemainingSpace=500,2848,GPA_ROPV_230_PM_04-PM7:V,,101,8736f6c7-ad41-4b43-b4f6-e684e0d4ad20,ROPV_230_PM_04,Ropv_230_Pm_04,60,1,companyAcronym= | protocolName=IEEE C37.118.2-2011 | vendorAcronym= | vendorDeviceName= | interconnectionName=,,,,10,STTP,Streaming Telemetry Transport Protocol,3,7,LTROSM_2_FV_P,V,+,0,ROPV_230_PM_04-PM7,0.0,1.0,Ropv_230_Pm_04 LTROSM_2_FV_P + Voltage Magnitude,0,1,1,Volts,Phasor,VPHM,Voltage Magnitude,PM,-98.6,37.5,PPA:2848,2021-07-29 22:39:06
} | MaximumArchiveDays=90 | DesiredRemainingSpace=500,2849,GPA_ROPV_230_PM_04-PA7:VH,,101,8736f6c7-ad41-4b43-b4f6-e684e0d4ad20,ROPV_230_PM_04,Ropv_230_Pm_04,60,1,companyAcronym= | protocolName=IEEE C37.118.2-2011 | vendorAcronym= | vendorDeviceName= | interconnectionName=,,,,10,STTP,Streaming Telemetry Transport Protocol,4,7,LTROSM_2_FV_P,V,+,0,ROPV_230_PM_04-PA7,0.0,1.0,Ropv_230_Pm_04 LTROSM_2_FV_P + Voltage Phase Angle,0,1,1,Degrees,Phasor,VPHA,Voltage Phase Angle,PA,-98.6,37.5,PPA:2849,2021-07-29 22:39:06
} | MaximumArchiveDays=90 | DesiredRemainingSpace=500,2850,GPA_ROPV_230_PM_04-PM8:I,,101,8736f6c7-ad41-4b43-b4f6-e684e0d4ad20,ROPV_230_PM_04,Ropv_230_Pm_04,60,1,companyAcronym= | protocolName=IEEE C37.118.2-2011 | vendorAcronym= | vendorDeviceName= | interconnectionName=,,,,10,STTP,Streaming Telemetry Transport Protocol,1,8,LTROSM_2_FA_P,I,+,0,ROPV_230_PM_04-PM8,0.0,1.0,Ropv_230_Pm_04 LTROSM_2_FA_P + Current Magnitude,0,1,1,Amps,Phasor,IPHM,Current Magnitude,PM,-98.6,37.5,PPA:2850,2021-07-29 22:39:06
} | MaximumArchiveDays=90 | DesiredRemainingSpace=500,2851,GPA_ROPV_230_PM_04-PA8:IH,,101,8736f6c7-ad41-4b43-b4f6-e684e0d4ad20,ROPV_230_PM_04,Ropv_230_Pm_04,60,1,companyAcronym= | protocolName=IEEE C37.118.2-2011 | vendorAcronym= | vendorDeviceName= | interconnectionName=,,,,10,STTP,Streaming Telemetry Transport Protocol,2,8,LTROSM_2_FA_P,I,+,0,ROPV_230_PM_04-PA8,0.0,1.0,Ropv_230_Pm_04 LTROSM_2_FA_P + Current Phase Angle,0,1,1,Degrees,Phasor,IPHA,Current Phase Angle,PA,-98.6,37.5,PPA:2851,2021-07-29 22:39:06
} | MaximumArchiveDays=90 | DesiredRemainingSpace=500,2852,GPA_ROPV_230_PM_05:F,,102,8736f6c7-ad41-4b43-b4f6-e684e0d4ad20,ROPV_230_PM_05,Ropv_230_Pm_05,60,1,companyAcronym= | protocolName=IEEE C37.118.2-2011 | vendorAcronym= | vendorDeviceName= | interconnectionName=,,,,10,STTP,Streaming Telemetry Transport Protocol,5,,,,,,ROPV_230_PM_05-FQ,0.0,1.0,Ropv_230_Pm_05 Frequency,0,1,1,Hz,PMU,FREQ,Frequency,FQ,-98.6,37.5,PPA:2852,2021-07-29 22:39:06
} | MaximumArchiveDays=90 | DesiredRemainingSpace=500,2853,GPA_ROPV_230_PM_05:DF,,102,8736f6c7-ad41-4b43-b4f6-e684e0d4ad20,ROPV_230_PM_05,Ropv_230_Pm_05,60,1,companyAcronym= | protocolName=IEEE C37.118.2-2011 | vendorAcronym= | vendorDeviceName= | interconnectionName=,,,,10,STTP,Streaming Telemetry Transport Protocol,6,,,,,,ROPV_230_PM_05-DF,0.0,1.0,Ropv_230_Pm_05 Frequency Delta (dF/dt),0,1,1,,PMU,DFDT,Frequency Delta (dF/dt),DF,-98.6,37.5,PPA:2853,2021-07-29 22:39:06
} | MaximumArchiveDays=90 | DesiredRemainingSpace=500,2854,GPA_ROPV_230_PM_05:S,,102,8736f6c7-ad41-4b43-b4f6-e684e0d4ad20,ROPV_230_PM_05,Ropv_230_Pm_05,60,1,companyAcronym= | protocolName=IEEE C37.118.2-2011 | vendorAcronym= | vendorDeviceName= | interconnectionName=,,,,10,STTP,Streaming Telemetry Transport Protocol,8,,,,,,ROPV_230_PM_05-SF,0.0,1.0,Ropv_230_Pm_05 Status Flags,0,1,1,,PMU,FLAG,Status Flags,SF,-98.6,37.5,PPA:2854,2021-07-29 22:39:06
} | MaximumArchiveDays=90 | DesiredRemainingSpace=500,2855,GPA_ROPV_230_PM_05-PM1:V,,102,8736f6c7-ad41-4b43-b4f6-e684e0d4ad20,ROPV_230_PM_05,Ropv_230_Pm_05,60,1,companyAcronym= | protocolName=IEEE C37.118.2-2011 | vendorAcronym= | vendorDeviceName= | interconnectionName=,,,,10,STTP,Streaming Telemetry Transport Protocol,3,1,LTROCPV_1_FV_A,V,C,0,ROPV_230_PM_05-PM1,0.0,1.0,Ropv_230_Pm_05 LTROCPV_1_FV_A C Voltage Magnitude,0,1,1,Volts,Phasor,VPHM,Voltage Magnitude,PM,-98.6,37.5,PPA:2855,2021-07-29 22:39:06
} | MaximumArchiveDays=90 | DesiredRemainingSpace=500,2856,GPA_ROPV_230_PM_05-PA1:VH,,102,8736f6c7-ad41-4b43-b4f6-e684e0d4ad20,ROPV_230_PM_05,Ropv_230_Pm_05,60,1,companyAcronym= | protocolName=IEEE C37.118.2-2011 | vendorAcronym= | vendorDeviceName= | interconnectionName=,,,,10,STTP,Streaming Telemetry Transport Protocol,4,1,LTROCPV_1_FV_A,V,C,0,ROPV_230_PM_05-PA1,0.0,1.0,Ropv_230_Pm_05 LTROCPV_1_FV_A C Voltage Phase Angle,0,1,1,Degrees,Phasor,VPHA,Voltage Phase Angle,PA,-98.6,37.5,PPA:2856,2021-07-29 22:39:06
} | MaximumArchiveDays=90 | DesiredRemainingSpace=500,2857,GPA_ROPV_230_PM_05-PM2:V,,102,8736f6c7-ad41-4b43-b4f6-e684e0d4ad20,ROPV_230_PM_05,Ropv_230_Pm_05,60,1,companyAcronym= | protocolName=IEEE C37.118.2-2011 | vendorAcronym= | vendorDeviceName= | interconnectionName=,,,,10,STTP,Streaming Telemetry Transport Protocol,3,2,LTROCPV_1_FV_B,V,C,0,ROPV_230_PM_05-PM2,0.0,1.0,Ropv_230_Pm_05 LTROCPV_1_FV_B C Voltage Magnitude,0,1,1,Volts,Phasor,VPHM,Voltage Magnitude,PM,-98.6,37.5,PPA:2857,2021-07-29 22:39:06
} | MaximumArchiveDays=90 | DesiredRemainingSpace=500,2858,GPA_ROPV_230_PM_05-PA2:VH,,102,8736f6c7-ad41-4b43-b4f6-e684e0d4ad20,ROPV_230_PM_05,Ropv_230_Pm_05,60,1,companyAcronym= | protocolName=IEEE C37.118.2-2011 | vendorAcronym= | vendorDeviceName= | interconnectionName=,,,,10,STTP,Streaming Telemetry Transport Protocol,4,2,LTROCPV_1_FV_B,V,C,0,ROPV_230_PM_05-PA2,0.0,1.0,Ropv_230_Pm_05 LTROCPV_1_FV_B C Voltage Phase Angle,0,1,1,Degrees,Phasor,VPHA,Voltage Phase Angle,PA,-98.6,37.5,PPA:2858,2021-07-29 22:39:06
} | MaximumArchiveDays=90 | DesiredRemainingSpace=500,2859,GPA_ROPV_230_PM_05-PM3:V,,102,8736f6c7-ad41-4b43-b4f6-e684e0d4ad20,ROPV_230_PM_05,Ropv_230_Pm_05,60,1,companyAcronym= | protocolName=IEEE C37.118.2-2011 | vendorAcronym= | vendorDeviceName= | interconnectionName=,,,,10,STTP,Streaming Telemetry Transport Protocol,3,3,LTROCPV_1_FV_C,V,C,0,ROPV_230_PM_05-PM3,0.0,1.0,Ropv_230_Pm_05 LTROCPV_1_FV_C C Voltage Magnitude,0,1,1,Volts,Phasor,VPHM,Voltage Magnitude,PM,-98.6,37.5,PPA:2859,2021-07-29 22:39:06
} | MaximumArchiveDays=90 | DesiredRemainingSpace=500,2860,GPA_ROPV_230_PM_05-PA3:VH,,102,8736f6c7-ad41-4b43-b4f6-e684e0d4ad20,ROPV_230_PM_05,Ropv_230_Pm_05,60,1,companyAcronym= | protocolName=IEEE C37.118.2-2011 | vendorAcronym= | vendorDeviceName= | interconnectionName=,,,,10,STTP,Streaming Telemetry Transport Protocol,4,3,LTROCPV_1_FV_C,V,C,0,ROPV_230_PM_05-PA3,0.0,1.0,Ropv_230_Pm_05 LTROCPV_1_FV_C C Voltage Phase Angle,0,1,1,Degrees,Phasor,VPHA,Voltage Phase Angle,PA,-98.6,37.5,PPA:2860,2021-07-29 22:39:06
} | MaximumArchiveDays=90 | DesiredRemainingSpace=500,2861,GPA_ROPV_230_PM_05-PM4:I,,102,8736f6c7-ad41-4b43-b4f6-e684e0d4ad20,ROPV_230_PM_05,Ropv_230_Pm_05,60,1,companyAcronym= | protocolName=IEEE C37.118.2-2011 | vendorAcronym= | vendorDeviceName= | interconnectionName=,,,,10,STTP,Streaming Telemetry Transport Protocol,1,4,LTROCPV_1_FA_A,I,C,0,ROPV_230_PM_05-PM4,0.0,1.0,Ropv_230_Pm_05 LTROCPV_1_FA_A C Current Magnitude,0,1,1,Amps,Phasor,IPHM,Current Magnitude,PM,-98.6,37.5,PPA:2861,2021-07-29 22:39:06
} | MaximumArchiveDays=90 | DesiredRemainingSpace=500,2862,GPA_ROPV_230_PM_05-PA4:IH,,102,8736f6c7-ad41-4b43-b4f6-e684e0d4ad20,ROPV_230_PM_05,Ropv_230_Pm_05,60,1,companyAcronym= | protocolName=IEEE C37.118.2-2011 | vendorAcronym= | vendorDeviceName= | interconnectionName=,,,,10,STTP,Streaming Telemetry Transport Protocol,2,4,LTROCPV_1_FA_A,I,C,0,ROPV_230_PM_05-PA4,0.0,1.0,Ropv_230_Pm_05 LTROCPV_1_FA_A C Current Phase Angle,0,1,1,Degrees,Phasor,IPHA,Current Phase Angle,PA,-98.6,37.5,PPA:2862,2021-07-29 22:39:06
} | MaximumArchiveDays=90 | DesiredRemainingSpace=500,2863,GPA_ROPV_230_PM_05-PM5:I,,102,8736f6c7-ad41-4b43-b4f6-e684e0d4ad20,ROPV_230_PM_05,Ropv_230_Pm_05,60,1,companyAcronym= | protocolName=IEEE C37.118.2-2011 | vendorAcronym= | vendorDeviceName= | interconnectionName=,,,,10,STTP,Streaming Telemetry Transport Protocol,1,5,LTROCPV_1_FA_B,I,C,0,ROPV_230_PM_05-PM5,0.0,1.0,Ropv_230_Pm_05 LTROCPV_1_FA_B C Current Magnitude,0,1,1,Amps,Phasor,IPHM,Current Magnitude,PM,-98.6,37.5,PPA:2863,2021-07-29 22:39:06
} | MaximumArchiveDays=90 | DesiredRemainingSpace=500,2864,GPA_ROPV_230_PM_05-PA5:IH,,102,8736f6c7-ad41-4b43-b4f6-e684e0d4ad20,ROPV_230_PM_05,Ropv_230_Pm_05,60,1,companyAcronym= | protocolName=IEEE C37.118.2-2011 | vendorAcronym= | vendorDeviceName= | interconnectionName=,,,,10,STTP,Streaming Telemetry Transport Protocol,2,5,LTROCPV_1_FA_B,I,C,0,ROPV_230_PM_05-PA5,0.0,1.0,Ropv_230_Pm_05 LTROCPV_1_FA_B C Current Phase Angle,0,1,1,Degrees,Phasor,IPHA,Current Phase Angle,PA,-98.6,37.5,PPA:2864,2021-07-29 22:39:06
} | MaximumArchiveDays=90 | DesiredRemainingSpace=500,2865,GPA_ROPV_230_PM_05-PM6:I,,102,8736f6c7-ad41-4b43-b4f6-e684e0d4ad20,ROPV_230_PM_05,Ropv_230_Pm_05,60,1,companyAcronym= | protocolName=IEEE C37.118.2-2011 | vendorAcronym= | vendorDeviceName= | interconnectionName=,,,,10,STTP,Streaming Telemetry Transport Protocol,1,6,LTROCPV_1_FA_C,I,C,0,ROPV_230_PM_05-PM6,0.0,1.0,Ropv_230_Pm_05 LTROCPV_1_FA_C C Current Magnitude,0,1,1,Amps,Phasor,IPHM,Current Magnitude,PM,-98.6,37.5,PPA:2865,2021-07-29 22:39:06
} | MaximumArchiveDays=90 | DesiredRemainingSpace=500,2866,GPA_ROPV_230_PM_05-PA6:IH,,102,8736f6c7-ad41-4b43-b4f6-e684e0d4ad20,ROPV_230_PM_05,Ropv_230_Pm_05,60,1,companyAcronym= | protocolName=IEEE C37.118.2-2011 | vendorAcronym= | vendorDeviceName= | interconnectionName=,,,,10,STTP,Streaming Telemetry Transport Protocol,2,6,LTROCPV_1_FA_C,I,C,0,ROPV_230_PM_05-PA6,0.0,1.0,Ropv_230_Pm_05 LTROCPV_1_FA_C C Current Phase Angle,0,1,1,Degrees,Phasor,IPHA,Current Phase Angle,PA,-98.6,37.5,PPA:2866,2021-07-29 22:39:06
} | MaximumArchiveDays=90 | DesiredRemainingSpace=500,2867,GPA_ROPV_230_PM_05-PM7:V,,102,8736f6c7-ad41-4b43-b4f6-e684e0d4ad20,ROPV_230_PM_05,Ropv_230_Pm_05,60,1,companyAcronym= | protocolName=IEEE C37.118.2-2011 | vendorAcronym= | vendorDeviceName= | interconnectionName=,,,,10,STTP,Streaming Telemetry Transport Protocol,3,7,LTROCPV_1_FV_P,V,C,0,ROPV_230_PM_05-PM7,0.0,1.0,Ropv_230_Pm_05 LTROCPV_1_FV_P C Voltage Magnitude,0,1,1,Volts,Phasor,VPHM,Voltage Magnitude,PM,-98.6,37.5,PPA:2867,2021-07-29 22:39:06
} | MaximumArchiveDays=90 | DesiredRemainingSpace=500,2868,GPA_ROPV_230_PM_05-PA7:VH,,102,8736f6c7-ad41-4b43-b4f6-e684e0d4ad20,ROPV_230_PM_05,Ropv_230_Pm_05,60,1,companyAcronym= | protocolName=IEEE C37.118.2-2011 | vendorAcronym= | vendorDeviceName= | interconnectionName=,,,,10,STTP,Streaming Telemetry Transport Protocol,4,7,LTROCPV_1_FV_P,V,C,0,ROPV_230_PM_05-PA7,0.0,1.0,Ropv_230_Pm_05 LTROCPV_1_FV_P C Voltage Phase Angle,0,1,1,Degrees,Phasor,VPHA,Voltage Phase Angle,PA,-98.6,37.5,PPA:2868,2021-07-29 22:39:06
} | MaximumArchiveDays=90 | DesiredRemainingSpace=500,2869,GPA_ROPV_230_PM_05-PM8:I,,102,8736f6c7-ad41-4b43-b4f6-e684e0d4ad20,ROPV_230_PM_05,Ropv_230_Pm_05,60,1,companyAcronym= | protocolName=IEEE C37.118.2-2011 | vendorAcronym= | vendorDeviceName= | interconnectionName=,,,,10,STTP,Streaming Telemetry Transport Protocol,1,8,LTROCPV_1_FA_P,I,C,0,ROPV_230_PM_05-PM8,0.0,1.0,Ropv_230_Pm_05 LTROCPV_1_FA_P C Current Magnitude,0,1,1,Amps,Phasor,IPHM,Current Magnitude,PM,-98.6,37.5,PPA:2869,2021-07-29 22:39:06
} | MaximumArchiveDays=90 | DesiredRemainingSpace=500,2870,GPA_ROPV_230_PM_05-PA8:IH,,102,8736f6c7-ad41-4b43-b4f6-e684e0d4ad20,ROPV_230_PM_05,Ropv_230_Pm_05,60,1,companyAcronym= | protocolName=IEEE C37.118.2-2011 | vendorAcronym= | vendorDeviceName= | interconnectionName=,,,,10,STTP,Streaming Telemetry Transport Protocol,2,8,LTROCPV_1_FA_P,I,C,0,ROPV_230_PM_05-PA8,0.0,1.0,Ropv_230_Pm_05 LTROCPV_1_FA_P C Current Phase Angle,0,1,1,Degrees,Phasor,IPHA,Current Phase Angle,PA,-98.6,37.5,PPA:2870,2021-07-29 22:39:06
} | MaximumArchiveDays=90 | DesiredRemainingSpace=500,2871,GPA_ROPV_230_PM_06:F,,103,8736f6c7-ad41-4b43-b4f6-e684e0d4ad20,ROPV_230_PM_06,Ropv_230_Pm_06,60,1,companyAcronym= | protocolName=IEEE C37.118.2-2011 | vendorAcronym= | vendorDeviceName= | interconnectionName=,,,,10,STTP,Streaming Telemetry Transport Protocol,5,,,,,,ROPV_230_PM_06-FQ,0.0,1.0,Ropv_230_Pm_06 Frequency,0,1,1,Hz,PMU,FREQ,Frequency,FQ,-98.6,37.5,PPA:2871,2021-07-29 22:39:06
} | MaximumArchiveDays=90 | DesiredRemainingSpace=500,2872,GPA_ROPV_230_PM_06:DF,,103,8736f6c7-ad41-4b43-b4f6-e684e0d4ad20,ROPV_230_PM_06,Ropv_230_Pm_06,60,1,companyAcronym= | protocolName=IEEE C37.118.2-2011 | vendorAcronym= | vendorDeviceName= | interconnectionName=,,,,10,STTP,Streaming Telemetry Transport Protocol,6,,,,,,ROPV_230_PM_06-DF,0.0,1.0,Ropv_230_Pm_06 Frequency Delta (dF/dt),0,1,1,,PMU,DFDT,Frequency Delta (dF/dt),DF,-98.6,37.5,PPA:2872,2021-07-29 22:39:06
} | MaximumArchiveDays=90 | DesiredRemainingSpace=500,2873,GPA_ROPV_230_PM_06:S,,103,8736f6c7-ad41-4b43-b4f6-e684e0d4ad20,ROPV_230_PM_06,Ropv_230_Pm_06,60,1,companyAcronym= | protocolName=IEEE C37.118.2-2011 | vendorAcronym= | vendorDeviceName= | interconnectionName=,,,,10,STTP,Streaming Telemetry Transport Protocol,8,,,,,,ROPV_230_PM_06-SF,0.0,1.0,Ropv_230_Pm_06 Status Flags,0,1,1,,PMU,FLAG,Status Flags,SF,-98.6,37.5,PPA:2873,2021-07-29 22:39:06
} | MaximumArchiveDays=90 | DesiredRemainingSpace=500,2874,GPA_ROPV_230_PM_06-PM1:V,,103,8736f6c7-ad41-4b43-b4f6-e684e0d4ad20,ROPV_230_PM_06,Ropv_230_Pm_06,60,1,companyAcronym= | protocolName=IEEE C37.118.2-2011 | vendorAcronym= | vendorDeviceName= | interconnectionName=,,,,10,STTP,Streaming Telemetry Transport Protocol,3,1,LTROCPV_2_FV_A,V,C,0,ROPV_230_PM_06-PM1,0.0,1.0,Ropv_230_Pm_06 LTROCPV_2_FV_A C Voltage Magnitude,0,1,1,Volts,Phasor,VPHM,Voltage Magnitude,PM,-98.6,37.5,PPA:2874,2021-07-29 22:39:06
} | MaximumArchiveDays=90 | DesiredRemainingSpace=500,2875,GPA_ROPV_230_PM_06-PA1:VH,,103,8736f6c7-ad41-4b43-b4f6-e684e0d4ad20,ROPV_230_PM_06,Ropv_230_Pm_06,60,1,companyAcronym= | protocolName=IEEE C37.118.2-2011 | vendorAcronym= | vendorDeviceName= | interconnectionName=,,,,10,STTP,Streaming Telemetry Transport Protocol,4,1,LTROCPV_2_FV_A,V,C,0,ROPV_230_PM_06-PA1,0.0,1.0,Ropv_230_Pm_06 LTROCPV_2_FV_A C Voltage Phase Angle,0,1,1,Degrees,Phasor,VPHA,Voltage Phase Angle,PA,-98.6,37.5,PPA:2875,2021-07-29 22:39:06
} | MaximumArchiveDays=90 | DesiredRemainingSpace=500,2876,GPA_ROPV_230_PM_06-PM2:V,,103,8736f6c7-ad41-4b43-b4f6-e684e0d4ad20,ROPV_230_PM_06,Ropv_230_Pm_06,60,1,companyAcronym= | protocolName=IEEE C37.118.2-2011 | vendorAcronym= | vendorDeviceName= | interconnectionName=,,,,10,STTP,Streaming Telemetry Transport Protocol,3,2,LTROCPV_2_FV_B,V,C,0,ROPV_230_PM_06-PM2,0.0,1.0,Ropv_230_Pm_06 LTROCPV_2_FV_B C Voltage Magnitude,0,1,1,Volts,Phasor,VPHM,Voltage Magnitude,PM,-98.6,37.5,PPA:2876,2021-07-29 22:39:06
} | MaximumArchiveDays=90 | DesiredRemainingSpace=500,2877,GPA_ROPV_230_PM_06-PA2:VH,,103,8736f6c7-ad41-4b43-b4f6-e684e0d4ad20,ROPV_230_PM_06,Ropv_230_Pm_06,60,1,companyAcronym= | protocolName=IEEE C37.118.2-2011 | vendorAcronym= | vendorDeviceName= | interconnectionName=,,,,10,STTP,Streaming Telemetry Transport Protocol,4,2,LTROCPV_2_FV_B,V,C,0,ROPV_230_PM_06-PA2,0.0,1.0,Ropv_230_Pm_06 LTROCPV_2_FV_B C Voltage Phase Angle,0,1,1,Degrees,Phasor,VPHA,Voltage Phase Angle,PA,-98.6,37.5,PPA:2877,2021-07-29 22:39:06
} | MaximumArchiveDays=90 | DesiredRemainingSpace=500,2878,GPA_ROPV_230_PM_06-PM3:V,,103,8736f6c7-ad41-4b43-b4f6-e684e0d4ad20,ROPV_230_PM_06,Ropv_230_Pm_06,60,1,companyAcronym= | protocolName=IEEE C37.118.2-2011 | vendorAcronym= | vendorDeviceName= | interconnectionName=,,,,10,STTP,Streaming Telemetry Transport Protocol,3,3,LTROCPV_2_FV_C,V,C,0,ROPV_230_PM_06-PM3,0.0,1.0,Ropv_230_Pm_06 LTROCPV_2_FV_C C Voltage Magnitude,0,1,1,Volts,Phasor,VPHM,Voltage Magnitude,PM,-98.6,37.5,PPA:2878,2021-07-29 22:39:06
} | MaximumArchiveDays=90 | DesiredRemainingSpace=500,2879,GPA_ROPV_230_PM_06-PA3:VH,,103,8736f6c7-ad41-4b43-b4f6-e684e0d4ad20,ROPV_230_PM_06,Ropv_230_Pm_06,60,1,companyAcronym= | protocolName=IEEE C37.118.2-2011 | vendorAcronym= | vendorDeviceName= | interconnectionName=,,,,10,STTP,Streaming Telemetry Transport Protocol,4,3,LTROCPV_2_FV_C,V,C,0,ROPV_230_PM_06-PA3,0.0,1.0,Ropv_230_Pm_06 LTROCPV_2_FV_C C Voltage Phase Angle,0,1,1,Degrees,Phasor,VPHA,Voltage Phase Angle,PA,-98.6,37.5,PPA:2879,2021-07-29 22:39:06
} | MaximumArchiveDays=90 | DesiredRemainingSpace=500,2880,GPA_ROPV_230_PM_06-PM4:I,,103,8736f6c7-ad41-4b43-b4f6-e684e0d4ad20,ROPV_230_PM_06,Ropv_230_Pm_06,60,1,companyAcronym= | protocolName=IEEE C37.118.2-2011 | vendorAcronym= | vendorDeviceName= | interconnectionName=,,,,10,STTP,Streaming Telemetry Transport Protocol,1,4,LTROCPV_2_FA_A,I,C,0,ROPV_230_PM_06-PM4,0.0,1.0,Ropv_230_Pm_06 LTROCPV_2_FA_A C Current Magnitude,0,1,1,Amps,Phasor,IPHM,Current Magnitude,PM,-98.6,37.5,PPA:2880,2021-07-29 22:39:06
} | MaximumArchiveDays=90 | DesiredRemainingSpace=500,2881,GPA_ROPV_230_PM_06-PA4:IH,,103,8736f6c7-ad41-4b43-b4f6-e684e0d4ad20,ROPV_230_PM_06,Ropv_230_Pm_06,60,1,companyAcronym= | protocolName=IEEE C37.118.2-2011 | vendorAcronym= | vendorDeviceName= | interconnectionName=,,,,10,STTP,Streaming Telemetry Transport Protocol,2,4,LTROCPV_2_FA_A,I,C,0,ROPV_230_PM_06-PA4,0.0,1.0,Ropv_230_Pm_06 LTROCPV_2_FA_A C Current Phase Angle,0,1,1,Degrees,Phasor,IPHA,Current Phase Angle,PA,-98.6,37.5,PPA:2881,2021-07-29 22:39:06
} | MaximumArchiveDays=90 | DesiredRemainingSpace=500,2882,GPA_ROPV_230_PM_06-PM5:I,,103,8736f6c7-ad41-4b43-b4f6-e684e0d4ad20,ROPV_230_PM_06,Ropv_230_Pm_06,60,1,companyAcronym= | protocolName=IEEE C37.118.2-2011 | vendorAcronym= | vendorDeviceName= | interconnectionName=,,,,10,STTP,Streaming Telemetry Transport Protocol,1,5,LTROCPV_2_FA_B,I,C,0,ROPV_230_PM_06-PM5,0.0,1.0,Ropv_230_Pm_06 LTROCPV_2_FA_B C Current Magnitude,0,1,1,Amps,Phasor,IPHM,Current Magnitude,PM,-98.6,37.5,PPA:2882,2021-07-29 22:39:06
} | MaximumArchiveDays=90 | DesiredRemainingSpace=500,2883,GPA_ROPV_230_PM_06-PA5:IH,,103,8736f6c7-ad41-4b43-b4f6-e684e0d4ad20,ROPV_230_PM_06,Ropv_230_Pm_06,60,1,companyAcronym= | protocolName=IEEE C37.118.2-2011 | vendorAcronym= | vendorDeviceName= | interconnectionName=,,,,10,STTP,Streaming Telemetry Transport Protocol,2,5,LTROCPV_2_FA_B,I,C,0,ROPV_230_PM_06-PA5,0.0,1.0,Ropv_230_Pm_06 LTROCPV_2_FA_B C Current Phase Angle,0,1,1,Degrees,Phasor,IPHA,Current Phase Angle,PA,-98.6,37.5,PPA:2883,2021-07-29 22:39:06
} | MaximumArchiveDays=90 | DesiredRemainingSpace=500,2884,GPA_ROPV_230_PM_06-PM6:I,,103,8736f6c7-ad41-4b43-b4f6-e684e0d4ad20,ROPV_230_PM_06,Ropv_230_Pm_06,60,1,companyAcronym= | protocolName=IEEE C37.118.2-2011 | vendorAcronym= | vendorDeviceName= | interconnectionName=,,,,10,STTP,Streaming Telemetry Transport Protocol,1,6,LTROCPV_2_FA_C,I,C,0,ROPV_230_PM_06-PM6,0.0,1.0,Ropv_230_Pm_06 LTROCPV_2_FA_C C Current Magnitude,0,1,1,Amps,Phasor,IPHM,Current Magnitude,PM,-98.6,37.5,PPA:2884,2021-07-29 22:39:06
} | MaximumArchiveDays=90 | DesiredRemainingSpace=500,2885,GPA_ROPV_230_PM_06-PA6:IH,,103,8736f6c7-ad41-4b43-b4f6-e684e0d4ad20,ROPV_230_PM_06,Ropv_230_Pm_06,60,1,companyAcronym= | protocolName=IEEE C37.118.2-2011 | vendorAcronym= | vendorDeviceName= | interconnectionName=,,,,10,STTP,Streaming Telemetry Transport Protocol,2,6,LTROCPV_2_FA_C,I,C,0,ROPV_230_PM_06-PA6,0.0,1.0,Ropv_230_Pm_06 LTROCPV_2_FA_C C Current Phase Angle,0,1,1,Degrees,Phasor,IPHA,Current Phase Angle,PA,-98.6,37.5,PPA:2885,2021-07-29 22:39:06
} | MaximumArchiveDays=90 | DesiredRemainingSpace=500,2886,GPA_ROPV_230_PM_06-PM7:I,,103,8736f6c7-ad41-4b43-b4f6-e684e0d4ad20,ROPV_230_PM_06,Ropv_230_Pm_06,60,1,companyAcronym= | protocolName=IEEE C37.118.2-2011 | vendorAcronym= | vendorDeviceName= | interconnectionName=,,,,10,STTP,Streaming Telemetry Transport Protocol,1,7,LTROCPV_2_FA_P,I,C,0,ROPV_230_PM_06-PM7,0.0,1.0,Ropv_230_Pm_06 LTROCPV_2_FA_P C Current Magnitude,0,1,1,Amps,Phasor,IPHM,Current Magnitude,PM,-98.6,37.5,PPA:2886,2021-07-29 22:39:06
} | MaximumArchiveDays=90 | DesiredRemainingSpace=500,2887,GPA_ROPV_230_PM_06-PA7:IH,,103,8736f6c7-ad41-4b43-b4f6-e684e0d4ad20,ROPV_230_PM_06,Ropv_230_Pm_06,60,1,companyAcronym= | protocolName=IEEE C37.118.2-2011 | vendorAcronym= | vendorDeviceName= | interconnectionName=,,,,10,STTP,Streaming Telemetry Transport Protocol,2,7,LTROCPV_2_FA_P,I,C,0,ROPV_230_PM_06-PA7,0.0,1.0,Ropv_230_Pm_06 LTROCPV_2_FA_P C Current Phase Angle,0,1,1,Degrees,Phasor,IPHA,Current Phase Angle,PA,-98.6,37.5,PPA:2887,2021-07-29 22:39:06
} | MaximumArchiveDays=90 | DesiredRemainingSpace=500,2888,GPA_ROPV_230_PM_06-PM8:V,,103,8736f6c7-ad41-4b43-b4f6-e684e0d4ad20,ROPV_230_PM_06,Ropv_230_Pm_06,60,1,companyAcronym= | protocolName=IEEE C37.118.2-2011 | vendorAcronym= | vendorDeviceName= | interconnectionName=,,,,10,STTP,Streaming Telemetry Transport Protocol,3,8,LTROCPV_2_FV_P,V,C,0,ROPV_230_PM_06-PM8,0.0,1.0,Ropv_230_Pm_06 LTROCPV_2_FV_P C Voltage Magnitude,0,1,1,Volts,Phasor,VPHM,Voltage Magnitude,PM,-98.6,37.5,PPA:2888,2021-07-29 22:39:06
} | MaximumArchiveDays=90 | DesiredRemainingSpace=500,2889,GPA_ROPV_230_PM_06-PA8:VH,,103,8736f6c7-ad41-4b43-b4f6-e684e0d4ad20,ROPV_230_PM_06,Ropv_230_Pm_06,60,1,companyAcronym= | protocolName=IEEE C37.118.2-2011 | vendorAcronym= | vendorDeviceName= | interconnectionName=,,,,10,STTP,Streaming Telemetry Transport Protocol,4,8,LTROCPV_2_FV_P,V,C,0,ROPV_230_PM_06-PA8,0.0,1.0,Ropv_230_Pm_06 LTROCPV_2_FV_P C Voltage Phase Angle,0,1,1,Degrees,Phasor,VPHA,Voltage Phase Angle,PA,-98.6,37.5,PPA:2889,2021-07-29 22:39:06
} | MaximumArchiveDays=90 | DesiredRemainingSpace=500,2890,GPA_ROPV_230_PM_07:F,,104,8736f6c7-ad41-4b43-b4f6-e684e0d4ad20,ROPV_230_PM_07,Ropv_230_Pm_07,60,1,companyAcronym= | protocolName=IEEE C37.118.2-2011 | vendorAcronym= | vendorDeviceName= | interconnectionName=,,,,10,STTP,Streaming Telemetry Transport Protocol,5,,,,,,ROPV_230_PM_07-FQ,0.0,1.0,Ropv_230_Pm_07 Frequency,0,1,1,Hz,PMU,FREQ,Frequency,FQ,-98.6,37.5,PPA:2890,2021-07-29 22:39:06
} | MaximumArchiveDays=90 | DesiredRemainingSpace=500,2891,GPA_ROPV_230_PM_07:DF,,104,8736f6c7-ad41-4b43-b4f6-e684e0d4ad20,ROPV_230_PM_07,Ropv_230_Pm_07,60,1,companyAcronym= | protocolName=IEEE C37.118.2-2011 | vendorAcronym= | vendorDeviceName= | interconnectionName=,,,,10,STTP,Streaming Telemetry Transport Protocol,6,,,,,,ROPV_230_PM_07-DF,0.0,1.0,Ropv_230_Pm_07 Frequency Delta (dF/dt),0,1,1,,PMU,DFDT,Frequency Delta (dF/dt),DF,-98.6,37.5,PPA:2891,2021-07-29 22:39:06
} | MaximumArchiveDays=90 | DesiredRemainingSpace=500,2892,GPA_ROPV_230_PM_07:S,,104,8736f6c7-ad41-4b43-b4f6-e684e0d4ad20,ROPV_230_PM_07,Ropv_230_Pm_07,60,1,companyAcronym= | protocolName=IEEE C37.118.2-2011 | vendorAcronym= | vendorDeviceName= | interconnectionName=,,,,10,STTP,Streaming Telemetry Transport Protocol,8,,,,,,ROPV_230_PM_07-SF,0.0,1.0,Ropv_230_Pm_07 Status Flags,0,1,1,,PMU,FLAG,Status Flags,SF,-98.6,37.5,PPA:2892,2021-07-29 22:39:06
} | MaximumArchiveDays=90 | DesiredRemainingSpace=500,2893,GPA_ROPV_230_PM_07-PM1:V,,104,8736f6c7-ad41-4b43-b4f6-e684e0d4ad20,ROPV_230_PM_07,Ropv_230_Pm_07,60,1,companyAcronym= | protocolName=IEEE C37.118.2-2011 | vendorAcronym= | vendorDeviceName= | interconnectionName=,,,,10,STTP,Streaming Telemetry Transport Protocol,3,1,BA1_FV_B,V,+,0,ROPV_230_PM_07-PM1,0.0,1.0,Ropv_230_Pm_07 BA1_FV_B + Voltage Magnitude,0,1,1,Volts,Phasor,VPHM,Voltage Magnitude,PM,-98.6,37.5,PPA:2893,2021-07-29 22:39:06
} | MaximumArchiveDays=90 | DesiredRemainingSpace=500,2894,GPA_ROPV_230_PM_07-PA1:VH,,104,8736f6c7-ad41-4b43-b4f6-e684e0d4ad20,ROPV_230_PM_07,Ropv_230_Pm_07,60,1,companyAcronym= | protocolName=IEEE C37.118.2-2011 | vendorAcronym= | vendorDeviceName= | interconnectionName=,,,,10,STTP,Streaming Telemetry Transport Protocol,4,1,BA1_FV_B,V,+,0,ROPV_230_PM_07-PA1,0.0,1.0,Ropv_230_Pm_07 BA1_FV_B + Voltage Phase Angle,0,1,1,Degrees,Phasor,VPHA,Voltage Phase Angle,PA,-98.6,37.5,PPA:2894,2021-07-29 22:39:06
} | MaximumArchiveDays=90 | DesiredRemainingSpace=500,2895,GPA_ROPV_230_PM_08:F,,105,8736f6c7-ad41-4b43-b4f6-e684e0d4ad20,ROPV_230_PM_08,Ropv_230_Pm_08,60,1,companyAcronym= | protocolName=IEEE C37.118.2-2011 | vendorAcronym= | vendorDeviceName= | interconnectionName=,,,,10,STTP,Streaming Telemetry Transport Protocol,5,,,,,,ROPV_230_PM_08-FQ,0.0,1.0,Ropv_230_Pm_08 Frequency,0,1,1,Hz,PMU,FREQ,Frequency,FQ,-98.6,37.5,PPA:2895,2021-07-29 22:39:06
} | MaximumArchiveDays=90 | DesiredRemainingSpace=500,2896,GPA_ROPV_230_PM_08:DF,,105,8736f6c7-ad41-4b43-b4f6-e684e0d4ad20,ROPV_230_PM_08,Ropv_230_Pm_08,60,1,companyAcronym= | protocolName=IEEE C37.118.2-2011 | vendorAcronym= | vendorDeviceName= | interconnectionName=,,,,10,STTP,Streaming Telemetry Transport Protocol,6,,,,,,ROPV_230_PM_08-DF,0.0,1.0,Ropv_230_Pm_08 Frequency Delta (dF/dt),0,1,1,,PMU,DFDT,Frequency Delta (dF/dt),DF,-98.6,37.5,PPA:2896,2021-07-29 22:39:06
} | MaximumArchiveDays=90 | DesiredRemainingSpace=500,2897,GPA_ROPV_230_PM_08:S,,105,8736f6c7-ad41-4b43-b4f6-e684e0d4ad20,ROPV_230_PM_08,Ropv_230_Pm_08,60,1,companyAcronym= | protocolName=IEEE C37.118.2-2011 | vendorAcronym= | vendorDeviceName= | interconnectionName=,,,,10,STTP,Streaming Telemetry Transport Protocol,8,,,,,,ROPV_230_PM_08-SF,0.0,1.0,Ropv_230_Pm_08 Status Flags,0,1,1,,PMU,FLAG,Status Flags,SF,-98.6,37.5,PPA:2897,2021-07-29 22:39:06
} | MaximumArchiveDays=90 | DesiredRemainingSpace=500,2898,GPA_ROPV_230_PM_08-PM1:V,,105,8736f6c7-ad41-4b43-b4f6-e684e0d4ad20,ROPV_230_PM_08,Ropv_230_Pm_08,60,1,companyAcronym= | protocolName=IEEE C37.118.2-2011 | vendorAcronym= | vendorDeviceName= | interconnectionName=,,,,10,STTP,Streaming Telemetry Transport Protocol,3,1,BA2_FV_B,V,+,0,ROPV_230_PM_08-PM1,0.0,1.0,Ropv_230_Pm_08 BA2_FV_B + Voltage Magnitude,0,1,1,Volts,Phasor,VPHM,Voltage Magnitude,PM,-98.6,37.5,PPA:2898,2021-07-29 22:39:06
} | MaximumArchiveDays=90 | DesiredRemainingSpace=500,2899,GPA_ROPV_230_PM_08-PA1:VH,,105,8736f6c7-ad41-4b43-b4f6-e684e0d4ad20,ROPV_230_PM_08,Ropv_230_Pm_08,60,1,companyAcronym= | protocolName=IEEE C37.118.2-2011 | vendorAcronym= | vendorDeviceName= | interconnectionName=,,,,10,STTP,Streaming Telemetry Transport Protocol,4,1,BA2_FV_B,V,+,0,ROPV_230_PM_08-PA1,0.0,1.0,Ropv_230_Pm_08 BA2_FV_B + Voltage Phase Angle,0,1,1,Degrees,Phasor,VPHA,Voltage Phase Angle,PA,-98.6,37.5,PPA:2899,2021-07-29 22:39:06
} | MaximumArchiveDays=90 | DesiredRemainingSpace=500,2900,GPA_MAPD_500_PM_03:F,,106,8736f6c7-ad41-4b43-b4f6-e684e0d4ad20,MAPD_500_PM_03,Mapd_500_Pm_03,60,1,companyAcronym= | protocolName=IEEE C37.118.2-2011 | vendorAcronym= | vendorDeviceName= | interconnectionName=,,,,10,STTP,Streaming Telemetry Transport Protocol,5,,,,,,MAPD_500_PM_03-FQ,0.0,1.0,Mapd_500_Pm_03 Frequency,0,1,1,Hz,PMU,FREQ,Frequency,FQ,-98.6,37.5,PPA:2900,2021-07-29 22:39:06
} | MaximumArchiveDays=90 | DesiredRemainingSpace=500,2901,GPA_MAPD_500_PM_03:DF,,106,8736f6c7-ad41-4b43-b4f6-e684e0d4ad20,MAPD_500_PM_03,Mapd_500_Pm_03,60,1,companyAcronym= | protocolName=IEEE C37.118.2-2011 | vendorAcronym= | vendorDeviceName= | interconnectionName=,,,,10,STTP,Streaming Telemetry Transport Protocol,6,,,,,,MAPD_500_PM_03-DF,0.0,1.0,Mapd_500_Pm_03 Frequency Delta (dF/dt),0,1,1,,PMU,DFDT,Frequency Delta (dF/dt),DF,-98.6,37.5,PPA:2901,2021-07-29 22:39:06
} | MaximumArchiveDays=90 | DesiredRemainingSpace=500,2902,GPA_MAPD_500_PM_03:S,,106,8736f6c7-ad41-4b43-b4f6-e684e0d4ad20,MAPD_500_PM_03,Mapd_500_Pm_03,60,1,companyAcronym= | protocolName=IEEE C37.118.2-2011 | vendorAcronym= | vendorDeviceName= | interconnectionName=,,,,10,STTP,Streaming Telemetry Transport Protocol,8,,,,,,MAPD_500_PM_03-SF,0.0,1.0,Mapd_500_Pm_03 Status Flags,0,1,1,,PMU,FLAG,Status Flags,SF,-98.6,37.5,PPA:2902,2021-07-29 22:39:06
} | MaximumArchiveDays=90 | DesiredRemainingSpace=500,2903,GPA_MAPD_500_PM_03-PM1:V,,106,8736f6c7-ad41-4b43-b4f6-e684e0d4ad20,MAPD_500_PM_03,Mapd_500_Pm_03,60,1,companyAcronym= | protocolName=IEEE C37.118.2-2011 | vendorAcronym= | vendorDeviceName= | interconnectionName=,,,,10,STTP,Streaming Telemetry Transport Protocol,3,1,LTMAMR_2_FV_A,V,+,0,MAPD_500_PM_03-PM1,0.0,1.0,Mapd_500_Pm_03 LTMAMR_2_FV_A + Voltage Magnitude,0,1,1,Volts,Phasor,VPHM,Voltage Magnitude,PM,-98.6,37.5,PPA:2903,2021-07-29 22:39:06
} | MaximumArchiveDays=90 | DesiredRemainingSpace=500,2904,GPA_MAPD_500_PM_03-PA1:VH,,106,8736f6c7-ad41-4b43-b4f6-e684e0d4ad20,MAPD_500_PM_03,Mapd_500_Pm_03,60,1,companyAcronym= | protocolName=IEEE C37.118.2-2011 | vendorAcronym= | vendorDeviceName= | interconnectionName=,,,,10,STTP,Streaming Telemetry Transport Protocol,4,1,LTMAMR_2_FV_A,V,+,0,MAPD_500_PM_03-PA1,0.0,1.0,Mapd_500_Pm_03 LTMAMR_2_FV_A + Voltage Phase Angle,0,1,1,Degrees,Phasor,VPHA,Voltage Phase Angle,PA,-98.6,37.5,PPA:2904,2021-07-29 22:39:06
} | MaximumArchiveDays=90 | DesiredRemainingSpace=500,2905,GPA_MAPD_500_PM_03-PM2:V,,106,8736f6c7-ad41-4b43-b4f6-e684e0d4ad20,MAPD_500_PM_03,Mapd_500_Pm_03,60,1,companyAcronym= | protocolName=IEEE C37.118.2-2011 | vendorAcronym= | vendorDeviceName= | interconnectionName=,,,,10,STTP,Streaming Telemetry Transport Protocol,3,2,LTMAMR_2_FV_B,V,+,0,MAPD_500_PM_03-PM2,0.0,1.0,Mapd_500_Pm_03 LTMAMR_2_FV_B + Voltage Magnitude,0,1,1,Volts,Phasor,VPHM,Voltage Magnitude,PM,-98.6,37.5,PPA:2905,2021-07-29 22:39:06
} | MaximumArchiveDays=90 | DesiredRemainingSpace=500,2906,GPA_MAPD_500_PM_03-PA2:VH,,106,8736f6c7-ad41-4b43-b4f6-e684e0d4ad20,MAPD_500_PM_03,Mapd_500_Pm_03,60,1,companyAcronym= | protocolName=IEEE C37.118.2-2011 | vendorAcronym= | vendorDeviceName= | interconnectionName=,,,,10,STTP,Streaming Telemetry Transport Protocol,4,2,LTMAMR_2_FV_B,V,+,0,MAPD_500_PM_03-PA2,0.0,1.0,Mapd_500_Pm_03 LTMAMR_2_FV_B + Voltage Phase Angle,0,1,1,Degrees,Phasor,VPHA,Voltage Phase Angle,PA,-98.6,37.5,PPA:2906,2021-07-29 22:39:06
} | MaximumArchiveDays=90 | DesiredRemainingSpace=500,2907,GPA_MAPD_500_PM_03-PM3:V,,106,8736f6c7-ad41-4b43-b4f6-e684e0d4ad20,MAPD_500_PM_03,Mapd_500_Pm_03,60,1,companyAcronym= | protocolName=IEEE C37.118.2-2011 | vendorAcronym= | vendorDeviceName= | interconnectionName=,,,,10,STTP,Streaming Telemetry Transport Protocol,3,3,LTMAMR_2_FV_C,V,+,0,MAPD_500_PM_03-PM3,0.0,1.0,Mapd_500_Pm_03 LTMAMR_2_FV_C + Voltage Magnitude,0,1,1,Volts,Phasor,VPHM,Voltage Magnitude,PM,-98.6,37.5,PPA:2907,2021-07-29 22:39:06
} | MaximumArchiveDays=90 | DesiredRemainingSpace=500,2908,GPA_MAPD_500_PM_03-PA3:VH,,106,8736f6c7-ad41-4b43-b4f6-e684e0d4ad20,MAPD_500_PM_03,Mapd_500_Pm_03,60,1,companyAcronym= | protocolName=IEEE C37.118.2-2011 | vendorAcronym= | vendorDeviceName= | interconnectionName=,,,,10,STTP,Streaming Telemetry Transport Protocol,4,3,LTMAMR_2_FV_C,V,+,0,MAPD_500_PM_03-PA3,0.0,1.0,Mapd_500_Pm_03 LTMAMR_2_FV_C + Voltage Phase Angle,0,1,1,Degrees,Phasor,VPHA,Voltage Phase Angle,PA,-98.6,37.5,PPA:2908,2021-07-29 22:39:06
} | MaximumArchiveDays=90 | DesiredRemainingSpace=500,2909,GPA_MAPD_500_PM_03-PM4:I,,106,8736f6c7-ad41-4b43-b4f6-e684e0d4ad20,MAPD_500_PM_03,Mapd_500_Pm_03,60,1,companyAcronym= | protocolName=IEEE C37.118.2-2011 | vendorAcronym= | vendorDeviceName= | interconnectionName=,,,,10,STTP,Streaming Telemetry Transport Protocol,1,4,LTMAMR_2_FA_A,I,+,0,MAPD_500_PM_03-PM4,0.0,1.0,Mapd_500_Pm_03 LTMAMR_2_FA_A + Current Magnitude,0,1,1,Amps,Phasor,IPHM,Current Magnitude,PM,-98.6,37.5,PPA:2909,2021-07-29 22:39:06
} | MaximumArchiveDays=90 | DesiredRemainingSpace=500,2910,GPA_MAPD_500_PM_03-PA4:IH,,106,8736f6c7-ad41-4b43-b4f6-e684e0d4ad20,MAPD_500_PM_03,Mapd_500_Pm_03,60,1,companyAcronym= | protocolName=IEEE C37.118.2-2011 | vendorAcronym= | vendorDeviceName= | interconnectionName=,,,,10,STTP,Streaming Telemetry Transport Protocol,2,4,LTMAMR_2_FA_A,I,+,0,MAPD_500_PM_03-PA4,0.0,1.0,Mapd_500_Pm_03 LTMAMR_2_FA_A + Current Phase Angle,0,1,1,Degrees,Phasor,IPHA,Current Phase Angle,PA,-98.6,37.5,PPA:2910,2021-07-29 22:39:06
} | MaximumArchiveDays=90 | DesiredRemainingSpace=500,2911,GPA_MAPD_500_PM_03-PM5:I,,106,8736f6c7-ad41-4b43-b4f6-e684e0d4ad20,MAPD_500_PM_03,Mapd_500_Pm_03,60,1,companyAcronym= | protocolName=IEEE C37.118.2-2011 | vendorAcronym= | vendorDeviceName= | interconnectionName=,,,,10,STTP,Streaming Telemetry Transport Protocol,1,5,LTMAMR_2_FA_B,I,+,0,MAPD_500_PM_03-PM5,0.0,1.0,Mapd_500_Pm_03 LTMAMR_2_FA_B + Current Magnitude,0,1,1,Amps,Phasor,IPHM,Current Magnitude,PM,-98.6,37.5,PPA:2911,2021-07-29 22:39:06
} | MaximumArchiveDays=90 | DesiredRemainingSpace=500,2912,GPA_MAPD_500_PM_03-PA5:IH,,106,8736f6c7-ad41-4b43-b4f6-e684e0d4ad20,MAPD_500_PM_03,Mapd_500_Pm_03,60,1,companyAcronym= | protocolName=IEEE C37.118.2-2011 | vendorAcronym= | vendorDeviceName= | interconnectionName=,,,,10,STTP,Streaming Telemetry Transport Protocol,2,5,LTMAMR_2_FA_B,I,+,0,MAPD_500_PM_03-PA5,0.0,1.0,Mapd_500_Pm_03 LTMAMR_2_FA_B + Current Phase Angle,0,1,1,Degrees,Phasor,IPHA,Current Phase Angle,PA,-98.6,37.5,PPA:2912,2021-07-29 22:39:06
} | MaximumArchiveDays=90 | DesiredRemainingSpace=500,2913,GPA_MAPD_500_PM_03-PM6:I,,106,8736f6c7-ad41-4b43-b4f6-e684e0d4ad20,MAPD_500_PM_03,Mapd_500_Pm_03,60,1,companyAcronym= | protocolName=IEEE C37.118.2-2011 | vendorAcronym= | vendorDeviceName= | interconnectionName=,,,,10,STTP,Streaming Telemetry Transport Protocol,1,6,LTMAMR_2_FA_C,I,+,0,MAPD_500_PM_03-PM6,0.0,1.0,Mapd_500_Pm_03 LTMAMR_2_FA_C + Current Magnitude,0,1,1,Amps,Phasor,IPHM,Current Magnitude,PM,-98.6,37.5,PPA:2913,2021-07-29 22:39:06
} | MaximumArchiveDays=90 | DesiredRemainingSpace=500,2914,GPA_MAPD_500_PM_03-PA6:IH,,106,8736f6c7-ad41-4b43-b4f6-e684e0d4ad20,MAPD_500_PM_03,Mapd_500_Pm_03,60,1,companyAcronym= | protocolName=IEEE C37.118.2-2011 | vendorAcronym= | vendorDeviceName= | interconnectionName=,,,,10,STTP,Streaming Telemetry Transport Protocol,2,6,LTMAMR_2_FA_C,I,+,0,MAPD_500_PM_03-PA6,0.0,1.0,Mapd_500_Pm_03 LTMAMR_2_FA_C + Current Phase Angle,0,1,1,Degrees,Phasor,IPHA,Current Phase Angle,PA,-98.6,37.5,PPA:2914,2021-07-29 22:39:06
} | MaximumArchiveDays=90 | DesiredRemainingSpace=500,2915,GPA_MAPD_500_PM_03-PM7:V,,106,8736f6c7-ad41-4b43-b4f6-e684e0d4ad20,MAPD_500_PM_03,Mapd_500_Pm_03,60,1,companyAcronym= | protocolName=IEEE C37.118.2-2011 | vendorAcronym= | vendorDeviceName= | interconnectionName=,,,,10,STTP,Streaming Telemetry Transport Protocol,3,7,LTMAMR_2_FV_P,V,+,0,MAPD_500_PM_03-PM7,0.0,1.0,Mapd_500_Pm_03 LTMAMR_2_FV_P + Voltage Magnitude,0,1,1,Volts,Phasor,VPHM,Voltage Magnitude,PM,-98.6,37.5,PPA:2915,2021-07-29 22:39:06
} | MaximumArchiveDays=90 | DesiredRemainingSpace=500,2916,GPA_MAPD_500_PM_03-PA7:VH,,106,8736f6c7-ad41-4b43-b4f6-e684e0d4ad20,MAPD_500_PM_03,Mapd_500_Pm_03,60,1,companyAcronym= | protocolName=IEEE C37.118.2-2011 | vendorAcronym= | vendorDeviceName= | interconnectionName=,,,,10,STTP,Streaming Telemetry Transport Protocol,4,7,LTMAMR_2_FV_P,V,+,0,MAPD_500_PM_03-PA7,0.0,1.0,Mapd_500_Pm_03 LTMAMR_2_FV_P + Voltage Phase Angle,0,1,1,Degrees,Phasor,VPHA,Voltage Phase Angle,PA,-98.6,37.5,PPA:2916,2021-07-29 22:39:06
} | MaximumArchiveDays=90 | DesiredRemainingSpace=500,2917,GPA_MAPD_500_PM_03-PM8:I,,106,8736f6c7-ad41-4b43-b4f6-e684e0d4ad20,MAPD_500_PM_03,Mapd_500_Pm_03,60,1,companyAcronym= | protocolName=IEEE C37.118.2-2011 | vendorAcronym= | vendorDeviceName= | interconnectionName=,,,,10,STTP,Streaming Telemetry Transport Protocol,1,8,LTMAMR_2_FA_P,I,+,0,MAPD_500_PM_03-PM8,0.0,1.0,Mapd_500_Pm_03 LTMAMR_2_FA_P + Current Magnitude,0,1,1,Amps,Phasor,IPHM,Current Magnitude,PM,-98.6,37.5,PPA:2917,2021-07-29 22:39:06
} | MaximumArchiveDays=90 | DesiredRemainingSpace=500,2918,GPA_MAPD_500_PM_03-PA8:IH,,106,8736f6c7-ad41-4b43-b4f6-e684e0d4ad20,MAPD_500_PM_03,Mapd_500_Pm_03,60,1,companyAcronym= | protocolName=IEEE C37.118.2-2011 | vendorAcronym= | vendorDeviceName= | interconnectionName=,,,,10,STTP,Streaming Telemetry Transport Protocol,2,8,LTMAMR_2_FA_P,I,+,0,MAPD_500_PM_03-PA8,0.0,1.0,Mapd_500_Pm_03 LTMAMR_2_FA_P + Current Phase Angle,0,1,1,Degrees,Phasor,IPHA,Current Phase Angle,PA,-98.6,37.5,PPA:2918,2021-07-29 22:39:06
} | MaximumArchiveDays=90 | DesiredRemainingSpace=500,2919,GPA_MAPD_500_PM_04:F,,107,8736f6c7-ad41-4b43-b4f6-e684e0d4ad20,MAPD_500_PM_04,Mapd_500_Pm_04,60,1,companyAcronym= | protocolName=IEEE C37.118.2-2011 | vendorAcronym= | vendorDeviceName= | interconnectionName=,,,,10,STTP,Streaming Telemetry Transport Protocol,5,,,,,,MAPD_500_PM_04-FQ,0.0,1.0,Mapd_500_Pm_04 Frequency,0,1,1,Hz,PMU,FREQ,Frequency,FQ,-98.6,37.5,PPA:2919,2021-07-29 22:39:06
} | MaximumArchiveDays=90 | DesiredRemainingSpace=500,2920,GPA_MAPD_500_PM_04:DF,,107,8736f6c7-ad41-4b43-b4f6-e684e0d4ad20,MAPD_500_PM_04,Mapd_500_Pm_04,60,1,companyAcronym= | protocolName=IEEE C37.118.2-2011 | vendorAcronym= | vendorDeviceName= | interconnectionName=,,,,10,STTP,Streaming Telemetry Transport Protocol,6,,,,,,MAPD_500_PM_04-DF,0.0,1.0,Mapd_500_Pm_04 Frequency Delta (dF/dt),0,1,1,,PMU,DFDT,Frequency Delta (dF/dt),DF,-98.6,37.5,PPA:2920,2021-07-29 22:39:06
} | MaximumArchiveDays=90 | DesiredRemainingSpace=500,2921,GPA_MAPD_500_PM_04:S,,107,8736f6c7-ad41-4b43-b4f6-e684e0d4ad20,MAPD_500_PM_04,Mapd_500_Pm_04,60,1,companyAcronym= | protocolName=IEEE C37.118.2-2011 | vendorAcronym= | vendorDeviceName= | interconnectionName=,,,,10,STTP,Streaming Telemetry Transport Protocol,8,,,,,,MAPD_500_PM_04-SF,0.0,1.0,Mapd_500_Pm_04 Status Flags,0,1,1,,PMU,FLAG,Status Flags,SF,-98.6,37.5,PPA:2921,2021-07-29 22:39:06
} | MaximumArchiveDays=90 | DesiredRemainingSpace=500,2922,GPA_MAPD_500_PM_04-PM1:V,,107,8736f6c7-ad41-4b43-b4f6-e684e0d4ad20,MAPD_500_PM_04,Mapd_500_Pm_04,60,1,companyAcronym= | protocolName=IEEE C37.118.2-2011 | vendorAcronym= | vendorDeviceName= | interconnectionName=,,,,10,STTP,Streaming Telemetry Transport Protocol,3,1,LTMASO_1_FV_A,V,+,0,MAPD_500_PM_04-PM1,0.0,1.0,Mapd_500_Pm_04 LTMASO_1_FV_A + Voltage Magnitude,0,1,1,Volts,Phasor,VPHM,Voltage Magnitude,PM,-98.6,37.5,PPA:2922,2021-07-29 22:39:06
} | MaximumArchiveDays=90 | DesiredRemainingSpace=500,2923,GPA_MAPD_500_PM_04-PA1:VH,,107,8736f6c7-ad41-4b43-b4f6-e684e0d4ad20,MAPD_500_PM_04,Mapd_500_Pm_04,60,1,companyAcronym= | protocolName=IEEE C37.118.2-2011 | vendorAcronym= | vendorDeviceName= | interconnectionName=,,,,10,STTP,Streaming Telemetry Transport Protocol,4,1,LTMASO_1_FV_A,V,+,0,MAPD_500_PM_04-PA1,0.0,1.0,Mapd_500_Pm_04 LTMASO_1_FV_A + Voltage Phase Angle,0,1,1,Degrees,Phasor,VPHA,Voltage Phase Angle,PA,-98.6,37.5,PPA:2923,2021-07-29 22:39:06
} | MaximumArchiveDays=90 | DesiredRemainingSpace=500,2924,GPA_MAPD_500_PM_04-PM2:V,,107,8736f6c7-ad41-4b43-b4f6-e684e0d4ad20,MAPD_500_PM_04,Mapd_500_Pm_04,60,1,companyAcronym= | protocolName=IEEE C37.118.2-2011 | vendorAcronym= | vendorDeviceName= | interconnectionName=,,,,10,STTP,Streaming Telemetry Transport Protocol,3,2,LTMASO_1_FV_B,V,+,0,MAPD_500_PM_04-PM2,0.0,1.0,Mapd_500_Pm_04 LTMASO_1_FV_B + Voltage Magnitude,0,1,1,Volts,Phasor,VPHM,Voltage Magnitude,PM,-98.6,37.5,PPA:2924,2021-07-29 22:39:06
} | MaximumArchiveDays=90 | DesiredRemainingSpace=500,2925,GPA_MAPD_500_PM_04-PA2:VH,,107,8736f6c7-ad41-4b43-b4f6-e684e0d4ad20,MAPD_500_PM_04,Mapd_500_Pm_04,60,1,companyAcronym= | protocolName=IEEE C37.118.2-2011 | vendorAcronym= | vendorDeviceName= | interconnectionName=,,,,10,STTP,Streaming Telemetry Transport Protocol,4,2,LTMASO_1_FV_B,V,+,0,MAPD_500_PM_04-PA2,0.0,1.0,Mapd_500_Pm_04 LTMASO_1_FV_B + Voltage Phase Angle,0,1,1,Degrees,Phasor,VPHA,Voltage Phase Angle,PA,-98.6,37.5,PPA:2925,2021-07-29 22:39:06
} | MaximumArchiveDays=90 | DesiredRemainingSpace=500,2926,GPA_MAPD_500_PM_04-PM3:V,,107,8736f6c7-ad41-4b43-b4f6-e684e0d4ad20,MAPD_500_PM_04,Mapd_500_Pm_04,60,1,companyAcronym= | protocolName=IEEE C37.118.2-2011 | vendorAcronym= | vendorDeviceName= | interconnectionName=,,,,10,STTP,Streaming Telemetry Transport Protocol,3,3,LTMASO_1_FV_C,V,+,0,MAPD_500_PM_04-PM3,0.0,1.0,Mapd_500_Pm_04 LTMASO_1_FV_C + Voltage Magnitude,0,1,1,Volts,Phasor,VPHM,Voltage Magnitude,PM,-98.6,37.5,PPA:2926,2021-07-29 22:39:06
} | MaximumArchiveDays=90 | DesiredRemainingSpace=500,2927,GPA_MAPD_500_PM_04-PA3:VH,,107,8736f6c7-ad41-4b43-b4f6-e684e0d4ad20,MAPD_500_PM_04,Mapd_500_Pm_04,60,1,companyAcronym= | protocolName=IEEE C37.118.2-2011 | vendorAcronym= | vendorDeviceName= | interconnectionName=,,,,10,STTP,Streaming Telemetry Transport Protocol,4,3,LTMASO_1_FV_C,V,+,0,MAPD_500_PM_04-PA3,0.0,1.0,Mapd_500_Pm_04 LTMASO_1_FV_C + Voltage Phase Angle,0,1,1,Degrees,Phasor,VPHA,Voltage Phase Angle,PA,-98.6,37.5,PPA:2927,2021-07-29 22:39:06
} | MaximumArchiveDays=90 | DesiredRemainingSpace=500,2928,GPA_MAPD_500_PM_04-PM4:I,,107,8736f6c7-ad41-4b43-b4f6-e684e0d4ad20,MAPD_500_PM_04,Mapd_500_Pm_04,60,1,companyAcronym= | protocolName=IEEE C37.118.2-2011 | vendorAcronym= | vendorDeviceName= | interconnectionName=,,,,10,STTP,Streaming Telemetry Transport Protocol,1,4,LTMASO_1_FA_A,I,+,0,MAPD_500_PM_04-PM4,0.0,1.0,Mapd_500_Pm_04 LTMASO_1_FA_A + Current Magnitude,0,1,1,Amps,Phasor,IPHM,Current Magnitude,PM,-98.6,37.5,PPA:2928,2021-07-29 22:39:06
} | MaximumArchiveDays=90 | DesiredRemainingSpace=500,2929,GPA_MAPD_500_PM_04-PA4:IH,,107,8736f6c7-ad41-4b43-b4f6-e684e0d4ad20,MAPD_500_PM_04,Mapd_500_Pm_04,60,1,companyAcronym= | protocolName=IEEE C37.118.2-2011 | vendorAcronym= | vendorDeviceName= | interconnectionName=,,,,10,STTP,Streaming Telemetry Transport Protocol,2,4,LTMASO_1_FA_A,I,+,0,MAPD_500_PM_04-PA4,0.0,1.0,Mapd_500_Pm_04 LTMASO_1_FA_A + Current Phase Angle,0,1,1,Degrees,Phasor,IPHA,Current Phase Angle,PA,-98.6,37.5,PPA:2929,2021-07-29 22:39:06
} | MaximumArchiveDays=90 | DesiredRemainingSpace=500,2930,GPA_MAPD_500_PM_04-PM5:I,,107,8736f6c7-ad41-4b43-b4f6-e684e0d4ad20,MAPD_500_PM_04,Mapd_500_Pm_04,60,1,companyAcronym= | protocolName=IEEE C37.118.2-2011 | vendorAcronym= | vendorDeviceName= | interconnectionName=,,,,10,STTP,Streaming Telemetry Transport Protocol,1,5,LTMASO_1_FA_B,I,+,0,MAPD_500_PM_04-PM5,0.0,1.0,Mapd_500_Pm_04 LTMASO_1_FA_B + Current Magnitude,0,1,1,Amps,Phasor,IPHM,Current Magnitude,PM,-98.6,37.5,PPA:2930,2021-07-29 22:39:06
} | MaximumArchiveDays=90 | DesiredRemainingSpace=500,2931,GPA_MAPD_500_PM_04-PA5:IH,,107,8736f6c7-ad41-4b43-b4f6-e684e0d4ad20,MAPD_500_PM_04,Mapd_500_Pm_04,60,1,companyAcronym= | protocolName=IEEE C37.118.2-2011 | vendorAcronym= | vendorDeviceName= | interconnectionName=,,,,10,STTP,Streaming Telemetry Transport Protocol,2,5,LTMASO_1_FA_B,I,+,0,MAPD_500_PM_04-PA5,0.0,1.0,Mapd_500_Pm_04 LTMASO_1_FA_B + Current Phase Angle,0,1,1,Degrees,Phasor,IPHA,Current Phase Angle,PA,-98.6,37.5,PPA:2931,2021-07-29 22:39:06
} | MaximumArchiveDays=90 | DesiredRemainingSpace=500,2932,GPA_MAPD_500_PM_04-PM6:I,,107,8736f6c7-ad41-4b43-b4f6-e684e0d4ad20,MAPD_500_PM_04,Mapd_500_Pm_04,60,1,companyAcronym= | protocolName=IEEE C37.118.2-2011 | vendorAcronym= | vendorDeviceName= | interconnectionName=,,,,10,STTP,Streaming Telemetry Transport Protocol,1,6,LTMASO_1_FA_C,I,+,0,MAPD_500_PM_04-PM6,0.0,1.0,Mapd_500_Pm_04 LTMASO_1_FA_C + Current Magnitude,0,1,1,Amps,Phasor,IPHM,Current Magnitude,PM,-98.6,37.5,PPA:2932,2021-07-29 22:39:06
} | MaximumArchiveDays=90 | DesiredRemainingSpace=500,2933,GPA_MAPD_500_PM_04-PA6:IH,,107,8736f6c7-ad41-4b43-b4f6-e684e0d4ad20,MAPD_500_PM_04,Mapd_500_Pm_04,60,1,companyAcronym= | protocolName=IEEE C37.118.2-2011 | vendorAcronym= | vendorDeviceName= | interconnectionName=,,,,10,STTP,Streaming Telemetry Transport Protocol,2,6,LTMASO_1_FA_C,I,+,0,MAPD_500_PM_04-PA6,0.0,1.0,Mapd_500_Pm_04 LTMASO_1_FA_C + Current Phase Angle,0,1,1,Degrees,Phasor,IPHA,Current Phase Angle,PA,-98.6,37.5,PPA:2933,2021-07-29 22:39:06
} | MaximumArchiveDays=90 | DesiredRemainingSpace=500,2934,GPA_MAPD_500_PM_04-PM7:V,,107,8736f6c7-ad41-4b43-b4f6-e684e0d4ad20,MAPD_500_PM_04,Mapd_500_Pm_04,60,1,companyAcronym= | protocolName=IEEE C37.118.2-2011 | vendorAcronym= | vendorDeviceName= | interconnectionName=,,,,10,STTP,Streaming Telemetry Transport Protocol,3,7,LTMASO_1_FV_P,V,+,0,MAPD_500_PM_04-PM7,0.0,1.0,Mapd_500_Pm_04 LTMASO_1_FV_P + Voltage Magnitude,0,1,1,Volts,Phasor,VPHM,Voltage Magnitude,PM,-98.6,37.5,PPA:2934,2021-07-29 22:39:06
} | MaximumArchiveDays=90 | DesiredRemainingSpace=500,2935,GPA_MAPD_500_PM_04-PA7:VH,,107,8736f6c7-ad41-4b43-b4f6-e684e0d4ad20,MAPD_500_PM_04,Mapd_500_Pm_04,60,1,companyAcronym= | protocolName=IEEE C37.118.2-2011 | vendorAcronym= | vendorDeviceName= | interconnectionName=,,,,10,STTP,Streaming Telemetry Transport Protocol,4,7,LTMASO_1_FV_P,V,+,0,MAPD_500_PM_04-PA7,0.0,1.0,Mapd_500_Pm_04 LTMASO_1_FV_P + Voltage Phase Angle,0,1,1,Degrees,Phasor,VPHA,Voltage Phase Angle,PA,-98.6,37.5,PPA:2935,2021-07-29 22:39:06
} | MaximumArchiveDays=90 | DesiredRemainingSpace=500,2936,GPA_MAPD_500_PM_04-PM8:I,,107,8736f6c7-ad41-4b43-b4f6-e684e0d4ad20,MAPD_500_PM_04,Mapd_500_Pm_04,60,1,companyAcronym= | protocolName=IEEE C37.118.2-2011 | vendorAcronym= | vendorDeviceName= | interconnectionName=,,,,10,STTP,Streaming Telemetry Transport Protocol,1,8,LTMASO_1_FA_P,I,+,0,MAPD_500_PM_04-PM8,0.0,1.0,Mapd_500_Pm_04 LTMASO_1_FA_P + Current Magnitude,0,1,1,Amps,Phasor,IPHM,Current Magnitude,PM,-98.6,37.5,PPA:2936,2021-07-29 22:39:06
} | MaximumArchiveDays=90 | DesiredRemainingSpace=500,2937,GPA_MAPD_500_PM_04-PA8:IH,,107,8736f6c7-ad41-4b43-b4f6-e684e0d4ad20,MAPD_500_PM_04,Mapd_500_Pm_04,60,1,companyAcronym= | protocolName=IEEE C37.118.2-2011 | vendorAcronym= | vendorDeviceName= | interconnectionName=,,,,10,STTP,Streaming Telemetry Transport Protocol,2,8,LTMASO_1_FA_P,I,+,0,MAPD_500_PM_04-PA8,0.0,1.0,Mapd_500_Pm_04 LTMASO_1_FA_P + Current Phase Angle,0,1,1,Degrees,Phasor,IPHA,Current Phase Angle,PA,-98.6,37.5,PPA:2937,2021-07-29 22:39:06
} | MaximumArchiveDays=90 | DesiredRemainingSpace=500,2938,GPA_MAPD_500_PM_05:F,,108,8736f6c7-ad41-4b43-b4f6-e684e0d4ad20,MAPD_500_PM_05,Mapd_500_Pm_05,60,1,companyAcronym= | protocolName=IEEE C37.118.2-2011 | vendorAcronym= | vendorDeviceName= | interconnectionName=,,,,10,STTP,Streaming Telemetry Transport Protocol,5,,,,,,MAPD_500_PM_05-FQ,0.0,1.0,Mapd_500_Pm_05 Frequency,0,1,1,Hz,PMU,FREQ,Frequency,FQ,-98.6,37.5,PPA:2938,2021-07-29 22:39:06
} | MaximumArchiveDays=90 | DesiredRemainingSpace=500,2939,GPA_MAPD_500_PM_05:DF,,108,8736f6c7-ad41-4b43-b4f6-e684e0d4ad20,MAPD_500_PM_05,Mapd_500_Pm_05,60,1,companyAcronym= | protocolName=IEEE C37.118.2-2011 | vendorAcronym= | vendorDeviceName= | interconnectionName=,,,,10,STTP,Streaming Telemetry Transport Protocol,6,,,,,,MAPD_500_PM_05-DF,0.0,1.0,Mapd_500_Pm_05 Frequency Delta (dF/dt),0,1,1,,PMU,DFDT,Frequency Delta (dF/dt),DF,-98.6,37.5,PPA:2939,2021-07-29 22:39:06
} | MaximumArchiveDays=90 | DesiredRemainingSpace=500,2940,GPA_MAPD_500_PM_05:S,,108,8736f6c7-ad41-4b43-b4f6-e684e0d4ad20,MAPD_500_PM_05,Mapd_500_Pm_05,60,1,companyAcronym= | protocolName=IEEE C37.118.2-2011 | vendorAcronym= | vendorDeviceName= | interconnectionName=,,,,10,STTP,Streaming Telemetry Transport Protocol,8,,,,,,MAPD_500_PM_05-SF,0.0,1.0,Mapd_500_Pm_05 Status Flags,0,1,1,,PMU,FLAG,Status Flags,SF,-98.6,37.5,PPA:2940,2021-07-29 22:39:06
} | MaximumArchiveDays=90 | DesiredRemainingSpace=500,2941,GPA_MAPD_500_PM_05-PM1:V,,108,8736f6c7-ad41-4b43-b4f6-e684e0d4ad20,MAPD_500_PM_05,Mapd_500_Pm_05,60,1,companyAcronym= | protocolName=IEEE C37.118.2-2011 | vendorAcronym= | vendorDeviceName= | interconnectionName=,,,,10,STTP,Streaming Telemetry Transport Protocol,3,1,LTMAIZ_1_FV_A,V,+,0,MAPD_500_PM_05-PM1,0.0,1.0,Mapd_500_Pm_05 LTMAIZ_1_FV_A + Voltage Magnitude,0,1,1,Volts,Phasor,VPHM,Voltage Magnitude,PM,-98.6,37.5,PPA:2941,2021-07-29 22:39:06
} | MaximumArchiveDays=90 | DesiredRemainingSpace=500,2942,GPA_MAPD_500_PM_05-PA1:VH,,108,8736f6c7-ad41-4b43-b4f6-e684e0d4ad20,MAPD_500_PM_05,Mapd_500_Pm_05,60,1,companyAcronym= | protocolName=IEEE C37.118.2-2011 | vendorAcronym= | vendorDeviceName= | interconnectionName=,,,,10,STTP,Streaming Telemetry Transport Protocol,4,1,LTMAIZ_1_FV_A,V,+,0,MAPD_500_PM_05-PA1,0.0,1.0,Mapd_500_Pm_05 LTMAIZ_1_FV_A + Voltage Phase Angle,0,1,1,Degrees,Phasor,VPHA,Voltage Phase Angle,PA,-98.6,37.5,PPA:2942,2021-07-29 22:39:06
} | MaximumArchiveDays=90 | DesiredRemainingSpace=500,2943,GPA_MAPD_500_PM_05-PM2:V,,108,8736f6c7-ad41-4b43-b4f6-e684e0d4ad20,MAPD_500_PM_05,Mapd_500_Pm_05,60,1,companyAcronym= | protocolName=IEEE C37.118.2-2011 | vendorAcronym= | vendorDeviceName= | interconnectionName=,,,,10,STTP,Streaming Telemetry Transport Protocol,3,2,LTMAIZ_1_FV_B,V,+,0,MAPD_500_PM_05-PM2,0.0,1.0,Mapd_500_Pm_05 LTMAIZ_1_FV_B + Voltage Magnitude,0,1,1,Volts,Phasor,VPHM,Voltage Magnitude,PM,-98.6,37.5,PPA:2943,2021-07-29 22:39:06
} | MaximumArchiveDays=90 | DesiredRemainingSpace=500,2944,GPA_MAPD_500_PM_05-PA2:VH,,108,8736f6c7-ad41-4b43-b4f6-e684e0d4ad20,MAPD_500_PM_05,Mapd_500_Pm_05,60,1,companyAcronym= | protocolName=IEEE C37.118.2-2011 | vendorAcronym= | vendorDeviceName= | interconnectionName=,,,,10,STTP,Streaming Telemetry Transport Protocol,4,2,LTMAIZ_1_FV_B,V,+,0,MAPD_500_PM_05-PA2,0.0,1.0,Mapd_500_Pm_05 LTMAIZ_1_FV_B + Voltage Phase Angle,0,1,1,Degrees,Phasor,VPHA,Voltage Phase Angle,PA,-98.6,37.5,PPA:2944,2021-07-29 22:39:06
} | MaximumArchiveDays=90 | DesiredRemainingSpace=500,2945,GPA_MAPD_500_PM_05-PM3:V,,108,8736f6c7-ad41-4b43-b4f6-e684e0d4ad20,MAPD_500_PM_05,Mapd_500_Pm_05,60,1,companyAcronym= | protocolName=IEEE C37.118.2-2011 | vendorAcronym= | vendorDeviceName= | interconnectionName=,,,,10,STTP,Streaming Telemetry Transport Protocol,3,3,LTMAIZ_1_FV_C,V,+,0,MAPD_500_PM_05-PM3,0.0,1.0,Mapd_500_Pm_05 LTMAIZ_1_FV_C + Voltage Magnitude,0,1,1,Volts,Phasor,VPHM,Voltage Magnitude,PM,-98.6,37.5,PPA:2945,2021-07-29 22:39:06
} | MaximumArchiveDays=90 | DesiredRemainingSpace=500,2946,GPA_MAPD_500_PM_05-PA3:VH,,108,8736f6c7-ad41-4b43-b4f6-e684e0d4ad20,MAPD_500_PM_05,Mapd_500_Pm_05,60,1,companyAcronym= | protocolName=IEEE C37.118.2-2011 | vendorAcronym= | vendorDeviceName= | interconnectionName=,,,,10,STTP,Streaming Telemetry Transport Protocol,4,3,LTMAIZ_1_FV_C,V,+,0,MAPD_500_PM_05-PA3,0.0,1.0,Mapd_500_Pm_05 LTMAIZ_1_FV_C + Voltage Phase Angle,0,1,1,Degrees,Phasor,VPHA,Voltage Phase Angle,PA,-98.6,37.5,PPA:2946,2021-07-29 22:39:06
} | MaximumArchiveDays=90 | DesiredRemainingSpace=500,2947,GPA_MAPD_500_PM_05-PM4:I,,108,8736f6c7-ad41-4b43-b4f6-e684e0d4ad20,MAPD_500_PM_05,Mapd_500_Pm_05,60,1,companyAcronym= | protocolName=IEEE C37.118.2-2011 | vendorAcronym= | vendorDeviceName= | interconnectionName=,,,,10,STTP,Streaming Telemetry Transport Protocol,1,4,LTMAIZ_1_FA_A,I,+,0,MAPD_500_PM_05-PM4,0.0,1.0,Mapd_500_Pm_05 LTMAIZ_1_FA_A + Current Magnitude,0,1,1,Amps,Phasor,IPHM,Current Magnitude,PM,-98.6,37.5,PPA:2947,2021-07-29 22:39:06
} | MaximumArchiveDays=90 | DesiredRemainingSpace=500,2948,GPA_MAPD_500_PM_05-PA4:IH,,108,8736f6c7-ad41-4b43-b4f6-e684e0d4ad20,MAPD_500_PM_05,Mapd_500_Pm_05,60,1,companyAcronym= | protocolName=IEEE C37.118.2-2011 | vendorAcronym= | vendorDeviceName= | interconnectionName=,,,,10,STTP,Streaming Telemetry Transport Protocol,2,4,LTMAIZ_1_FA_A,I,+,0,MAPD_500_PM_05-PA4,0.0,1.0,Mapd_500_Pm_05 LTMAIZ_1_FA_A + Current Phase Angle,0,1,1,Degrees,Phasor,IPHA,Current Phase Angle,PA,-98.6,37.5,PPA:2948,2021-07-29 22:39:06
} | MaximumArchiveDays=90 | DesiredRemainingSpace=500,2949,GPA_MAPD_500_PM_05-PM5:I,,108,8736f6c7-ad41-4b43-b4f6-e684e0d4ad20,MAPD_500_PM_05,Mapd_500_Pm_05,60,1,companyAcronym= | protocolName=IEEE C37.118.2-2011 | vendorAcronym= | vendorDeviceName= | interconnectionName=,,,,10,STTP,Streaming Telemetry Transport Protocol,1,5,LTMAIZ_1_FA_B,I,+,0,MAPD_500_PM_05-PM5,0.0,1.0,Mapd_500_Pm_05 LTMAIZ_1_FA_B + Current Magnitude,0,1,1,Amps,Phasor,IPHM,Current Magnitude,PM,-98.6,37.5,PPA:2949,2021-07-29 22:39:06
} | MaximumArchiveDays=90 | DesiredRemainingSpace=500,2950,GPA_MAPD_500_PM_05-PA5:IH,,108,8736f6c7-ad41-4b43-b4f6-e684e0d4ad20,MAPD_500_PM_05,Mapd_500_Pm_05,60,1,companyAcronym= | protocolName=IEEE C37.118.2-2011 | vendorAcronym= | vendorDeviceName= | interconnectionName=,,,,10,STTP,Streaming Telemetry Transport Protocol,2,5,LTMAIZ_1_FA_B,I,+,0,MAPD_500_PM_05-PA5,0.0,1.0,Mapd_500_Pm_05 LTMAIZ_1_FA_B + Current Phase Angle,0,1,1,Degrees,Phasor,IPHA,Current Phase Angle,PA,-98.6,37.5,PPA:2950,2021-07-29 22:39:06
} | MaximumArchiveDays=90 | DesiredRemainingSpace=500,2951,GPA_MAPD_500_PM_05-PM6:I,,108,8736f6c7-ad41-4b43-b4f6-e684e0d4ad20,MAPD_500_PM_05,Mapd_500_Pm_05,60,1,companyAcronym= | protocolName=IEEE C37.118.2-2011 | vendorAcronym= | vendorDeviceName= | interconnectionName=,,,,10,STTP,Streaming Telemetry Transport Protocol,1,6,LTMAIZ_1_FA_C,I,+,0,MAPD_500_PM_05-PM6,0.0,1.0,Mapd_500_Pm_05 LTMAIZ_1_FA_C + Current Magnitude,0,1,1,Amps,Phasor,IPHM,Current Magnitude,PM,-98.6,37.5,PPA:2951,2021-07-29 22:39:06
} | MaximumArchiveDays=90 | DesiredRemainingSpace=500,2952,GPA_MAPD_500_PM_05-PA6:IH,,108,8736f6c7-ad41-4b43-b4f6-e684e0d4ad20,MAPD_500_PM_05,Mapd_500_Pm_05,60,1,companyAcronym= | protocolName=IEEE C37.118.2-2011 | vendorAcronym= | vendorDeviceName= | interconnectionName=,,,,10,STTP,Streaming Telemetry Transport Protocol,2,6,LTMAIZ_1_FA_C,I,+,0,MAPD_500_PM_05-PA6,0.0,1.0,Mapd_500_Pm_05 LTMAIZ_1_FA_C + Current Phase Angle,0,1,1,Degrees,Phasor,IPHA,Current Phase Angle,PA,-98.6,37.5,PPA:2952,2021-07-29 22:39:06
} | MaximumArchiveDays=90 | DesiredRemainingSpace=500,2953,GPA_MAPD_500_PM_05-PM7:V,,108,8736f6c7-ad41-4b43-b4f6-e684e0d4ad20,MAPD_500_PM_05,Mapd_500_Pm_05,60,1,companyAcronym= | protocolName=IEEE C37.118.2-2011 | vendorAcronym= | vendorDeviceName= | interconnectionName=,,,,10,STTP,Streaming Telemetry Transport Protocol,3,7,LTMAIZ_1_FV_P,V,+,0,MAPD_500_PM_05-PM7,0.0,1.0,Mapd_500_Pm_05 LTMAIZ_1_FV_P + Voltage Magnitude,0,1,1,Volts,Phasor,VPHM,Voltage Magnitude,PM,-98.6,37.5,PPA:2953,2021-07-29 22:39:06
} | MaximumArchiveDays=90 | DesiredRemainingSpace=500,2954,GPA_MAPD_500_PM_05-PA7:VH,,108,8736f6c7-ad41-4b43-b4f6-e684e0d4ad20,MAPD_500_PM_05,Mapd_500_Pm_05,60,1,companyAcronym= | protocolName=IEEE C37.118.2-2011 | vendorAcronym= | vendorDeviceName= | interconnectionName=,,,,10,STTP,Streaming Telemetry Transport Protocol,4,7,LTMAIZ_1_FV_P,V,+,0,MAPD_500_PM_05-PA7,0.0,1.0,Mapd_500_Pm_05 LTMAIZ_1_FV_P + Voltage Phase Angle,0,1,1,Degrees,Phasor,VPHA,Voltage Phase Angle,PA,-98.6,37.5,PPA:2954,2021-07-29 22:39:06
} | MaximumArchiveDays=90 | DesiredRemainingSpace=500,2955,GPA_MAPD_500_PM_05-PM8:I,,108,8736f6c7-ad41-4b43-b4f6-e684e0d4ad20,MAPD_500_PM_05,Mapd_500_Pm_05,60,1,companyAcronym= | protocolName=IEEE C37.118.2-2011 | vendorAcronym= | vendorDeviceName= | interconnectionName=,,,,10,STTP,Streaming Telemetry Transport Protocol,1,8,LTMAIZ_1_FA_P,I,+,0,MAPD_500_PM_05-PM8,0.0,1.0,Mapd_500_Pm_05 LTMAIZ_1_FA_P + Current Magnitude,0,1,1,Amps,Phasor,IPHM,Current Magnitude,PM,-98.6,37.5,PPA:2955,2021-07-29 22:39:06
} | MaximumArchiveDays=90 | DesiredRemainingSpace=500,2956,GPA_MAPD_500_PM_05-PA8:IH,,108,8736f6c7-ad41-4b43-b4f6-e684e0d4ad20,MAPD_500_PM_05,Mapd_500_Pm_05,60,1,companyAcronym= | protocolName=IEEE C37.118.2-2011 | vendorAcronym= | vendorDeviceName= | interconnectionName=,,,,10,STTP,Streaming Telemetry Transport Protocol,2,8,LTMAIZ_1_FA_P,I,+,0,MAPD_500_PM_05-PA8,0.0,1.0,Mapd_500_Pm_05 LTMAIZ_1_FA_P + Current Phase Angle,0,1,1,Degrees,Phasor,IPHA,Current Phase Angle,PA,-98.6,37.5,PPA:2956,2021-07-29 22:39:06
} | MaximumArchiveDays=90 | DesiredRemainingSpace=500,2957,GPA_MAPD_500_PM_06:F,,109,8736f6c7-ad41-4b43-b4f6-e684e0d4ad20,MAPD_500_PM_06,Mapd_500_Pm_06,60,1,companyAcronym= | protocolName=IEEE C37.118.2-2011 | vendorAcronym= | vendorDeviceName= | interconnectionName=,,,,10,STTP,Streaming Telemetry Transport Protocol,5,,,,,,MAPD_500_PM_06-FQ,0.0,1.0,Mapd_500_Pm_06 Frequency,0,1,1,Hz,PMU,FREQ,Frequency,FQ,-98.6,37.5,PPA:2957,2021-07-29 22:39:06
} | MaximumArchiveDays=90 | DesiredRemainingSpace=500,2958,GPA_MAPD_500_PM_06:DF,,109,8736f6c7-ad41-4b43-b4f6-e684e0d4ad20,MAPD_500_PM_06,Mapd_500_Pm_06,60,1,companyAcronym= | protocolName=IEEE C37.118.2-2011 | vendorAcronym= | vendorDeviceName= | interconnectionName=,,,,10,STTP,Streaming Telemetry Transport Protocol,6,,,,,,MAPD_500_PM_06-DF,0.0,1.0,Mapd_500_Pm_06 Frequency Delta (dF/dt),0,1,1,,PMU,DFDT,Frequency Delta (dF/dt),DF,-98.6,37.5,PPA:2958,2021-07-29 22:39:06
} | MaximumArchiveDays=90 | DesiredRemainingSpace=500,2959,GPA_MAPD_500_PM_06:S,,109,8736f6c7-ad41-4b43-b4f6-e684e0d4ad20,MAPD_500_PM_06,Mapd_500_Pm_06,60,1,companyAcronym= | protocolName=IEEE C37.118.2-2011 | vendorAcronym= | vendorDeviceName= | interconnectionName=,,,,10,STTP,Streaming Telemetry Transport Protocol,8,,,,,,MAPD_500_PM_06-SF,0.0,1.0,Mapd_500_Pm_06 Status Flags,0,1,1,,PMU,FLAG,Status Flags,SF,-98.6,37.5,PPA:2959,2021-07-29 22:39:06
} | MaximumArchiveDays=90 | DesiredRemainingSpace=500,2960,GPA_MAPD_500_PM_06-PM1:V,,109,8736f6c7-ad41-4b43-b4f6-e684e0d4ad20,MAPD_500_PM_06,Mapd_500_Pm_06,60,1,companyAcronym= | protocolName=IEEE C37.118.2-2011 | vendorAcronym= | vendorDeviceName= | interconnectionName=,,,,10,STTP,Streaming Telemetry Transport Protocol,3,1,BA1_FV_B,V,+,0,MAPD_500_PM_06-PM1,0.0,1.0,Mapd_500_Pm_06 BA1_FV_B + Voltage Magnitude,0,1,1,Volts,Phasor,VPHM,Voltage Magnitude,PM,-98.6,37.5,PPA:2960,2021-07-29 22:39:06
} | MaximumArchiveDays=90 | DesiredRemainingSpace=500,2961,GPA_MAPD_500_PM_06-PA1:VH,,109,8736f6c7-ad41-4b43-b4f6-e684e0d4ad20,MAPD_500_PM_06,Mapd_500_Pm_06,60,1,companyAcronym= | protocolName=IEEE C37.118.2-2011 | vendorAcronym= | vendorDeviceName= | interconnectionName=,,,,10,STTP,Streaming Telemetry Transport Protocol,4,1,BA1_FV_B,V,+,0,MAPD_500_PM_06-PA1,0.0,1.0,Mapd_500_Pm_06 BA1_FV_B + Voltage Phase Angle,0,1,1,Degrees,Phasor,VPHA,Voltage Phase Angle,PA,-98.6,37.5,PPA:2961,2021-07-29 22:39:06
} | MaximumArchiveDays=90 | DesiredRemainingSpace=500,2962,GPA_MAPD_500_PM_07:F,,110,8736f6c7-ad41-4b43-b4f6-e684e0d4ad20,MAPD_500_PM_07,Mapd_500_Pm_07,60,1,companyAcronym= | protocolName=IEEE C37.118.2-2011 | vendorAcronym= | vendorDeviceName= | interconnectionName=,,,,10,STTP,Streaming Telemetry Transport Protocol,5,,,,,,MAPD_500_PM_07-FQ,0.0,1.0,Mapd_500_Pm_07 Frequency,0,1,1,Hz,PMU,FREQ,Frequency,FQ,-98.6,37.5,PPA:2962,2021-07-29 22:39:06
} | MaximumArchiveDays=90 | DesiredRemainingSpace=500,2963,GPA_MAPD_500_PM_07:DF,,110,8736f6c7-ad41-4b43-b4f6-e684e0d4ad20,MAPD_500_PM_07,Mapd_500_Pm_07,60,1,companyAcronym= | protocolName=IEEE C37.118.2-2011 | vendorAcronym= | vendorDeviceName= | interconnectionName=,,,,10,STTP,Streaming Telemetry Transport Protocol,6,,,,,,MAPD_500_PM_07-DF,0.0,1.0,Mapd_500_Pm_07 Frequency Delta (dF/dt),0,1,1,,PMU,DFDT,Frequency Delta (dF/dt),DF,-98.6,37.5,PPA:2963,2021-07-29 22:39:06
} | MaximumArchiveDays=90 | DesiredRemainingSpace=500,2964,GPA_MAPD_500_PM_07:S,,110,8736f6c7-ad41-4b43-b4f6-e684e0d4ad20,MAPD_500_PM_07,Mapd_500_Pm_07,60,1,companyAcronym= | protocolName=IEEE C37.118.2-2011 | vendorAcronym= | vendorDeviceName= | interconnectionName=,,,,10,STTP,Streaming Telemetry Transport Protocol,8,,,,,,MAPD_500_PM_07-SF,0.0,1.0,Mapd_500_Pm_07 Status Flags,0,1,1,,PMU,FLAG,Status Flags,SF,-98.6,37.5,PPA:2964,2021-07-29 22:39:06
} | MaximumArchiveDays=90 | DesiredRemainingSpace=500,2965,GPA_MAPD_500_PM_07-PM1:V,,110,8736f6c7-ad41-4b43-b4f6-e684e0d4ad20,MAPD_500_PM_07,Mapd_500_Pm_07,60,1,companyAcronym= | protocolName=IEEE C37.118.2-2011 | vendorAcronym= | vendorDeviceName= | interconnectionName=,,,,10,STTP,Streaming Telemetry Transport Protocol,3,1,BA2_FV_B,V,+,0,MAPD_500_PM_07-PM1,0.0,1.0,Mapd_500_Pm_07 BA2_FV_B + Voltage Magnitude,0,1,1,Volts,Phasor,VPHM,Voltage Magnitude,PM,-98.6,37.5,PPA:2965,2021-07-29 22:39:06
} | MaximumArchiveDays=90 | DesiredRemainingSpace=500,2966,GPA_MAPD_500_PM_07-PA1:VH,,110,8736f6c7-ad41-4b43-b4f6-e684e0d4ad20,MAPD_500_PM_07,Mapd_500_Pm_07,60,1,companyAcronym= | protocolName=IEEE C37.118.2-2011 | vendorAcronym= | vendorDeviceName= | interconnectionName=,,,,10,STTP,Streaming Telemetry Transport Protocol,4,1,BA2_FV_B,V,+,0,MAPD_500_PM_07-PA1,0.0,1.0,Mapd_500_Pm_07 BA2_FV_B + Voltage Phase Angle,0,1,1,Degrees,Phasor,VPHA,Voltage Phase Angle,PA,-98.6,37.5,PPA:2966,2021-07-29 22:39:06
} | MaximumArchiveDays=90 | DesiredRemainingSpace=500,2967,GPA_MAPD_500_PM_08:F,,111,8736f6c7-ad41-4b43-b4f6-e684e0d4ad20,MAPD_500_PM_08,Mapd_500_Pm_08,60,1,companyAcronym= | protocolName=IEEE C37.118.2-2011 | vendorAcronym= | vendorDeviceName= | interconnectionName=,,,,10,STTP,Streaming Telemetry Transport Protocol,5,,,,,,MAPD_500_PM_08-FQ,0.0,1.0,Mapd_500_Pm_08 Frequency,0,1,1,Hz,PMU,FREQ,Frequency,FQ,-98.6,37.5,PPA:2967,2021-07-29 22:39:06
} | MaximumArchiveDays=90 | DesiredRemainingSpace=500,2968,GPA_MAPD_500_PM_08:DF,,111,8736f6c7-ad41-4b43-b4f6-e684e0d4ad20,MAPD_500_PM_08,Mapd_500_Pm_08,60,1,companyAcronym= | protocolName=IEEE C37.118.2-2011 | vendorAcronym= | vendorDeviceName= | interconnectionName=,,,,10,STTP,Streaming Telemetry Transport Protocol,6,,,,,,MAPD_500_PM_08-DF,0.0,1.0,Mapd_500_Pm_08 Frequency Delta (dF/dt),0,1,1,,PMU,DFDT,Frequency Delta (dF/dt),DF,-98.6,37.5,PPA:2968,2021-07-29 22:39:06
} | MaximumArchiveDays=90 | DesiredRemainingSpace=500,2969,GPA_MAPD_500_PM_08:S,,111,8736f6c7-ad41-4b43-b4f6-e684e0d4ad20,MAPD_500_PM_08,Mapd_500_Pm_08,60,1,companyAcronym= | protocolName=IEEE C37.118.2-2011 | vendorAcronym= | vendorDeviceName= | interconnectionName=,,,,10,STTP,Streaming Telemetry Transport Protocol,8,,,,,,MAPD_500_PM_08-SF,0.0,1.0,Mapd_500_Pm_08 Status Flags,0,1,1,,PMU,FLAG,Status Flags,SF,-98.6,37.5,PPA:2969,2021-07-29 22:39:06
} | MaximumArchiveDays=90 | DesiredRemainingSpace=500,2970,GPA_MAPD_500_PM_08-PM1:V,,111,8736f6c7-ad41-4b43-b4f6-e684e0d4ad20,MAPD_500_PM_08,Mapd_500_Pm_08,60,1,companyAcronym= | protocolName=IEEE C37.118.2-2011 | vendorAcronym= | vendorDeviceName= | interconnectionName=,,,,10,STTP,Streaming Telemetry Transport Protocol,3,1,LTPIBEA_1_FV_A,V,+,0,MAPD_500_PM_08-PM1,0.0,1.0,Mapd_500_Pm_08 LTPIBEA_1_FV_A + Voltage Magnitude,0,1,1,Volts,Phasor,VPHM,Voltage Magnitude,PM,-98.6,37.5,PPA:2970,2021-07-29 22:39:06
} | MaximumArchiveDays=90 | DesiredRemainingSpace=500,2971,GPA_MAPD_500_PM_08-PA1:VH,,111,8736f6c7-ad41-4b43-b4f6-e684e0d4ad20,MAPD_500_PM_08,Mapd_500_Pm_08,60,1,companyAcronym= | protocolName=IEEE C37.118.2-2011 | vendorAcronym= | vendorDeviceName= | interconnectionName=,,,,10,STTP,Streaming Telemetry Transport Protocol,4,1,LTPIBEA_1_FV_A,V,+,0,MAPD_500_PM_08-PA1,0.0,1.0,Mapd_500_Pm_08 LTPIBEA_1_FV_A + Voltage Phase Angle,0,1,1,Degrees,Phasor,VPHA,Voltage Phase Angle,PA,-98.6,37.5,PPA:2971,2021-07-29 22:39:06
} | MaximumArchiveDays=90 | DesiredRemainingSpace=500,2972,GPA_MAPD_500_PM_08-PM2:V,,111,8736f6c7-ad41-4b43-b4f6-e684e0d4ad20,MAPD_500_PM_08,Mapd_500_Pm_08,60,1,companyAcronym= | protocolName=IEEE C37.118.2-2011 | vendorAcronym= | vendorDeviceName= | interconnectionName=,,,,10,STTP,Streaming Telemetry Transport Protocol,3,2,LTPIBEA_1_FV_B,V,+,0,MAPD_500_PM_08-PM2,0.0,1.0,Mapd_500_Pm_08 LTPIBEA_1_FV_B + Voltage Magnitude,0,1,1,Volts,Phasor,VPHM,Voltage Magnitude,PM,-98.6,37.5,PPA:2972,2021-07-29 22:39:06
} | MaximumArchiveDays=90 | DesiredRemainingSpace=500,2973,GPA_MAPD_500_PM_08-PA2:VH,,111,8736f6c7-ad41-4b43-b4f6-e684e0d4ad20,MAPD_500_PM_08,Mapd_500_Pm_08,60,1,companyAcronym= | protocolName=IEEE C37.118.2-2011 | vendorAcronym= | vendorDeviceName= | interconnectionName=,,,,10,STTP,Streaming Telemetry Transport Protocol,4,2,LTPIBEA_1_FV_B,V,+,0,MAPD_500_PM_08-PA2,0.0,1.0,Mapd_500_Pm_08 LTPIBEA_1_FV_B + Voltage Phase Angle,0,1,1,Degrees,Phasor,VPHA,Voltage Phase Angle,PA,-98.6,37.5,PPA:2973,2021-07-29 22:39:06
} | MaximumArchiveDays=90 | DesiredRemainingSpace=500,2974,GPA_MAPD_500_PM_08-PM3:V,,111,8736f6c7-ad41-4b43-b4f6-e684e0d4ad20,MAPD_500_PM_08,Mapd_500_Pm_08,60,1,companyAcronym= | protocolName=IEEE C37.118.2-2011 | vendorAcronym= | vendorDeviceName= | interconnectionName=,,,,10,STTP,Streaming Telemetry Transport Protocol,3,3,LTPIBEA_1_FV_C,V,+,0,MAPD_500_PM_08-PM3,0.0,1.0,Mapd_500_Pm_08 LTPIBEA_1_FV_C + Voltage Magnitude,0,1,1,Volts,Phasor,VPHM,Voltage Magnitude,PM,-98.6,37.5,PPA:2974,2021-07-29 22:39:06
} | MaximumArchiveDays=90 | DesiredRemainingSpace=500,2975,GPA_MAPD_500_PM_08-PA3:VH,,111,8736f6c7-ad41-4b43-b4f6-e684e0d4ad20,MAPD_500_PM_08,Mapd_500_Pm_08,60,1,companyAcronym= | protocolName=IEEE C37.118.2-2011 | vendorAcronym= | vendorDeviceName= | interconnectionName=,,,,10,STTP,Streaming Telemetry Transport Protocol,4,3,LTPIBEA_1_FV_C,V,+,0,MAPD_500_PM_08-PA3,0.0,1.0,Mapd_500_Pm_08 LTPIBEA_1_FV_C + Voltage Phase Angle,0,1,1,Degrees,Phasor,VPHA,Voltage Phase Angle,PA,-98.6,37.5,PPA:2975,2021-07-29 22:39:06
} | MaximumArchiveDays=90 | DesiredRemainingSpace=500,2976,GPA_MAPD_500_PM_08-PM4:I,,111,8736f6c7-ad41-4b43-b4f6-e684e0d4ad20,MAPD_500_PM_08,Mapd_500_Pm_08,60,1,companyAcronym= | protocolName=IEEE C37.118.2-2011 | vendorAcronym= | vendorDeviceName= | interconnectionName=,,,,10,STTP,Streaming Telemetry Transport Protocol,1,4,LTPIBEA_1_FA_A,I,+,0,MAPD_500_PM_08-PM4,0.0,1.0,Mapd_500_Pm_08 LTPIBEA_1_FA_A + Current Magnitude,0,1,1,Amps,Phasor,IPHM,Current Magnitude,PM,-98.6,37.5,PPA:2976,2021-07-29 22:39:06
} | MaximumArchiveDays=90 | DesiredRemainingSpace=500,2977,GPA_MAPD_500_PM_08-PA4:IH,,111,8736f6c7-ad41-4b43-b4f6-e684e0d4ad20,MAPD_500_PM_08,Mapd_500_Pm_08,60,1,companyAcronym= | protocolName=IEEE C37.118.2-2011 | vendorAcronym= | vendorDeviceName= | interconnectionName=,,,,10,STTP,Streaming Telemetry Transport Protocol,2,4,LTPIBEA_1_FA_A,I,+,0,MAPD_500_PM_08-PA4,0.0,1.0,Mapd_500_Pm_08 LTPIBEA_1_FA_A + Current Phase Angle,0,1,1,Degrees,Phasor,IPHA,Current Phase Angle,PA,-98.6,37.5,PPA:2977,2021-07-29 22:39:06
} | MaximumArchiveDays=90 | DesiredRemainingSpace=500,2978,GPA_MAPD_500_PM_08-PM5:I,,111,8736f6c7-ad41-4b43-b4f6-e684e0d4ad20,MAPD_500_PM_08,Mapd_500_Pm_08,60,1,companyAcronym= | protocolName=IEEE C37.118.2-2011 | vendorAcronym= | vendorDeviceName= | interconnectionName=,,,,10,STTP,Streaming Telemetry Transport Protocol,1,5,LTPIBEA_1_FA_B,I,+,0,MAPD_500_PM_08-PM5,0.0,1.0,Mapd_500_Pm_08 LTPIBEA_1_FA_B + Current Magnitude,0,1,1,Amps,Phasor,IPHM,Current Magnitude,PM,-98.6,37.5,PPA:2978,2021-07-29 22:39:06
} | MaximumArchiveDays=90 | DesiredRemainingSpace=500,2979,GPA_MAPD_500_PM_08-PA5:IH,,111,8736f6c7-ad41-4b43-b4f6-e684e0d4ad20,MAPD_500_PM_08,Mapd_500_Pm_08,60,1,companyAcronym= | protocolName=IEEE C37.118.2-2011 | vendorAcronym= | vendorDeviceName= | interconnectionName=,,,,10,STTP,Streaming Telemetry Transport Protocol,2,5,LTPIBEA_1_FA_B,I,+,0,MAPD_500_PM_08-PA5,0.0,1.0,Mapd_500_Pm_08 LTPIBEA_1_FA_B + Current Phase Angle,0,1,1,Degrees,Phasor,IPHA,Current Phase Angle,PA,-98.6,37.5,PPA:2979,2021-07-29 22:39:06
} | MaximumArchiveDays=90 | DesiredRemainingSpace=500,2980,GPA_MAPD_500_PM_08-PM6:I,,111,8736f6c7-ad41-4b43-b4f6-e684e0d4ad20,MAPD_500_PM_08,Mapd_500_Pm_08,60,1,companyAcronym= | protocolName=IEEE C37.118.2-2011 | vendorAcronym= | vendorDeviceName= | interconnectionName=,,,,10,STTP,Streaming Telemetry Transport Protocol,1,6,LTPIBEA_1_FA_C,I,+,0,MAPD_500_PM_08-PM6,0.0,1.0,Mapd_500_Pm_08 LTPIBEA_1_FA_C + Current Magnitude,0,1,1,Amps,Phasor,IPHM,Current Magnitude,PM,-98.6,37.5,PPA:2980,2021-07-29 22:39:06
} | MaximumArchiveDays=90 | DesiredRemainingSpace=500,2981,GPA_MAPD_500_PM_08-PA6:IH,,111,8736f6c7-ad41-4b43-b4f6-e684e0d4ad20,MAPD_500_PM_08,Mapd_500_Pm_08,60,1,companyAcronym= | protocolName=IEEE C37.118.2-2011 | vendorAcronym= | vendorDeviceName= | interconnectionName=,,,,10,STTP,Streaming Telemetry Transport Protocol,2,6,LTPIBEA_1_FA_C,I,+,0,MAPD_500_PM_08-PA6,0.0,1.0,Mapd_500_Pm_08 LTPIBEA_1_FA_C + Current Phase Angle,0,1,1,Degrees,Phasor,IPHA,Current Phase Angle,PA,-98.6,37.5,PPA:2981,2021-07-29 22:39:06
} | MaximumArchiveDays=90 | DesiredRemainingSpace=500,2982,GPA_MAPD_500_PM_08-PM7:V,,111,8736f6c7-ad41-4b43-b4f6-e684e0d4ad20,MAPD_500_PM_08,Mapd_500_Pm_08,60,1,companyAcronym= | protocolName=IEEE C37.118.2-2011 | vendorAcronym= | vendorDeviceName= | interconnectionName=,,,,10,STTP,Streaming Telemetry Transport Protocol,3,7,LTPIBEA_1_FV_P,V,+,0,MAPD_500_PM_08-PM7,0.0,1.0,Mapd_500_Pm_08 LTPIBEA_1_FV_P + Voltage Magnitude,0,1,1,Volts,Phasor,VPHM,Voltage Magnitude,PM,-98.6,37.5,PPA:2982,2021-07-29 22:39:06
} | MaximumArchiveDays=90 | DesiredRemainingSpace=500,2983,GPA_MAPD_500_PM_08-PA7:VH,,111,8736f6c7-ad41-4b43-b4f6-e684e0d4ad20,MAPD_500_PM_08,Mapd_500_Pm_08,60,1,companyAcronym= | protocolName=IEEE C37.118.2-2011 | vendorAcronym= | vendorDeviceName= | interconnectionName=,,,,10,STTP,Streaming Telemetry Transport Protocol,4,7,LTPIBEA_1_FV_P,V,+,0,MAPD_500_PM_08-PA7,0.0,1.0,Mapd_500_Pm_08 LTPIBEA_1_FV_P + Voltage Phase Angle,0,1,1,Degrees,Phasor,VPHA,Voltage Phase Angle,PA,-98.6,37.5,PPA:2983,2021-07-29 22:39:06
} | MaximumArchiveDays=90 | DesiredRemainingSpace=500,2984,GPA_MAPD_500_PM_08-PM8:I,,111,8736f6c7-ad41-4b43-b4f6-e684e0d4ad20,MAPD_500_PM_08,Mapd_500_Pm_08,60,1,companyAcronym= | protocolName=IEEE C37.118.2-2011 | vendorAcronym= | vendorDeviceName= | interconnectionName=,,,,10,STTP,Streaming Telemetry Transport Protocol,1,8,LTPIBEA_1_FA_P,I,+,0,MAPD_500_PM_08-PM8,0.0,1.0,Mapd_500_Pm_08 LTPIBEA_1_FA_P + Current Magnitude,0,1,1,Amps,Phasor,IPHM,Current Magnitude,PM,-98.6,37.5,PPA:2984,2021-07-29 22:39:06
} | MaximumArchiveDays=90 | DesiredRemainingSpace=500,2985,GPA_MAPD_500_PM_08-PA8:IH,,111,8736f6c7-ad41-4b43-b4f6-e684e0d4ad20,MAPD_500_PM_08,Mapd_500_Pm_08,60,1,companyAcronym= | protocolName=IEEE C37.118.2-2011 | vendorAcronym= | vendorDeviceName= | interconnectionName=,,,,10,STTP,Streaming Telemetry Transport Protocol,2,8,LTPIBEA_1_FA_P,I,+,0,MAPD_500_PM_08-PA8,0.0,1.0,Mapd_500_Pm_08 LTPIBEA_1_FA_P + Current Phase Angle,0,1,1,Degrees,Phasor,IPHA,Current Phase Angle,PA,-98.6,37.5,PPA:2985,2021-07-29 22:39:06
} | MaximumArchiveDays=90 | DesiredRemainingSpace=500,2986,GPA_MAPD_500_PM_09:F,,112,8736f6c7-ad41-4b43-b4f6-e684e0d4ad20,MAPD_500_PM_09,Mapd_500_Pm_09,60,1,companyAcronym= | protocolName=IEEE C37.118.2-2011 | vendorAcronym= | vendorDeviceName= | interconnectionName=,,,,10,STTP,Streaming Telemetry Transport Protocol,5,,,,,,MAPD_500_PM_09-FQ,0.0,1.0,Mapd_500_Pm_09 Frequency,0,1,1,Hz,PMU,FREQ,Frequency,FQ,-98.6,37.5,PPA:2986,2021-07-29 22:39:06
} | MaximumArchiveDays=90 | DesiredRemainingSpace=500,2987,GPA_MAPD_500_PM_09:DF,,112,8736f6c7-ad41-4b43-b4f6-e684e0d4ad20,MAPD_500_PM_09,Mapd_500_Pm_09,60,1,companyAcronym= | protocolName=IEEE C37.118.2-2011 | vendorAcronym= | vendorDeviceName= | interconnectionName=,,,,10,STTP,Streaming Telemetry Transport Protocol,6,,,,,,MAPD_500_PM_09-DF,0.0,1.0,Mapd_500_Pm_09 Frequency Delta (dF/dt),0,1,1,,PMU,DFDT,Frequency Delta (dF/dt),DF,-98.6,37.5,PPA:2987,2021-07-29 22:39:06
} | MaximumArchiveDays=90 | DesiredRemainingSpace=500,2988,GPA_MAPD_500_PM_09:S,,112,8736f6c7-ad41-4b43-b4f6-e684e0d4ad20,MAPD_500_PM_09,Mapd_500_Pm_09,60,1,companyAcronym= | protocolName=IEEE C37.118.2-2011 | vendorAcronym= | vendorDeviceName= | interconnectionName=,,,,10,STTP,Streaming Telemetry Transport Protocol,8,,,,,,MAPD_500_PM_09-SF,0.0,1.0,Mapd_500_Pm_09 Status Flags,0,1,1,,PMU,FLAG,Status Flags,SF,-98.6,37.5,PPA:2988,2021-07-29 22:39:06
} | MaximumArchiveDays=90 | DesiredRemainingSpace=500,2989,GPA_MAPD_500_PM_09-PM1:V,,112,8736f6c7-ad41-4b43-b4f6-e684e0d4ad20,MAPD_500_PM_09,Mapd_500_Pm_09,60,1,companyAcronym= | protocolName=IEEE C37.118.2-2011 | vendorAcronym= | vendorDeviceName= | interconnectionName=,,,,10,STTP,Streaming Telemetry Transport Protocol,3,1,LTPITSD_C8_FV_A,V,+,0,MAPD_500_PM_09-PM1,0.0,1.0,Mapd_500_Pm_09 LTPITSD_C8_FV_A + Voltage Magnitude,0,1,1,Volts,Phasor,VPHM,Voltage Magnitude,PM,-98.6,37.5,PPA:2989,2021-07-29 22:39:06
} | MaximumArchiveDays=90 | DesiredRemainingSpace=500,2990,GPA_MAPD_500_PM_09-PA1:VH,,112,8736f6c7-ad41-4b43-b4f6-e684e0d4ad20,MAPD_500_PM_09,Mapd_500_Pm_09,60,1,companyAcronym= | protocolName=IEEE C37.118.2-2011 | vendorAcronym= | vendorDeviceName= | interconnectionName=,,,,10,STTP,Streaming Telemetry Transport Protocol,4,1,LTPITSD_C8_FV_A,V,+,0,MAPD_500_PM_09-PA1,0.0,1.0,Mapd_500_Pm_09 LTPITSD_C8_FV_A + Voltage Phase Angle,0,1,1,Degrees,Phasor,VPHA,Voltage Phase Angle,PA,-98.6,37.5,PPA:2990,2021-07-29 22:39:06
} | MaximumArchiveDays=90 | DesiredRemainingSpace=500,2991,GPA_MAPD_500_PM_09-PM2:V,,112,8736f6c7-ad41-4b43-b4f6-e684e0d4ad20,MAPD_500_PM_09,Mapd_500_Pm_09,60,1,companyAcronym= | protocolName=IEEE C37.118.2-2011 | vendorAcronym= | vendorDeviceName= | interconnectionName=,,,,10,STTP,Streaming Telemetry Transport Protocol,3,2,LTPITSD_C8_FV_B,V,+,0,MAPD_500_PM_09-PM2,0.0,1.0,Mapd_500_Pm_09 LTPITSD_C8_FV_B + Voltage Magnitude,0,1,1,Volts,Phasor,VPHM,Voltage Magnitude,PM,-98.6,37.5,PPA:2991,2021-07-29 22:39:06
} | MaximumArchiveDays=90 | DesiredRemainingSpace=500,2992,GPA_MAPD_500_PM_09-PA2:VH,,112,8736f6c7-ad41-4b43-b4f6-e684e0d4ad20,MAPD_500_PM_09,Mapd_500_Pm_09,60,1,companyAcronym= | protocolName=IEEE C37.118.2-2011 | vendorAcronym= | vendorDeviceName= | interconnectionName=,,,,10,STTP,Streaming Telemetry Transport Protocol,4,2,LTPITSD_C8_FV_B,V,+,0,MAPD_500_PM_09-PA2,0.0,1.0,Mapd_500_Pm_09 LTPITSD_C8_FV_B + Voltage Phase Angle,0,1,1,Degrees,Phasor,VPHA,Voltage Phase Angle,PA,-98.6,37.5,PPA:2992,2021-07-29 22:39:06
} | MaximumArchiveDays=90 | DesiredRemainingSpace=500,2993,GPA_MAPD_500_PM_09-PM3:V,,112,8736f6c7-ad41-4b43-b4f6-e684e0d4ad20,MAPD_500_PM_09,Mapd_500_Pm_09,60,1,companyAcronym= | protocolName=IEEE C37.118.2-2011 | vendorAcronym= | vendorDeviceName= | interconnectionName=,,,,10,STTP,Streaming Telemetry Transport Protocol,3,3,LTPITSD_C8_FV_C,V,+,0,MAPD_500_PM_09-PM3,0.0,1.0,Mapd_500_Pm_09 LTPITSD_C8_FV_C + Voltage Magnitude,0,1,1,Volts,Phasor,VPHM,Voltage Magnitude,PM,-98.6,37.5,PPA:2993,2021-07-29 22:39:06
} | MaximumArchiveDays=90 | DesiredRemainingSpace=500,2994,GPA_MAPD_500_PM_09-PA3:VH,,112,8736f6c7-ad41-4b43-b4f6-e684e0d4ad20,MAPD_500_PM_09,Mapd_500_Pm_09,60,1,companyAcronym= | protocolName=IEEE C37.118.2-2011 | vendorAcronym= | vendorDeviceName= | interconnectionName=,,,,10,STTP,Streaming Telemetry Transport Protocol,4,3,LTPITSD_C8_FV_C,V,+,0,MAPD_500_PM_09-PA3,0.0,1.0,Mapd_500_Pm_09 LTPITSD_C8_FV_C + Voltage Phase Angle,0,1,1,Degrees,Phasor,VPHA,Voltage Phase Angle,PA,-98.6,37.5,PPA:2994,2021-07-29 22:39:06
} | MaximumArchiveDays=90 | DesiredRemainingSpace=500,2995,GPA_MAPD_500_PM_09-PM4:I,,112,8736f6c7-ad41-4b43-b4f6-e684e0d4ad20,MAPD_500_PM_09,Mapd_500_Pm_09,60,1,companyAcronym= | protocolName=IEEE C37.118.2-2011 | vendorAcronym= | vendorDeviceName= | interconnectionName=,,,,10,STTP,Streaming Telemetry Transport Protocol,1,4,LTPITSD_C8_FA_A,I,+,0,MAPD_500_PM_09-PM4,0.0,1.0,Mapd_500_Pm_09 LTPITSD_C8_FA_A + Current Magnitude,0,1,1,Amps,Phasor,IPHM,Current Magnitude,PM,-98.6,37.5,PPA:2995,2021-07-29 22:39:06
} | MaximumArchiveDays=90 | DesiredRemainingSpace=500,2996,GPA_MAPD_500_PM_09-PA4:IH,,112,8736f6c7-ad41-4b43-b4f6-e684e0d4ad20,MAPD_500_PM_09,Mapd_500_Pm_09,60,1,companyAcronym= | protocolName=IEEE C37.118.2-2011 | vendorAcronym= | vendorDeviceName= | interconnectionName=,,,,10,STTP,Streaming Telemetry Transport Protocol,2,4,LTPITSD_C8_FA_A,I,+,0,MAPD_500_PM_09-PA4,0.0,1.0,Mapd_500_Pm_09 LTPITSD_C8_FA_A + Current Phase Angle,0,1,1,Degrees,Phasor,IPHA,Current Phase Angle,PA,-98.6,37.5,PPA:2996,2021-07-29 22:39:06
} | MaximumArchiveDays=90 | DesiredRemainingSpace=500,2997,GPA_MAPD_500_PM_09-PM5:I,,112,8736f6c7-ad41-4b43-b4f6-e684e0d4ad20,MAPD_500_PM_09,Mapd_500_Pm_09,60,1,companyAcronym= | protocolName=IEEE C37.118.2-2011 | vendorAcronym= | vendorDeviceName= | interconnectionName=,,,,10,STTP,Streaming Telemetry Transport Protocol,1,5,LTPITSD_C8_FA_B,I,+,0,MAPD_500_PM_09-PM5,0.0,1.0,Mapd_500_Pm_09 LTPITSD_C8_FA_B + Current Magnitude,0,1,1,Amps,Phasor,IPHM,Current Magnitude,PM,-98.6,37.5,PPA:2997,2021-07-29 22:39:06
} | MaximumArchiveDays=90 | DesiredRemainingSpace=500,2998,GPA_MAPD_500_PM_09-PA5:IH,,112,8736f6c7-ad41-4b43-b4f6-e684e0d4ad20,MAPD_500_PM_09,Mapd_500_Pm_09,60,1,companyAcronym= | protocolName=IEEE C37.118.2-2011 | vendorAcronym= | vendorDeviceName= | interconnectionName=,,,,10,STTP,Streaming Telemetry Transport Protocol,2,5,LTPITSD_C8_FA_B,I,+,0,MAPD_500_PM_09-PA5,0.0,1.0,Mapd_500_Pm_09 LTPITSD_C8_FA_B + Current Phase Angle,0,1,1,Degrees,Phasor,IPHA,Current Phase Angle,PA,-98.6,37.5,PPA:2998,2021-07-29 22:39:06
} | MaximumArchiveDays=90 | DesiredRemainingSpace=500,2999,GPA_MAPD_500_PM_09-PM6:I,,112,8736f6c7-ad41-4b43-b4f6-e684e0d4ad20,MAPD_500_PM_09,Mapd_500_Pm_09,60,1,companyAcronym= | protocolName=IEEE C37.118.2-2011 | vendorAcronym= | vendorDeviceName= | interconnectionName=,,,,10,STTP,Streaming Telemetry Transport Protocol,1,6,LTPITSD_C8_FA_C,I,+,0,MAPD_500_PM_09-PM6,0.0,1.0,Mapd_500_Pm_09 LTPITSD_C8_FA_C + Current Magnitude,0,1,1,Amps,Phasor,IPHM,Current Magnitude,PM,-98.6,37.5,PPA:2999,2021-07-29 22:39:06
} | MaximumArchiveDays=90 | DesiredRemainingSpace=500,3000,GPA_MAPD_500_PM_09-PA6:IH,,112,8736f6c7-ad41-4b43-b4f6-e684e0d4ad20,MAPD_500_PM_09,Mapd_500_Pm_09,60,1,companyAcronym= | protocolName=IEEE C37.118.2-2011 | vendorAcronym= | vendorDeviceName= | interconnectionName=,,,,10,STTP,Streaming Telemetry Transport Protocol,2,6,LTPITSD_C8_FA_C,I,+,0,MAPD_500_PM_09-PA6,0.0,1.0,Mapd_500_Pm_09 LTPITSD_C8_FA_C + Current Phase Angle,0,1,1,Degrees,Phasor,IPHA,Current Phase Angle,PA,-98.6,37.5,PPA:3000,2021-07-29 22:39:06
} | MaximumArchiveDays=90 | DesiredRemainingSpace=500,3001,GPA_MAPD_500_PM_09-PM7:V,,112,8736f6c7-ad41-4b43-b4f6-e684e0d4ad20,MAPD_500_PM_09,Mapd_500_Pm_09,60,1,companyAcronym= | protocolName=IEEE C37.118.2-2011 | vendorAcronym= | vendorDeviceName= | interconnectionName=,,,,10,STTP,Streaming Telemetry Transport Protocol,3,7,LTPITSD_C8_FV_P,V,+,0,MAPD_500_PM_09-PM7,0.0,1.0,Mapd_500_Pm_09 LTPITSD_C8_FV_P + Voltage Magnitude,0,1,1,Volts,Phasor,VPHM,Voltage Magnitude,PM,-98.6,37.5,PPA:3001,2021-07-29 22:39:06
} | MaximumArchiveDays=90 | DesiredRemainingSpace=500,3002,GPA_MAPD_500_PM_09-PA7:VH,,112,8736f6c7-ad41-4b43-b4f6-e684e0d4ad20,MAPD_500_PM_09,Mapd_500_Pm_09,60,1,companyAcronym= | protocolName=IEEE C37.118.2-2011 | vendorAcronym= | vendorDeviceName= | interconnectionName=,,,,10,STTP,Streaming Telemetry Transport Protocol,4,7,LTPITSD_C8_FV_P,V,+,0,MAPD_500_PM_09-PA7,0.0,1.0,Mapd_500_Pm_09 LTPITSD_C8_FV_P + Voltage Phase Angle,0,1,1,Degrees,Phasor,VPHA,Voltage Phase Angle,PA,-98.6,37.5,PPA:3002,2021-07-29 22:39:06
} | MaximumArchiveDays=90 | DesiredRemainingSpace=500,3003,GPA_MAPD_500_PM_09-PM8:I,,112,8736f6c7-ad41-4b43-b4f6-e684e0d4ad20,MAPD_500_PM_09,Mapd_500_Pm_09,60,1,companyAcronym= | protocolName=IEEE C37.118.2-2011 | vendorAcronym= | vendorDeviceName= | interconnectionName=,,,,10,STTP,Streaming Telemetry Transport Protocol,1,8,LTPITSD_C8_FA_P,I,+,0,MAPD_500_PM_09-PM8,0.0,1.0,Mapd_500_Pm_09 LTPITSD_C8_FA_P + Current Magnitude,0,1,1,Amps,Phasor,IPHM,Current Magnitude,PM,-98.6,37.5,PPA:3003,2021-07-29 22:39:06
} | MaximumArchiveDays=90 | DesiredRemainingSpace=500,3004,GPA_MAPD_500_PM_09-PA8:IH,,112,8736f6c7-ad41-4b43-b4f6-e684e0d4ad20,MAPD_500_PM_09,Mapd_500_Pm_09,60,1,companyAcronym= | protocolName=IEEE C37.118.2-2011 | vendorAcronym= | vendorDeviceName= | interconnectionName=,,,,10,STTP,Streaming Telemetry Transport Protocol,2,8,LTPITSD_C8_FA_P,I,+,0,MAPD_500_PM_09-PA8,0.0,1.0,Mapd_500_Pm_09 LTPITSD_C8_FA_P + Current Phase Angle,0,1,1,Degrees,Phasor,IPHA,Current Phase Angle,PA,-98.6,37.5,PPA:3004,2021-07-29 22:39:06
} | MaximumArchiveDays=90 | DesiredRemainingSpace=500,3005,GPA_MAPD_500_PM_10:F,,113,8736f6c7-ad41-4b43-b4f6-e684e0d4ad20,MAPD_500_PM_10,Mapd_500_Pm_10,60,1,companyAcronym= | protocolName=IEEE C37.118.2-2011 | vendorAcronym= | vendorDeviceName= | interconnectionName=,,,,10,STTP,Streaming Telemetry Transport Protocol,5,,,,,,MAPD_500_PM_10-FQ,0.0,1.0,Mapd_500_Pm_10 Frequency,0,1,1,Hz,PMU,FREQ,Frequency,FQ,-98.6,37.5,PPA:3005,2021-07-29 22:39:06
} | MaximumArchiveDays=90 | DesiredRemainingSpace=500,3006,GPA_MAPD_500_PM_10:DF,,113,8736f6c7-ad41-4b43-b4f6-e684e0d4ad20,MAPD_500_PM_10,Mapd_500_Pm_10,60,1,companyAcronym= | protocolName=IEEE C37.118.2-2011 | vendorAcronym= | vendorDeviceName= | interconnectionName=,,,,10,STTP,Streaming Telemetry Transport Protocol,6,,,,,,MAPD_500_PM_10-DF,0.0,1.0,Mapd_500_Pm_10 Frequency Delta (dF/dt),0,1,1,,PMU,DFDT,Frequency Delta (dF/dt),DF,-98.6,37.5,PPA:3006,2021-07-29 22:39:06
} | MaximumArchiveDays=90 | DesiredRemainingSpace=500,3007,GPA_MAPD_500_PM_10:S,,113,8736f6c7-ad41-4b43-b4f6-e684e0d4ad20,MAPD_500_PM_10,Mapd_500_Pm_10,60,1,companyAcronym= | protocolName=IEEE C37.118.2-2011 | vendorAcronym= | vendorDeviceName= | interconnectionName=,,,,10,STTP,Streaming Telemetry Transport Protocol,8,,,,,,MAPD_500_PM_10-SF,0.0,1.0,Mapd_500_Pm_10 Status Flags,0,1,1,,PMU,FLAG,Status Flags,SF,-98.6,37.5,PPA:3007,2021-07-29 22:39:06
} | MaximumArchiveDays=90 | DesiredRemainingSpace=500,3008,GPA_MAPD_500_PM_10-PM1:V,,113,8736f6c7-ad41-4b43-b4f6-e684e0d4ad20,MAPD_500_PM_10,Mapd_500_Pm_10,60,1,companyAcronym= | protocolName=IEEE C37.118.2-2011 | vendorAcronym= | vendorDeviceName= | interconnectionName=,,,,10,STTP,Streaming Telemetry Transport Protocol,3,1,LTMAIZ_2_FV_A,V,+,0,MAPD_500_PM_10-PM1,0.0,1.0,Mapd_500_Pm_10 LTMAIZ_2_FV_A + Voltage Magnitude,0,1,1,Volts,Phasor,VPHM,Voltage Magnitude,PM,-98.6,37.5,PPA:3008,2021-07-29 22:39:06
} | MaximumArchiveDays=90 | DesiredRemainingSpace=500,3009,GPA_MAPD_500_PM_10-PA1:VH,,113,8736f6c7-ad41-4b43-b4f6-e684e0d4ad20,MAPD_500_PM_10,Mapd_500_Pm_10,60,1,companyAcronym= | protocolName=IEEE C37.118.2-2011 | vendorAcronym= | vendorDeviceName= | interconnectionName=,,,,10,STTP,Streaming Telemetry Transport Protocol,4,1,LTMAIZ_2_FV_A,V,+,0,MAPD_500_PM_10-PA1,0.0,1.0,Mapd_500_Pm_10 LTMAIZ_2_FV_A + Voltage Phase Angle,0,1,1,Degrees,Phasor,VPHA,Voltage Phase Angle,PA,-98.6,37.5,PPA:3009,2021-07-29 22:39:06
} | MaximumArchiveDays=90 | DesiredRemainingSpace=500,3010,GPA_MAPD_500_PM_10-PM2:V,,113,8736f6c7-ad41-4b43-b4f6-e684e0d4ad20,MAPD_500_PM_10,Mapd_500_Pm_10,60,1,companyAcronym= | protocolName=IEEE C37.118.2-2011 | vendorAcronym= | vendorDeviceName= | interconnectionName=,,,,10,STTP,Streaming Telemetry Transport Protocol,3,2,LTMAIZ_2_FV_B,V,+,0,MAPD_500_PM_10-PM2,0.0,1.0,Mapd_500_Pm_10 LTMAIZ_2_FV_B + Voltage Magnitude,0,1,1,Volts,Phasor,VPHM,Voltage Magnitude,PM,-98.6,37.5,PPA:3010,2021-07-29 22:39:06
} | MaximumArchiveDays=90 | DesiredRemainingSpace=500,3011,GPA_MAPD_500_PM_10-PA2:VH,,113,8736f6c7-ad41-4b43-b4f6-e684e0d4ad20,MAPD_500_PM_10,Mapd_500_Pm_10,60,1,companyAcronym= | protocolName=IEEE C37.118.2-2011 | vendorAcronym= | vendorDeviceName= | interconnectionName=,,,,10,STTP,Streaming Telemetry Transport Protocol,4,2,LTMAIZ_2_FV_B,V,+,0,MAPD_500_PM_10-PA2,0.0,1.0,Mapd_500_Pm_10 LTMAIZ_2_FV_B + Voltage Phase Angle,0,1,1,Degrees,Phasor,VPHA,Voltage Phase Angle,PA,-98.6,37.5,PPA:3011,2021-07-29 22:39:06
} | MaximumArchiveDays=90 | DesiredRemainingSpace=500,3012,GPA_MAPD_500_PM_10-PM3:V,,113,8736f6c7-ad41-4b43-b4f6-e684e0d4ad20,MAPD_500_PM_10,Mapd_500_Pm_10,60,1,companyAcronym= | protocolName=IEEE C37.118.2-2011 | vendorAcronym= | vendorDeviceName= | interconnectionName=,,,,10,STTP,Streaming Telemetry Transport Protocol,3,3,LTMAIZ_2_FV_C,V,+,0,MAPD_500_PM_10-PM3,0.0,1.0,Mapd_500_Pm_10 LTMAIZ_2_FV_C + Voltage Magnitude,0,1,1,Volts,Phasor,VPHM,Voltage Magnitude,PM,-98.6,37.5,PPA:3012,2021-07-29 22:39:06
} | MaximumArchiveDays=90 | DesiredRemainingSpace=500,3013,GPA_MAPD_500_PM_10-PA3:VH,,113,8736f6c7-ad41-4b43-b4f6-e684e0d4ad20,MAPD_500_PM_10,Mapd_500_Pm_10,60,1,companyAcronym= | protocolName=IEEE C37.118.2-2011 | vendorAcronym= | vendorDeviceName= | interconnectionName=,,,,10,STTP,Streaming Telemetry Transport Protocol,4,3,LTMAIZ_2_FV_C,V,+,0,MAPD_500_PM_10-PA3,0.0,1.0,Mapd_500_Pm_10 LTMAIZ_2_FV_C + Voltage Phase Angle,0,1,1,Degrees,Phasor,VPHA,Voltage Phase Angle,PA,-98.6,37.5,PPA:3013,2021-07-29 22:39:06
} | MaximumArchiveDays=90 | DesiredRemainingSpace=500,3014,GPA_MAPD_500_PM_10-PM4:I,,113,8736f6c7-ad41-4b43-b4f6-e684e0d4ad20,MAPD_500_PM_10,Mapd_500_Pm_10,60,1,companyAcronym= | protocolName=IEEE C37.118.2-2011 | vendorAcronym= | vendorDeviceName= | interconnectionName=,,,,10,STTP,Streaming Telemetry Transport Protocol,1,4,LTMAIZ_2_FA_A,I,+,0,MAPD_500_PM_10-PM4,0.0,1.0,Mapd_500_Pm_10 LTMAIZ_2_FA_A + Current Magnitude,0,1,1,Amps,Phasor,IPHM,Current Magnitude,PM,-98.6,37.5,PPA:3014,2021-07-29 22:39:06
} | MaximumArchiveDays=90 | DesiredRemainingSpace=500,3015,GPA_MAPD_500_PM_10-PA4:IH,,113,8736f6c7-ad41-4b43-b4f6-e684e0d4ad20,MAPD_500_PM_10,Mapd_500_Pm_10,60,1,companyAcronym= | protocolName=IEEE C37.118.2-2011 | vendorAcronym= | vendorDeviceName= | interconnectionName=,,,,10,STTP,Streaming Telemetry Transport Protocol,2,4,LTMAIZ_2_FA_A,I,+,0,MAPD_500_PM_10-PA4,0.0,1.0,Mapd_500_Pm_10 LTMAIZ_2_FA_A + Current Phase Angle,0,1,1,Degrees,Phasor,IPHA,Current Phase Angle,PA,-98.6,37.5,PPA:3015,2021-07-29 22:39:06
} | MaximumArchiveDays=90 | DesiredRemainingSpace=500,3016,GPA_MAPD_500_PM_10-PM5:I,,113,8736f6c7-ad41-4b43-b4f6-e684e0d4ad20,MAPD_500_PM_10,Mapd_500_Pm_10,60,1,companyAcronym= | protocolName=IEEE C37.118.2-2011 | vendorAcronym= | vendorDeviceName= | interconnectionName=,,,,10,STTP,Streaming Telemetry Transport Protocol,1,5,LTMAIZ_2_FA_B,I,+,0,MAPD_500_PM_10-PM5,0.0,1.0,Mapd_500_Pm_10 LTMAIZ_2_FA_B + Current Magnitude,0,1,1,Amps,Phasor,IPHM,Current Magnitude,PM,-98.6,37.5,PPA:3016,2021-07-29 22:39:06
} | MaximumArchiveDays=90 | DesiredRemainingSpace=500,3017,GPA_MAPD_500_PM_10-PA5:IH,,113,8736f6c7-ad41-4b43-b4f6-e684e0d4ad20,MAPD_500_PM_10,Mapd_500_Pm_10,60,1,companyAcronym= | protocolName=IEEE C37.118.2-2011 | vendorAcronym= | vendorDeviceName= | interconnectionName=,,,,10,STTP,Streaming Telemetry Transport Protocol,2,5,LTMAIZ_2_FA_B,I,+,0,MAPD_500_PM_10-PA5,0.0,1.0,Mapd_500_Pm_10 LTMAIZ_2_FA_B + Current Phase Angle,0,1,1,Degrees,Phasor,IPHA,Current Phase Angle,PA,-98.6,37.5,PPA:3017,2021-07-29 22:39:06
} | MaximumArchiveDays=90 | DesiredRemainingSpace=500,3018,GPA_MAPD_500_PM_10-PM6:I,,113,8736f6c7-ad41-4b43-b4f6-e684e0d4ad20,MAPD_500_PM_10,Mapd_500_Pm_10,60,1,companyAcronym= | protocolName=IEEE C37.118.2-2011 | vendorAcronym= | vendorDeviceName= | interconnectionName=,,,,10,STTP,Streaming Telemetry Transport Protocol,1,6,LTMAIZ_2_FA_C,I,+,0,MAPD_500_PM_10-PM6,0.0,1.0,Mapd_500_Pm_10 LTMAIZ_2_FA_C + Current Magnitude,0,1,1,Amps,Phasor,IPHM,Current Magnitude,PM,-98.6,37.5,PPA:3018,2021-07-29 22:39:06
} | MaximumArchiveDays=90 | DesiredRemainingSpace=500,3019,GPA_MAPD_500_PM_10-PA6:IH,,113,8736f6c7-ad41-4b43-b4f6-e684e0d4ad20,MAPD_500_PM_10,Mapd_500_Pm_10,60,1,companyAcronym= | protocolName=IEEE C37.118.2-2011 | vendorAcronym= | vendorDeviceName= | interconnectionName=,,,,10,STTP,Streaming Telemetry Transport Protocol,2,6,LTMAIZ_2_FA_C,I,+,0,MAPD_500_PM_10-PA6,0.0,1.0,Mapd_500_Pm_10 LTMAIZ_2_FA_C + Current Phase Angle,0,1,1,Degrees,Phasor,IPHA,Current Phase Angle,PA,-98.6,37.5,PPA:3019,2021-07-29 22:39:06
} | MaximumArchiveDays=90 | DesiredRemainingSpace=500,3020,GPA_MAPD_500_PM_10-PM7:V,,113,8736f6c7-ad41-4b43-b4f6-e684e0d4ad20,MAPD_500_PM_10,Mapd_500_Pm_10,60,1,companyAcronym= | protocolName=IEEE C37.118.2-2011 | vendorAcronym= | vendorDeviceName= | interconnectionName=,,,,10,STTP,Streaming Telemetry Transport Protocol,3,7,LTMAIZ_2_FV_P,V,+,0,MAPD_500_PM_10-PM7,0.0,1.0,Mapd_500_Pm_10 LTMAIZ_2_FV_P + Voltage Magnitude,0,1,1,Volts,Phasor,VPHM,Voltage Magnitude,PM,-98.6,37.5,PPA:3020,2021-07-29 22:39:06
} | MaximumArchiveDays=90 | DesiredRemainingSpace=500,3021,GPA_MAPD_500_PM_10-PA7:VH,,113,8736f6c7-ad41-4b43-b4f6-e684e0d4ad20,MAPD_500_PM_10,Mapd_500_Pm_10,60,1,companyAcronym= | protocolName=IEEE C37.118.2-2011 | vendorAcronym= | vendorDeviceName= | interconnectionName=,,,,10,STTP,Streaming Telemetry Transport Protocol,4,7,LTMAIZ_2_FV_P,V,+,0,MAPD_500_PM_10-PA7,0.0,1.0,Mapd_500_Pm_10 LTMAIZ_2_FV_P + Voltage Phase Angle,0,1,1,Degrees,Phasor,VPHA,Voltage Phase Angle,PA,-98.6,37.5,PPA:3021,2021-07-29 22:39:06
} | MaximumArchiveDays=90 | DesiredRemainingSpace=500,3022,GPA_MAPD_500_PM_10-PM8:I,,113,8736f6c7-ad41-4b43-b4f6-e684e0d4ad20,MAPD_500_PM_10,Mapd_500_Pm_10,60,1,companyAcronym= | protocolName=IEEE C37.118.2-2011 | vendorAcronym= | vendorDeviceName= | interconnectionName=,,,,10,STTP,Streaming Telemetry Transport Protocol,1,8,LTMAIZ_2_FA_P,I,+,0,MAPD_500_PM_10-PM8,0.0,1.0,Mapd_500_Pm_10 LTMAIZ_2_FA_P + Current Magnitude,0,1,1,Amps,Phasor,IPHM,Current Magnitude,PM,-98.6,37.5,PPA:3022,2021-07-29 22:39:06
} | MaximumArchiveDays=90 | DesiredRemainingSpace=500,3023,GPA_MAPD_500_PM_10-PA8:IH,,113,8736f6c7-ad41-4b43-b4f6-e684e0d4ad20,MAPD_500_PM_10,Mapd_500_Pm_10,60,1,companyAcronym= | protocolName=IEEE C37.118.2-2011 | vendorAcronym= | vendorDeviceName= | interconnectionName=,,,,10,STTP,Streaming Telemetry Transport Protocol,2,8,LTMAIZ_2_FA_P,I,+,0,MAPD_500_PM_10-PA8,0.0,1.0,Mapd_500_Pm_10 LTMAIZ_2_FA_P + Current Phase Angle,0,1,1,Degrees,Phasor,IPHA,Current Phase Angle,PA,-98.6,37.5,PPA:3023,2021-07-29 22:39:06
} | MaximumArchiveDays=90 | DesiredRemainingSpace=500,3024,GPA_MAPD_500_PM_11:F,,114,8736f6c7-ad41-4b43-b4f6-e684e0d4ad20,MAPD_500_PM_11,Mapd_500_Pm_11,60,1,companyAcronym= | protocolName=IEEE C37.118.2-2011 | vendorAcronym= | vendorDeviceName= | interconnectionName=,,,,10,STTP,Streaming Telemetry Transport Protocol,5,,,,,,MAPD_500_PM_11-FQ,0.0,1.0,Mapd_500_Pm_11 Frequency,0,1,1,Hz,PMU,FREQ,Frequency,FQ,-98.6,37.5,PPA:3024,2021-07-29 22:39:06
} | MaximumArchiveDays=90 | DesiredRemainingSpace=500,3025,GPA_MAPD_500_PM_11:DF,,114,8736f6c7-ad41-4b43-b4f6-e684e0d4ad20,MAPD_500_PM_11,Mapd_500_Pm_11,60,1,companyAcronym= | protocolName=IEEE C37.118.2-2011 | vendorAcronym= | vendorDeviceName= | interconnectionName=,,,,10,STTP,Streaming Telemetry Transport Protocol,6,,,,,,MAPD_500_PM_11-DF,0.0,1.0,Mapd_500_Pm_11 Frequency Delta (dF/dt),0,1,1,,PMU,DFDT,Frequency Delta (dF/dt),DF,-98.6,37.5,PPA:3025,2021-07-29 22:39:06
} | MaximumArchiveDays=90 | DesiredRemainingSpace=500,3026,GPA_MAPD_500_PM_11:S,,114,8736f6c7-ad41-4b43-b4f6-e684e0d4ad20,MAPD_500_PM_11,Mapd_500_Pm_11,60,1,companyAcronym= | protocolName=IEEE C37.118.2-2011 | vendorAcronym= | vendorDeviceName= | interconnectionName=,,,,10,STTP,Streaming Telemetry Transport Protocol,8,,,,,,MAPD_500_PM_11-SF,0.0,1.0,Mapd_500_Pm_11 Status Flags,0,1,1,,PMU,FLAG,Status Flags,SF,-98.6,37.5,PPA:3026,2021-07-29 22:39:06
} | MaximumArchiveDays=90 | DesiredRemainingSpace=500,3027,GPA_MAPD_500_PM_11-PM1:V,,114,8736f6c7-ad41-4b43-b4f6-e684e0d4ad20,MAPD_500_PM_11,Mapd_500_Pm_11,60,1,companyAcronym= | protocolName=IEEE C37.118.2-2011 | vendorAcronym= | vendorDeviceName= | interconnectionName=,,,,10,STTP,Streaming Telemetry Transport Protocol,3,1,LTPITSD_C9_FV_A,V,+,0,MAPD_500_PM_11-PM1,0.0,1.0,Mapd_500_Pm_11 LTPITSD_C9_FV_A + Voltage Magnitude,0,1,1,Volts,Phasor,VPHM,Voltage Magnitude,PM,-98.6,37.5,PPA:3027,2021-07-29 22:39:06
} | MaximumArchiveDays=90 | DesiredRemainingSpace=500,3028,GPA_MAPD_500_PM_11-PA1:VH,,114,8736f6c7-ad41-4b43-b4f6-e684e0d4ad20,MAPD_500_PM_11,Mapd_500_Pm_11,60,1,companyAcronym= | protocolName=IEEE C37.118.2-2011 | vendorAcronym= | vendorDeviceName= | interconnectionName=,,,,10,STTP,Streaming Telemetry Transport Protocol,4,1,LTPITSD_C9_FV_A,V,+,0,MAPD_500_PM_11-PA1,0.0,1.0,Mapd_500_Pm_11 LTPITSD_C9_FV_A + Voltage Phase Angle,0,1,1,Degrees,Phasor,VPHA,Voltage Phase Angle,PA,-98.6,37.5,PPA:3028,2021-07-29 22:39:06
} | MaximumArchiveDays=90 | DesiredRemainingSpace=500,3029,GPA_MAPD_500_PM_11-PM2:V,,114,8736f6c7-ad41-4b43-b4f6-e684e0d4ad20,MAPD_500_PM_11,Mapd_500_Pm_11,60,1,companyAcronym= | protocolName=IEEE C37.118.2-2011 | vendorAcronym= | vendorDeviceName= | interconnectionName=,,,,10,STTP,Streaming Telemetry Transport Protocol,3,2,LTPITSD_C9_FV_B,V,+,0,MAPD_500_PM_11-PM2,0.0,1.0,Mapd_500_Pm_11 LTPITSD_C9_FV_B + Voltage Magnitude,0,1,1,Volts,Phasor,VPHM,Voltage Magnitude,PM,-98.6,37.5,PPA:3029,2021-07-29 22:39:06
} | MaximumArchiveDays=90 | DesiredRemainingSpace=500,3030,GPA_MAPD_500_PM_11-PA2:VH,,114,8736f6c7-ad41-4b43-b4f6-e684e0d4ad20,MAPD_500_PM_11,Mapd_500_Pm_11,60,1,companyAcronym= | protocolName=IEEE C37.118.2-2011 | vendorAcronym= | vendorDeviceName= | interconnectionName=,,,,10,STTP,Streaming Telemetry Transport Protocol,4,2,LTPITSD_C9_FV_B,V,+,0,MAPD_500_PM_11-PA2,0.0,1.0,Mapd_500_Pm_11 LTPITSD_C9_FV_B + Voltage Phase Angle,0,1,1,Degrees,Phasor,VPHA,Voltage Phase Angle,PA,-98.6,37.5,PPA:3030,2021-07-29 22:39:06
} | MaximumArchiveDays=90 | DesiredRemainingSpace=500,3031,GPA_MAPD_500_PM_11-PM3:V,,114,8736f6c7-ad41-4b43-b4f6-e684e0d4ad20,MAPD_500_PM_11,Mapd_500_Pm_11,60,1,companyAcronym= | protocolName=IEEE C37.118.2-2011 | vendorAcronym= | vendorDeviceName= | interconnectionName=,,,,10,STTP,Streaming Telemetry Transport Protocol,3,3,LTPITSD_C9_FV_C,V,+,0,MAPD_500_PM_11-PM3,0.0,1.0,Mapd_500_Pm_11 LTPITSD_C9_FV_C + Voltage Magnitude,0,1,1,Volts,Phasor,VPHM,Voltage Magnitude,PM,-98.6,37.5,PPA:3031,2021-07-29 22:39:06
} | MaximumArchiveDays=90 | DesiredRemainingSpace=500,3032,GPA_MAPD_500_PM_11-PA3:VH,,114,8736f6c7-ad41-4b43-b4f6-e684e0d4ad20,MAPD_500_PM_11,Mapd_500_Pm_11,60,1,companyAcronym= | protocolName=IEEE C37.118.2-2011 | vendorAcronym= | vendorDeviceName= | interconnectionName=,,,,10,STTP,Streaming Telemetry Transport Protocol,4,3,LTPITSD_C9_FV_C,V,+,0,MAPD_500_PM_11-PA3,0.0,1.0,Mapd_500_Pm_11 LTPITSD_C9_FV_C + Voltage Phase Angle,0,1,1,Degrees,Phasor,VPHA,Voltage Phase Angle,PA,-98.6,37.5,PPA:3032,2021-07-29 22:39:06
} | MaximumArchiveDays=90 | DesiredRemainingSpace=500,3033,GPA_MAPD_500_PM_11-PM4:I,,114,8736f6c7-ad41-4b43-b4f6-e684e0d4ad20,MAPD_500_PM_11,Mapd_500_Pm_11,60,1,companyAcronym= | protocolName=IEEE C37.118.2-2011 | vendorAcronym= | vendorDeviceName= | interconnectionName=,,,,10,STTP,Streaming Telemetry Transport Protocol,1,4,LTPITSD_C9_FA_A,I,+,0,MAPD_500_PM_11-PM4,0.0,1.0,Mapd_500_Pm_11 LTPITSD_C9_FA_A + Current Magnitude,0,1,1,Amps,Phasor,IPHM,Current Magnitude,PM,-98.6,37.5,PPA:3033,2021-07-29 22:39:06
} | MaximumArchiveDays=90 | DesiredRemainingSpace=500,3034,GPA_MAPD_500_PM_11-PA4:IH,,114,8736f6c7-ad41-4b43-b4f6-e684e0d4ad20,MAPD_500_PM_11,Mapd_500_Pm_11,60,1,companyAcronym= | protocolName=IEEE C37.118.2-2011 | vendorAcronym= | vendorDeviceName= | interconnectionName=,,,,10,STTP,Streaming Telemetry Transport Protocol,2,4,LTPITSD_C9_FA_A,I,+,0,MAPD_500_PM_11-PA4,0.0,1.0,Mapd_500_Pm_11 LTPITSD_C9_FA_A + Current Phase Angle,0,1,1,Degrees,Phasor,IPHA,Current Phase Angle,PA,-98.6,37.5,PPA:3034,2021-07-29 22:39:06
} | MaximumArchiveDays=90 | DesiredRemainingSpace=500,3035,GPA_MAPD_500_PM_11-PM5:I,,114,8736f6c7-ad41-4b43-b4f6-e684e0d4ad20,MAPD_500_PM_11,Mapd_500_Pm_11,60,1,companyAcronym= | protocolName=IEEE C37.118.2-2011 | vendorAcronym= | vendorDeviceName= | interconnectionName=,,,,10,STTP,Streaming Telemetry Transport Protocol,1,5,LTPITSD_C9_FA_B,I,+,0,MAPD_500_PM_11-PM5,0.0,1.0,Mapd_500_Pm_11 LTPITSD_C9_FA_B + Current Magnitude,0,1,1,Amps,Phasor,IPHM,Current Magnitude,PM,-98.6,37.5,PPA:3035,2021-07-29 22:39:06
} | MaximumArchiveDays=90 | DesiredRemainingSpace=500,3036,GPA_MAPD_500_PM_11-PA5:IH,,114,8736f6c7-ad41-4b43-b4f6-e684e0d4ad20,MAPD_500_PM_11,Mapd_500_Pm_11,60,1,companyAcronym= | protocolName=IEEE C37.118.2-2011 | vendorAcronym= | vendorDeviceName= | interconnectionName=,,,,10,STTP,Streaming Telemetry Transport Protocol,2,5,LTPITSD_C9_FA_B,I,+,0,MAPD_500_PM_11-PA5,0.0,1.0,Mapd_500_Pm_11 LTPITSD_C9_FA_B + Current Phase Angle,0,1,1,Degrees,Phasor,IPHA,Current Phase Angle,PA,-98.6,37.5,PPA:3036,2021-07-29 22:39:06
} | MaximumArchiveDays=90 | DesiredRemainingSpace=500,3037,GPA_MAPD_500_PM_11-PM6:I,,114,8736f6c7-ad41-4b43-b4f6-e684e0d4ad20,MAPD_500_PM_11,Mapd_500_Pm_11,60,1,companyAcronym= | protocolName=IEEE C37.118.2-2011 | vendorAcronym= | vendorDeviceName= | interconnectionName=,,,,10,STTP,Streaming Telemetry Transport Protocol,1,6,LTPITSD_C9_FA_C,I,+,0,MAPD_500_PM_11-PM6,0.0,1.0,Mapd_500_Pm_11 LTPITSD_C9_FA_C + Current Magnitude,0,1,1,Amps,Phasor,IPHM,Current Magnitude,PM,-98.6,37.5,PPA:3037,2021-07-29 22:39:06
} | MaximumArchiveDays=90 | DesiredRemainingSpace=500,3038,GPA_MAPD_500_PM_11-PA6:IH,,114,8736f6c7-ad41-4b43-b4f6-e684e0d4ad20,MAPD_500_PM_11,Mapd_500_Pm_11,60,1,companyAcronym= | protocolName=IEEE C37.118.2-2011 | vendorAcronym= | vendorDeviceName= | interconnectionName=,,,,10,STTP,Streaming Telemetry Transport Protocol,2,6,LTPITSD_C9_FA_C,I,+,0,MAPD_500_PM_11-PA6,0.0,1.0,Mapd_500_Pm_11 LTPITSD_C9_FA_C + Current Phase Angle,0,1,1,Degrees,Phasor,IPHA,Current Phase Angle,PA,-98.6,37.5,PPA:3038,2021-07-29 22:39:06
} | MaximumArchiveDays=90 | DesiredRemainingSpace=500,3039,GPA_MAPD_500_PM_11-PM7:V,,114,8736f6c7-ad41-4b43-b4f6-e684e0d4ad20,MAPD_500_PM_11,Mapd_500_Pm_11,60,1,companyAcronym= | protocolName=IEEE C37.118.2-2011 | vendorAcronym= | vendorDeviceName= | interconnectionName=,,,,10,STTP,Streaming Telemetry Transport Protocol,3,7,LTPITSD_C9_FV_P,V,+,0,MAPD_500_PM_11-PM7,0.0,1.0,Mapd_500_Pm_11 LTPITSD_C9_FV_P + Voltage Magnitude,0,1,1,Volts,Phasor,VPHM,Voltage Magnitude,PM,-98.6,37.5,PPA:3039,2021-07-29 22:39:06
} | MaximumArchiveDays=90 | DesiredRemainingSpace=500,3040,GPA_MAPD_500_PM_11-PA7:VH,,114,8736f6c7-ad41-4b43-b4f6-e684e0d4ad20,MAPD_500_PM_11,Mapd_500_Pm_11,60,1,companyAcronym= | protocolName=IEEE C37.118.2-2011 | vendorAcronym= | vendorDeviceName= | interconnectionName=,,,,10,STTP,Streaming Telemetry Transport Protocol,4,7,LTPITSD_C9_FV_P,V,+,0,MAPD_500_PM_11-PA7,0.0,1.0,Mapd_500_Pm_11 LTPITSD_C9_FV_P + Voltage Phase Angle,0,1,1,Degrees,Phasor,VPHA,Voltage Phase Angle,PA,-98.6,37.5,PPA:3040,2021-07-29 22:39:06
} | MaximumArchiveDays=90 | DesiredRemainingSpace=500,3041,GPA_MAPD_500_PM_11-PM8:I,,114,8736f6c7-ad41-4b43-b4f6-e684e0d4ad20,MAPD_500_PM_11,Mapd_500_Pm_11,60,1,companyAcronym= | protocolName=IEEE C37.118.2-2011 | vendorAcronym= | vendorDeviceName= | interconnectionName=,,,,10,STTP,Streaming Telemetry Transport Protocol,1,8,LTPITSD_C9_FA_P,I,+,0,MAPD_500_PM_11-PM8,0.0,1.0,Mapd_500_Pm_11 LTPITSD_C9_FA_P + Current Magnitude,0,1,1,Amps,Phasor,IPHM,Current Magnitude,PM,-98.6,37.5,PPA:3041,2021-07-29 22:39:06
} | MaximumArchiveDays=90 | DesiredRemainingSpace=500,3042,GPA_MAPD_500_PM_11-PA8:IH,,114,8736f6c7-ad41-4b43-b4f6-e684e0d4ad20,MAPD_500_PM_11,Mapd_500_Pm_11,60,1,companyAcronym= | protocolName=IEEE C37.118.2-2011 | vendorAcronym= | vendorDeviceName= | interconnectionName=,,,,10,STTP,Streaming Telemetry Transport Protocol,2,8,LTPITSD_C9_FA_P,I,+,0,MAPD_500_PM_11-PA8,0.0,1.0,Mapd_500_Pm_11 LTPITSD_C9_FA_P + Current Phase Angle,0,1,1,Degrees,Phasor,IPHA,Current Phase Angle,PA,-98.6,37.5,PPA:3042,2021-07-29 22:39:06
} | MaximumArchiveDays=90 | DesiredRemainingSpace=500,3043,GPA_MTJU_230_PM_05:F,,115,8736f6c7-ad41-4b43-b4f6-e684e0d4ad20,MTJU_230_PM_05,Mtju_230_Pm_05,60,1,companyAcronym= | protocolName=IEEE C37.118.2-2011 | vendorAcronym= | vendorDeviceName= | interconnectionName=,,,,10,STTP,Streaming Telemetry Transport Protocol,5,,,,,,MTJU_230_PM_05-FQ,0.0,1.0,Mtju_230_Pm_05 Frequency,0,1,1,Hz,PMU,FREQ,Frequency,FQ,-98.6,37.5,PPA:3043,2021-07-29 22:39:06
} | MaximumArchiveDays=90 | DesiredRemainingSpace=500,3044,GPA_MTJU_230_PM_05:DF,,115,8736f6c7-ad41-4b43-b4f6-e684e0d4ad20,MTJU_230_PM_05,Mtju_230_Pm_05,60,1,companyAcronym= | protocolName=IEEE C37.118.2-2011 | vendorAcronym= | vendorDeviceName= | interconnectionName=,,,,10,STTP,Streaming Telemetry Transport Protocol,6,,,,,,MTJU_230_PM_05-DF,0.0,1.0,Mtju_230_Pm_05 Frequency Delta (dF/dt),0,1,1,,PMU,DFDT,Frequency Delta (dF/dt),DF,-98.6,37.5,PPA:3044,2021-07-29 22:39:06
} | MaximumArchiveDays=90 | DesiredRemainingSpace=500,3045,GPA_MTJU_230_PM_05:S,,115,8736f6c7-ad41-4b43-b4f6-e684e0d4ad20,MTJU_230_PM_05,Mtju_230_Pm_05,60,1,companyAcronym= | protocolName=IEEE C37.118.2-2011 | vendorAcronym= | vendorDeviceName= | interconnectionName=,,,,10,STTP,Streaming Telemetry Transport Protocol,8,,,,,,MTJU_230_PM_05-SF,0.0,1.0,Mtju_230_Pm_05 Status Flags,0,1,1,,PMU,FLAG,Status Flags,SF,-98.6,37.5,PPA:3045,2021-07-29 22:39:06
} | MaximumArchiveDays=90 | DesiredRemainingSpace=500,3046,GPA_MTJU_230_PM_05-PM1:V,,115,8736f6c7-ad41-4b43-b4f6-e684e0d4ad20,MTJU_230_PM_05,Mtju_230_Pm_05,60,1,companyAcronym= | protocolName=IEEE C37.118.2-2011 | vendorAcronym= | vendorDeviceName= | interconnectionName=,,,,10,STTP,Streaming Telemetry Transport Protocol,3,1,LTMTVD_1_FV_A,V,+,0,MTJU_230_PM_05-PM1,0.0,1.0,Mtju_230_Pm_05 LTMTVD_1_FV_A + Voltage Magnitude,0,1,1,Volts,Phasor,VPHM,Voltage Magnitude,PM,-98.6,37.5,PPA:3046,2021-07-29 22:39:06
} | MaximumArchiveDays=90 | DesiredRemainingSpace=500,3047,GPA_MTJU_230_PM_05-PA1:VH,,115,8736f6c7-ad41-4b43-b4f6-e684e0d4ad20,MTJU_230_PM_05,Mtju_230_Pm_05,60,1,companyAcronym= | protocolName=IEEE C37.118.2-2011 | vendorAcronym= | vendorDeviceName= | interconnectionName=,,,,10,STTP,Streaming Telemetry Transport Protocol,4,1,LTMTVD_1_FV_A,V,+,0,MTJU_230_PM_05-PA1,0.0,1.0,Mtju_230_Pm_05 LTMTVD_1_FV_A + Voltage Phase Angle,0,1,1,Degrees,Phasor,VPHA,Voltage Phase Angle,PA,-98.6,37.5,PPA:3047,2021-07-29 22:39:06
} | MaximumArchiveDays=90 | DesiredRemainingSpace=500,3048,GPA_MTJU_230_PM_05-PM2:V,,115,8736f6c7-ad41-4b43-b4f6-e684e0d4ad20,MTJU_230_PM_05,Mtju_230_Pm_05,60,1,companyAcronym= | protocolName=IEEE C37.118.2-2011 | vendorAcronym= | vendorDeviceName= | interconnectionName=,,,,10,STTP,Streaming Telemetry Transport Protocol,3,2,LTMTVD_1_FV_B,V,+,0,MTJU_230_PM_05-PM2,0.0,1.0,Mtju_230_Pm_05 LTMTVD_1_FV_B + Voltage Magnitude,0,1,1,Volts,Phasor,VPHM,Voltage Magnitude,PM,-98.6,37.5,PPA:3048,2021-07-29 22:39:06
} | MaximumArchiveDays=90 | DesiredRemainingSpace=500,3049,GPA_MTJU_230_PM_05-PA2:VH,,115,8736f6c7-ad41-4b43-b4f6-e684e0d4ad20,MTJU_230_PM_05,Mtju_230_Pm_05,60,1,companyAcronym= | protocolName=IEEE C37.118.2-2011 | vendorAcronym= | vendorDeviceName= | interconnectionName=,,,,10,STTP,Streaming Telemetry Transport Protocol,4,2,LTMTVD_1_FV_B,V,+,0,MTJU_230_PM_05-PA2,0.0,1.0,Mtju_230_Pm_05 LTMTVD_1_FV_B + Voltage Phase Angle,0,1,1,Degrees,Phasor,VPHA,Voltage Phase Angle,PA,-98.6,37.5,PPA:3049,2021-07-29 22:39:06
} | MaximumArchiveDays=90 | DesiredRemainingSpace=500,3050,GPA_MTJU_230_PM_05-PM3:V,,115,8736f6c7-ad41-4b43-b4f6-e684e0d4ad20,MTJU_230_PM_05,Mtju_230_Pm_05,60,1,companyAcronym= | protocolName=IEEE C37.118.2-2011 | vendorAcronym= | vendorDeviceName= | interconnectionName=,,,,10,STTP,Streaming Telemetry Transport Protocol,3,3,LTMTVD_1_FV_C,V,+,0,MTJU_230_PM_05-PM3,0.0,1.0,Mtju_230_Pm_05 LTMTVD_1_FV_C + Voltage Magnitude,0,1,1,Volts,Phasor,VPHM,Voltage Magnitude,PM,-98.6,37.5,PPA:3050,2021-07-29 22:39:06
} | MaximumArchiveDays=90 | DesiredRemainingSpace=500,3051,GPA_MTJU_230_PM_05-PA3:VH,,115,8736f6c7-ad41-4b43-b4f6-e684e0d4ad20,MTJU_230_PM_05,Mtju_230_Pm_05,60,1,companyAcronym= | protocolName=IEEE C37.118.2-2011 | vendorAcronym= | vendorDeviceName= | interconnectionName=,,,,10,STTP,Streaming Telemetry Transport Protocol,4,3,LTMTVD_1_FV_C,V,+,0,MTJU_230_PM_05-PA3,0.0,1.0,Mtju_230_Pm_05 LTMTVD_1_FV_C + Voltage Phase Angle,0,1,1,Degrees,Phasor,VPHA,Voltage Phase Angle,PA,-98.6,37.5,PPA:3051,2021-07-29 22:39:06
} | MaximumArchiveDays=90 | DesiredRemainingSpace=500,3052,GPA_MTJU_230_PM_05-PM4:I,,115,8736f6c7-ad41-4b43-b4f6-e684e0d4ad20,MTJU_230_PM_05,Mtju_230_Pm_05,60,1,companyAcronym= | protocolName=IEEE C37.118.2-2011 | vendorAcronym= | vendorDeviceName= | interconnectionName=,,,,10,STTP,Streaming Telemetry Transport Protocol,1,4,LTMTVD_1_FA_A,I,+,0,MTJU_230_PM_05-PM4,0.0,1.0,Mtju_230_Pm_05 LTMTVD_1_FA_A + Current Magnitude,0,1,1,Amps,Phasor,IPHM,Current Magnitude,PM,-98.6,37.5,PPA:3052,2021-07-29 22:39:06
} | MaximumArchiveDays=90 | DesiredRemainingSpace=500,3053,GPA_MTJU_230_PM_05-PA4:IH,,115,8736f6c7-ad41-4b43-b4f6-e684e0d4ad20,MTJU_230_PM_05,Mtju_230_Pm_05,60,1,companyAcronym= | protocolName=IEEE C37.118.2-2011 | vendorAcronym= | vendorDeviceName= | interconnectionName=,,,,10,STTP,Streaming Telemetry Transport Protocol,2,4,LTMTVD_1_FA_A,I,+,0,MTJU_230_PM_05-PA4,0.0,1.0,Mtju_230_Pm_05 LTMTVD_1_FA_A + Current Phase Angle,0,1,1,Degrees,Phasor,IPHA,Current Phase Angle,PA,-98.6,37.5,PPA:3053,2021-07-29 22:39:06
} | MaximumArchiveDays=90 | DesiredRemainingSpace=500,3054,GPA_MTJU_230_PM_05-PM5:I,,115,8736f6c7-ad41-4b43-b4f6-e684e0d4ad20,MTJU_230_PM_05,Mtju_230_Pm_05,60,1,companyAcronym= | protocolName=IEEE C37.118.2-2011 | vendorAcronym= | vendorDeviceName= | interconnectionName=,,,,10,STTP,Streaming Telemetry Transport Protocol,1,5,LTMTVD_1_FA_B,I,+,0,MTJU_230_PM_05-PM5,0.0,1.0,Mtju_230_Pm_05 LTMTVD_1_FA_B + Current Magnitude,0,1,1,Amps,Phasor,IPHM,Current Magnitude,PM,-98.6,37.5,PPA:3054,2021-07-29 22:39:06
} | MaximumArchiveDays=90 | DesiredRemainingSpace=500,3055,GPA_MTJU_230_PM_05-PA5:IH,,115,8736f6c7-ad41-4b43-b4f6-e684e0d4ad20,MTJU_230_PM_05,Mtju_230_Pm_05,60,1,companyAcronym= | protocolName=IEEE C37.118.2-2011 | vendorAcronym= | vendorDeviceName= | interconnectionName=,,,,10,STTP,Streaming Telemetry Transport Protocol,2,5,LTMTVD_1_FA_B,I,+,0,MTJU_230_PM_05-PA5,0.0,1.0,Mtju_230_Pm_05 LTMTVD_1_FA_B + Current Phase Angle,0,1,1,Degrees,Phasor,IPHA,Current Phase Angle,PA,-98.6,37.5,PPA:3055,2021-07-29 22:39:06
} | MaximumArchiveDays=90 | DesiredRemainingSpace=500,3056,GPA_MTJU_230_PM_05-PM6:I,,115,8736f6c7-ad41-4b43-b4f6-e684e0d4ad20,MTJU_230_PM_05,Mtju_230_Pm_05,60,1,companyAcronym= | protocolName=IEEE C37.118.2-2011 | vendorAcronym= | vendorDeviceName= | interconnectionName=,,,,10,STTP,Streaming Telemetry Transport Protocol,1,6,LTMTVD_1_FA_C,I,+,0,MTJU_230_PM_05-PM6,0.0,1.0,Mtju_230_Pm_05 LTMTVD_1_FA_C + Current Magnitude,0,1,1,Amps,Phasor,IPHM,Current Magnitude,PM,-98.6,37.5,PPA:3056,2021-07-29 22:39:06
} | MaximumArchiveDays=90 | DesiredRemainingSpace=500,3057,GPA_MTJU_230_PM_05-PA6:IH,,115,8736f6c7-ad41-4b43-b4f6-e684e0d4ad20,MTJU_230_PM_05,Mtju_230_Pm_05,60,1,companyAcronym= | protocolName=IEEE C37.118.2-2011 | vendorAcronym= | vendorDeviceName= | interconnectionName=,,,,10,STTP,Streaming Telemetry Transport Protocol,2,6,LTMTVD_1_FA_C,I,+,0,MTJU_230_PM_05-PA6,0.0,1.0,Mtju_230_Pm_05 LTMTVD_1_FA_C + Current Phase Angle,0,1,1,Degrees,Phasor,IPHA,Current Phase Angle,PA,-98.6,37.5,PPA:3057,2021-07-29 22:39:06
} | MaximumArchiveDays=90 | DesiredRemainingSpace=500,3058,GPA_MTJU_230_PM_05-PM7:V,,115,8736f6c7-ad41-4b43-b4f6-e684e0d4ad20,MTJU_230_PM_05,Mtju_230_Pm_05,60,1,companyAcronym= | protocolName=IEEE C37.118.2-2011 | vendorAcronym= | vendorDeviceName= | interconnectionName=,,,,10,STTP,Streaming Telemetry Transport Protocol,3,7,LTMTVD_1_FV_P,V,+,0,MTJU_230_PM_05-PM7,0.0,1.0,Mtju_230_Pm_05 LTMTVD_1_FV_P + Voltage Magnitude,0,1,1,Volts,Phasor,VPHM,Voltage Magnitude,PM,-98.6,37.5,PPA:3058,2021-07-29 22:39:06
} | MaximumArchiveDays=90 | DesiredRemainingSpace=500,3059,GPA_MTJU_230_PM_05-PA7:VH,,115,8736f6c7-ad41-4b43-b4f6-e684e0d4ad20,MTJU_230_PM_05,Mtju_230_Pm_05,60,1,companyAcronym= | protocolName=IEEE C37.118.2-2011 | vendorAcronym= | vendorDeviceName= | interconnectionName=,,,,10,STTP,Streaming Telemetry Transport Protocol,4,7,LTMTVD_1_FV_P,V,+,0,MTJU_230_PM_05-PA7,0.0,1.0,Mtju_230_Pm_05 LTMTVD_1_FV_P + Voltage Phase Angle,0,1,1,Degrees,Phasor,VPHA,Voltage Phase Angle,PA,-98.6,37.5,PPA:3059,2021-07-29 22:39:06
} | MaximumArchiveDays=90 | DesiredRemainingSpace=500,3060,GPA_MTJU_230_PM_05-PM8:I,,115,8736f6c7-ad41-4b43-b4f6-e684e0d4ad20,MTJU_230_PM_05,Mtju_230_Pm_05,60,1,companyAcronym= | protocolName=IEEE C37.118.2-2011 | vendorAcronym= | vendorDeviceName= | interconnectionName=,,,,10,STTP,Streaming Telemetry Transport Protocol,1,8,LTMTVD_1_FA_P,I,+,0,MTJU_230_PM_05-PM8,0.0,1.0,Mtju_230_Pm_05 LTMTVD_1_FA_P + Current Magnitude,0,1,1,Amps,Phasor,IPHM,Current Magnitude,PM,-98.6,37.5,PPA:3060,2021-07-29 22:39:06
} | MaximumArchiveDays=90 | DesiredRemainingSpace=500,3061,GPA_MTJU_230_PM_05-PA8:IH,,115,8736f6c7-ad41-4b43-b4f6-e684e0d4ad20,MTJU_230_PM_05,Mtju_230_Pm_05,60,1,companyAcronym= | protocolName=IEEE C37.118.2-2011 | vendorAcronym= | vendorDeviceName= | interconnectionName=,,,,10,STTP,Streaming Telemetry Transport Protocol,2,8,LTMTVD_1_FA_P,I,+,0,MTJU_230_PM_05-PA8,0.0,1.0,Mtju_230_Pm_05 LTMTVD_1_FA_P + Current Phase Angle,0,1,1,Degrees,Phasor,IPHA,Current Phase Angle,PA,-98.6,37.5,PPA:3061,2021-07-29 22:39:06
} | MaximumArchiveDays=90 | DesiredRemainingSpace=500,3062,GPA_MTJU_230_PM_06:F,,116,8736f6c7-ad41-4b43-b4f6-e684e0d4ad20,MTJU_230_PM_06,Mtju_230_Pm_06,60,1,companyAcronym= | protocolName=IEEE C37.118.2-2011 | vendorAcronym= | vendorDeviceName= | interconnectionName=,,,,10,STTP,Streaming Telemetry Transport Protocol,5,,,,,,MTJU_230_PM_06-FQ,0.0,1.0,Mtju_230_Pm_06 Frequency,0,1,1,Hz,PMU,FREQ,Frequency,FQ,-98.6,37.5,PPA:3062,2021-07-29 22:39:06
} | MaximumArchiveDays=90 | DesiredRemainingSpace=500,3063,GPA_MTJU_230_PM_06:DF,,116,8736f6c7-ad41-4b43-b4f6-e684e0d4ad20,MTJU_230_PM_06,Mtju_230_Pm_06,60,1,companyAcronym= | protocolName=IEEE C37.118.2-2011 | vendorAcronym= | vendorDeviceName= | interconnectionName=,,,,10,STTP,Streaming Telemetry Transport Protocol,6,,,,,,MTJU_230_PM_06-DF,0.0,1.0,Mtju_230_Pm_06 Frequency Delta (dF/dt),0,1,1,,PMU,DFDT,Frequency Delta (dF/dt),DF,-98.6,37.5,PPA:3063,2021-07-29 22:39:06
} | MaximumArchiveDays=90 | DesiredRemainingSpace=500,3064,GPA_MTJU_230_PM_06:S,,116,8736f6c7-ad41-4b43-b4f6-e684e0d4ad20,MTJU_230_PM_06,Mtju_230_Pm_06,60,1,companyAcronym= | protocolName=IEEE C37.118.2-2011 | vendorAcronym= | vendorDeviceName= | interconnectionName=,,,,10,STTP,Streaming Telemetry Transport Protocol,8,,,,,,MTJU_230_PM_06-SF,0.0,1.0,Mtju_230_Pm_06 Status Flags,0,1,1,,PMU,FLAG,Status Flags,SF,-98.6,37.5,PPA:3064,2021-07-29 22:39:06
} | MaximumArchiveDays=90 | DesiredRemainingSpace=500,3065,GPA_MTJU_230_PM_06-PM1:V,,116,8736f6c7-ad41-4b43-b4f6-e684e0d4ad20,MTJU_230_PM_06,Mtju_230_Pm_06,60,1,companyAcronym= | protocolName=IEEE C37.118.2-2011 | vendorAcronym= | vendorDeviceName= | interconnectionName=,,,,10,STTP,Streaming Telemetry Transport Protocol,3,1,LTMTVD_2_FV_A,V,+,0,MTJU_230_PM_06-PM1,0.0,1.0,Mtju_230_Pm_06 LTMTVD_2_FV_A + Voltage Magnitude,0,1,1,Volts,Phasor,VPHM,Voltage Magnitude,PM,-98.6,37.5,PPA:3065,2021-07-29 22:39:06
} | MaximumArchiveDays=90 | DesiredRemainingSpace=500,3066,GPA_MTJU_230_PM_06-PA1:VH,,116,8736f6c7-ad41-4b43-b4f6-e684e0d4ad20,MTJU_230_PM_06,Mtju_230_Pm_06,60,1,companyAcronym= | protocolName=IEEE C37.118.2-2011 | vendorAcronym= | vendorDeviceName= | interconnectionName=,,,,10,STTP,Streaming Telemetry Transport Protocol,4,1,LTMTVD_2_FV_A,V,+,0,MTJU_230_PM_06-PA1,0.0,1.0,Mtju_230_Pm_06 LTMTVD_2_FV_A + Voltage Phase Angle,0,1,1,Degrees,Phasor,VPHA,Voltage Phase Angle,PA,-98.6,37.5,PPA:3066,2021-07-29 22:39:06
} | MaximumArchiveDays=90 | DesiredRemainingSpace=500,3067,GPA_MTJU_230_PM_06-PM2:V,,116,8736f6c7-ad41-4b43-b4f6-e684e0d4ad20,MTJU_230_PM_06,Mtju_230_Pm_06,60,1,companyAcronym= | protocolName=IEEE C37.118.2-2011 | vendorAcronym= | vendorDeviceName= | interconnectionName=,,,,10,STTP,Streaming Telemetry Transport Protocol,3,2,LTMTVD_2_FV_B,V,+,0,MTJU_230_PM_06-PM2,0.0,1.0,Mtju_230_Pm_06 LTMTVD_2_FV_B + Voltage Magnitude,0,1,1,Volts,Phasor,VPHM,Voltage Magnitude,PM,-98.6,37.5,PPA:3067,2021-07-29 22:39:06
} | MaximumArchiveDays=90 | DesiredRemainingSpace=500,3068,GPA_MTJU_230_PM_06-PA2:VH,,116,8736f6c7-ad41-4b43-b4f6-e684e0d4ad20,MTJU_230_PM_06,Mtju_230_Pm_06,60,1,companyAcronym= | protocolName=IEEE C37.118.2-2011 | vendorAcronym= | vendorDeviceName= | interconnectionName=,,,,10,STTP,Streaming Telemetry Transport Protocol,4,2,LTMTVD_2_FV_B,V,+,0,MTJU_230_PM_06-PA2,0.0,1.0,Mtju_230_Pm_06 LTMTVD_2_FV_B + Voltage Phase Angle,0,1,1,Degrees,Phasor,VPHA,Voltage Phase Angle,PA,-98.6,37.5,PPA:3068,2021-07-29 22:39:06
} | MaximumArchiveDays=90 | DesiredRemainingSpace=500,3069,GPA_MTJU_230_PM_06-PM3:V,,116,8736f6c7-ad41-4b43-b4f6-e684e0d4ad20,MTJU_230_PM_06,Mtju_230_Pm_06,60,1,companyAcronym= | protocolName=IEEE C37.118.2-2011 | vendorAcronym= | vendorDeviceName= | interconnectionName=,,,,10,STTP,Streaming Telemetry Transport Protocol,3,3,LTMTVD_2_FV_C,V,+,0,MTJU_230_PM_06-PM3,0.0,1.0,Mtju_230_Pm_06 LTMTVD_2_FV_C + Voltage Magnitude,0,1,1,Volts,Phasor,VPHM,Voltage Magnitude,PM,-98.6,37.5,PPA:3069,2021-07-29 22:39:06
} | MaximumArchiveDays=90 | DesiredRemainingSpace=500,3070,GPA_MTJU_230_PM_06-PA3:VH,,116,8736f6c7-ad41-4b43-b4f6-e684e0d4ad20,MTJU_230_PM_06,Mtju_230_Pm_06,60,1,companyAcronym= | protocolName=IEEE C37.118.2-2011 | vendorAcronym= | vendorDeviceName= | interconnectionName=,,,,10,STTP,Streaming Telemetry Transport Protocol,4,3,LTMTVD_2_FV_C,V,+,0,MTJU_230_PM_06-PA3,0.0,1.0,Mtju_230_Pm_06 LTMTVD_2_FV_C + Voltage Phase Angle,0,1,1,Degrees,Phasor,VPHA,Voltage Phase Angle,PA,-98.6,37.5,PPA:3070,2021-07-29 22:39:06
} | MaximumArchiveDays=90 | DesiredRemainingSpace=500,3071,GPA_MTJU_230_PM_06-PM4:I,,116,8736f6c7-ad41-4b43-b4f6-e684e0d4ad20,MTJU_230_PM_06,Mtju_230_Pm_06,60,1,companyAcronym= | protocolName=IEEE C37.118.2-2011 | vendorAcronym= | vendorDeviceName= | interconnectionName=,,,,10,STTP,Streaming Telemetry Transport Protocol,1,4,LTMTVD_2_FA_A,I,+,0,MTJU_230_PM_06-PM4,0.0,1.0,Mtju_230_Pm_06 LTMTVD_2_FA_A + Current Magnitude,0,1,1,Amps,Phasor,IPHM,Current Magnitude,PM,-98.6,37.5,PPA:3071,2021-07-29 22:39:06
} | MaximumArchiveDays=90 | DesiredRemainingSpace=500,3072,GPA_MTJU_230_PM_06-PA4:IH,,116,8736f6c7-ad41-4b43-b4f6-e684e0d4ad20,MTJU_230_PM_06,Mtju_230_Pm_06,60,1,companyAcronym= | protocolName=IEEE C37.118.2-2011 | vendorAcronym= | vendorDeviceName= | interconnectionName=,,,,10,STTP,Streaming Telemetry Transport Protocol,2,4,LTMTVD_2_FA_A,I,+,0,MTJU_230_PM_06-PA4,0.0,1.0,Mtju_230_Pm_06 LTMTVD_2_FA_A + Current Phase Angle,0,1,1,Degrees,Phasor,IPHA,Current Phase Angle,PA,-98.6,37.5,PPA:3072,2021-07-29 22:39:06
} | MaximumArchiveDays=90 | DesiredRemainingSpace=500,3073,GPA_MTJU_230_PM_06-PM5:I,,116,8736f6c7-ad41-4b43-b4f6-e684e0d4ad20,MTJU_230_PM_06,Mtju_230_Pm_06,60,1,companyAcronym= | protocolName=IEEE C37.118.2-2011 | vendorAcronym= | vendorDeviceName= | interconnectionName=,,,,10,STTP,Streaming Telemetry Transport Protocol,1,5,LTMTVD_2_FA_B,I,+,0,MTJU_230_PM_06-PM5,0.0,1.0,Mtju_230_Pm_06 LTMTVD_2_FA_B + Current Magnitude,0,1,1,Amps,Phasor,IPHM,Current Magnitude,PM,-98.6,37.5,PPA:3073,2021-07-29 22:39:06
} | MaximumArchiveDays=90 | DesiredRemainingSpace=500,3074,GPA_MTJU_230_PM_06-PA5:IH,,116,8736f6c7-ad41-4b43-b4f6-e684e0d4ad20,MTJU_230_PM_06,Mtju_230_Pm_06,60,1,companyAcronym= | protocolName=IEEE C37.118.2-2011 | vendorAcronym= | vendorDeviceName= | interconnectionName=,,,,10,STTP,Streaming Telemetry Transport Protocol,2,5,LTMTVD_2_FA_B,I,+,0,MTJU_230_PM_06-PA5,0.0,1.0,Mtju_230_Pm_06 LTMTVD_2_FA_B + Current Phase Angle,0,1,1,Degrees,Phasor,IPHA,Current Phase Angle,PA,-98.6,37.5,PPA:3074,2021-07-29 22:39:06
} | MaximumArchiveDays=90 | DesiredRemainingSpace=500,3075,GPA_MTJU_230_PM_06-PM6:I,,116,8736f6c7-ad41-4b43-b4f6-e684e0d4ad20,MTJU_230_PM_06,Mtju_230_Pm_06,60,1,companyAcronym= | protocolName=IEEE C37.118.2-2011 | vendorAcronym= | vendorDeviceName= | interconnectionName=,,,,10,STTP,Streaming Telemetry Transport Protocol,1,6,LTMTVD_2_FA_C,I,+,0,MTJU_230_PM_06-PM6,0.0,1.0,Mtju_230_Pm_06 LTMTVD_2_FA_C + Current Magnitude,0,1,1,Amps,Phasor,IPHM,Current Magnitude,PM,-98.6,37.5,PPA:3075,2021-07-29 22:39:06
} | MaximumArchiveDays=90 | DesiredRemainingSpace=500,3076,GPA_MTJU_230_PM_06-PA6:IH,,116,8736f6c7-ad41-4b43-b4f6-e684e0d4ad20,MTJU_230_PM_06,Mtju_230_Pm_06,60,1,companyAcronym= | protocolName=IEEE C37.118.2-2011 | vendorAcronym= | vendorDeviceName= | interconnectionName=,,,,10,STTP,Streaming Telemetry Transport Protocol,2,6,LTMTVD_2_FA_C,I,+,0,MTJU_230_PM_06-PA6,0.0,1.0,Mtju_230_Pm_06 LTMTVD_2_FA_C + Current Phase Angle,0,1,1,Degrees,Phasor,IPHA,Current Phase Angle,PA,-98.6,37.5,PPA:3076,2021-07-29 22:39:06
} | MaximumArchiveDays=90 | DesiredRemainingSpace=500,3077,GPA_MTJU_230_PM_06-PM7:V,,116,8736f6c7-ad41-4b43-b4f6-e684e0d4ad20,MTJU_230_PM_06,Mtju_230_Pm_06,60,1,companyAcronym= | protocolName=IEEE C37.118.2-2011 | vendorAcronym= | vendorDeviceName= | interconnectionName=,,,,10,STTP,Streaming Telemetry Transport Protocol,3,7,LTMTVD_2_FV_P,V,+,0,MTJU_230_PM_06-PM7,0.0,1.0,Mtju_230_Pm_06 LTMTVD_2_FV_P + Voltage Magnitude,0,1,1,Volts,Phasor,VPHM,Voltage Magnitude,PM,-98.6,37.5,PPA:3077,2021-07-29 22:39:06
} | MaximumArchiveDays=90 | DesiredRemainingSpace=500,3078,GPA_MTJU_230_PM_06-PA7:VH,,116,8736f6c7-ad41-4b43-b4f6-e684e0d4ad20,MTJU_230_PM_06,Mtju_230_Pm_06,60,1,companyAcronym= | protocolName=IEEE C37.118.2-2011 | vendorAcronym= | vendorDeviceName= | interconnectionName=,,,,10,STTP,Streaming Telemetry Transport Protocol,4,7,LTMTVD_2_FV_P,V,+,0,MTJU_230_PM_06-PA7,0.0,1.0,Mtju_230_Pm_06 LTMTVD_2_FV_P + Voltage Phase Angle,0,1,1,Degrees,Phasor,VPHA,Voltage Phase Angle,PA,-98.6,37.5,PPA:3078,2021-07-29 22:39:06
} | MaximumArchiveDays=90 | DesiredRemainingSpace=500,3079,GPA_MTJU_230_PM_06-PM8:I,,116,8736f6c7-ad41-4b43-b4f6-e684e0d4ad20,MTJU_230_PM_06,Mtju_230_Pm_06,60,1,companyAcronym= | protocolName=IEEE C37.118.2-2011 | vendorAcronym= | vendorDeviceName= | interconnectionName=,,,,10,STTP,Streaming Telemetry Transport Protocol,1,8,LTMTVD_2_FA_P,I,+,0,MTJU_230_PM_06-PM8,0.0,1.0,Mtju_230_Pm_06 LTMTVD_2_FA_P + Current Magnitude,0,1,1,Amps,Phasor,IPHM,Current Magnitude,PM,-98.6,37.5,PPA:3079,2021-07-29 22:39:06
} | MaximumArchiveDays=90 | DesiredRemainingSpace=500,3080,GPA_MTJU_230_PM_06-PA8:IH,,116,8736f6c7-ad41-4b43-b4f6-e684e0d4ad20,MTJU_230_PM_06,Mtju_230_Pm_06,60,1,companyAcronym= | protocolName=IEEE C37.118.2-2011 | vendorAcronym= | vendorDeviceName= | interconnectionName=,,,,10,STTP,Streaming Telemetry Transport Protocol,2,8,LTMTVD_2_FA_P,I,+,0,MTJU_230_PM_06-PA8,0.0,1.0,Mtju_230_Pm_06 LTMTVD_2_FA_P + Current Phase Angle,0,1,1,Degrees,Phasor,IPHA,Current Phase Angle,PA,-98.6,37.5,PPA:3080,2021-07-29 22:39:06
} | MaximumArchiveDays=90 | DesiredRemainingSpace=500,3081,GPA_MTJU_230_PM_07:F,,117,8736f6c7-ad41-4b43-b4f6-e684e0d4ad20,MTJU_230_PM_07,Mtju_230_Pm_07,60,1,companyAcronym= | protocolName=IEEE C37.118.2-2011 | vendorAcronym= | vendorDeviceName= | interconnectionName=,,,,10,STTP,Streaming Telemetry Transport Protocol,5,,,,,,MTJU_230_PM_07-FQ,0.0,1.0,Mtju_230_Pm_07 Frequency,0,1,1,Hz,PMU,FREQ,Frequency,FQ,-98.6,37.5,PPA:3081,2021-07-29 22:39:06
} | MaximumArchiveDays=90 | DesiredRemainingSpace=500,3082,GPA_MTJU_230_PM_07:DF,,117,8736f6c7-ad41-4b43-b4f6-e684e0d4ad20,MTJU_230_PM_07,Mtju_230_Pm_07,60,1,companyAcronym= | protocolName=IEEE C37.118.2-2011 | vendorAcronym= | vendorDeviceName= | interconnectionName=,,,,10,STTP,Streaming Telemetry Transport Protocol,6,,,,,,MTJU_230_PM_07-DF,0.0,1.0,Mtju_230_Pm_07 Frequency Delta (dF/dt),0,1,1,,PMU,DFDT,Frequency Delta (dF/dt),DF,-98.6,37.5,PPA:3082,2021-07-29 22:39:06
} | MaximumArchiveDays=90 | DesiredRemainingSpace=500,3083,GPA_MTJU_230_PM_07:S,,117,8736f6c7-ad41-4b43-b4f6-e684e0d4ad20,MTJU_230_PM_07,Mtju_230_Pm_07,60,1,companyAcronym= | protocolName=IEEE C37.118.2-2011 | vendorAcronym= | vendorDeviceName= | interconnectionName=,,,,10,STTP,Streaming Telemetry Transport Protocol,8,,,,,,MTJU_230_PM_07-SF,0.0,1.0,Mtju_230_Pm_07 Status Flags,0,1,1,,PMU,FLAG,Status Flags,SF,-98.6,37.5,PPA:3083,2021-07-29 22:39:06
} | MaximumArchiveDays=90 | DesiredRemainingSpace=500,3084,GPA_MTJU_230_PM_07-PM1:V,,117,8736f6c7-ad41-4b43-b4f6-e684e0d4ad20,MTJU_230_PM_07,Mtju_230_Pm_07,60,1,companyAcronym= | protocolName=IEEE C37.118.2-2011 | vendorAcronym= | vendorDeviceName= | interconnectionName=,,,,10,STTP,Streaming Telemetry Transport Protocol,3,1,BA1_FV_B,V,+,0,MTJU_230_PM_07-PM1,0.0,1.0,Mtju_230_Pm_07 BA1_FV_B + Voltage Magnitude,0,1,1,Volts,Phasor,VPHM,Voltage Magnitude,PM,-98.6,37.5,PPA:3084,2021-07-29 22:39:06
} | MaximumArchiveDays=90 | DesiredRemainingSpace=500,3085,GPA_MTJU_230_PM_07-PA1:VH,,117,8736f6c7-ad41-4b43-b4f6-e684e0d4ad20,MTJU_230_PM_07,Mtju_230_Pm_07,60,1,companyAcronym= | protocolName=IEEE C37.118.2-2011 | vendorAcronym= | vendorDeviceName= | interconnectionName=,,,,10,STTP,Streaming Telemetry Transport Protocol,4,1,BA1_FV_B,V,+,0,MTJU_230_PM_07-PA1,0.0,1.0,Mtju_230_Pm_07 BA1_FV_B + Voltage Phase Angle,0,1,1,Degrees,Phasor,VPHA,Voltage Phase Angle,PA,-98.6,37.5,PPA:3085,2021-07-29 22:39:06
} | MaximumArchiveDays=90 | DesiredRemainingSpace=500,3086,GPA_MTJU_230_PM_08:F,,118,8736f6c7-ad41-4b43-b4f6-e684e0d4ad20,MTJU_230_PM_08,Mtju_230_Pm_08,60,1,companyAcronym= | protocolName=IEEE C37.118.2-2011 | vendorAcronym= | vendorDeviceName= | interconnectionName=,,,,10,STTP,Streaming Telemetry Transport Protocol,5,,,,,,MTJU_230_PM_08-FQ,0.0,1.0,Mtju_230_Pm_08 Frequency,0,1,1,Hz,PMU,FREQ,Frequency,FQ,-98.6,37.5,PPA:3086,2021-07-29 22:39:06
} | MaximumArchiveDays=90 | DesiredRemainingSpace=500,3087,GPA_MTJU_230_PM_08:DF,,118,8736f6c7-ad41-4b43-b4f6-e684e0d4ad20,MTJU_230_PM_08,Mtju_230_Pm_08,60,1,companyAcronym= | protocolName=IEEE C37.118.2-2011 | vendorAcronym= | vendorDeviceName= | interconnectionName=,,,,10,STTP,Streaming Telemetry Transport Protocol,6,,,,,,MTJU_230_PM_08-DF,0.0,1.0,Mtju_230_Pm_08 Frequency Delta (dF/dt),0,1,1,,PMU,DFDT,Frequency Delta (dF/dt),DF,-98.6,37.5,PPA:3087,2021-07-29 22:39:06
} | MaximumArchiveDays=90 | DesiredRemainingSpace=500,3088,GPA_MTJU_230_PM_08:S,,118,8736f6c7-ad41-4b43-b4f6-e684e0d4ad20,MTJU_230_PM_08,Mtju_230_Pm_08,60,1,companyAcronym= | protocolName=IEEE C37.118.2-2011 | vendorAcronym= | vendorDeviceName= | interconnectionName=,,,,10,STTP,Streaming Telemetry Transport Protocol,8,,,,,,MTJU_230_PM_08-SF,0.0,1.0,Mtju_230_Pm_08 Status Flags,0,1,1,,PMU,FLAG,Status Flags,SF,-98.6,37.5,PPA:3088,2021-07-29 22:39:06
} | MaximumArchiveDays=90 | DesiredRemainingSpace=500,3089,GPA_MTJU_230_PM_08-PM1:V,,118,8736f6c7-ad41-4b43-b4f6-e684e0d4ad20,MTJU_230_PM_08,Mtju_230_Pm_08,60,1,companyAcronym= | protocolName=IEEE C37.118.2-2011 | vendorAcronym= | vendorDeviceName= | interconnectionName=,,,,10,STTP,Streaming Telemetry Transport Protocol,3,1,BA2_FV_B,V,+,0,MTJU_230_PM_08-PM1,0.0,1.0,Mtju_230_Pm_08 BA2_FV_B + Voltage Magnitude,0,1,1,Volts,Phasor,VPHM,Voltage Magnitude,PM,-98.6,37.5,PPA:3089,2021-07-29 22:39:06
} | MaximumArchiveDays=90 | DesiredRemainingSpace=500,3090,GPA_MTJU_230_PM_08-PA1:VH,,118,8736f6c7-ad41-4b43-b4f6-e684e0d4ad20,MTJU_230_PM_08,Mtju_230_Pm_08,60,1,companyAcronym= | protocolName=IEEE C37.118.2-2011 | vendorAcronym= | vendorDeviceName= | interconnectionName=,,,,10,STTP,Streaming Telemetry Transport Protocol,4,1,BA2_FV_B,V,+,0,MTJU_230_PM_08-PA1,0.0,1.0,Mtju_230_Pm_08 BA2_FV_B + Voltage Phase Angle,0,1,1,Degrees,Phasor,VPHA,Voltage Phase Angle,PA,-98.6,37.5,PPA:3090,2021-07-29 22:39:06
} | MaximumArchiveDays=90 | DesiredRemainingSpace=500,3091,GPA_MAIZ_500_PM_07:F,,119,8736f6c7-ad41-4b43-b4f6-e684e0d4ad20,MAIZ_500_PM_07,Maiz_500_Pm_07,60,1,companyAcronym= | protocolName=IEEE C37.118.2-2011 | vendorAcronym= | vendorDeviceName= | interconnectionName=,,,,10,STTP,Streaming Telemetry Transport Protocol,5,,,,,,MAIZ_500_PM_07-FQ,0.0,1.0,Maiz_500_Pm_07 Frequency,0,1,1,Hz,PMU,FREQ,Frequency,FQ,-98.6,37.5,PPA:3091,2021-07-29 22:39:06
} | MaximumArchiveDays=90 | DesiredRemainingSpace=500,3092,GPA_MAIZ_500_PM_07:DF,,119,8736f6c7-ad41-4b43-b4f6-e684e0d4ad20,MAIZ_500_PM_07,Maiz_500_Pm_07,60,1,companyAcronym= | protocolName=IEEE C37.118.2-2011 | vendorAcronym= | vendorDeviceName= | interconnectionName=,,,,10,STTP,Streaming Telemetry Transport Protocol,6,,,,,,MAIZ_500_PM_07-DF,0.0,1.0,Maiz_500_Pm_07 Frequency Delta (dF/dt),0,1,1,,PMU,DFDT,Frequency Delta (dF/dt),DF,-98.6,37.5,PPA:3092,2021-07-29 22:39:06
} | MaximumArchiveDays=90 | DesiredRemainingSpace=500,3093,GPA_MAIZ_500_PM_07:S,,119,8736f6c7-ad41-4b43-b4f6-e684e0d4ad20,MAIZ_500_PM_07,Maiz_500_Pm_07,60,1,companyAcronym= | protocolName=IEEE C37.118.2-2011 | vendorAcronym= | vendorDeviceName= | interconnectionName=,,,,10,STTP,Streaming Telemetry Transport Protocol,8,,,,,,MAIZ_500_PM_07-SF,0.0,1.0,Maiz_500_Pm_07 Status Flags,0,1,1,,PMU,FLAG,Status Flags,SF,-98.6,37.5,PPA:3093,2021-07-29 22:39:06
} | MaximumArchiveDays=90 | DesiredRemainingSpace=500,3094,GPA_MAIZ_500_PM_07-PM1:V,,119,8736f6c7-ad41-4b43-b4f6-e684e0d4ad20,MAIZ_500_PM_07,Maiz_500_Pm_07,60,1,companyAcronym= | protocolName=IEEE C37.118.2-2011 | vendorAcronym= | vendorDeviceName= | interconnectionName=,,,,10,STTP,Streaming Telemetry Transport Protocol,3,1,LTPAMB_1_FV_A,V,+,0,MAIZ_500_PM_07-PM1,0.0,1.0,Maiz_500_Pm_07 LTPAMB_1_FV_A + Voltage Magnitude,0,1,1,Volts,Phasor,VPHM,Voltage Magnitude,PM,-98.6,37.5,PPA:3094,2021-07-29 22:39:06
} | MaximumArchiveDays=90 | DesiredRemainingSpace=500,3095,GPA_MAIZ_500_PM_07-PA1:VH,,119,8736f6c7-ad41-4b43-b4f6-e684e0d4ad20,MAIZ_500_PM_07,Maiz_500_Pm_07,60,1,companyAcronym= | protocolName=IEEE C37.118.2-2011 | vendorAcronym= | vendorDeviceName= | interconnectionName=,,,,10,STTP,Streaming Telemetry Transport Protocol,4,1,LTPAMB_1_FV_A,V,+,0,MAIZ_500_PM_07-PA1,0.0,1.0,Maiz_500_Pm_07 LTPAMB_1_FV_A + Voltage Phase Angle,0,1,1,Degrees,Phasor,VPHA,Voltage Phase Angle,PA,-98.6,37.5,PPA:3095,2021-07-29 22:39:06
} | MaximumArchiveDays=90 | DesiredRemainingSpace=500,3096,GPA_MAIZ_500_PM_07-PM2:V,,119,8736f6c7-ad41-4b43-b4f6-e684e0d4ad20,MAIZ_500_PM_07,Maiz_500_Pm_07,60,1,companyAcronym= | protocolName=IEEE C37.118.2-2011 | vendorAcronym= | vendorDeviceName= | interconnectionName=,,,,10,STTP,Streaming Telemetry Transport Protocol,3,2,LTPAMB_1_FV_B,V,+,0,MAIZ_500_PM_07-PM2,0.0,1.0,Maiz_500_Pm_07 LTPAMB_1_FV_B + Voltage Magnitude,0,1,1,Volts,Phasor,VPHM,Voltage Magnitude,PM,-98.6,37.5,PPA:3096,2021-07-29 22:39:06
} | MaximumArchiveDays=90 | DesiredRemainingSpace=500,3097,GPA_MAIZ_500_PM_07-PA2:VH,,119,8736f6c7-ad41-4b43-b4f6-e684e0d4ad20,MAIZ_500_PM_07,Maiz_500_Pm_07,60,1,companyAcronym= | protocolName=IEEE C37.118.2-2011 | vendorAcronym= | vendorDeviceName= | interconnectionName=,,,,10,STTP,Streaming Telemetry Transport Protocol,4,2,LTPAMB_1_FV_B,V,+,0,MAIZ_500_PM_07-PA2,0.0,1.0,Maiz_500_Pm_07 LTPAMB_1_FV_B + Voltage Phase Angle,0,1,1,Degrees,Phasor,VPHA,Voltage Phase Angle,PA,-98.6,37.5,PPA:3097,2021-07-29 22:39:06
} | MaximumArchiveDays=90 | DesiredRemainingSpace=500,3098,GPA_MAIZ_500_PM_07-PM3:V,,119,8736f6c7-ad41-4b43-b4f6-e684e0d4ad20,MAIZ_500_PM_07,Maiz_500_Pm_07,60,1,companyAcronym= | protocolName=IEEE C37.118.2-2011 | vendorAcronym= | vendorDeviceName= | interconnectionName=,,,,10,STTP,Streaming Telemetry Transport Protocol,3,3,LTPAMB_1_FV_C,V,+,0,MAIZ_500_PM_07-PM3,0.0,1.0,Maiz_500_Pm_07 LTPAMB_1_FV_C + Voltage Magnitude,0,1,1,Volts,Phasor,VPHM,Voltage Magnitude,PM,-98.6,37.5,PPA:3098,2021-07-29 22:39:06
} | MaximumArchiveDays=90 | DesiredRemainingSpace=500,3099,GPA_MAIZ_500_PM_07-PA3:VH,,119,8736f6c7-ad41-4b43-b4f6-e684e0d4ad20,MAIZ_500_PM_07,Maiz_500_Pm_07,60,1,companyAcronym= | protocolName=IEEE C37.118.2-2011 | vendorAcronym= | vendorDeviceName= | interconnectionName=,,,,10,STTP,Streaming Telemetry Transport Protocol,4,3,LTPAMB_1_FV_C,V,+,0,MAIZ_500_PM_07-PA3,0.0,1.0,Maiz_500_Pm_07 LTPAMB_1_FV_C + Voltage Phase Angle,0,1,1,Degrees,Phasor,VPHA,Voltage Phase Angle,PA,-98.6,37.5,PPA:3099,2021-07-29 22:39:06
} | MaximumArchiveDays=90 | DesiredRemainingSpace=500,3100,GPA_MAIZ_500_PM_07-PM4:I,,119,8736f6c7-ad41-4b43-b4f6-e684e0d4ad20,MAIZ_500_PM_07,Maiz_500_Pm_07,60,1,companyAcronym= | protocolName=IEEE C37.118.2-2011 | vendorAcronym= | vendorDeviceName= | interconnectionName=,,,,10,STTP,Streaming Telemetry Transport Protocol,1,4,LTPAMB_1_FA_A,I,+,0,MAIZ_500_PM_07-PM4,0.0,1.0,Maiz_500_Pm_07 LTPAMB_1_FA_A + Current Magnitude,0,1,1,Amps,Phasor,IPHM,Current Magnitude,PM,-98.6,37.5,PPA:3100,2021-07-29 22:39:06
} | MaximumArchiveDays=90 | DesiredRemainingSpace=500,3101,GPA_MAIZ_500_PM_07-PA4:IH,,119,8736f6c7-ad41-4b43-b4f6-e684e0d4ad20,MAIZ_500_PM_07,Maiz_500_Pm_07,60,1,companyAcronym= | protocolName=IEEE C37.118.2-2011 | vendorAcronym= | vendorDeviceName= | interconnectionName=,,,,10,STTP,Streaming Telemetry Transport Protocol,2,4,LTPAMB_1_FA_A,I,+,0,MAIZ_500_PM_07-PA4,0.0,1.0,Maiz_500_Pm_07 LTPAMB_1_FA_A + Current Phase Angle,0,1,1,Degrees,Phasor,IPHA,Current Phase Angle,PA,-98.6,37.5,PPA:3101,2021-07-29 22:39:06
} | MaximumArchiveDays=90 | DesiredRemainingSpace=500,3102,GPA_MAIZ_500_PM_07-PM5:I,,119,8736f6c7-ad41-4b43-b4f6-e684e0d4ad20,MAIZ_500_PM_07,Maiz_500_Pm_07,60,1,companyAcronym= | protocolName=IEEE C37.118.2-2011 | vendorAcronym= | vendorDeviceName= | interconnectionName=,,,,10,STTP,Streaming Telemetry Transport Protocol,1,5,LTPAMB_1_FA_B,I,+,0,MAIZ_500_PM_07-PM5,0.0,1.0,Maiz_500_Pm_07 LTPAMB_1_FA_B + Current Magnitude,0,1,1,Amps,Phasor,IPHM,Current Magnitude,PM,-98.6,37.5,PPA:3102,2021-07-29 22:39:06
} | MaximumArchiveDays=90 | DesiredRemainingSpace=500,3103,GPA_MAIZ_500_PM_07-PA5:IH,,119,8736f6c7-ad41-4b43-b4f6-e684e0d4ad20,MAIZ_500_PM_07,Maiz_500_Pm_07,60,1,companyAcronym= | protocolName=IEEE C37.118.2-2011 | vendorAcronym= | vendorDeviceName= | interconnectionName=,,,,10,STTP,Streaming Telemetry Transport Protocol,2,5,LTPAMB_1_FA_B,I,+,0,MAIZ_500_PM_07-PA5,0.0,1.0,Maiz_500_Pm_07 LTPAMB_1_FA_B + Current Phase Angle,0,1,1,Degrees,Phasor,IPHA,Current Phase Angle,PA,-98.6,37.5,PPA:3103,2021-07-29 22:39:06
} | MaximumArchiveDays=90 | DesiredRemainingSpace=500,3104,GPA_MAIZ_500_PM_07-PM6:I,,119,8736f6c7-ad41-4b43-b4f6-e684e0d4ad20,MAIZ_500_PM_07,Maiz_500_Pm_07,60,1,companyAcronym= | protocolName=IEEE C37.118.2-2011 | vendorAcronym= | vendorDeviceName= | interconnectionName=,,,,10,STTP,Streaming Telemetry Transport Protocol,1,6,LTPAMB_1_FA_C,I,+,0,MAIZ_500_PM_07-PM6,0.0,1.0,Maiz_500_Pm_07 LTPAMB_1_FA_C + Current Magnitude,0,1,1,Amps,Phasor,IPHM,Current Magnitude,PM,-98.6,37.5,PPA:3104,2021-07-29 22:39:06
} | MaximumArchiveDays=90 | DesiredRemainingSpace=500,3105,GPA_MAIZ_500_PM_07-PA6:IH,,119,8736f6c7-ad41-4b43-b4f6-e684e0d4ad20,MAIZ_500_PM_07,Maiz_500_Pm_07,60,1,companyAcronym= | protocolName=IEEE C37.118.2-2011 | vendorAcronym= | vendorDeviceName= | interconnectionName=,,,,10,STTP,Streaming Telemetry Transport Protocol,2,6,LTPAMB_1_FA_C,I,+,0,MAIZ_500_PM_07-PA6,0.0,1.0,Maiz_500_Pm_07 LTPAMB_1_FA_C + Current Phase Angle,0,1,1,Degrees,Phasor,IPHA,Current Phase Angle,PA,-98.6,37.5,PPA:3105,2021-07-29 22:39:06
} | MaximumArchiveDays=90 | DesiredRemainingSpace=500,3106,GPA_MAIZ_500_PM_07-PM7:V,,119,8736f6c7-ad41-4b43-b4f6-e684e0d4ad20,MAIZ_500_PM_07,Maiz_500_Pm_07,60,1,companyAcronym= | protocolName=IEEE C37.118.2-2011 | vendorAcronym= | vendorDeviceName= | interconnectionName=,,,,10,STTP,Streaming Telemetry Transport Protocol,3,7,LTPAMB_1_FV_P,V,+,0,MAIZ_500_PM_07-PM7,0.0,1.0,Maiz_500_Pm_07 LTPAMB_1_FV_P + Voltage Magnitude,0,1,1,Volts,Phasor,VPHM,Voltage Magnitude,PM,-98.6,37.5,PPA:3106,2021-07-29 22:39:06
} | MaximumArchiveDays=90 | DesiredRemainingSpace=500,3107,GPA_MAIZ_500_PM_07-PA7:VH,,119,8736f6c7-ad41-4b43-b4f6-e684e0d4ad20,MAIZ_500_PM_07,Maiz_500_Pm_07,60,1,companyAcronym= | protocolName=IEEE C37.118.2-2011 | vendorAcronym= | vendorDeviceName= | interconnectionName=,,,,10,STTP,Streaming Telemetry Transport Protocol,4,7,LTPAMB_1_FV_P,V,+,0,MAIZ_500_PM_07-PA7,0.0,1.0,Maiz_500_Pm_07 LTPAMB_1_FV_P + Voltage Phase Angle,0,1,1,Degrees,Phasor,VPHA,Voltage Phase Angle,PA,-98.6,37.5,PPA:3107,2021-07-29 22:39:06
} | MaximumArchiveDays=90 | DesiredRemainingSpace=500,3108,GPA_MAIZ_500_PM_07-PM8:I,,119,8736f6c7-ad41-4b43-b4f6-e684e0d4ad20,MAIZ_500_PM_07,Maiz_500_Pm_07,60,1,companyAcronym= | protocolName=IEEE C37.118.2-2011 | vendorAcronym= | vendorDeviceName= | interconnectionName=,,,,10,STTP,Streaming Telemetry Transport Protocol,1,8,LTPAMB_1_FA_P,I,+,0,MAIZ_500_PM_07-PM8,0.0,1.0,Maiz_500_Pm_07 LTPAMB_1_FA_P + Current Magnitude,0,1,1,Amps,Phasor,IPHM,Current Magnitude,PM,-98.6,37.5,PPA:3108,2021-07-29 22:39:06
} | MaximumArchiveDays=90 | DesiredRemainingSpace=500,3109,GPA_MAIZ_500_PM_07-PA8:IH,,119,8736f6c7-ad41-4b43-b4f6-e684e0d4ad20,MAIZ_500_PM_07,Maiz_500_Pm_07,60,1,companyAcronym= | protocolName=IEEE C37.118.2-2011 | vendorAcronym= | vendorDeviceName= | interconnectionName=,,,,10,STTP,Streaming Telemetry Transport Protocol,2,8,LTPAMB_1_FA_P,I,+,0,MAIZ_500_PM_07-PA8,0.0,1.0,Maiz_500_Pm_07 LTPAMB_1_FA_P + Current Phase Angle,0,1,1,Degrees,Phasor,IPHA,Current Phase Angle,PA,-98.6,37.5,PPA:3109,2021-07-29 22:39:06
} | MaximumArchiveDays=90 | DesiredRemainingSpace=500,3110,GPA_MAIZ_500_PM_06:F,,120,8736f6c7-ad41-4b43-b4f6-e684e0d4ad20,MAIZ_500_PM_06,Maiz_500_Pm_06,60,1,companyAcronym= | protocolName=IEEE C37.118.2-2011 | vendorAcronym= | vendorDeviceName= | interconnectionName=,,,,10,STTP,Streaming Telemetry Transport Protocol,5,,,,,,MAIZ_500_PM_06-FQ,0.0,1.0,Maiz_500_Pm_06 Frequency,0,1,1,Hz,PMU,FREQ,Frequency,FQ,-98.6,37.5,PPA:3110,2021-07-29 22:39:06
} | MaximumArchiveDays=90 | DesiredRemainingSpace=500,3111,GPA_MAIZ_500_PM_06:DF,,120,8736f6c7-ad41-4b43-b4f6-e684e0d4ad20,MAIZ_500_PM_06,Maiz_500_Pm_06,60,1,companyAcronym= | protocolName=IEEE C37.118.2-2011 | vendorAcronym= | vendorDeviceName= | interconnectionName=,,,,10,STTP,Streaming Telemetry Transport Protocol,6,,,,,,MAIZ_500_PM_06-DF,0.0,1.0,Maiz_500_Pm_06 Frequency Delta (dF/dt),0,1,1,,PMU,DFDT,Frequency Delta (dF/dt),DF,-98.6,37.5,PPA:3111,2021-07-29 22:39:06
} | MaximumArchiveDays=90 | DesiredRemainingSpace=500,3112,GPA_MAIZ_500_PM_06:S,,120,8736f6c7-ad41-4b43-b4f6-e684e0d4ad20,MAIZ_500_PM_06,Maiz_500_Pm_06,60,1,companyAcronym= | protocolName=IEEE C37.118.2-2011 | vendorAcronym= | vendorDeviceName= | interconnectionName=,,,,10,STTP,Streaming Telemetry Transport Protocol,8,,,,,,MAIZ_500_PM_06-SF,0.0,1.0,Maiz_500_Pm_06 Status Flags,0,1,1,,PMU,FLAG,Status Flags,SF,-98.6,37.5,PPA:3112,2021-07-29 22:39:06
} | MaximumArchiveDays=90 | DesiredRemainingSpace=500,3113,GPA_MAIZ_500_PM_06-PM1:V,,120,8736f6c7-ad41-4b43-b4f6-e684e0d4ad20,MAIZ_500_PM_06,Maiz_500_Pm_06,60,1,companyAcronym= | protocolName=IEEE C37.118.2-2011 | vendorAcronym= | vendorDeviceName= | interconnectionName=,,,,10,STTP,Streaming Telemetry Transport Protocol,3,1,LTMAPD_1_FV_A,V,+,0,MAIZ_500_PM_06-PM1,0.0,1.0,Maiz_500_Pm_06 LTMAPD_1_FV_A + Voltage Magnitude,0,1,1,Volts,Phasor,VPHM,Voltage Magnitude,PM,-98.6,37.5,PPA:3113,2021-07-29 22:39:06
} | MaximumArchiveDays=90 | DesiredRemainingSpace=500,3114,GPA_MAIZ_500_PM_06-PA1:VH,,120,8736f6c7-ad41-4b43-b4f6-e684e0d4ad20,MAIZ_500_PM_06,Maiz_500_Pm_06,60,1,companyAcronym= | protocolName=IEEE C37.118.2-2011 | vendorAcronym= | vendorDeviceName= | interconnectionName=,,,,10,STTP,Streaming Telemetry Transport Protocol,4,1,LTMAPD_1_FV_A,V,+,0,MAIZ_500_PM_06-PA1,0.0,1.0,Maiz_500_Pm_06 LTMAPD_1_FV_A + Voltage Phase Angle,0,1,1,Degrees,Phasor,VPHA,Voltage Phase Angle,PA,-98.6,37.5,PPA:3114,2021-07-29 22:39:06
} | MaximumArchiveDays=90 | DesiredRemainingSpace=500,3115,GPA_MAIZ_500_PM_06-PM2:V,,120,8736f6c7-ad41-4b43-b4f6-e684e0d4ad20,MAIZ_500_PM_06,Maiz_500_Pm_06,60,1,companyAcronym= | protocolName=IEEE C37.118.2-2011 | vendorAcronym= | vendorDeviceName= | interconnectionName=,,,,10,STTP,Streaming Telemetry Transport Protocol,3,2,LTMAPD_1_FV_B,V,+,0,MAIZ_500_PM_06-PM2,0.0,1.0,Maiz_500_Pm_06 LTMAPD_1_FV_B + Voltage Magnitude,0,1,1,Volts,Phasor,VPHM,Voltage Magnitude,PM,-98.6,37.5,PPA:3115,2021-07-29 22:39:06
} | MaximumArchiveDays=90 | DesiredRemainingSpace=500,3116,GPA_MAIZ_500_PM_06-PA2:VH,,120,8736f6c7-ad41-4b43-b4f6-e684e0d4ad20,MAIZ_500_PM_06,Maiz_500_Pm_06,60,1,companyAcronym= | protocolName=IEEE C37.118.2-2011 | vendorAcronym= | vendorDeviceName= | interconnectionName=,,,,10,STTP,Streaming Telemetry Transport Protocol,4,2,LTMAPD_1_FV_B,V,+,0,MAIZ_500_PM_06-PA2,0.0,1.0,Maiz_500_Pm_06 LTMAPD_1_FV_B + Voltage Phase Angle,0,1,1,Degrees,Phasor,VPHA,Voltage Phase Angle,PA,-98.6,37.5,PPA:3116,2021-07-29 22:39:06
} | MaximumArchiveDays=90 | DesiredRemainingSpace=500,3117,GPA_MAIZ_500_PM_06-PM3:V,,120,8736f6c7-ad41-4b43-b4f6-e684e0d4ad20,MAIZ_500_PM_06,Maiz_500_Pm_06,60,1,companyAcronym= | protocolName=IEEE C37.118.2-2011 | vendorAcronym= | vendorDeviceName= | interconnectionName=,,,,10,STTP,Streaming Telemetry Transport Protocol,3,3,LTMAPD_1_FV_C,V,+,0,MAIZ_500_PM_06-PM3,0.0,1.0,Maiz_500_Pm_06 LTMAPD_1_FV_C + Voltage Magnitude,0,1,1,Volts,Phasor,VPHM,Voltage Magnitude,PM,-98.6,37.5,PPA:3117,2021-07-29 22:39:06
} | MaximumArchiveDays=90 | DesiredRemainingSpace=500,3118,GPA_MAIZ_500_PM_06-PA3:VH,,120,8736f6c7-ad41-4b43-b4f6-e684e0d4ad20,MAIZ_500_PM_06,Maiz_500_Pm_06,60,1,companyAcronym= | protocolName=IEEE C37.118.2-2011 | vendorAcronym= | vendorDeviceName= | interconnectionName=,,,,10,STTP,Streaming Telemetry Transport Protocol,4,3,LTMAPD_1_FV_C,V,+,0,MAIZ_500_PM_06-PA3,0.0,1.0,Maiz_500_Pm_06 LTMAPD_1_FV_C + Voltage Phase Angle,0,1,1,Degrees,Phasor,VPHA,Voltage Phase Angle,PA,-98.6,37.5,PPA:3118,2021-07-29 22:39:06
} | MaximumArchiveDays=90 | DesiredRemainingSpace=500,3119,GPA_MAIZ_500_PM_06-PM4:I,,120,8736f6c7-ad41-4b43-b4f6-e684e0d4ad20,MAIZ_500_PM_06,Maiz_500_Pm_06,60,1,companyAcronym= | protocolName=IEEE C37.118.2-2011 | vendorAcronym= | vendorDeviceName= | interconnectionName=,,,,10,STTP,Streaming Telemetry Transport Protocol,1,4,LTMAPD_1_FA_A,I,+,0,MAIZ_500_PM_06-PM4,0.0,1.0,Maiz_500_Pm_06 LTMAPD_1_FA_A + Current Magnitude,0,1,1,Amps,Phasor,IPHM,Current Magnitude,PM,-98.6,37.5,PPA:3119,2021-07-29 22:39:06
} | MaximumArchiveDays=90 | DesiredRemainingSpace=500,3120,GPA_MAIZ_500_PM_06-PA4:IH,,120,8736f6c7-ad41-4b43-b4f6-e684e0d4ad20,MAIZ_500_PM_06,Maiz_500_Pm_06,60,1,companyAcronym= | protocolName=IEEE C37.118.2-2011 | vendorAcronym= | vendorDeviceName= | interconnectionName=,,,,10,STTP,Streaming Telemetry Transport Protocol,2,4,LTMAPD_1_FA_A,I,+,0,MAIZ_500_PM_06-PA4,0.0,1.0,Maiz_500_Pm_06 LTMAPD_1_FA_A + Current Phase Angle,0,1,1,Degrees,Phasor,IPHA,Current Phase Angle,PA,-98.6,37.5,PPA:3120,2021-07-29 22:39:06
} | MaximumArchiveDays=90 | DesiredRemainingSpace=500,3121,GPA_MAIZ_500_PM_06-PM5:I,,120,8736f6c7-ad41-4b43-b4f6-e684e0d4ad20,MAIZ_500_PM_06,Maiz_500_Pm_06,60,1,companyAcronym= | protocolName=IEEE C37.118.2-2011 | vendorAcronym= | vendorDeviceName= | interconnectionName=,,,,10,STTP,Streaming Telemetry Transport Protocol,1,5,LTMAPD_1_FA_B,I,+,0,MAIZ_500_PM_06-PM5,0.0,1.0,Maiz_500_Pm_06 LTMAPD_1_FA_B + Current Magnitude,0,1,1,Amps,Phasor,IPHM,Current Magnitude,PM,-98.6,37.5,PPA:3121,2021-07-29 22:39:06
} | MaximumArchiveDays=90 | DesiredRemainingSpace=500,3122,GPA_MAIZ_500_PM_06-PA5:IH,,120,8736f6c7-ad41-4b43-b4f6-e684e0d4ad20,MAIZ_500_PM_06,Maiz_500_Pm_06,60,1,companyAcronym= | protocolName=IEEE C37.118.2-2011 | vendorAcronym= | vendorDeviceName= | interconnectionName=,,,,10,STTP,Streaming Telemetry Transport Protocol,2,5,LTMAPD_1_FA_B,I,+,0,MAIZ_500_PM_06-PA5,0.0,1.0,Maiz_500_Pm_06 LTMAPD_1_FA_B + Current Phase Angle,0,1,1,Degrees,Phasor,IPHA,Current Phase Angle,PA,-98.6,37.5,PPA:3122,2021-07-29 22:39:06
} | MaximumArchiveDays=90 | DesiredRemainingSpace=500,3123,GPA_MAIZ_500_PM_06-PM6:I,,120,8736f6c7-ad41-4b43-b4f6-e684e0d4ad20,MAIZ_500_PM_06,Maiz_500_Pm_06,60,1,companyAcronym= | protocolName=IEEE C37.118.2-2011 | vendorAcronym= | vendorDeviceName= | interconnectionName=,,,,10,STTP,Streaming Telemetry Transport Protocol,1,6,LTMAPD_1_FA_C,I,+,0,MAIZ_500_PM_06-PM6,0.0,1.0,Maiz_500_Pm_06 LTMAPD_1_FA_C + Current Magnitude,0,1,1,Amps,Phasor,IPHM,Current Magnitude,PM,-98.6,37.5,PPA:3123,2021-07-29 22:39:06
} | MaximumArchiveDays=90 | DesiredRemainingSpace=500,3124,GPA_MAIZ_500_PM_06-PA6:IH,,120,8736f6c7-ad41-4b43-b4f6-e684e0d4ad20,MAIZ_500_PM_06,Maiz_500_Pm_06,60,1,companyAcronym= | protocolName=IEEE C37.118.2-2011 | vendorAcronym= | vendorDeviceName= | interconnectionName=,,,,10,STTP,Streaming Telemetry Transport Protocol,2,6,LTMAPD_1_FA_C,I,+,0,MAIZ_500_PM_06-PA6,0.0,1.0,Maiz_500_Pm_06 LTMAPD_1_FA_C + Current Phase Angle,0,1,1,Degrees,Phasor,IPHA,Current Phase Angle,PA,-98.6,37.5,PPA:3124,2021-07-29 22:39:06
} | MaximumArchiveDays=90 | DesiredRemainingSpace=500,3125,GPA_MAIZ_500_PM_06-PM7:V,,120,8736f6c7-ad41-4b43-b4f6-e684e0d4ad20,MAIZ_500_PM_06,Maiz_500_Pm_06,60,1,companyAcronym= | protocolName=IEEE C37.118.2-2011 | vendorAcronym= | vendorDeviceName= | interconnectionName=,,,,10,STTP,Streaming Telemetry Transport Protocol,3,7,LTMAPD_1_FV_P,V,+,0,MAIZ_500_PM_06-PM7,0.0,1.0,Maiz_500_Pm_06 LTMAPD_1_FV_P + Voltage Magnitude,0,1,1,Volts,Phasor,VPHM,Voltage Magnitude,PM,-98.6,37.5,PPA:3125,2021-07-29 22:39:06
} | MaximumArchiveDays=90 | DesiredRemainingSpace=500,3126,GPA_MAIZ_500_PM_06-PA7:VH,,120,8736f6c7-ad41-4b43-b4f6-e684e0d4ad20,MAIZ_500_PM_06,Maiz_500_Pm_06,60,1,companyAcronym= | protocolName=IEEE C37.118.2-2011 | vendorAcronym= | vendorDeviceName= | interconnectionName=,,,,10,STTP,Streaming Telemetry Transport Protocol,4,7,LTMAPD_1_FV_P,V,+,0,MAIZ_500_PM_06-PA7,0.0,1.0,Maiz_500_Pm_06 LTMAPD_1_FV_P + Voltage Phase Angle,0,1,1,Degrees,Phasor,VPHA,Voltage Phase Angle,PA,-98.6,37.5,PPA:3126,2021-07-29 22:39:06
} | MaximumArchiveDays=90 | DesiredRemainingSpace=500,3127,GPA_MAIZ_500_PM_06-PM8:I,,120,8736f6c7-ad41-4b43-b4f6-e684e0d4ad20,MAIZ_500_PM_06,Maiz_500_Pm_06,60,1,companyAcronym= | protocolName=IEEE C37.118.2-2011 | vendorAcronym= | vendorDeviceName= | interconnectionName=,,,,10,STTP,Streaming Telemetry Transport Protocol,1,8,LTMAPD_1_FA_P,I,+,0,MAIZ_500_PM_06-PM8,0.0,1.0,Maiz_500_Pm_06 LTMAPD_1_FA_P + Current Magnitude,0,1,1,Amps,Phasor,IPHM,Current Magnitude,PM,-98.6,37.5,PPA:3127,2021-07-29 22:39:06
} | MaximumArchiveDays=90 | DesiredRemainingSpace=500,3128,GPA_MAIZ_500_PM_06-PA8:IH,,120,8736f6c7-ad41-4b43-b4f6-e684e0d4ad20,MAIZ_500_PM_06,Maiz_500_Pm_06,60,1,companyAcronym= | protocolName=IEEE C37.118.2-2011 | vendorAcronym= | vendorDeviceName= | interconnectionName=,,,,10,STTP,Streaming Telemetry Transport Protocol,2,8,LTMAPD_1_FA_P,I,+,0,MAIZ_500_PM_06-PA8,0.0,1.0,Maiz_500_Pm_06 LTMAPD_1_FA_P + Current Phase Angle,0,1,1,Degrees,Phasor,IPHA,Current Phase Angle,PA,-98.6,37.5,PPA:3128,2021-07-29 22:39:06
} | MaximumArchiveDays=90 | DesiredRemainingSpace=500,3129,GPA_MAIZ_500_PM_08:F,,121,8736f6c7-ad41-4b43-b4f6-e684e0d4ad20,MAIZ_500_PM_08,Maiz_500_Pm_08,60,1,companyAcronym= | protocolName=IEEE C37.118.2-2011 | vendorAcronym= | vendorDeviceName= | interconnectionName=,,,,10,STTP,Streaming Telemetry Transport Protocol,5,,,,,,MAIZ_500_PM_08-FQ,0.0,1.0,Maiz_500_Pm_08 Frequency,0,1,1,Hz,PMU,FREQ,Frequency,FQ,-98.6,37.5,PPA:3129,2021-07-29 22:39:06
} | MaximumArchiveDays=90 | DesiredRemainingSpace=500,3130,GPA_MAIZ_500_PM_08:DF,,121,8736f6c7-ad41-4b43-b4f6-e684e0d4ad20,MAIZ_500_PM_08,Maiz_500_Pm_08,60,1,companyAcronym= | protocolName=IEEE C37.118.2-2011 | vendorAcronym= | vendorDeviceName= | interconnectionName=,,,,10,STTP,Streaming Telemetry Transport Protocol,6,,,,,,MAIZ_500_PM_08-DF,0.0,1.0,Maiz_500_Pm_08 Frequency Delta (dF/dt),0,1,1,,PMU,DFDT,Frequency Delta (dF/dt),DF,-98.6,37.5,PPA:3130,2021-07-29 22:39:06
} | MaximumArchiveDays=90 | DesiredRemainingSpace=500,3131,GPA_MAIZ_500_PM_08:S,,121,8736f6c7-ad41-4b43-b4f6-e684e0d4ad20,MAIZ_500_PM_08,Maiz_500_Pm_08,60,1,companyAcronym= | protocolName=IEEE C37.118.2-2011 | vendorAcronym= | vendorDeviceName= | interconnectionName=,,,,10,STTP,Streaming Telemetry Transport Protocol,8,,,,,,MAIZ_500_PM_08-SF,0.0,1.0,Maiz_500_Pm_08 Status Flags,0,1,1,,PMU,FLAG,Status Flags,SF,-98.6,37.5,PPA:3131,2021-07-29 22:39:06
} | MaximumArchiveDays=90 | DesiredRemainingSpace=500,3132,GPA_MAIZ_500_PM_08-PM1:V,,121,8736f6c7-ad41-4b43-b4f6-e684e0d4ad20,MAIZ_500_PM_08,Maiz_500_Pm_08,60,1,companyAcronym= | protocolName=IEEE C37.118.2-2011 | vendorAcronym= | vendorDeviceName= | interconnectionName=,,,,10,STTP,Streaming Telemetry Transport Protocol,3,1,LTPAMB_2_FV_A,V,+,0,MAIZ_500_PM_08-PM1,0.0,1.0,Maiz_500_Pm_08 LTPAMB_2_FV_A + Voltage Magnitude,0,1,1,Volts,Phasor,VPHM,Voltage Magnitude,PM,-98.6,37.5,PPA:3132,2021-07-29 22:39:06
} | MaximumArchiveDays=90 | DesiredRemainingSpace=500,3133,GPA_MAIZ_500_PM_08-PA1:VH,,121,8736f6c7-ad41-4b43-b4f6-e684e0d4ad20,MAIZ_500_PM_08,Maiz_500_Pm_08,60,1,companyAcronym= | protocolName=IEEE C37.118.2-2011 | vendorAcronym= | vendorDeviceName= | interconnectionName=,,,,10,STTP,Streaming Telemetry Transport Protocol,4,1,LTPAMB_2_FV_A,V,+,0,MAIZ_500_PM_08-PA1,0.0,1.0,Maiz_500_Pm_08 LTPAMB_2_FV_A + Voltage Phase Angle,0,1,1,Degrees,Phasor,VPHA,Voltage Phase Angle,PA,-98.6,37.5,PPA:3133,2021-07-29 22:39:06
} | MaximumArchiveDays=90 | DesiredRemainingSpace=500,3134,GPA_MAIZ_500_PM_08-PM2:V,,121,8736f6c7-ad41-4b43-b4f6-e684e0d4ad20,MAIZ_500_PM_08,Maiz_500_Pm_08,60,1,companyAcronym= | protocolName=IEEE C37.118.2-2011 | vendorAcronym= | vendorDeviceName= | interconnectionName=,,,,10,STTP,Streaming Telemetry Transport Protocol,3,2,LTPAMB_2_FV_B,V,+,0,MAIZ_500_PM_08-PM2,0.0,1.0,Maiz_500_Pm_08 LTPAMB_2_FV_B + Voltage Magnitude,0,1,1,Volts,Phasor,VPHM,Voltage Magnitude,PM,-98.6,37.5,PPA:3134,2021-07-29 22:39:06
} | MaximumArchiveDays=90 | DesiredRemainingSpace=500,3135,GPA_MAIZ_500_PM_08-PA2:VH,,121,8736f6c7-ad41-4b43-b4f6-e684e0d4ad20,MAIZ_500_PM_08,Maiz_500_Pm_08,60,1,companyAcronym= | protocolName=IEEE C37.118.2-2011 | vendorAcronym= | vendorDeviceName= | interconnectionName=,,,,10,STTP,Streaming Telemetry Transport Protocol,4,2,LTPAMB_2_FV_B,V,+,0,MAIZ_500_PM_08-PA2,0.0,1.0,Maiz_500_Pm_08 LTPAMB_2_FV_B + Voltage Phase Angle,0,1,1,Degrees,Phasor,VPHA,Voltage Phase Angle,PA,-98.6,37.5,PPA:3135,2021-07-29 22:39:06
} | MaximumArchiveDays=90 | DesiredRemainingSpace=500,3136,GPA_MAIZ_500_PM_08-PM3:V,,121,8736f6c7-ad41-4b43-b4f6-e684e0d4ad20,MAIZ_500_PM_08,Maiz_500_Pm_08,60,1,companyAcronym= | protocolName=IEEE C37.118.2-2011 | vendorAcronym= | vendorDeviceName= | interconnectionName=,,,,10,STTP,Streaming Telemetry Transport Protocol,3,3,LTPAMB_2_FV_C,V,+,0,MAIZ_500_PM_08-PM3,0.0,1.0,Maiz_500_Pm_08 LTPAMB_2_FV_C + Voltage Magnitude,0,1,1,Volts,Phasor,VPHM,Voltage Magnitude,PM,-98.6,37.5,PPA:3136,2021-07-29 22:39:06
} | MaximumArchiveDays=90 | DesiredRemainingSpace=500,3137,GPA_MAIZ_500_PM_08-PA3:VH,,121,8736f6c7-ad41-4b43-b4f6-e684e0d4ad20,MAIZ_500_PM_08,Maiz_500_Pm_08,60,1,companyAcronym= | protocolName=IEEE C37.118.2-2011 | vendorAcronym= | vendorDeviceName= | interconnectionName=,,,,10,STTP,Streaming Telemetry Transport Protocol,4,3,LTPAMB_2_FV_C,V,+,0,MAIZ_500_PM_08-PA3,0.0,1.0,Maiz_500_Pm_08 LTPAMB_2_FV_C + Voltage Phase Angle,0,1,1,Degrees,Phasor,VPHA,Voltage Phase Angle,PA,-98.6,37.5,PPA:3137,2021-07-29 22:39:06
} | MaximumArchiveDays=90 | DesiredRemainingSpace=500,3138,GPA_MAIZ_500_PM_08-PM4:I,,121,8736f6c7-ad41-4b43-b4f6-e684e0d4ad20,MAIZ_500_PM_08,Maiz_500_Pm_08,60,1,companyAcronym= | protocolName=IEEE C37.118.2-2011 | vendorAcronym= | vendorDeviceName= | interconnectionName=,,,,10,STTP,Streaming Telemetry Transport Protocol,1,4,LTPAMB_2_FA_A,I,+,0,MAIZ_500_PM_08-PM4,0.0,1.0,Maiz_500_Pm_08 LTPAMB_2_FA_A + Current Magnitude,0,1,1,Amps,Phasor,IPHM,Current Magnitude,PM,-98.6,37.5,PPA:3138,2021-07-29 22:39:06
} | MaximumArchiveDays=90 | DesiredRemainingSpace=500,3139,GPA_MAIZ_500_PM_08-PA4:IH,,121,8736f6c7-ad41-4b43-b4f6-e684e0d4ad20,MAIZ_500_PM_08,Maiz_500_Pm_08,60,1,companyAcronym= | protocolName=IEEE C37.118.2-2011 | vendorAcronym= | vendorDeviceName= | interconnectionName=,,,,10,STTP,Streaming Telemetry Transport Protocol,2,4,LTPAMB_2_FA_A,I,+,0,MAIZ_500_PM_08-PA4,0.0,1.0,Maiz_500_Pm_08 LTPAMB_2_FA_A + Current Phase Angle,0,1,1,Degrees,Phasor,IPHA,Current Phase Angle,PA,-98.6,37.5,PPA:3139,2021-07-29 22:39:06
} | MaximumArchiveDays=90 | DesiredRemainingSpace=500,3140,GPA_MAIZ_500_PM_08-PM5:I,,121,8736f6c7-ad41-4b43-b4f6-e684e0d4ad20,MAIZ_500_PM_08,Maiz_500_Pm_08,60,1,companyAcronym= | protocolName=IEEE C37.118.2-2011 | vendorAcronym= | vendorDeviceName= | interconnectionName=,,,,10,STTP,Streaming Telemetry Transport Protocol,1,5,LTPAMB_2_FA_B,I,+,0,MAIZ_500_PM_08-PM5,0.0,1.0,Maiz_500_Pm_08 LTPAMB_2_FA_B + Current Magnitude,0,1,1,Amps,Phasor,IPHM,Current Magnitude,PM,-98.6,37.5,PPA:3140,2021-07-29 22:39:06
} | MaximumArchiveDays=90 | DesiredRemainingSpace=500,3141,GPA_MAIZ_500_PM_08-PA5:IH,,121,8736f6c7-ad41-4b43-b4f6-e684e0d4ad20,MAIZ_500_PM_08,Maiz_500_Pm_08,60,1,companyAcronym= | protocolName=IEEE C37.118.2-2011 | vendorAcronym= | vendorDeviceName= | interconnectionName=,,,,10,STTP,Streaming Telemetry Transport Protocol,2,5,LTPAMB_2_FA_B,I,+,0,MAIZ_500_PM_08-PA5,0.0,1.0,Maiz_500_Pm_08 LTPAMB_2_FA_B + Current Phase Angle,0,1,1,Degrees,Phasor,IPHA,Current Phase Angle,PA,-98.6,37.5,PPA:3141,2021-07-29 22:39:06
} | MaximumArchiveDays=90 | DesiredRemainingSpace=500,3142,GPA_MAIZ_500_PM_08-PM6:I,,121,8736f6c7-ad41-4b43-b4f6-e684e0d4ad20,MAIZ_500_PM_08,Maiz_500_Pm_08,60,1,companyAcronym= | protocolName=IEEE C37.118.2-2011 | vendorAcronym= | vendorDeviceName= | interconnectionName=,,,,10,STTP,Streaming Telemetry Transport Protocol,1,6,LTPAMB_2_FA_C,I,+,0,MAIZ_500_PM_08-PM6,0.0,1.0,Maiz_500_Pm_08 LTPAMB_2_FA_C + Current Magnitude,0,1,1,Amps,Phasor,IPHM,Current Magnitude,PM,-98.6,37.5,PPA:3142,2021-07-29 22:39:06
} | MaximumArchiveDays=90 | DesiredRemainingSpace=500,3143,GPA_MAIZ_500_PM_08-PA6:IH,,121,8736f6c7-ad41-4b43-b4f6-e684e0d4ad20,MAIZ_500_PM_08,Maiz_500_Pm_08,60,1,companyAcronym= | protocolName=IEEE C37.118.2-2011 | vendorAcronym= | vendorDeviceName= | interconnectionName=,,,,10,STTP,Streaming Telemetry Transport Protocol,2,6,LTPAMB_2_FA_C,I,+,0,MAIZ_500_PM_08-PA6,0.0,1.0,Maiz_500_Pm_08 LTPAMB_2_FA_C + Current Phase Angle,0,1,1,Degrees,Phasor,IPHA,Current Phase Angle,PA,-98.6,37.5,PPA:3143,2021-07-29 22:39:06
} | MaximumArchiveDays=90 | DesiredRemainingSpace=500,3144,GPA_MAIZ_500_PM_08-PM7:V,,121,8736f6c7-ad41-4b43-b4f6-e684e0d4ad20,MAIZ_500_PM_08,Maiz_500_Pm_08,60,1,companyAcronym= | protocolName=IEEE C37.118.2-2011 | vendorAcronym= | vendorDeviceName= | interconnectionName=,,,,10,STTP,Streaming Telemetry Transport Protocol,3,7,LTPAMB_2_FV_P,V,+,0,MAIZ_500_PM_08-PM7,0.0,1.0,Maiz_500_Pm_08 LTPAMB_2_FV_P + Voltage Magnitude,0,1,1,Volts,Phasor,VPHM,Voltage Magnitude,PM,-98.6,37.5,PPA:3144,2021-07-29 22:39:06
} | MaximumArchiveDays=90 | DesiredRemainingSpace=500,3145,GPA_MAIZ_500_PM_08-PA7:VH,,121,8736f6c7-ad41-4b43-b4f6-e684e0d4ad20,MAIZ_500_PM_08,Maiz_500_Pm_08,60,1,companyAcronym= | protocolName=IEEE C37.118.2-2011 | vendorAcronym= | vendorDeviceName= | interconnectionName=,,,,10,STTP,Streaming Telemetry Transport Protocol,4,7,LTPAMB_2_FV_P,V,+,0,MAIZ_500_PM_08-PA7,0.0,1.0,Maiz_500_Pm_08 LTPAMB_2_FV_P + Voltage Phase Angle,0,1,1,Degrees,Phasor,VPHA,Voltage Phase Angle,PA,-98.6,37.5,PPA:3145,2021-07-29 22:39:06
} | MaximumArchiveDays=90 | DesiredRemainingSpace=500,3146,GPA_MAIZ_500_PM_08-PM8:I,,121,8736f6c7-ad41-4b43-b4f6-e684e0d4ad20,MAIZ_500_PM_08,Maiz_500_Pm_08,60,1,companyAcronym= | protocolName=IEEE C37.118.2-2011 | vendorAcronym= | vendorDeviceName= | interconnectionName=,,,,10,STTP,Streaming Telemetry Transport Protocol,1,8,LTPAMB_2_FA_P,I,+,0,MAIZ_500_PM_08-PM8,0.0,1.0,Maiz_500_Pm_08 LTPAMB_2_FA_P + Current Magnitude,0,1,1,Amps,Phasor,IPHM,Current Magnitude,PM,-98.6,37.5,PPA:3146,2021-07-29 22:39:06
} | MaximumArchiveDays=90 | DesiredRemainingSpace=500,3147,GPA_MAIZ_500_PM_08-PA8:IH,,121,8736f6c7-ad41-4b43-b4f6-e684e0d4ad20,MAIZ_500_PM_08,Maiz_500_Pm_08,60,1,companyAcronym= | protocolName=IEEE C37.118.2-2011 | vendorAcronym= | vendorDeviceName= | interconnectionName=,,,,10,STTP,Streaming Telemetry Transport Protocol,2,8,LTPAMB_2_FA_P,I,+,0,MAIZ_500_PM_08-PA8,0.0,1.0,Maiz_500_Pm_08 LTPAMB_2_FA_P + Current Phase Angle,0,1,1,Degrees,Phasor,IPHA,Current Phase Angle,PA,-98.6,37.5,PPA:3147,2021-07-29 22:39:06
} | MaximumArchiveDays=90 | DesiredRemainingSpace=500,3148,GPA_MAIZ_500_PM_09:F,,122,8736f6c7-ad41-4b43-b4f6-e684e0d4ad20,MAIZ_500_PM_09,Maiz_500_Pm_09,60,1,companyAcronym= | protocolName=IEEE C37.118.2-2011 | vendorAcronym= | vendorDeviceName= | interconnectionName=,,,,10,STTP,Streaming Telemetry Transport Protocol,5,,,,,,MAIZ_500_PM_09-FQ,0.0,1.0,Maiz_500_Pm_09 Frequency,0,1,1,Hz,PMU,FREQ,Frequency,FQ,-98.6,37.5,PPA:3148,2021-07-29 22:39:06
} | MaximumArchiveDays=90 | DesiredRemainingSpace=500,3149,GPA_MAIZ_500_PM_09:DF,,122,8736f6c7-ad41-4b43-b4f6-e684e0d4ad20,MAIZ_500_PM_09,Maiz_500_Pm_09,60,1,companyAcronym= | protocolName=IEEE C37.118.2-2011 | vendorAcronym= | vendorDeviceName= | interconnectionName=,,,,10,STTP,Streaming Telemetry Transport Protocol,6,,,,,,MAIZ_500_PM_09-DF,0.0,1.0,Maiz_500_Pm_09 Frequency Delta (dF/dt),0,1,1,,PMU,DFDT,Frequency Delta (dF/dt),DF,-98.6,37.5,PPA:3149,2021-07-29 22:39:06
} | MaximumArchiveDays=90 | DesiredRemainingSpace=500,3150,GPA_MAIZ_500_PM_09:S,,122,8736f6c7-ad41-4b43-b4f6-e684e0d4ad20,MAIZ_500_PM_09,Maiz_500_Pm_09,60,1,companyAcronym= | protocolName=IEEE C37.118.2-2011 | vendorAcronym= | vendorDeviceName= | interconnectionName=,,,,10,STTP,Streaming Telemetry Transport Protocol,8,,,,,,MAIZ_500_PM_09-SF,0.0,1.0,Maiz_500_Pm_09 Status Flags,0,1,1,,PMU,FLAG,Status Flags,SF,-98.6,37.5,PPA:3150,2021-07-29 22:39:06
} | MaximumArchiveDays=90 | DesiredRemainingSpace=500,3151,GPA_MAIZ_500_PM_09-PM1:V,,122,8736f6c7-ad41-4b43-b4f6-e684e0d4ad20,MAIZ_500_PM_09,Maiz_500_Pm_09,60,1,companyAcronym= | protocolName=IEEE C37.118.2-2011 | vendorAcronym= | vendorDeviceName= | interconnectionName=,,,,10,STTP,Streaming Telemetry Transport Protocol,3,1,LTTOCO_1_FV_A,V,+,0,MAIZ_500_PM_09-PM1,0.0,1.0,Maiz_500_Pm_09 LTTOCO_1_FV_A + Voltage Magnitude,0,1,1,Volts,Phasor,VPHM,Voltage Magnitude,PM,-98.6,37.5,PPA:3151,2021-07-29 22:39:06
} | MaximumArchiveDays=90 | DesiredRemainingSpace=500,3152,GPA_MAIZ_500_PM_09-PA1:VH,,122,8736f6c7-ad41-4b43-b4f6-e684e0d4ad20,MAIZ_500_PM_09,Maiz_500_Pm_09,60,1,companyAcronym= | protocolName=IEEE C37.118.2-2011 | vendorAcronym= | vendorDeviceName= | interconnectionName=,,,,10,STTP,Streaming Telemetry Transport Protocol,4,1,LTTOCO_1_FV_A,V,+,0,MAIZ_500_PM_09-PA1,0.0,1.0,Maiz_500_Pm_09 LTTOCO_1_FV_A + Voltage Phase Angle,0,1,1,Degrees,Phasor,VPHA,Voltage Phase Angle,PA,-98.6,37.5,PPA:3152,2021-07-29 22:39:06
} | MaximumArchiveDays=90 | DesiredRemainingSpace=500,3153,GPA_MAIZ_500_PM_09-PM2:V,,122,8736f6c7-ad41-4b43-b4f6-e684e0d4ad20,MAIZ_500_PM_09,Maiz_500_Pm_09,60,1,companyAcronym= | protocolName=IEEE C37.118.2-2011 | vendorAcronym= | vendorDeviceName= | interconnectionName=,,,,10,STTP,Streaming Telemetry Transport Protocol,3,2,LTTOCO_1_FV_B,V,+,0,MAIZ_500_PM_09-PM2,0.0,1.0,Maiz_500_Pm_09 LTTOCO_1_FV_B + Voltage Magnitude,0,1,1,Volts,Phasor,VPHM,Voltage Magnitude,PM,-98.6,37.5,PPA:3153,2021-07-29 22:39:06
} | MaximumArchiveDays=90 | DesiredRemainingSpace=500,3154,GPA_MAIZ_500_PM_09-PA2:VH,,122,8736f6c7-ad41-4b43-b4f6-e684e0d4ad20,MAIZ_500_PM_09,Maiz_500_Pm_09,60,1,companyAcronym= | protocolName=IEEE C37.118.2-2011 | vendorAcronym= | vendorDeviceName= | interconnectionName=,,,,10,STTP,Streaming Telemetry Transport Protocol,4,2,LTTOCO_1_FV_B,V,+,0,MAIZ_500_PM_09-PA2,0.0,1.0,Maiz_500_Pm_09 LTTOCO_1_FV_B + Voltage Phase Angle,0,1,1,Degrees,Phasor,VPHA,Voltage Phase Angle,PA,-98.6,37.5,PPA:3154,2021-07-29 22:39:06
} | MaximumArchiveDays=90 | DesiredRemainingSpace=500,3155,GPA_MAIZ_500_PM_09-PM3:V,,122,8736f6c7-ad41-4b43-b4f6-e684e0d4ad20,MAIZ_500_PM_09,Maiz_500_Pm_09,60,1,companyAcronym= | protocolName=IEEE C37.118.2-2011 | vendorAcronym= | vendorDeviceName= | interconnectionName=,,,,10,STTP,Streaming Telemetry Transport Protocol,3,3,LTTOCO_1_FV_C,V,+,0,MAIZ_500_PM_09-PM3,0.0,1.0,Maiz_500_Pm_09 LTTOCO_1_FV_C + Voltage Magnitude,0,1,1,Volts,Phasor,VPHM,Voltage Magnitude,PM,-98.6,37.5,PPA:3155,2021-07-29 22:39:06
} | MaximumArchiveDays=90 | DesiredRemainingSpace=500,3156,GPA_MAIZ_500_PM_09-PA3:VH,,122,8736f6c7-ad41-4b43-b4f6-e684e0d4ad20,MAIZ_500_PM_09,Maiz_500_Pm_09,60,1,companyAcronym= | protocolName=IEEE C37.118.2-2011 | vendorAcronym= | vendorDeviceName= | interconnectionName=,,,,10,STTP,Streaming Telemetry Transport Protocol,4,3,LTTOCO_1_FV_C,V,+,0,MAIZ_500_PM_09-PA3,0.0,1.0,Maiz_500_Pm_09 LTTOCO_1_FV_C + Voltage Phase Angle,0,1,1,Degrees,Phasor,VPHA,Voltage Phase Angle,PA,-98.6,37.5,PPA:3156,2021-07-29 22:39:06
} | MaximumArchiveDays=90 | DesiredRemainingSpace=500,3157,GPA_MAIZ_500_PM_09-PM4:I,,122,8736f6c7-ad41-4b43-b4f6-e684e0d4ad20,MAIZ_500_PM_09,Maiz_500_Pm_09,60,1,companyAcronym= | protocolName=IEEE C37.118.2-2011 | vendorAcronym= | vendorDeviceName= | interconnectionName=,,,,10,STTP,Streaming Telemetry Transport Protocol,1,4,LTTOCO_1_FA_A,I,+,0,MAIZ_500_PM_09-PM4,0.0,1.0,Maiz_500_Pm_09 LTTOCO_1_FA_A + Current Magnitude,0,1,1,Amps,Phasor,IPHM,Current Magnitude,PM,-98.6,37.5,PPA:3157,2021-07-29 22:39:06
} | MaximumArchiveDays=90 | DesiredRemainingSpace=500,3158,GPA_MAIZ_500_PM_09-PA4:IH,,122,8736f6c7-ad41-4b43-b4f6-e684e0d4ad20,MAIZ_500_PM_09,Maiz_500_Pm_09,60,1,companyAcronym= | protocolName=IEEE C37.118.2-2011 | vendorAcronym= | vendorDeviceName= | interconnectionName=,,,,10,STTP,Streaming Telemetry Transport Protocol,2,4,LTTOCO_1_FA_A,I,+,0,MAIZ_500_PM_09-PA4,0.0,1.0,Maiz_500_Pm_09 LTTOCO_1_FA_A + Current Phase Angle,0,1,1,Degrees,Phasor,IPHA,Current Phase Angle,PA,-98.6,37.5,PPA:3158,2021-07-29 22:39:06
} | MaximumArchiveDays=90 | DesiredRemainingSpace=500,3159,GPA_MAIZ_500_PM_09-PM5:I,,122,8736f6c7-ad41-4b43-b4f6-e684e0d4ad20,MAIZ_500_PM_09,Maiz_500_Pm_09,60,1,companyAcronym= | protocolName=IEEE C37.118.2-2011 | vendorAcronym= | vendorDeviceName= | interconnectionName=,,,,10,STTP,Streaming Telemetry Transport Protocol,1,5,LTTOCO_1_FA_B,I,+,0,MAIZ_500_PM_09-PM5,0.0,1.0,Maiz_500_Pm_09 LTTOCO_1_FA_B + Current Magnitude,0,1,1,Amps,Phasor,IPHM,Current Magnitude,PM,-98.6,37.5,PPA:3159,2021-07-29 22:39:06
} | MaximumArchiveDays=90 | DesiredRemainingSpace=500,3160,GPA_MAIZ_500_PM_09-PA5:IH,,122,8736f6c7-ad41-4b43-b4f6-e684e0d4ad20,MAIZ_500_PM_09,Maiz_500_Pm_09,60,1,companyAcronym= | protocolName=IEEE C37.118.2-2011 | vendorAcronym= | vendorDeviceName= | interconnectionName=,,,,10,STTP,Streaming Telemetry Transport Protocol,2,5,LTTOCO_1_FA_B,I,+,0,MAIZ_500_PM_09-PA5,0.0,1.0,Maiz_500_Pm_09 LTTOCO_1_FA_B + Current Phase Angle,0,1,1,Degrees,Phasor,IPHA,Current Phase Angle,PA,-98.6,37.5,PPA:3160,2021-07-29 22:39:06
} | MaximumArchiveDays=90 | DesiredRemainingSpace=500,3161,GPA_MAIZ_500_PM_09-PM6:I,,122,8736f6c7-ad41-4b43-b4f6-e684e0d4ad20,MAIZ_500_PM_09,Maiz_500_Pm_09,60,1,companyAcronym= | protocolName=IEEE C37.118.2-2011 | vendorAcronym= | vendorDeviceName= | interconnectionName=,,,,10,STTP,Streaming Telemetry Transport Protocol,1,6,LTTOCO_1_FA_C,I,+,0,MAIZ_500_PM_09-PM6,0.0,1.0,Maiz_500_Pm_09 LTTOCO_1_FA_C + Current Magnitude,0,1,1,Amps,Phasor,IPHM,Current Magnitude,PM,-98.6,37.5,PPA:3161,2021-07-29 22:39:06
} | MaximumArchiveDays=90 | DesiredRemainingSpace=500,3162,GPA_MAIZ_500_PM_09-PA6:IH,,122,8736f6c7-ad41-4b43-b4f6-e684e0d4ad20,MAIZ_500_PM_09,Maiz_500_Pm_09,60,1,companyAcronym= | protocolName=IEEE C37.118.2-2011 | vendorAcronym= | vendorDeviceName= | interconnectionName=,,,,10,STTP,Streaming Telemetry Transport Protocol,2,6,LTTOCO_1_FA_C,I,+,0,MAIZ_500_PM_09-PA6,0.0,1.0,Maiz_500_Pm_09 LTTOCO_1_FA_C + Current Phase Angle,0,1,1,Degrees,Phasor,IPHA,Current Phase Angle,PA,-98.6,37.5,PPA:3162,2021-07-29 22:39:06
} | MaximumArchiveDays=90 | DesiredRemainingSpace=500,3163,GPA_MAIZ_500_PM_09-PM7:V,,122,8736f6c7-ad41-4b43-b4f6-e684e0d4ad20,MAIZ_500_PM_09,Maiz_500_Pm_09,60,1,companyAcronym= | protocolName=IEEE C37.118.2-2011 | vendorAcronym= | vendorDeviceName= | interconnectionName=,,,,10,STTP,Streaming Telemetry Transport Protocol,3,7,LTTOCO_1_FV_P,V,+,0,MAIZ_500_PM_09-PM7,0.0,1.0,Maiz_500_Pm_09 LTTOCO_1_FV_P + Voltage Magnitude,0,1,1,Volts,Phasor,VPHM,Voltage Magnitude,PM,-98.6,37.5,PPA:3163,2021-07-29 22:39:06
} | MaximumArchiveDays=90 | DesiredRemainingSpace=500,3164,GPA_MAIZ_500_PM_09-PA7:VH,,122,8736f6c7-ad41-4b43-b4f6-e684e0d4ad20,MAIZ_500_PM_09,Maiz_500_Pm_09,60,1,companyAcronym= | protocolName=IEEE C37.118.2-2011 | vendorAcronym= | vendorDeviceName= | interconnectionName=,,,,10,STTP,Streaming Telemetry Transport Protocol,4,7,LTTOCO_1_FV_P,V,+,0,MAIZ_500_PM_09-PA7,0.0,1.0,Maiz_500_Pm_09 LTTOCO_1_FV_P + Voltage Phase Angle,0,1,1,Degrees,Phasor,VPHA,Voltage Phase Angle,PA,-98.6,37.5,PPA:3164,2021-07-29 22:39:06
} | MaximumArchiveDays=90 | DesiredRemainingSpace=500,3165,GPA_MAIZ_500_PM_09-PM8:I,,122,8736f6c7-ad41-4b43-b4f6-e684e0d4ad20,MAIZ_500_PM_09,Maiz_500_Pm_09,60,1,companyAcronym= | protocolName=IEEE C37.118.2-2011 | vendorAcronym= | vendorDeviceName= | interconnectionName=,,,,10,STTP,Streaming Telemetry Transport Protocol,1,8,LTTOCO_1_FA_P,I,+,0,MAIZ_500_PM_09-PM8,0.0,1.0,Maiz_500_Pm_09 LTTOCO_1_FA_P + Current Magnitude,0,1,1,Amps,Phasor,IPHM,Current Magnitude,PM,-98.6,37.5,PPA:3165,2021-07-29 22:39:06
} | MaximumArchiveDays=90 | DesiredRemainingSpace=500,3166,GPA_MAIZ_500_PM_09-PA8:IH,,122,8736f6c7-ad41-4b43-b4f6-e684e0d4ad20,MAIZ_500_PM_09,Maiz_500_Pm_09,60,1,companyAcronym= | protocolName=IEEE C37.118.2-2011 | vendorAcronym= | vendorDeviceName= | interconnectionName=,,,,10,STTP,Streaming Telemetry Transport Protocol,2,8,LTTOCO_1_FA_P,I,+,0,MAIZ_500_PM_09-PA8,0.0,1.0,Maiz_500_Pm_09 LTTOCO_1_FA_P + Current Phase Angle,0,1,1,Degrees,Phasor,IPHA,Current Phase Angle,PA,-98.6,37.5,PPA:3166,2021-07-29 22:39:06
} | MaximumArchiveDays=90 | DesiredRemainingSpace=500,3167,GPA_MAIZ_500_PM_10:F,,123,8736f6c7-ad41-4b43-b4f6-e684e0d4ad20,MAIZ_500_PM_10,Maiz_500_Pm_10,60,1,companyAcronym= | protocolName=IEEE C37.118.2-2011 | vendorAcronym= | vendorDeviceName= | interconnectionName=,,,,10,STTP,Streaming Telemetry Transport Protocol,5,,,,,,MAIZ_500_PM_10-FQ,0.0,1.0,Maiz_500_Pm_10 Frequency,0,1,1,Hz,PMU,FREQ,Frequency,FQ,-98.6,37.5,PPA:3167,2021-07-29 22:39:06
} | MaximumArchiveDays=90 | DesiredRemainingSpace=500,3168,GPA_MAIZ_500_PM_10:DF,,123,8736f6c7-ad41-4b43-b4f6-e684e0d4ad20,MAIZ_500_PM_10,Maiz_500_Pm_10,60,1,companyAcronym= | protocolName=IEEE C37.118.2-2011 | vendorAcronym= | vendorDeviceName= | interconnectionName=,,,,10,STTP,Streaming Telemetry Transport Protocol,6,,,,,,MAIZ_500_PM_10-DF,0.0,1.0,Maiz_500_Pm_10 Frequency Delta (dF/dt),0,1,1,,PMU,DFDT,Frequency Delta (dF/dt),DF,-98.6,37.5,PPA:3168,2021-07-29 22:39:06
} | MaximumArchiveDays=90 | DesiredRemainingSpace=500,3169,GPA_MAIZ_500_PM_10:S,,123,8736f6c7-ad41-4b43-b4f6-e684e0d4ad20,MAIZ_500_PM_10,Maiz_500_Pm_10,60,1,companyAcronym= | protocolName=IEEE C37.118.2-2011 | vendorAcronym= | vendorDeviceName= | interconnectionName=,,,,10,STTP,Streaming Telemetry Transport Protocol,8,,,,,,MAIZ_500_PM_10-SF,0.0,1.0,Maiz_500_Pm_10 Status Flags,0,1,1,,PMU,FLAG,Status Flags,SF,-98.6,37.5,PPA:3169,2021-07-29 22:39:06
} | MaximumArchiveDays=90 | DesiredRemainingSpace=500,3170,GPA_MAIZ_500_PM_10-PM1:V,,123,8736f6c7-ad41-4b43-b4f6-e684e0d4ad20,MAIZ_500_PM_10,Maiz_500_Pm_10,60,1,companyAcronym= | protocolName=IEEE C37.118.2-2011 | vendorAcronym= | vendorDeviceName= | interconnectionName=,,,,10,STTP,Streaming Telemetry Transport Protocol,3,1,BA1_FV_B,V,+,0,MAIZ_500_PM_10-PM1,0.0,1.0,Maiz_500_Pm_10 BA1_FV_B + Voltage Magnitude,0,1,1,Volts,Phasor,VPHM,Voltage Magnitude,PM,-98.6,37.5,PPA:3170,2021-07-29 22:39:06
} | MaximumArchiveDays=90 | DesiredRemainingSpace=500,3171,GPA_MAIZ_500_PM_10-PA1:VH,,123,8736f6c7-ad41-4b43-b4f6-e684e0d4ad20,MAIZ_500_PM_10,Maiz_500_Pm_10,60,1,companyAcronym= | protocolName=IEEE C37.118.2-2011 | vendorAcronym= | vendorDeviceName= | interconnectionName=,,,,10,STTP,Streaming Telemetry Transport Protocol,4,1,BA1_FV_B,V,+,0,MAIZ_500_PM_10-PA1,0.0,1.0,Maiz_500_Pm_10 BA1_FV_B + Voltage Phase Angle,0,1,1,Degrees,Phasor,VPHA,Voltage Phase Angle,PA,-98.6,37.5,PPA:3171,2021-07-29 22:39:06
} | MaximumArchiveDays=90 | DesiredRemainingSpace=500,3172,GPA_MAIZ_500_PM_11:F,,124,8736f6c7-ad41-4b43-b4f6-e684e0d4ad20,MAIZ_500_PM_11,Maiz_500_Pm_11,60,1,companyAcronym= | protocolName=IEEE C37.118.2-2011 | vendorAcronym= | vendorDeviceName= | interconnectionName=,,,,10,STTP,Streaming Telemetry Transport Protocol,5,,,,,,MAIZ_500_PM_11-FQ,0.0,1.0,Maiz_500_Pm_11 Frequency,0,1,1,Hz,PMU,FREQ,Frequency,FQ,-98.6,37.5,PPA:3172,2021-07-29 22:39:06
} | MaximumArchiveDays=90 | DesiredRemainingSpace=500,3173,GPA_MAIZ_500_PM_11:DF,,124,8736f6c7-ad41-4b43-b4f6-e684e0d4ad20,MAIZ_500_PM_11,Maiz_500_Pm_11,60,1,companyAcronym= | protocolName=IEEE C37.118.2-2011 | vendorAcronym= | vendorDeviceName= | interconnectionName=,,,,10,STTP,Streaming Telemetry Transport Protocol,6,,,,,,MAIZ_500_PM_11-DF,0.0,1.0,Maiz_500_Pm_11 Frequency Delta (dF/dt),0,1,1,,PMU,DFDT,Frequency Delta (dF/dt),DF,-98.6,37.5,PPA:3173,2021-07-29 22:39:06
} | MaximumArchiveDays=90 | DesiredRemainingSpace=500,3174,GPA_MAIZ_500_PM_11:S,,124,8736f6c7-ad41-4b43-b4f6-e684e0d4ad20,MAIZ_500_PM_11,Maiz_500_Pm_11,60,1,companyAcronym= | protocolName=IEEE C37.118.2-2011 | vendorAcronym= | vendorDeviceName= | interconnectionName=,,,,10,STTP,Streaming Telemetry Transport Protocol,8,,,,,,MAIZ_500_PM_11-SF,0.0,1.0,Maiz_500_Pm_11 Status Flags,0,1,1,,PMU,FLAG,Status Flags,SF,-98.6,37.5,PPA:3174,2021-07-29 22:39:06
} | MaximumArchiveDays=90 | DesiredRemainingSpace=500,3175,GPA_MAIZ_500_PM_11-PM1:V,,124,8736f6c7-ad41-4b43-b4f6-e684e0d4ad20,MAIZ_500_PM_11,Maiz_500_Pm_11,60,1,companyAcronym= | protocolName=IEEE C37.118.2-2011 | vendorAcronym= | vendorDeviceName= | interconnectionName=,,,,10,STTP,Streaming Telemetry Transport Protocol,3,1,BA2_FV_B,V,+,0,MAIZ_500_PM_11-PM1,0.0,1.0,Maiz_500_Pm_11 BA2_FV_B + Voltage Magnitude,0,1,1,Volts,Phasor,VPHM,Voltage Magnitude,PM,-98.6,37.5,PPA:3175,2021-07-29 22:39:06
} | MaximumArchiveDays=90 | DesiredRemainingSpace=500,3176,GPA_MAIZ_500_PM_11-PA1:VH,,124,8736f6c7-ad41-4b43-b4f6-e684e0d4ad20,MAIZ_500_PM_11,Maiz_500_Pm_11,60,1,companyAcronym= | protocolName=IEEE C37.118.2-2011 | vendorAcronym= | vendorDeviceName= | interconnectionName=,,,,10,STTP,Streaming Telemetry Transport Protocol,4,1,BA2_FV_B,V,+,0,MAIZ_500_PM_11-PA1,0.0,1.0,Maiz_500_Pm_11 BA2_FV_B + Voltage Phase Angle,0,1,1,Degrees,Phasor,VPHA,Voltage Phase Angle,PA,-98.6,37.5,PPA:3176,2021-07-29 22:39:06
} | MaximumArchiveDays=90 | DesiredRemainingSpace=500,3177,GPA_ROSM_230_PM_04:F,,125,8736f6c7-ad41-4b43-b4f6-e684e0d4ad20,ROSM_230_PM_04,Rosm_230_Pm_04,60,1,companyAcronym= | protocolName=IEEE C37.118.2-2011 | vendorAcronym= | vendorDeviceName= | interconnectionName=,,,,10,STTP,Streaming Telemetry Transport Protocol,5,,,,,,ROSM_230_PM_04-FQ,0.0,1.0,Rosm_230_Pm_04 Frequency,0,1,1,Hz,PMU,FREQ,Frequency,FQ,-98.6,37.5,PPA:3177,2021-07-29 22:39:06
} | MaximumArchiveDays=90 | DesiredRemainingSpace=500,3178,GPA_ROSM_230_PM_04:DF,,125,8736f6c7-ad41-4b43-b4f6-e684e0d4ad20,ROSM_230_PM_04,Rosm_230_Pm_04,60,1,companyAcronym= | protocolName=IEEE C37.118.2-2011 | vendorAcronym= | vendorDeviceName= | interconnectionName=,,,,10,STTP,Streaming Telemetry Transport Protocol,6,,,,,,ROSM_230_PM_04-DF,0.0,1.0,Rosm_230_Pm_04 Frequency Delta (dF/dt),0,1,1,,PMU,DFDT,Frequency Delta (dF/dt),DF,-98.6,37.5,PPA:3178,2021-07-29 22:39:06
} | MaximumArchiveDays=90 | DesiredRemainingSpace=500,3179,GPA_ROSM_230_PM_04:S,,125,8736f6c7-ad41-4b43-b4f6-e684e0d4ad20,ROSM_230_PM_04,Rosm_230_Pm_04,60,1,companyAcronym= | protocolName=IEEE C37.118.2-2011 | vendorAcronym= | vendorDeviceName= | interconnectionName=,,,,10,STTP,Streaming Telemetry Transport Protocol,8,,,,,,ROSM_230_PM_04-SF,0.0,1.0,Rosm_230_Pm_04 Status Flags,0,1,1,,PMU,FLAG,Status Flags,SF,-98.6,37.5,PPA:3179,2021-07-29 22:39:06
} | MaximumArchiveDays=90 | DesiredRemainingSpace=500,3180,GPA_ROSM_230_PM_04-PM1:V,,125,8736f6c7-ad41-4b43-b4f6-e684e0d4ad20,ROSM_230_PM_04,Rosm_230_Pm_04,60,1,companyAcronym= | protocolName=IEEE C37.118.2-2011 | vendorAcronym= | vendorDeviceName= | interconnectionName=,,,,10,STTP,Streaming Telemetry Transport Protocol,3,1,LTROAQ_1_FV_A,V,+,0,ROSM_230_PM_04-PM1,0.0,1.0,Rosm_230_Pm_04 LTROAQ_1_FV_A + Voltage Magnitude,0,1,1,Volts,Phasor,VPHM,Voltage Magnitude,PM,-98.6,37.5,PPA:3180,2021-07-29 22:39:06
} | MaximumArchiveDays=90 | DesiredRemainingSpace=500,3181,GPA_ROSM_230_PM_04-PA1:VH,,125,8736f6c7-ad41-4b43-b4f6-e684e0d4ad20,ROSM_230_PM_04,Rosm_230_Pm_04,60,1,companyAcronym= | protocolName=IEEE C37.118.2-2011 | vendorAcronym= | vendorDeviceName= | interconnectionName=,,,,10,STTP,Streaming Telemetry Transport Protocol,4,1,LTROAQ_1_FV_A,V,+,0,ROSM_230_PM_04-PA1,0.0,1.0,Rosm_230_Pm_04 LTROAQ_1_FV_A + Voltage Phase Angle,0,1,1,Degrees,Phasor,VPHA,Voltage Phase Angle,PA,-98.6,37.5,PPA:3181,2021-07-29 22:39:06
} | MaximumArchiveDays=90 | DesiredRemainingSpace=500,3182,GPA_ROSM_230_PM_04-PM2:V,,125,8736f6c7-ad41-4b43-b4f6-e684e0d4ad20,ROSM_230_PM_04,Rosm_230_Pm_04,60,1,companyAcronym= | protocolName=IEEE C37.118.2-2011 | vendorAcronym= | vendorDeviceName= | interconnectionName=,,,,10,STTP,Streaming Telemetry Transport Protocol,3,2,LTROAQ_1_FV_B,V,+,0,ROSM_230_PM_04-PM2,0.0,1.0,Rosm_230_Pm_04 LTROAQ_1_FV_B + Voltage Magnitude,0,1,1,Volts,Phasor,VPHM,Voltage Magnitude,PM,-98.6,37.5,PPA:3182,2021-07-29 22:39:06
} | MaximumArchiveDays=90 | DesiredRemainingSpace=500,3183,GPA_ROSM_230_PM_04-PA2:VH,,125,8736f6c7-ad41-4b43-b4f6-e684e0d4ad20,ROSM_230_PM_04,Rosm_230_Pm_04,60,1,companyAcronym= | protocolName=IEEE C37.118.2-2011 | vendorAcronym= | vendorDeviceName= | interconnectionName=,,,,10,STTP,Streaming Telemetry Transport Protocol,4,2,LTROAQ_1_FV_B,V,+,0,ROSM_230_PM_04-PA2,0.0,1.0,Rosm_230_Pm_04 LTROAQ_1_FV_B + Voltage Phase Angle,0,1,1,Degrees,Phasor,VPHA,Voltage Phase Angle,PA,-98.6,37.5,PPA:3183,2021-07-29 22:39:06
} | MaximumArchiveDays=90 | DesiredRemainingSpace=500,3184,GPA_ROSM_230_PM_04-PM3:V,,125,8736f6c7-ad41-4b43-b4f6-e684e0d4ad20,ROSM_230_PM_04,Rosm_230_Pm_04,60,1,companyAcronym= | protocolName=IEEE C37.118.2-2011 | vendorAcronym= | vendorDeviceName= | interconnectionName=,,,,10,STTP,Streaming Telemetry Transport Protocol,3,3,LTROAQ_1_FV_C,V,+,0,ROSM_230_PM_04-PM3,0.0,1.0,Rosm_230_Pm_04 LTROAQ_1_FV_C + Voltage Magnitude,0,1,1,Volts,Phasor,VPHM,Voltage Magnitude,PM,-98.6,37.5,PPA:3184,2021-07-29 22:39:06
} | MaximumArchiveDays=90 | DesiredRemainingSpace=500,3185,GPA_ROSM_230_PM_04-PA3:VH,,125,8736f6c7-ad41-4b43-b4f6-e684e0d4ad20,ROSM_230_PM_04,Rosm_230_Pm_04,60,1,companyAcronym= | protocolName=IEEE C37.118.2-2011 | vendorAcronym= | vendorDeviceName= | interconnectionName=,,,,10,STTP,Streaming Telemetry Transport Protocol,4,3,LTROAQ_1_FV_C,V,+,0,ROSM_230_PM_04-PA3,0.0,1.0,Rosm_230_Pm_04 LTROAQ_1_FV_C + Voltage Phase Angle,0,1,1,Degrees,Phasor,VPHA,Voltage Phase Angle,PA,-98.6,37.5,PPA:3185,2021-07-29 22:39:06
} | MaximumArchiveDays=90 | DesiredRemainingSpace=500,3186,GPA_ROSM_230_PM_04-PM4:I,,125,8736f6c7-ad41-4b43-b4f6-e684e0d4ad20,ROSM_230_PM_04,Rosm_230_Pm_04,60,1,companyAcronym= | protocolName=IEEE C37.118.2-2011 | vendorAcronym= | vendorDeviceName= | interconnectionName=,,,,10,STTP,Streaming Telemetry Transport Protocol,1,4,LTROAQ_1_FA_A,I,+,0,ROSM_230_PM_04-PM4,0.0,1.0,Rosm_230_Pm_04 LTROAQ_1_FA_A + Current Magnitude,0,1,1,Amps,Phasor,IPHM,Current Magnitude,PM,-98.6,37.5,PPA:3186,2021-07-29 22:39:06
} | MaximumArchiveDays=90 | DesiredRemainingSpace=500,3187,GPA_ROSM_230_PM_04-PA4:IH,,125,8736f6c7-ad41-4b43-b4f6-e684e0d4ad20,ROSM_230_PM_04,Rosm_230_Pm_04,60,1,companyAcronym= | protocolName=IEEE C37.118.2-2011 | vendorAcronym= | vendorDeviceName= | interconnectionName=,,,,10,STTP,Streaming Telemetry Transport Protocol,2,4,LTROAQ_1_FA_A,I,+,0,ROSM_230_PM_04-PA4,0.0,1.0,Rosm_230_Pm_04 LTROAQ_1_FA_A + Current Phase Angle,0,1,1,Degrees,Phasor,IPHA,Current Phase Angle,PA,-98.6,37.5,PPA:3187,2021-07-29 22:39:06
} | MaximumArchiveDays=90 | DesiredRemainingSpace=500,3188,GPA_ROSM_230_PM_04-PM5:I,,125,8736f6c7-ad41-4b43-b4f6-e684e0d4ad20,ROSM_230_PM_04,Rosm_230_Pm_04,60,1,companyAcronym= | protocolName=IEEE C37.118.2-2011 | vendorAcronym= | vendorDeviceName= | interconnectionName=,,,,10,STTP,Streaming Telemetry Transport Protocol,1,5,LTROAQ_1_FA_B,I,+,0,ROSM_230_PM_04-PM5,0.0,1.0,Rosm_230_Pm_04 LTROAQ_1_FA_B + Current Magnitude,0,1,1,Amps,Phasor,IPHM,Current Magnitude,PM,-98.6,37.5,PPA:3188,2021-07-29 22:39:06
} | MaximumArchiveDays=90 | DesiredRemainingSpace=500,3189,GPA_ROSM_230_PM_04-PA5:IH,,125,8736f6c7-ad41-4b43-b4f6-e684e0d4ad20,ROSM_230_PM_04,Rosm_230_Pm_04,60,1,companyAcronym= | protocolName=IEEE C37.118.2-2011 | vendorAcronym= | vendorDeviceName= | interconnectionName=,,,,10,STTP,Streaming Telemetry Transport Protocol,2,5,LTROAQ_1_FA_B,I,+,0,ROSM_230_PM_04-PA5,0.0,1.0,Rosm_230_Pm_04 LTROAQ_1_FA_B + Current Phase Angle,0,1,1,Degrees,Phasor,IPHA,Current Phase Angle,PA,-98.6,37.5,PPA:3189,2021-07-29 22:39:06
} | MaximumArchiveDays=90 | DesiredRemainingSpace=500,3190,GPA_ROSM_230_PM_04-PM6:I,,125,8736f6c7-ad41-4b43-b4f6-e684e0d4ad20,ROSM_230_PM_04,Rosm_230_Pm_04,60,1,companyAcronym= | protocolName=IEEE C37.118.2-2011 | vendorAcronym= | vendorDeviceName= | interconnectionName=,,,,10,STTP,Streaming Telemetry Transport Protocol,1,6,LTROAQ_1_FA_C,I,+,0,ROSM_230_PM_04-PM6,0.0,1.0,Rosm_230_Pm_04 LTROAQ_1_FA_C + Current Magnitude,0,1,1,Amps,Phasor,IPHM,Current Magnitude,PM,-98.6,37.5,PPA:3190,2021-07-29 22:39:06
} | MaximumArchiveDays=90 | DesiredRemainingSpace=500,3191,GPA_ROSM_230_PM_04-PA6:IH,,125,8736f6c7-ad41-4b43-b4f6-e684e0d4ad20,ROSM_230_PM_04,Rosm_230_Pm_04,60,1,companyAcronym= | protocolName=IEEE C37.118.2-2011 | vendorAcronym= | vendorDeviceName= | interconnectionName=,,,,10,STTP,Streaming Telemetry Transport Protocol,2,6,LTROAQ_1_FA_C,I,+,0,ROSM_230_PM_04-PA6,0.0,1.0,Rosm_230_Pm_04 LTROAQ_1_FA_C + Current Phase Angle,0,1,1,Degrees,Phasor,IPHA,Current Phase Angle,PA,-98.6,37.5,PPA:3191,2021-07-29 22:39:06
} | MaximumArchiveDays=90 | DesiredRemainingSpace=500,3192,GPA_ROSM_230_PM_04-PM7:V,,125,8736f6c7-ad41-4b43-b4f6-e684e0d4ad20,ROSM_230_PM_04,Rosm_230_Pm_04,60,1,companyAcronym= | protocolName=IEEE C37.118.2-2011 | vendorAcronym= | vendorDeviceName= | interconnectionName=,,,,10,STTP,Streaming Telemetry Transport Protocol,3,7,LTROAQ_1_FV_P,V,+,0,ROSM_230_PM_04-PM7,0.0,1.0,Rosm_230_Pm_04 LTROAQ_1_FV_P + Voltage Magnitude,0,1,1,Volts,Phasor,VPHM,Voltage Magnitude,PM,-98.6,37.5,PPA:3192,2021-07-29 22:39:06
} | MaximumArchiveDays=90 | DesiredRemainingSpace=500,3193,GPA_ROSM_230_PM_04-PA7:VH,,125,8736f6c7-ad41-4b43-b4f6-e684e0d4ad20,ROSM_230_PM_04,Rosm_230_Pm_04,60,1,companyAcronym= | protocolName=IEEE C37.118.2-2011 | vendorAcronym= | vendorDeviceName= | interconnectionName=,,,,10,STTP,Streaming Telemetry Transport Protocol,4,7,LTROAQ_1_FV_P,V,+,0,ROSM_230_PM_04-PA7,0.0,1.0,Rosm_230_Pm_04 LTROAQ_1_FV_P + Voltage Phase Angle,0,1,1,Degrees,Phasor,VPHA,Voltage Phase Angle,PA,-98.6,37.5,PPA:3193,2021-07-29 22:39:06
} | MaximumArchiveDays=90 | DesiredRemainingSpace=500,3194,GPA_ROSM_230_PM_04-PM8:I,,125,8736f6c7-ad41-4b43-b4f6-e684e0d4ad20,ROSM_230_PM_04,Rosm_230_Pm_04,60,1,companyAcronym= | protocolName=IEEE C37.118.2-2011 | vendorAcronym= | vendorDeviceName= | interconnectionName=,,,,10,STTP,Streaming Telemetry Transport Protocol,1,8,LTROAQ_1_FA_P,I,+,0,ROSM_230_PM_04-PM8,0.0,1.0,Rosm_230_Pm_04 LTROAQ_1_FA_P + Current Magnitude,0,1,1,Amps,Phasor,IPHM,Current Magnitude,PM,-98.6,37.5,PPA:3194,2021-07-29 22:39:06
} | MaximumArchiveDays=90 | DesiredRemainingSpace=500,3195,GPA_ROSM_230_PM_04-PA8:IH,,125,8736f6c7-ad41-4b43-b4f6-e684e0d4ad20,ROSM_230_PM_04,Rosm_230_Pm_04,60,1,companyAcronym= | protocolName=IEEE C37.118.2-2011 | vendorAcronym= | vendorDeviceName= | interconnectionName=,,,,10,STTP,Streaming Telemetry Transport Protocol,2,8,LTROAQ_1_FA_P,I,+,0,ROSM_230_PM_04-PA8,0.0,1.0,Rosm_230_Pm_04 LTROAQ_1_FA_P + Current Phase Angle,0,1,1,Degrees,Phasor,IPHA,Current Phase Angle,PA,-98.6,37.5,PPA:3195,2021-07-29 22:39:06
} | MaximumArchiveDays=90 | DesiredRemainingSpace=500,3196,GPA_ROSM_230_PM_05:F,,126,8736f6c7-ad41-4b43-b4f6-e684e0d4ad20,ROSM_230_PM_05,Rosm_230_Pm_05,60,1,companyAcronym= | protocolName=IEEE C37.118.2-2011 | vendorAcronym= | vendorDeviceName= | interconnectionName=,,,,10,STTP,Streaming Telemetry Transport Protocol,5,,,,,,ROSM_230_PM_05-FQ,0.0,1.0,Rosm_230_Pm_05 Frequency,0,1,1,Hz,PMU,FREQ,Frequency,FQ,-98.6,37.5,PPA:3196,2021-07-29 22:39:06
} | MaximumArchiveDays=90 | DesiredRemainingSpace=500,3197,GPA_ROSM_230_PM_05:DF,,126,8736f6c7-ad41-4b43-b4f6-e684e0d4ad20,ROSM_230_PM_05,Rosm_230_Pm_05,60,1,companyAcronym= | protocolName=IEEE C37.118.2-2011 | vendorAcronym= | vendorDeviceName= | interconnectionName=,,,,10,STTP,Streaming Telemetry Transport Protocol,6,,,,,,ROSM_230_PM_05-DF,0.0,1.0,Rosm_230_Pm_05 Frequency Delta (dF/dt),0,1,1,,PMU,DFDT,Frequency Delta (dF/dt),DF,-98.6,37.5,PPA:3197,2021-07-29 22:39:06
} | MaximumArchiveDays=90 | DesiredRemainingSpace=500,3198,GPA_ROSM_230_PM_05:S,,126,8736f6c7-ad41-4b43-b4f6-e684e0d4ad20,ROSM_230_PM_05,Rosm_230_Pm_05,60,1,companyAcronym= | protocolName=IEEE C37.118.2-2011 | vendorAcronym= | vendorDeviceName= | interconnectionName=,,,,10,STTP,Streaming Telemetry Transport Protocol,8,,,,,,ROSM_230_PM_05-SF,0.0,1.0,Rosm_230_Pm_05 Status Flags,0,1,1,,PMU,FLAG,Status Flags,SF,-98.6,37.5,PPA:3198,2021-07-29 22:39:06
} | MaximumArchiveDays=90 | DesiredRemainingSpace=500,3199,GPA_ROSM_230_PM_05-PM1:V,,126,8736f6c7-ad41-4b43-b4f6-e684e0d4ad20,ROSM_230_PM_05,Rosm_230_Pm_05,60,1,companyAcronym= | protocolName=IEEE C37.118.2-2011 | vendorAcronym= | vendorDeviceName= | interconnectionName=,,,,10,STTP,Streaming Telemetry Transport Protocol,3,1,LTROPV_1_FV_A,V,+,0,ROSM_230_PM_05-PM1,0.0,1.0,Rosm_230_Pm_05 LTROPV_1_FV_A + Voltage Magnitude,0,1,1,Volts,Phasor,VPHM,Voltage Magnitude,PM,-98.6,37.5,PPA:3199,2021-07-29 22:39:06
} | MaximumArchiveDays=90 | DesiredRemainingSpace=500,3200,GPA_ROSM_230_PM_05-PA1:VH,,126,8736f6c7-ad41-4b43-b4f6-e684e0d4ad20,ROSM_230_PM_05,Rosm_230_Pm_05,60,1,companyAcronym= | protocolName=IEEE C37.118.2-2011 | vendorAcronym= | vendorDeviceName= | interconnectionName=,,,,10,STTP,Streaming Telemetry Transport Protocol,4,1,LTROPV_1_FV_A,V,+,0,ROSM_230_PM_05-PA1,0.0,1.0,Rosm_230_Pm_05 LTROPV_1_FV_A + Voltage Phase Angle,0,1,1,Degrees,Phasor,VPHA,Voltage Phase Angle,PA,-98.6,37.5,PPA:3200,2021-07-29 22:39:06
} | MaximumArchiveDays=90 | DesiredRemainingSpace=500,3201,GPA_ROSM_230_PM_05-PM2:V,,126,8736f6c7-ad41-4b43-b4f6-e684e0d4ad20,ROSM_230_PM_05,Rosm_230_Pm_05,60,1,companyAcronym= | protocolName=IEEE C37.118.2-2011 | vendorAcronym= | vendorDeviceName= | interconnectionName=,,,,10,STTP,Streaming Telemetry Transport Protocol,3,2,LTROPV_1_FV_B,V,+,0,ROSM_230_PM_05-PM2,0.0,1.0,Rosm_230_Pm_05 LTROPV_1_FV_B + Voltage Magnitude,0,1,1,Volts,Phasor,VPHM,Voltage Magnitude,PM,-98.6,37.5,PPA:3201,2021-07-29 22:39:06
} | MaximumArchiveDays=90 | DesiredRemainingSpace=500,3202,GPA_ROSM_230_PM_05-PA2:VH,,126,8736f6c7-ad41-4b43-b4f6-e684e0d4ad20,ROSM_230_PM_05,Rosm_230_Pm_05,60,1,companyAcronym= | protocolName=IEEE C37.118.2-2011 | vendorAcronym= | vendorDeviceName= | interconnectionName=,,,,10,STTP,Streaming Telemetry Transport Protocol,4,2,LTROPV_1_FV_B,V,+,0,ROSM_230_PM_05-PA2,0.0,1.0,Rosm_230_Pm_05 LTROPV_1_FV_B + Voltage Phase Angle,0,1,1,Degrees,Phasor,VPHA,Voltage Phase Angle,PA,-98.6,37.5,PPA:3202,2021-07-29 22:39:06
} | MaximumArchiveDays=90 | DesiredRemainingSpace=500,3203,GPA_ROSM_230_PM_05-PM3:V,,126,8736f6c7-ad41-4b43-b4f6-e684e0d4ad20,ROSM_230_PM_05,Rosm_230_Pm_05,60,1,companyAcronym= | protocolName=IEEE C37.118.2-2011 | vendorAcronym= | vendorDeviceName= | interconnectionName=,,,,10,STTP,Streaming Telemetry Transport Protocol,3,3,LTROPV_1_FV_C,V,+,0,ROSM_230_PM_05-PM3,0.0,1.0,Rosm_230_Pm_05 LTROPV_1_FV_C + Voltage Magnitude,0,1,1,Volts,Phasor,VPHM,Voltage Magnitude,PM,-98.6,37.5,PPA:3203,2021-07-29 22:39:06
} | MaximumArchiveDays=90 | DesiredRemainingSpace=500,3204,GPA_ROSM_230_PM_05-PA3:VH,,126,8736f6c7-ad41-4b43-b4f6-e684e0d4ad20,ROSM_230_PM_05,Rosm_230_Pm_05,60,1,companyAcronym= | protocolName=IEEE C37.118.2-2011 | vendorAcronym= | vendorDeviceName= | interconnectionName=,,,,10,STTP,Streaming Telemetry Transport Protocol,4,3,LTROPV_1_FV_C,V,+,0,ROSM_230_PM_05-PA3,0.0,1.0,Rosm_230_Pm_05 LTROPV_1_FV_C + Voltage Phase Angle,0,1,1,Degrees,Phasor,VPHA,Voltage Phase Angle,PA,-98.6,37.5,PPA:3204,2021-07-29 22:39:06
} | MaximumArchiveDays=90 | DesiredRemainingSpace=500,3205,GPA_ROSM_230_PM_05-PM4:I,,126,8736f6c7-ad41-4b43-b4f6-e684e0d4ad20,ROSM_230_PM_05,Rosm_230_Pm_05,60,1,companyAcronym= | protocolName=IEEE C37.118.2-2011 | vendorAcronym= | vendorDeviceName= | interconnectionName=,,,,10,STTP,Streaming Telemetry Transport Protocol,1,4,LTROPV_1_FA_A,I,+,0,ROSM_230_PM_05-PM4,0.0,1.0,Rosm_230_Pm_05 LTROPV_1_FA_A + Current Magnitude,0,1,1,Amps,Phasor,IPHM,Current Magnitude,PM,-98.6,37.5,PPA:3205,2021-07-29 22:39:06
} | MaximumArchiveDays=90 | DesiredRemainingSpace=500,3206,GPA_ROSM_230_PM_05-PA4:IH,,126,8736f6c7-ad41-4b43-b4f6-e684e0d4ad20,ROSM_230_PM_05,Rosm_230_Pm_05,60,1,companyAcronym= | protocolName=IEEE C37.118.2-2011 | vendorAcronym= | vendorDeviceName= | interconnectionName=,,,,10,STTP,Streaming Telemetry Transport Protocol,2,4,LTROPV_1_FA_A,I,+,0,ROSM_230_PM_05-PA4,0.0,1.0,Rosm_230_Pm_05 LTROPV_1_FA_A + Current Phase Angle,0,1,1,Degrees,Phasor,IPHA,Current Phase Angle,PA,-98.6,37.5,PPA:3206,2021-07-29 22:39:06
} | MaximumArchiveDays=90 | DesiredRemainingSpace=500,3207,GPA_ROSM_230_PM_05-PM5:I,,126,8736f6c7-ad41-4b43-b4f6-e684e0d4ad20,ROSM_230_PM_05,Rosm_230_Pm_05,60,1,companyAcronym= | protocolName=IEEE C37.118.2-2011 | vendorAcronym= | vendorDeviceName= | interconnectionName=,,,,10,STTP,Streaming Telemetry Transport Protocol,1,5,LTROPV_1_FA_B,I,+,0,ROSM_230_PM_05-PM5,0.0,1.0,Rosm_230_Pm_05 LTROPV_1_FA_B + Current Magnitude,0,1,1,Amps,Phasor,IPHM,Current Magnitude,PM,-98.6,37.5,PPA:3207,2021-07-29 22:39:06
} | MaximumArchiveDays=90 | DesiredRemainingSpace=500,3208,GPA_ROSM_230_PM_05-PA5:IH,,126,8736f6c7-ad41-4b43-b4f6-e684e0d4ad20,ROSM_230_PM_05,Rosm_230_Pm_05,60,1,companyAcronym= | protocolName=IEEE C37.118.2-2011 | vendorAcronym= | vendorDeviceName= | interconnectionName=,,,,10,STTP,Streaming Telemetry Transport Protocol,2,5,LTROPV_1_FA_B,I,+,0,ROSM_230_PM_05-PA5,0.0,1.0,Rosm_230_Pm_05 LTROPV_1_FA_B + Current Phase Angle,0,1,1,Degrees,Phasor,IPHA,Current Phase Angle,PA,-98.6,37.5,PPA:3208,2021-07-29 22:39:06
} | MaximumArchiveDays=90 | DesiredRemainingSpace=500,3209,GPA_ROSM_230_PM_05-PM6:I,,126,8736f6c7-ad41-4b43-b4f6-e684e0d4ad20,ROSM_230_PM_05,Rosm_230_Pm_05,60,1,companyAcronym= | protocolName=IEEE C37.118.2-2011 | vendorAcronym= | vendorDeviceName= | interconnectionName=,,,,10,STTP,Streaming Telemetry Transport Protocol,1,6,LTROPV_1_FA_C,I,+,0,ROSM_230_PM_05-PM6,0.0,1.0,Rosm_230_Pm_05 LTROPV_1_FA_C + Current Magnitude,0,1,1,Amps,Phasor,IPHM,Current Magnitude,PM,-98.6,37.5,PPA:3209,2021-07-29 22:39:06
} | MaximumArchiveDays=90 | DesiredRemainingSpace=500,3210,GPA_ROSM_230_PM_05-PA6:IH,,126,8736f6c7-ad41-4b43-b4f6-e684e0d4ad20,ROSM_230_PM_05,Rosm_230_Pm_05,60,1,companyAcronym= | protocolName=IEEE C37.118.2-2011 | vendorAcronym= | vendorDeviceName= | interconnectionName=,,,,10,STTP,Streaming Telemetry Transport Protocol,2,6,LTROPV_1_FA_C,I,+,0,ROSM_230_PM_05-PA6,0.0,1.0,Rosm_230_Pm_05 LTROPV_1_FA_C + Current Phase Angle,0,1,1,Degrees,Phasor,IPHA,Current Phase Angle,PA,-98.6,37.5,PPA:3210,2021-07-29 22:39:06
} | MaximumArchiveDays=90 | DesiredRemainingSpace=500,3211,GPA_ROSM_230_PM_05-PM7:V,,126,8736f6c7-ad41-4b43-b4f6-e684e0d4ad20,ROSM_230_PM_05,Rosm_230_Pm_05,60,1,companyAcronym= | protocolName=IEEE C37.118.2-2011 | vendorAcronym= | vendorDeviceName= | interconnectionName=,,,,10,STTP,Streaming Telemetry Transport Protocol,3,7,LTROPV_1_FV_P,V,+,0,ROSM_230_PM_05-PM7,0.0,1.0,Rosm_230_Pm_05 LTROPV_1_FV_P + Voltage Magnitude,0,1,1,Volts,Phasor,VPHM,Voltage Magnitude,PM,-98.6,37.5,PPA:3211,2021-07-29 22:39:06
} | MaximumArchiveDays=90 | DesiredRemainingSpace=500,3212,GPA_ROSM_230_PM_05-PA7:VH,,126,8736f6c7-ad41-4b43-b4f6-e684e0d4ad20,ROSM_230_PM_05,Rosm_230_Pm_05,60,1,companyAcronym= | protocolName=IEEE C37.118.2-2011 | vendorAcronym= | vendorDeviceName= | interconnectionName=,,,,10,STTP,Streaming Telemetry Transport Protocol,4,7,LTROPV_1_FV_P,V,+,0,ROSM_230_PM_05-PA7,0.0,1.0,Rosm_230_Pm_05 LTROPV_1_FV_P + Voltage Phase Angle,0,1,1,Degrees,Phasor,VPHA,Voltage Phase Angle,PA,-98.6,37.5,PPA:3212,2021-07-29 22:39:06
} | MaximumArchiveDays=90 | DesiredRemainingSpace=500,3213,GPA_ROSM_230_PM_05-PM8:I,,126,8736f6c7-ad41-4b43-b4f6-e684e0d4ad20,ROSM_230_PM_05,Rosm_230_Pm_05,60,1,companyAcronym= | protocolName=IEEE C37.118.2-2011 | vendorAcronym= | vendorDeviceName= | interconnectionName=,,,,10,STTP,Streaming Telemetry Transport Protocol,1,8,LTROPV_1_FA_P,I,+,0,ROSM_230_PM_05-PM8,0.0,1.0,Rosm_230_Pm_05 LTROPV_1_FA_P + Current Magnitude,0,1,1,Amps,Phasor,IPHM,Current Magnitude,PM,-98.6,37.5,PPA:3213,2021-07-29 22:39:06
} | MaximumArchiveDays=90 | DesiredRemainingSpace=500,3214,GPA_ROSM_230_PM_05-PA8:IH,,126,8736f6c7-ad41-4b43-b4f6-e684e0d4ad20,ROSM_230_PM_05,Rosm_230_Pm_05,60,1,companyAcronym= | protocolName=IEEE C37.118.2-2011 | vendorAcronym= | vendorDeviceName= | interconnectionName=,,,,10,STTP,Streaming Telemetry Transport Protocol,2,8,LTROPV_1_FA_P,I,+,0,ROSM_230_PM_05-PA8,0.0,1.0,Rosm_230_Pm_05 LTROPV_1_FA_P + Current Phase Angle,0,1,1,Degrees,Phasor,IPHA,Current Phase Angle,PA,-98.6,37.5,PPA:3214,2021-07-29 22:39:06
} | MaximumArchiveDays=90 | DesiredRemainingSpace=500,3215,GPA_ROSM_230_PM_06:F,,127,8736f6c7-ad41-4b43-b4f6-e684e0d4ad20,ROSM_230_PM_06,Rosm_230_Pm_06,60,1,companyAcronym= | protocolName=IEEE C37.118.2-2011 | vendorAcronym= | vendorDeviceName= | interconnectionName=,,,,10,STTP,Streaming Telemetry Transport Protocol,5,,,,,,ROSM_230_PM_06-FQ,0.0,1.0,Rosm_230_Pm_06 Frequency,0,1,1,Hz,PMU,FREQ,Frequency,FQ,-98.6,37.5,PPA:3215,2021-07-29 22:39:06
} | MaximumArchiveDays=90 | DesiredRemainingSpace=500,3216,GPA_ROSM_230_PM_06:DF,,127,8736f6c7-ad41-4b43-b4f6-e684e0d4ad20,ROSM_230_PM_06,Rosm_230_Pm_06,60,1,companyAcronym= | protocolName=IEEE C37.118.2-2011 | vendorAcronym= | vendorDeviceName= | interconnectionName=,,,,10,STTP,Streaming Telemetry Transport Protocol,6,,,,,,ROSM_230_PM_06-DF,0.0,1.0,Rosm_230_Pm_06 Frequency Delta (dF/dt),0,1,1,,PMU,DFDT,Frequency Delta (dF/dt),DF,-98.6,37.5,PPA:3216,2021-07-29 22:39:06
} | MaximumArchiveDays=90 | DesiredRemainingSpace=500,3217,GPA_ROSM_230_PM_06:S,,127,8736f6c7-ad41-4b43-b4f6-e684e0d4ad20,ROSM_230_PM_06,Rosm_230_Pm_06,60,1,companyAcronym= | protocolName=IEEE C37.118.2-2011 | vendorAcronym= | vendorDeviceName= | interconnectionName=,,,,10,STTP,Streaming Telemetry Transport Protocol,8,,,,,,ROSM_230_PM_06-SF,0.0,1.0,Rosm_230_Pm_06 Status Flags,0,1,1,,PMU,FLAG,Status Flags,SF,-98.6,37.5,PPA:3217,2021-07-29 22:39:06
} | MaximumArchiveDays=90 | DesiredRemainingSpace=500,3218,GPA_ROSM_230_PM_06-PM1:V,,127,8736f6c7-ad41-4b43-b4f6-e684e0d4ad20,ROSM_230_PM_06,Rosm_230_Pm_06,60,1,companyAcronym= | protocolName=IEEE C37.118.2-2011 | vendorAcronym= | vendorDeviceName= | interconnectionName=,,,,10,STTP,Streaming Telemetry Transport Protocol,3,1,LTROPV_2_FV_A,V,+,0,ROSM_230_PM_06-PM1,0.0,1.0,Rosm_230_Pm_06 LTROPV_2_FV_A + Voltage Magnitude,0,1,1,Volts,Phasor,VPHM,Voltage Magnitude,PM,-98.6,37.5,PPA:3218,2021-07-29 22:39:06
} | MaximumArchiveDays=90 | DesiredRemainingSpace=500,3219,GPA_ROSM_230_PM_06-PA1:VH,,127,8736f6c7-ad41-4b43-b4f6-e684e0d4ad20,ROSM_230_PM_06,Rosm_230_Pm_06,60,1,companyAcronym= | protocolName=IEEE C37.118.2-2011 | vendorAcronym= | vendorDeviceName= | interconnectionName=,,,,10,STTP,Streaming Telemetry Transport Protocol,4,1,LTROPV_2_FV_A,V,+,0,ROSM_230_PM_06-PA1,0.0,1.0,Rosm_230_Pm_06 LTROPV_2_FV_A + Voltage Phase Angle,0,1,1,Degrees,Phasor,VPHA,Voltage Phase Angle,PA,-98.6,37.5,PPA:3219,2021-07-29 22:39:06
} | MaximumArchiveDays=90 | DesiredRemainingSpace=500,3220,GPA_ROSM_230_PM_06-PM2:V,,127,8736f6c7-ad41-4b43-b4f6-e684e0d4ad20,ROSM_230_PM_06,Rosm_230_Pm_06,60,1,companyAcronym= | protocolName=IEEE C37.118.2-2011 | vendorAcronym= | vendorDeviceName= | interconnectionName=,,,,10,STTP,Streaming Telemetry Transport Protocol,3,2,LTROPV_2_FV_B,V,+,0,ROSM_230_PM_06-PM2,0.0,1.0,Rosm_230_Pm_06 LTROPV_2_FV_B + Voltage Magnitude,0,1,1,Volts,Phasor,VPHM,Voltage Magnitude,PM,-98.6,37.5,PPA:3220,2021-07-29 22:39:06
} | MaximumArchiveDays=90 | DesiredRemainingSpace=500,3221,GPA_ROSM_230_PM_06-PA2:VH,,127,8736f6c7-ad41-4b43-b4f6-e684e0d4ad20,ROSM_230_PM_06,Rosm_230_Pm_06,60,1,companyAcronym= | protocolName=IEEE C37.118.2-2011 | vendorAcronym= | vendorDeviceName= | interconnectionName=,,,,10,STTP,Streaming Telemetry Transport Protocol,4,2,LTROPV_2_FV_B,V,+,0,ROSM_230_PM_06-PA2,0.0,1.0,Rosm_230_Pm_06 LTROPV_2_FV_B + Voltage Phase Angle,0,1,1,Degrees,Phasor,VPHA,Voltage Phase Angle,PA,-98.6,37.5,PPA:3221,2021-07-29 22:39:06
} | MaximumArchiveDays=90 | DesiredRemainingSpace=500,3222,GPA_ROSM_230_PM_06-PM3:V,,127,8736f6c7-ad41-4b43-b4f6-e684e0d4ad20,ROSM_230_PM_06,Rosm_230_Pm_06,60,1,companyAcronym= | protocolName=IEEE C37.118.2-2011 | vendorAcronym= | vendorDeviceName= | interconnectionName=,,,,10,STTP,Streaming Telemetry Transport Protocol,3,3,LTROPV_2_FV_C,V,+,0,ROSM_230_PM_06-PM3,0.0,1.0,Rosm_230_Pm_06 LTROPV_2_FV_C + Voltage Magnitude,0,1,1,Volts,Phasor,VPHM,Voltage Magnitude,PM,-98.6,37.5,PPA:3222,2021-07-29 22:39:06
} | MaximumArchiveDays=90 | DesiredRemainingSpace=500,3223,GPA_ROSM_230_PM_06-PA3:VH,,127,8736f6c7-ad41-4b43-b4f6-e684e0d4ad20,ROSM_230_PM_06,Rosm_230_Pm_06,60,1,companyAcronym= | protocolName=IEEE C37.118.2-2011 | vendorAcronym= | vendorDeviceName= | interconnectionName=,,,,10,STTP,Streaming Telemetry Transport Protocol,4,3,LTROPV_2_FV_C,V,+,0,ROSM_230_PM_06-PA3,0.0,1.0,Rosm_230_Pm_06 LTROPV_2_FV_C + Voltage Phase Angle,0,1,1,Degrees,Phasor,VPHA,Voltage Phase Angle,PA,-98.6,37.5,PPA:3223,2021-07-29 22:39:06
} | MaximumArchiveDays=90 | DesiredRemainingSpace=500,3224,GPA_ROSM_230_PM_06-PM4:I,,127,8736f6c7-ad41-4b43-b4f6-e684e0d4ad20,ROSM_230_PM_06,Rosm_230_Pm_06,60,1,companyAcronym= | protocolName=IEEE C37.118.2-2011 | vendorAcronym= | vendorDeviceName= | interconnectionName=,,,,10,STTP,Streaming Telemetry Transport Protocol,1,4,LTROPV_2_FA_A,I,+,0,ROSM_230_PM_06-PM4,0.0,1.0,Rosm_230_Pm_06 LTROPV_2_FA_A + Current Magnitude,0,1,1,Amps,Phasor,IPHM,Current Magnitude,PM,-98.6,37.5,PPA:3224,2021-07-29 22:39:06
} | MaximumArchiveDays=90 | DesiredRemainingSpace=500,3225,GPA_ROSM_230_PM_06-PA4:IH,,127,8736f6c7-ad41-4b43-b4f6-e684e0d4ad20,ROSM_230_PM_06,Rosm_230_Pm_06,60,1,companyAcronym= | protocolName=IEEE C37.118.2-2011 | vendorAcronym= | vendorDeviceName= | interconnectionName=,,,,10,STTP,Streaming Telemetry Transport Protocol,2,4,LTROPV_2_FA_A,I,+,0,ROSM_230_PM_06-PA4,0.0,1.0,Rosm_230_Pm_06 LTROPV_2_FA_A + Current Phase Angle,0,1,1,Degrees,Phasor,IPHA,Current Phase Angle,PA,-98.6,37.5,PPA:3225,2021-07-29 22:39:06
} | MaximumArchiveDays=90 | DesiredRemainingSpace=500,3226,GPA_ROSM_230_PM_06-PM5:I,,127,8736f6c7-ad41-4b43-b4f6-e684e0d4ad20,ROSM_230_PM_06,Rosm_230_Pm_06,60,1,companyAcronym= | protocolName=IEEE C37.118.2-2011 | vendorAcronym= | vendorDeviceName= | interconnectionName=,,,,10,STTP,Streaming Telemetry Transport Protocol,1,5,LTROPV_2_FA_B,I,+,0,ROSM_230_PM_06-PM5,0.0,1.0,Rosm_230_Pm_06 LTROPV_2_FA_B + Current Magnitude,0,1,1,Amps,Phasor,IPHM,Current Magnitude,PM,-98.6,37.5,PPA:3226,2021-07-29 22:39:06
} | MaximumArchiveDays=90 | DesiredRemainingSpace=500,3227,GPA_ROSM_230_PM_06-PA5:IH,,127,8736f6c7-ad41-4b43-b4f6-e684e0d4ad20,ROSM_230_PM_06,Rosm_230_Pm_06,60,1,companyAcronym= | protocolName=IEEE C37.118.2-2011 | vendorAcronym= | vendorDeviceName= | interconnectionName=,,,,10,STTP,Streaming Telemetry Transport Protocol,2,5,LTROPV_2_FA_B,I,+,0,ROSM_230_PM_06-PA5,0.0,1.0,Rosm_230_Pm_06 LTROPV_2_FA_B + Current Phase Angle,0,1,1,Degrees,Phasor,IPHA,Current Phase Angle,PA,-98.6,37.5,PPA:3227,2021-07-29 22:39:06
} | MaximumArchiveDays=90 | DesiredRemainingSpace=500,3228,GPA_ROSM_230_PM_06-PM6:I,,127,8736f6c7-ad41-4b43-b4f6-e684e0d4ad20,ROSM_230_PM_06,Rosm_230_Pm_06,60,1,companyAcronym= | protocolName=IEEE C37.118.2-2011 | vendorAcronym= | vendorDeviceName= | interconnectionName=,,,,10,STTP,Streaming Telemetry Transport Protocol,1,6,LTROPV_2_FA_C,I,+,0,ROSM_230_PM_06-PM6,0.0,1.0,Rosm_230_Pm_06 LTROPV_2_FA_C + Current Magnitude,0,1,1,Amps,Phasor,IPHM,Current Magnitude,PM,-98.6,37.5,PPA:3228,2021-07-29 22:39:06
} | MaximumArchiveDays=90 | DesiredRemainingSpace=500,3229,GPA_ROSM_230_PM_06-PA6:IH,,127,8736f6c7-ad41-4b43-b4f6-e684e0d4ad20,ROSM_230_PM_06,Rosm_230_Pm_06,60,1,companyAcronym= | protocolName=IEEE C37.118.2-2011 | vendorAcronym= | vendorDeviceName= | interconnectionName=,,,,10,STTP,Streaming Telemetry Transport Protocol,2,6,LTROPV_2_FA_C,I,+,0,ROSM_230_PM_06-PA6,0.0,1.0,Rosm_230_Pm_06 LTROPV_2_FA_C + Current Phase Angle,0,1,1,Degrees,Phasor,IPHA,Current Phase Angle,PA,-98.6,37.5,PPA:3229,2021-07-29 22:39:06
} | MaximumArchiveDays=90 | DesiredRemainingSpace=500,3230,GPA_ROSM_230_PM_06-PM7:V,,127,8736f6c7-ad41-4b43-b4f6-e684e0d4ad20,ROSM_230_PM_06,Rosm_230_Pm_06,60,1,companyAcronym= | protocolName=IEEE C37.118.2-2011 | vendorAcronym= | vendorDeviceName= | interconnectionName=,,,,10,STTP,Streaming Telemetry Transport Protocol,3,7,LTROPV_2_FV_P,V,+,0,ROSM_230_PM_06-PM7,0.0,1.0,Rosm_230_Pm_06 LTROPV_2_FV_P + Voltage Magnitude,0,1,1,Volts,Phasor,VPHM,Voltage Magnitude,PM,-98.6,37.5,PPA:3230,2021-07-29 22:39:06
} | MaximumArchiveDays=90 | DesiredRemainingSpace=500,3231,GPA_ROSM_230_PM_06-PA7:VH,,127,8736f6c7-ad41-4b43-b4f6-e684e0d4ad20,ROSM_230_PM_06,Rosm_230_Pm_06,60,1,companyAcronym= | protocolName=IEEE C37.118.2-2011 | vendorAcronym= | vendorDeviceName= | interconnectionName=,,,,10,STTP,Streaming Telemetry Transport Protocol,4,7,LTROPV_2_FV_P,V,+,0,ROSM_230_PM_06-PA7,0.0,1.0,Rosm_230_Pm_06 LTROPV_2_FV_P + Voltage Phase Angle,0,1,1,Degrees,Phasor,VPHA,Voltage Phase Angle,PA,-98.6,37.5,PPA:3231,2021-07-29 22:39:06
} | MaximumArchiveDays=90 | DesiredRemainingSpace=500,3232,GPA_ROSM_230_PM_06-PM8:I,,127,8736f6c7-ad41-4b43-b4f6-e684e0d4ad20,ROSM_230_PM_06,Rosm_230_Pm_06,60,1,companyAcronym= | protocolName=IEEE C37.118.2-2011 | vendorAcronym= | vendorDeviceName= | interconnectionName=,,,,10,STTP,Streaming Telemetry Transport Protocol,1,8,LTROPV_2_FA_P,I,+,0,ROSM_230_PM_06-PM8,0.0,1.0,Rosm_230_Pm_06 LTROPV_2_FA_P + Current Magnitude,0,1,1,Amps,Phasor,IPHM,Current Magnitude,PM,-98.6,37.5,PPA:3232,2021-07-29 22:39:06
} | MaximumArchiveDays=90 | DesiredRemainingSpace=500,3233,GPA_ROSM_230_PM_06-PA8:IH,,127,8736f6c7-ad41-4b43-b4f6-e684e0d4ad20,ROSM_230_PM_06,Rosm_230_Pm_06,60,1,companyAcronym= | protocolName=IEEE C37.118.2-2011 | vendorAcronym= | vendorDeviceName= | interconnectionName=,,,,10,STTP,Streaming Telemetry Transport Protocol,2,8,LTROPV_2_FA_P,I,+,0,ROSM_230_PM_06-PA8,0.0,1.0,Rosm_230_Pm_06 LTROPV_2_FA_P + Current Phase Angle,0,1,1,Degrees,Phasor,IPHA,Current Phase Angle,PA,-98.6,37.5,PPA:3233,2021-07-29 22:39:06
} | MaximumArchiveDays=90 | DesiredRemainingSpace=500,3234,GPA_ROSM_230_PM_07:F,,128,8736f6c7-ad41-4b43-b4f6-e684e0d4ad20,ROSM_230_PM_07,Rosm_230_Pm_07,60,1,companyAcronym= | protocolName=IEEE C37.118.2-2011 | vendorAcronym= | vendorDeviceName= | interconnectionName=,,,,10,STTP,Streaming Telemetry Transport Protocol,5,,,,,,ROSM_230_PM_07-FQ,0.0,1.0,Rosm_230_Pm_07 Frequency,0,1,1,Hz,PMU,FREQ,Frequency,FQ,-98.6,37.5,PPA:3234,2021-07-29 22:39:06
} | MaximumArchiveDays=90 | DesiredRemainingSpace=500,3235,GPA_ROSM_230_PM_07:DF,,128,8736f6c7-ad41-4b43-b4f6-e684e0d4ad20,ROSM_230_PM_07,Rosm_230_Pm_07,60,1,companyAcronym= | protocolName=IEEE C37.118.2-2011 | vendorAcronym= | vendorDeviceName= | interconnectionName=,,,,10,STTP,Streaming Telemetry Transport Protocol,6,,,,,,ROSM_230_PM_07-DF,0.0,1.0,Rosm_230_Pm_07 Frequency Delta (dF/dt),0,1,1,,PMU,DFDT,Frequency Delta (dF/dt),DF,-98.6,37.5,PPA:3235,2021-07-29 22:39:06
} | MaximumArchiveDays=90 | DesiredRemainingSpace=500,3236,GPA_ROSM_230_PM_07:S,,128,8736f6c7-ad41-4b43-b4f6-e684e0d4ad20,ROSM_230_PM_07,Rosm_230_Pm_07,60,1,companyAcronym= | protocolName=IEEE C37.118.2-2011 | vendorAcronym= | vendorDeviceName= | interconnectionName=,,,,10,STTP,Streaming Telemetry Transport Protocol,8,,,,,,ROSM_230_PM_07-SF,0.0,1.0,Rosm_230_Pm_07 Status Flags,0,1,1,,PMU,FLAG,Status Flags,SF,-98.6,37.5,PPA:3236,2021-07-29 22:39:06
} | MaximumArchiveDays=90 | DesiredRemainingSpace=500,3237,GPA_ROSM_230_PM_07-PM1:V,,128,8736f6c7-ad41-4b43-b4f6-e684e0d4ad20,ROSM_230_PM_07,Rosm_230_Pm_07,60,1,companyAcronym= | protocolName=IEEE C37.118.2-2011 | vendorAcronym= | vendorDeviceName= | interconnectionName=,,,,10,STTP,Streaming Telemetry Transport Protocol,3,1,BA1_FV_B,V,+,0,ROSM_230_PM_07-PM1,0.0,1.0,Rosm_230_Pm_07 BA1_FV_B + Voltage Magnitude,0,1,1,Volts,Phasor,VPHM,Voltage Magnitude,PM,-98.6,37.5,PPA:3237,2021-07-29 22:39:06
} | MaximumArchiveDays=90 | DesiredRemainingSpace=500,3238,GPA_ROSM_230_PM_07-PA1:VH,,128,8736f6c7-ad41-4b43-b4f6-e684e0d4ad20,ROSM_230_PM_07,Rosm_230_Pm_07,60,1,companyAcronym= | protocolName=IEEE C37.118.2-2011 | vendorAcronym= | vendorDeviceName= | interconnectionName=,,,,10,STTP,Streaming Telemetry Transport Protocol,4,1,BA1_FV_B,V,+,0,ROSM_230_PM_07-PA1,0.0,1.0,Rosm_230_Pm_07 BA1_FV_B + Voltage Phase Angle,0,1,1,Degrees,Phasor,VPHA,Voltage Phase Angle,PA,-98.6,37.5,PPA:3238,2021-07-29 22:39:06
} | MaximumArchiveDays=90 | DesiredRemainingSpace=500,3239,GPA_ROSM_230_PM_08:F,,129,8736f6c7-ad41-4b43-b4f6-e684e0d4ad20,ROSM_230_PM_08,Rosm_230_Pm_08,60,1,companyAcronym= | protocolName=IEEE C37.118.2-2011 | vendorAcronym= | vendorDeviceName= | interconnectionName=,,,,10,STTP,Streaming Telemetry Transport Protocol,5,,,,,,ROSM_230_PM_08-FQ,0.0,1.0,Rosm_230_Pm_08 Frequency,0,1,1,Hz,PMU,FREQ,Frequency,FQ,-98.6,37.5,PPA:3239,2021-07-29 22:39:06
} | MaximumArchiveDays=90 | DesiredRemainingSpace=500,3240,GPA_ROSM_230_PM_08:DF,,129,8736f6c7-ad41-4b43-b4f6-e684e0d4ad20,ROSM_230_PM_08,Rosm_230_Pm_08,60,1,companyAcronym= | protocolName=IEEE C37.118.2-2011 | vendorAcronym= | vendorDeviceName= | interconnectionName=,,,,10,STTP,Streaming Telemetry Transport Protocol,6,,,,,,ROSM_230_PM_08-DF,0.0,1.0,Rosm_230_Pm_08 Frequency Delta (dF/dt),0,1,1,,PMU,DFDT,Frequency Delta (dF/dt),DF,-98.6,37.5,PPA:3240,2021-07-29 22:39:06
} | MaximumArchiveDays=90 | DesiredRemainingSpace=500,3241,GPA_ROSM_230_PM_08:S,,129,8736f6c7-ad41-4b43-b4f6-e684e0d4ad20,ROSM_230_PM_08,Rosm_230_Pm_08,60,1,companyAcronym= | protocolName=IEEE C37.118.2-2011 | vendorAcronym= | vendorDeviceName= | interconnectionName=,,,,10,STTP,Streaming Telemetry Transport Protocol,8,,,,,,ROSM_230_PM_08-SF,0.0,1.0,Rosm_230_Pm_08 Status Flags,0,1,1,,PMU,FLAG,Status Flags,SF,-98.6,37.5,PPA:3241,2021-07-29 22:39:06
} | MaximumArchiveDays=90 | DesiredRemainingSpace=500,3242,GPA_ROSM_230_PM_08-PM1:V,,129,8736f6c7-ad41-4b43-b4f6-e684e0d4ad20,ROSM_230_PM_08,Rosm_230_Pm_08,60,1,companyAcronym= | protocolName=IEEE C37.118.2-2011 | vendorAcronym= | vendorDeviceName= | interconnectionName=,,,,10,STTP,Streaming Telemetry Transport Protocol,3,1,BA2_FV_B,V,+,0,ROSM_230_PM_08-PM1,0.0,1.0,Rosm_230_Pm_08 BA2_FV_B + Voltage Magnitude,0,1,1,Volts,Phasor,VPHM,Voltage Magnitude,PM,-98.6,37.5,PPA:3242,2021-07-29 22:39:06
} | MaximumArchiveDays=90 | DesiredRemainingSpace=500,3243,GPA_ROSM_230_PM_08-PA1:VH,,129,8736f6c7-ad41-4b43-b4f6-e684e0d4ad20,ROSM_230_PM_08,Rosm_230_Pm_08,60,1,companyAcronym= | protocolName=IEEE C37.118.2-2011 | vendorAcronym= | vendorDeviceName= | interconnectionName=,,,,10,STTP,Streaming Telemetry Transport Protocol,4,1,BA2_FV_B,V,+,0,ROSM_230_PM_08-PA1,0.0,1.0,Rosm_230_Pm_08 BA2_FV_B + Voltage Phase Angle,0,1,1,Degrees,Phasor,VPHA,Voltage Phase Angle,PA,-98.6,37.5,PPA:3243,2021-07-29 22:39:06
} | MaximumArchiveDays=90 | DesiredRemainingSpace=500,3244,GPA_PATC_500_PM_09:F,,130,8736f6c7-ad41-4b43-b4f6-e684e0d4ad20,PATC_500_PM_09,Patc_500_Pm_09,60,1,companyAcronym= | protocolName=IEEE C37.118.2-2011 | vendorAcronym= | vendorDeviceName= | interconnectionName=,,,,10,STTP,Streaming Telemetry Transport Protocol,5,,,,,,PATC_500_PM_09-FQ,0.0,1.0,Patc_500_Pm_09 Frequency,0,1,1,Hz,PMU,FREQ,Frequency,FQ,-98.6,37.5,PPA:3244,2021-07-29 22:39:06
} | MaximumArchiveDays=90 | DesiredRemainingSpace=500,3245,GPA_PATC_500_PM_09:DF,,130,8736f6c7-ad41-4b43-b4f6-e684e0d4ad20,PATC_500_PM_09,Patc_500_Pm_09,60,1,companyAcronym= | protocolName=IEEE C37.118.2-2011 | vendorAcronym= | vendorDeviceName= | interconnectionName=,,,,10,STTP,Streaming Telemetry Transport Protocol,6,,,,,,PATC_500_PM_09-DF,0.0,1.0,Patc_500_Pm_09 Frequency Delta (dF/dt),0,1,1,,PMU,DFDT,Frequency Delta (dF/dt),DF,-98.6,37.5,PPA:3245,2021-07-29 22:39:06
} | MaximumArchiveDays=90 | DesiredRemainingSpace=500,3246,GPA_PATC_500_PM_09:S,,130,8736f6c7-ad41-4b43-b4f6-e684e0d4ad20,PATC_500_PM_09,Patc_500_Pm_09,60,1,companyAcronym= | protocolName=IEEE C37.118.2-2011 | vendorAcronym= | vendorDeviceName= | interconnectionName=,,,,10,STTP,Streaming Telemetry Transport Protocol,8,,,,,,PATC_500_PM_09-SF,0.0,1.0,Patc_500_Pm_09 Status Flags,0,1,1,,PMU,FLAG,Status Flags,SF,-98.6,37.5,PPA:3246,2021-07-29 22:39:06
} | MaximumArchiveDays=90 | DesiredRemainingSpace=500,3247,GPA_PATC_500_PM_09-PM1:V,,130,8736f6c7-ad41-4b43-b4f6-e684e0d4ad20,PATC_500_PM_09,Patc_500_Pm_09,60,1,companyAcronym= | protocolName=IEEE C37.118.2-2011 | vendorAcronym= | vendorDeviceName= | interconnectionName=,,,,10,STTP,Streaming Telemetry Transport Protocol,3,1,LTPAMB_1_FV_A,V,+,0,PATC_500_PM_09-PM1,0.0,1.0,Patc_500_Pm_09 LTPAMB_1_FV_A + Voltage Magnitude,0,1,1,Volts,Phasor,VPHM,Voltage Magnitude,PM,-98.6,37.5,PPA:3247,2021-07-29 22:39:06
} | MaximumArchiveDays=90 | DesiredRemainingSpace=500,3248,GPA_PATC_500_PM_09-PA1:VH,,130,8736f6c7-ad41-4b43-b4f6-e684e0d4ad20,PATC_500_PM_09,Patc_500_Pm_09,60,1,companyAcronym= | protocolName=IEEE C37.118.2-2011 | vendorAcronym= | vendorDeviceName= | interconnectionName=,,,,10,STTP,Streaming Telemetry Transport Protocol,4,1,LTPAMB_1_FV_A,V,+,0,PATC_500_PM_09-PA1,0.0,1.0,Patc_500_Pm_09 LTPAMB_1_FV_A + Voltage Phase Angle,0,1,1,Degrees,Phasor,VPHA,Voltage Phase Angle,PA,-98.6,37.5,PPA:3248,2021-07-29 22:39:06
} | MaximumArchiveDays=90 | DesiredRemainingSpace=500,3249,GPA_PATC_500_PM_09-PM2:V,,130,8736f6c7-ad41-4b43-b4f6-e684e0d4ad20,PATC_500_PM_09,Patc_500_Pm_09,60,1,companyAcronym= | protocolName=IEEE C37.118.2-2011 | vendorAcronym= | vendorDeviceName= | interconnectionName=,,,,10,STTP,Streaming Telemetry Transport Protocol,3,2,LTPAMB_1_FV_B,V,+,0,PATC_500_PM_09-PM2,0.0,1.0,Patc_500_Pm_09 LTPAMB_1_FV_B + Voltage Magnitude,0,1,1,Volts,Phasor,VPHM,Voltage Magnitude,PM,-98.6,37.5,PPA:3249,2021-07-29 22:39:06
} | MaximumArchiveDays=90 | DesiredRemainingSpace=500,3250,GPA_PATC_500_PM_09-PA2:VH,,130,8736f6c7-ad41-4b43-b4f6-e684e0d4ad20,PATC_500_PM_09,Patc_500_Pm_09,60,1,companyAcronym= | protocolName=IEEE C37.118.2-2011 | vendorAcronym= | vendorDeviceName= | interconnectionName=,,,,10,STTP,Streaming Telemetry Transport Protocol,4,2,LTPAMB_1_FV_B,V,+,0,PATC_500_PM_09-PA2,0.0,1.0,Patc_500_Pm_09 LTPAMB_1_FV_B + Voltage Phase Angle,0,1,1,Degrees,Phasor,VPHA,Voltage Phase Angle,PA,-98.6,37.5,PPA:3250,2021-07-29 22:39:06
} | MaximumArchiveDays=90 | DesiredRemainingSpace=500,3251,GPA_PATC_500_PM_09-PM3:V,,130,8736f6c7-ad41-4b43-b4f6-e684e0d4ad20,PATC_500_PM_09,Patc_500_Pm_09,60,1,companyAcronym= | protocolName=IEEE C37.118.2-2011 | vendorAcronym= | vendorDeviceName= | interconnectionName=,,,,10,STTP,Streaming Telemetry Transport Protocol,3,3,LTPAMB_1_FV_C,V,+,0,PATC_500_PM_09-PM3,0.0,1.0,Patc_500_Pm_09 LTPAMB_1_FV_C + Voltage Magnitude,0,1,1,Volts,Phasor,VPHM,Voltage Magnitude,PM,-98.6,37.5,PPA:3251,2021-07-29 22:39:06
} | MaximumArchiveDays=90 | DesiredRemainingSpace=500,3252,GPA_PATC_500_PM_09-PA3:VH,,130,8736f6c7-ad41-4b43-b4f6-e684e0d4ad20,PATC_500_PM_09,Patc_500_Pm_09,60,1,companyAcronym= | protocolName=IEEE C37.118.2-2011 | vendorAcronym= | vendorDeviceName= | interconnectionName=,,,,10,STTP,Streaming Telemetry Transport Protocol,4,3,LTPAMB_1_FV_C,V,+,0,PATC_500_PM_09-PA3,0.0,1.0,Patc_500_Pm_09 LTPAMB_1_FV_C + Voltage Phase Angle,0,1,1,Degrees,Phasor,VPHA,Voltage Phase Angle,PA,-98.6,37.5,PPA:3252,2021-07-29 22:39:06
} | MaximumArchiveDays=90 | DesiredRemainingSpace=500,3253,GPA_PATC_500_PM_09-PM4:I,,130,8736f6c7-ad41-4b43-b4f6-e684e0d4ad20,PATC_500_PM_09,Patc_500_Pm_09,60,1,companyAcronym= | protocolName=IEEE C37.118.2-2011 | vendorAcronym= | vendorDeviceName= | interconnectionName=,,,,10,STTP,Streaming Telemetry Transport Protocol,1,4,LTPAMB_1_FA_A,I,+,0,PATC_500_PM_09-PM4,0.0,1.0,Patc_500_Pm_09 LTPAMB_1_FA_A + Current Magnitude,0,1,1,Amps,Phasor,IPHM,Current Magnitude,PM,-98.6,37.5,PPA:3253,2021-07-29 22:39:06
} | MaximumArchiveDays=90 | DesiredRemainingSpace=500,3254,GPA_PATC_500_PM_09-PA4:IH,,130,8736f6c7-ad41-4b43-b4f6-e684e0d4ad20,PATC_500_PM_09,Patc_500_Pm_09,60,1,companyAcronym= | protocolName=IEEE C37.118.2-2011 | vendorAcronym= | vendorDeviceName= | interconnectionName=,,,,10,STTP,Streaming Telemetry Transport Protocol,2,4,LTPAMB_1_FA_A,I,+,0,PATC_500_PM_09-PA4,0.0,1.0,Patc_500_Pm_09 LTPAMB_1_FA_A + Current Phase Angle,0,1,1,Degrees,Phasor,IPHA,Current Phase Angle,PA,-98.6,37.5,PPA:3254,2021-07-29 22:39:06
} | MaximumArchiveDays=90 | DesiredRemainingSpace=500,3255,GPA_PATC_500_PM_09-PM5:I,,130,8736f6c7-ad41-4b43-b4f6-e684e0d4ad20,PATC_500_PM_09,Patc_500_Pm_09,60,1,companyAcronym= | protocolName=IEEE C37.118.2-2011 | vendorAcronym= | vendorDeviceName= | interconnectionName=,,,,10,STTP,Streaming Telemetry Transport Protocol,1,5,LTPAMB_1_FA_B,I,+,0,PATC_500_PM_09-PM5,0.0,1.0,Patc_500_Pm_09 LTPAMB_1_FA_B + Current Magnitude,0,1,1,Amps,Phasor,IPHM,Current Magnitude,PM,-98.6,37.5,PPA:3255,2021-07-29 22:39:06
} | MaximumArchiveDays=90 | DesiredRemainingSpace=500,3256,GPA_PATC_500_PM_09-PA5:IH,,130,8736f6c7-ad41-4b43-b4f6-e684e0d4ad20,PATC_500_PM_09,Patc_500_Pm_09,60,1,companyAcronym= | protocolName=IEEE C37.118.2-2011 | vendorAcronym= | vendorDeviceName= | interconnectionName=,,,,10,STTP,Streaming Telemetry Transport Protocol,2,5,LTPAMB_1_FA_B,I,+,0,PATC_500_PM_09-PA5,0.0,1.0,Patc_500_Pm_09 LTPAMB_1_FA_B + Current Phase Angle,0,1,1,Degrees,Phasor,IPHA,Current Phase Angle,PA,-98.6,37.5,PPA:3256,2021-07-29 22:39:06
} | MaximumArchiveDays=90 | DesiredRemainingSpace=500,3257,GPA_PATC_500_PM_09-PM6:I,,130,8736f6c7-ad41-4b43-b4f6-e684e0d4ad20,PATC_500_PM_09,Patc_500_Pm_09,60,1,companyAcronym= | protocolName=IEEE C37.118.2-2011 | vendorAcronym= | vendorDeviceName= | interconnectionName=,,,,10,STTP,Streaming Telemetry Transport Protocol,1,6,LTPAMB_1_FA_C,I,+,0,PATC_500_PM_09-PM6,0.0,1.0,Patc_500_Pm_09 LTPAMB_1_FA_C + Current Magnitude,0,1,1,Amps,Phasor,IPHM,Current Magnitude,PM,-98.6,37.5,PPA:3257,2021-07-29 22:39:06
} | MaximumArchiveDays=90 | DesiredRemainingSpace=500,3258,GPA_PATC_500_PM_09-PA6:IH,,130,8736f6c7-ad41-4b43-b4f6-e684e0d4ad20,PATC_500_PM_09,Patc_500_Pm_09,60,1,companyAcronym= | protocolName=IEEE C37.118.2-2011 | vendorAcronym= | vendorDeviceName= | interconnectionName=,,,,10,STTP,Streaming Telemetry Transport Protocol,2,6,LTPAMB_1_FA_C,I,+,0,PATC_500_PM_09-PA6,0.0,1.0,Patc_500_Pm_09 LTPAMB_1_FA_C + Current Phase Angle,0,1,1,Degrees,Phasor,IPHA,Current Phase Angle,PA,-98.6,37.5,PPA:3258,2021-07-29 22:39:06
} | MaximumArchiveDays=90 | DesiredRemainingSpace=500,3259,GPA_PATC_500_PM_09-PM7:V,,130,8736f6c7-ad41-4b43-b4f6-e684e0d4ad20,PATC_500_PM_09,Patc_500_Pm_09,60,1,companyAcronym= | protocolName=IEEE C37.118.2-2011 | vendorAcronym= | vendorDeviceName= | interconnectionName=,,,,10,STTP,Streaming Telemetry Transport Protocol,3,7,LTPAMB_1_FV_P,V,+,0,PATC_500_PM_09-PM7,0.0,1.0,Patc_500_Pm_09 LTPAMB_1_FV_P + Voltage Magnitude,0,1,1,Volts,Phasor,VPHM,Voltage Magnitude,PM,-98.6,37.5,PPA:3259,2021-07-29 22:39:06
} | MaximumArchiveDays=90 | DesiredRemainingSpace=500,3260,GPA_PATC_500_PM_09-PA7:VH,,130,8736f6c7-ad41-4b43-b4f6-e684e0d4ad20,PATC_500_PM_09,Patc_500_Pm_09,60,1,companyAcronym= | protocolName=IEEE C37.118.2-2011 | vendorAcronym= | vendorDeviceName= | interconnectionName=,,,,10,STTP,Streaming Telemetry Transport Protocol,4,7,LTPAMB_1_FV_P,V,+,0,PATC_500_PM_09-PA7,0.0,1.0,Patc_500_Pm_09 LTPAMB_1_FV_P + Voltage Phase Angle,0,1,1,Degrees,Phasor,VPHA,Voltage Phase Angle,PA,-98.6,37.5,PPA:3260,2021-07-29 22:39:07
} | MaximumArchiveDays=90 | DesiredRemainingSpace=500,3261,GPA_PATC_500_PM_09-PM8:I,,130,8736f6c7-ad41-4b43-b4f6-e684e0d4ad20,PATC_500_PM_09,Patc_500_Pm_09,60,1,companyAcronym= | protocolName=IEEE C37.118.2-2011 | vendorAcronym= | vendorDeviceName= | interconnectionName=,,,,10,STTP,Streaming Telemetry Transport Protocol,1,8,LTPAMB_1_FA_P,I,+,0,PATC_500_PM_09-PM8,0.0,1.0,Patc_500_Pm_09 LTPAMB_1_FA_P + Current Magnitude,0,1,1,Amps,Phasor,IPHM,Current Magnitude,PM,-98.6,37.5,PPA:3261,2021-07-29 22:39:07
} | MaximumArchiveDays=90 | DesiredRemainingSpace=500,3262,GPA_PATC_500_PM_09-PA8:IH,,130,8736f6c7-ad41-4b43-b4f6-e684e0d4ad20,PATC_500_PM_09,Patc_500_Pm_09,60,1,companyAcronym= | protocolName=IEEE C37.118.2-2011 | vendorAcronym= | vendorDeviceName= | interconnectionName=,,,,10,STTP,Streaming Telemetry Transport Protocol,2,8,LTPAMB_1_FA_P,I,+,0,PATC_500_PM_09-PA8,0.0,1.0,Patc_500_Pm_09 LTPAMB_1_FA_P + Current Phase Angle,0,1,1,Degrees,Phasor,IPHA,Current Phase Angle,PA,-98.6,37.5,PPA:3262,2021-07-29 22:39:07
} | MaximumArchiveDays=90 | DesiredRemainingSpace=500,3263,GPA_PATC_500_PM_10:F,,131,8736f6c7-ad41-4b43-b4f6-e684e0d4ad20,PATC_500_PM_10,Patc_500_Pm_10,60,1,companyAcronym= | protocolName=IEEE C37.118.2-2011 | vendorAcronym= | vendorDeviceName= | interconnectionName=,,,,10,STTP,Streaming Telemetry Transport Protocol,5,,,,,,PATC_500_PM_10-FQ,0.0,1.0,Patc_500_Pm_10 Frequency,0,1,1,Hz,PMU,FREQ,Frequency,FQ,-98.6,37.5,PPA:3263,2021-07-29 22:39:07
} | MaximumArchiveDays=90 | DesiredRemainingSpace=500,3264,GPA_PATC_500_PM_10:DF,,131,8736f6c7-ad41-4b43-b4f6-e684e0d4ad20,PATC_500_PM_10,Patc_500_Pm_10,60,1,companyAcronym= | protocolName=IEEE C37.118.2-2011 | vendorAcronym= | vendorDeviceName= | interconnectionName=,,,,10,STTP,Streaming Telemetry Transport Protocol,6,,,,,,PATC_500_PM_10-DF,0.0,1.0,Patc_500_Pm_10 Frequency Delta (dF/dt),0,1,1,,PMU,DFDT,Frequency Delta (dF/dt),DF,-98.6,37.5,PPA:3264,2021-07-29 22:39:07
} | MaximumArchiveDays=90 | DesiredRemainingSpace=500,3265,GPA_PATC_500_PM_10:S,,131,8736f6c7-ad41-4b43-b4f6-e684e0d4ad20,PATC_500_PM_10,Patc_500_Pm_10,60,1,companyAcronym= | protocolName=IEEE C37.118.2-2011 | vendorAcronym= | vendorDeviceName= | interconnectionName=,,,,10,STTP,Streaming Telemetry Transport Protocol,8,,,,,,PATC_500_PM_10-SF,0.0,1.0,Patc_500_Pm_10 Status Flags,0,1,1,,PMU,FLAG,Status Flags,SF,-98.6,37.5,PPA:3265,2021-07-29 22:39:07
} | MaximumArchiveDays=90 | DesiredRemainingSpace=500,3266,GPA_PATC_500_PM_10-PM1:V,,131,8736f6c7-ad41-4b43-b4f6-e684e0d4ad20,PATC_500_PM_10,Patc_500_Pm_10,60,1,companyAcronym= | protocolName=IEEE C37.118.2-2011 | vendorAcronym= | vendorDeviceName= | interconnectionName=,,,,10,STTP,Streaming Telemetry Transport Protocol,3,1,LTPAMB_2_FV_A,V,+,0,PATC_500_PM_10-PM1,0.0,1.0,Patc_500_Pm_10 LTPAMB_2_FV_A + Voltage Magnitude,0,1,1,Volts,Phasor,VPHM,Voltage Magnitude,PM,-98.6,37.5,PPA:3266,2021-07-29 22:39:07
} | MaximumArchiveDays=90 | DesiredRemainingSpace=500,3267,GPA_PATC_500_PM_10-PA1:VH,,131,8736f6c7-ad41-4b43-b4f6-e684e0d4ad20,PATC_500_PM_10,Patc_500_Pm_10,60,1,companyAcronym= | protocolName=IEEE C37.118.2-2011 | vendorAcronym= | vendorDeviceName= | interconnectionName=,,,,10,STTP,Streaming Telemetry Transport Protocol,4,1,LTPAMB_2_FV_A,V,+,0,PATC_500_PM_10-PA1,0.0,1.0,Patc_500_Pm_10 LTPAMB_2_FV_A + Voltage Phase Angle,0,1,1,Degrees,Phasor,VPHA,Voltage Phase Angle,PA,-98.6,37.5,PPA:3267,2021-07-29 22:39:07
} | MaximumArchiveDays=90 | DesiredRemainingSpace=500,3268,GPA_PATC_500_PM_10-PM2:V,,131,8736f6c7-ad41-4b43-b4f6-e684e0d4ad20,PATC_500_PM_10,Patc_500_Pm_10,60,1,companyAcronym= | protocolName=IEEE C37.118.2-2011 | vendorAcronym= | vendorDeviceName= | interconnectionName=,,,,10,STTP,Streaming Telemetry Transport Protocol,3,2,LTPAMB_2_FV_B,V,+,0,PATC_500_PM_10-PM2,0.0,1.0,Patc_500_Pm_10 LTPAMB_2_FV_B + Voltage Magnitude,0,1,1,Volts,Phasor,VPHM,Voltage Magnitude,PM,-98.6,37.5,PPA:3268,2021-07-29 22:39:07
} | MaximumArchiveDays=90 | DesiredRemainingSpace=500,3269,GPA_PATC_500_PM_10-PA2:VH,,131,8736f6c7-ad41-4b43-b4f6-e684e0d4ad20,PATC_500_PM_10,Patc_500_Pm_10,60,1,companyAcronym= | protocolName=IEEE C37.118.2-2011 | vendorAcronym= | vendorDeviceName= | interconnectionName=,,,,10,STTP,Streaming Telemetry Transport Protocol,4,2,LTPAMB_2_FV_B,V,+,0,PATC_500_PM_10-PA2,0.0,1.0,Patc_500_Pm_10 LTPAMB_2_FV_B + Voltage Phase Angle,0,1,1,Degrees,Phasor,VPHA,Voltage Phase Angle,PA,-98.6,37.5,PPA:3269,2021-07-29 22:39:07
} | MaximumArchiveDays=90 | DesiredRemainingSpace=500,3270,GPA_PATC_500_PM_10-PM3:V,,131,8736f6c7-ad41-4b43-b4f6-e684e0d4ad20,PATC_500_PM_10,Patc_500_Pm_10,60,1,companyAcronym= | protocolName=IEEE C37.118.2-2011 | vendorAcronym= | vendorDeviceName= | interconnectionName=,,,,10,STTP,Streaming Telemetry Transport Protocol,3,3,LTPAMB_2_FV_C,V,+,0,PATC_500_PM_10-PM3,0.0,1.0,Patc_500_Pm_10 LTPAMB_2_FV_C + Voltage Magnitude,0,1,1,Volts,Phasor,VPHM,Voltage Magnitude,PM,-98.6,37.5,PPA:3270,2021-07-29 22:39:07
} | MaximumArchiveDays=90 | DesiredRemainingSpace=500,3271,GPA_PATC_500_PM_10-PA3:VH,,131,8736f6c7-ad41-4b43-b4f6-e684e0d4ad20,PATC_500_PM_10,Patc_500_Pm_10,60,1,companyAcronym= | protocolName=IEEE C37.118.2-2011 | vendorAcronym= | vendorDeviceName= | interconnectionName=,,,,10,STTP,Streaming Telemetry Transport Protocol,4,3,LTPAMB_2_FV_C,V,+,0,PATC_500_PM_10-PA3,0.0,1.0,Patc_500_Pm_10 LTPAMB_2_FV_C + Voltage Phase Angle,0,1,1,Degrees,Phasor,VPHA,Voltage Phase Angle,PA,-98.6,37.5,PPA:3271,2021-07-29 22:39:07
} | MaximumArchiveDays=90 | DesiredRemainingSpace=500,3272,GPA_PATC_500_PM_10-PM4:I,,131,8736f6c7-ad41-4b43-b4f6-e684e0d4ad20,PATC_500_PM_10,Patc_500_Pm_10,60,1,companyAcronym= | protocolName=IEEE C37.118.2-2011 | vendorAcronym= | vendorDeviceName= | interconnectionName=,,,,10,STTP,Streaming Telemetry Transport Protocol,1,4,LTPAMB_2_FA_A,I,+,0,PATC_500_PM_10-PM4,0.0,1.0,Patc_500_Pm_10 LTPAMB_2_FA_A + Current Magnitude,0,1,1,Amps,Phasor,IPHM,Current Magnitude,PM,-98.6,37.5,PPA:3272,2021-07-29 22:39:07
} | MaximumArchiveDays=90 | DesiredRemainingSpace=500,3273,GPA_PATC_500_PM_10-PA4:IH,,131,8736f6c7-ad41-4b43-b4f6-e684e0d4ad20,PATC_500_PM_10,Patc_500_Pm_10,60,1,companyAcronym= | protocolName=IEEE C37.118.2-2011 | vendorAcronym= | vendorDeviceName= | interconnectionName=,,,,10,STTP,Streaming Telemetry Transport Protocol,2,4,LTPAMB_2_FA_A,I,+,0,PATC_500_PM_10-PA4,0.0,1.0,Patc_500_Pm_10 LTPAMB_2_FA_A + Current Phase Angle,0,1,1,Degrees,Phasor,IPHA,Current Phase Angle,PA,-98.6,37.5,PPA:3273,2021-07-29 22:39:07
} | MaximumArchiveDays=90 | DesiredRemainingSpace=500,3274,GPA_PATC_500_PM_10-PM5:I,,131,8736f6c7-ad41-4b43-b4f6-e684e0d4ad20,PATC_500_PM_10,Patc_500_Pm_10,60,1,companyAcronym= | protocolName=IEEE C37.118.2-2011 | vendorAcronym= | vendorDeviceName= | interconnectionName=,,,,10,STTP,Streaming Telemetry Transport Protocol,1,5,LTPAMB_2_FA_B,I,+,0,PATC_500_PM_10-PM5,0.0,1.0,Patc_500_Pm_10 LTPAMB_2_FA_B + Current Magnitude,0,1,1,Amps,Phasor,IPHM,Current Magnitude,PM,-98.6,37.5,PPA:3274,2021-07-29 22:39:07
} | MaximumArchiveDays=90 | DesiredRemainingSpace=500,3275,GPA_PATC_500_PM_10-PA5:IH,,131,8736f6c7-ad41-4b43-b4f6-e684e0d4ad20,PATC_500_PM_10,Patc_500_Pm_10,60,1,companyAcronym= | protocolName=IEEE C37.118.2-2011 | vendorAcronym= | vendorDeviceName= | interconnectionName=,,,,10,STTP,Streaming Telemetry Transport Protocol,2,5,LTPAMB_2_FA_B,I,+,0,PATC_500_PM_10-PA5,0.0,1.0,Patc_500_Pm_10 LTPAMB_2_FA_B + Current Phase Angle,0,1,1,Degrees,Phasor,IPHA,Current Phase Angle,PA,-98.6,37.5,PPA:3275,2021-07-29 22:39:07
} | MaximumArchiveDays=90 | DesiredRemainingSpace=500,3276,GPA_PATC_500_PM_10-PM6:I,,131,8736f6c7-ad41-4b43-b4f6-e684e0d4ad20,PATC_500_PM_10,Patc_500_Pm_10,60,1,companyAcronym= | protocolName=IEEE C37.118.2-2011 | vendorAcronym= | vendorDeviceName= | interconnectionName=,,,,10,STTP,Streaming Telemetry Transport Protocol,1,6,LTPAMB_2_FA_C,I,+,0,PATC_500_PM_10-PM6,0.0,1.0,Patc_500_Pm_10 LTPAMB_2_FA_C + Current Magnitude,0,1,1,Amps,Phasor,IPHM,Current Magnitude,PM,-98.6,37.5,PPA:3276,2021-07-29 22:39:07
} | MaximumArchiveDays=90 | DesiredRemainingSpace=500,3277,GPA_PATC_500_PM_10-PA6:IH,,131,8736f6c7-ad41-4b43-b4f6-e684e0d4ad20,PATC_500_PM_10,Patc_500_Pm_10,60,1,companyAcronym= | protocolName=IEEE C37.118.2-2011 | vendorAcronym= | vendorDeviceName= | interconnectionName=,,,,10,STTP,Streaming Telemetry Transport Protocol,2,6,LTPAMB_2_FA_C,I,+,0,PATC_500_PM_10-PA6,0.0,1.0,Patc_500_Pm_10 LTPAMB_2_FA_C + Current Phase Angle,0,1,1,Degrees,Phasor,IPHA,Current Phase Angle,PA,-98.6,37.5,PPA:3277,2021-07-29 22:39:07
} | MaximumArchiveDays=90 | DesiredRemainingSpace=500,3278,GPA_PATC_500_PM_10-PM7:V,,131,8736f6c7-ad41-4b43-b4f6-e684e0d4ad20,PATC_500_PM_10,Patc_500_Pm_10,60,1,companyAcronym= | protocolName=IEEE C37.118.2-2011 | vendorAcronym= | vendorDeviceName= | interconnectionName=,,,,10,STTP,Streaming Telemetry Transport Protocol,3,7,LTPAMB_2_FV_P,V,+,0,PATC_500_PM_10-PM7,0.0,1.0,Patc_500_Pm_10 LTPAMB_2_FV_P + Voltage Magnitude,0,1,1,Volts,Phasor,VPHM,Voltage Magnitude,PM,-98.6,37.5,PPA:3278,2021-07-29 22:39:07
} | MaximumArchiveDays=90 | DesiredRemainingSpace=500,3279,GPA_PATC_500_PM_10-PA7:VH,,131,8736f6c7-ad41-4b43-b4f6-e684e0d4ad20,PATC_500_PM_10,Patc_500_Pm_10,60,1,companyAcronym= | protocolName=IEEE C37.118.2-2011 | vendorAcronym= | vendorDeviceName= | interconnectionName=,,,,10,STTP,Streaming Telemetry Transport Protocol,4,7,LTPAMB_2_FV_P,V,+,0,PATC_500_PM_10-PA7,0.0,1.0,Patc_500_Pm_10 LTPAMB_2_FV_P + Voltage Phase Angle,0,1,1,Degrees,Phasor,VPHA,Voltage Phase Angle,PA,-98.6,37.5,PPA:3279,2021-07-29 22:39:07
} | MaximumArchiveDays=90 | DesiredRemainingSpace=500,3280,GPA_PATC_500_PM_10-PM8:I,,131,8736f6c7-ad41-4b43-b4f6-e684e0d4ad20,PATC_500_PM_10,Patc_500_Pm_10,60,1,companyAcronym= | protocolName=IEEE C37.118.2-2011 | vendorAcronym= | vendorDeviceName= | interconnectionName=,,,,10,STTP,Streaming Telemetry Transport Protocol,1,8,LTPAMB_2_FA_P,I,+,0,PATC_500_PM_10-PM8,0.0,1.0,Patc_500_Pm_10 LTPAMB_2_FA_P + Current Magnitude,0,1,1,Amps,Phasor,IPHM,Current Magnitude,PM,-98.6,37.5,PPA:3280,2021-07-29 22:39:07
} | MaximumArchiveDays=90 | DesiredRemainingSpace=500,3281,GPA_PATC_500_PM_10-PA8:IH,,131,8736f6c7-ad41-4b43-b4f6-e684e0d4ad20,PATC_500_PM_10,Patc_500_Pm_10,60,1,companyAcronym= | protocolName=IEEE C37.118.2-2011 | vendorAcronym= | vendorDeviceName= | interconnectionName=,,,,10,STTP,Streaming Telemetry Transport Protocol,2,8,LTPAMB_2_FA_P,I,+,0,PATC_500_PM_10-PA8,0.0,1.0,Patc_500_Pm_10 LTPAMB_2_FA_P + Current Phase Angle,0,1,1,Degrees,Phasor,IPHA,Current Phase Angle,PA,-98.6,37.5,PPA:3281,2021-07-29 22:39:07
} | MaximumArchiveDays=90 | DesiredRemainingSpace=500,3282,GPA_PATC_500_PM_11:F,,132,8736f6c7-ad41-4b43-b4f6-e684e0d4ad20,PATC_500_PM_11,Patc_500_Pm_11,60,1,companyAcronym= | protocolName=IEEE C37.118.2-2011 | vendorAcronym= | vendorDeviceName= | interconnectionName=,,,,10,STTP,Streaming Telemetry Transport Protocol,5,,,,,,PATC_500_PM_11-FQ,0.0,1.0,Patc_500_Pm_11 Frequency,0,1,1,Hz,PMU,FREQ,Frequency,FQ,-98.6,37.5,PPA:3282,2021-07-29 22:39:07
} | MaximumArchiveDays=90 | DesiredRemainingSpace=500,3283,GPA_PATC_500_PM_11:DF,,132,8736f6c7-ad41-4b43-b4f6-e684e0d4ad20,PATC_500_PM_11,Patc_500_Pm_11,60,1,companyAcronym= | protocolName=IEEE C37.118.2-2011 | vendorAcronym= | vendorDeviceName= | interconnectionName=,,,,10,STTP,Streaming Telemetry Transport Protocol,6,,,,,,PATC_500_PM_11-DF,0.0,1.0,Patc_500_Pm_11 Frequency Delta (dF/dt),0,1,1,,PMU,DFDT,Frequency Delta (dF/dt),DF,-98.6,37.5,PPA:3283,2021-07-29 22:39:07
} | MaximumArchiveDays=90 | DesiredRemainingSpace=500,3284,GPA_PATC_500_PM_11:S,,132,8736f6c7-ad41-4b43-b4f6-e684e0d4ad20,PATC_500_PM_11,Patc_500_Pm_11,60,1,companyAcronym= | protocolName=IEEE C37.118.2-2011 | vendorAcronym= | vendorDeviceName= | interconnectionName=,,,,10,STTP,Streaming Telemetry Transport Protocol,8,,,,,,PATC_500_PM_11-SF,0.0,1.0,Patc_500_Pm_11 Status Flags,0,1,1,,PMU,FLAG,Status Flags,SF,-98.6,37.5,PPA:3284,2021-07-29 22:39:07
} | MaximumArchiveDays=90 | DesiredRemainingSpace=500,3285,GPA_PATC_500_PM_11-PM1:V,,132,8736f6c7-ad41-4b43-b4f6-e684e0d4ad20,PATC_500_PM_11,Patc_500_Pm_11,60,1,companyAcronym= | protocolName=IEEE C37.118.2-2011 | vendorAcronym= | vendorDeviceName= | interconnectionName=,,,,10,STTP,Streaming Telemetry Transport Protocol,3,1,BA1_FV_B,V,+,0,PATC_500_PM_11-PM1,0.0,1.0,Patc_500_Pm_11 BA1_FV_B + Voltage Magnitude,0,1,1,Volts,Phasor,VPHM,Voltage Magnitude,PM,-98.6,37.5,PPA:3285,2021-07-29 22:39:07
} | MaximumArchiveDays=90 | DesiredRemainingSpace=500,3286,GPA_PATC_500_PM_11-PA1:VH,,132,8736f6c7-ad41-4b43-b4f6-e684e0d4ad20,PATC_500_PM_11,Patc_500_Pm_11,60,1,companyAcronym= | protocolName=IEEE C37.118.2-2011 | vendorAcronym= | vendorDeviceName= | interconnectionName=,,,,10,STTP,Streaming Telemetry Transport Protocol,4,1,BA1_FV_B,V,+,0,PATC_500_PM_11-PA1,0.0,1.0,Patc_500_Pm_11 BA1_FV_B + Voltage Phase Angle,0,1,1,Degrees,Phasor,VPHA,Voltage Phase Angle,PA,-98.6,37.5,PPA:3286,2021-07-29 22:39:07
} | MaximumArchiveDays=90 | DesiredRemainingSpace=500,3287,GPA_PATC_500_PM_12:F,,133,8736f6c7-ad41-4b43-b4f6-e684e0d4ad20,PATC_500_PM_12,Patc_500_Pm_12,60,1,companyAcronym= | protocolName=IEEE C37.118.2-2011 | vendorAcronym= | vendorDeviceName= | interconnectionName=,,,,10,STTP,Streaming Telemetry Transport Protocol,5,,,,,,PATC_500_PM_12-FQ,0.0,1.0,Patc_500_Pm_12 Frequency,0,1,1,Hz,PMU,FREQ,Frequency,FQ,-98.6,37.5,PPA:3287,2021-07-29 22:39:07
} | MaximumArchiveDays=90 | DesiredRemainingSpace=500,3288,GPA_PATC_500_PM_12:DF,,133,8736f6c7-ad41-4b43-b4f6-e684e0d4ad20,PATC_500_PM_12,Patc_500_Pm_12,60,1,companyAcronym= | protocolName=IEEE C37.118.2-2011 | vendorAcronym= | vendorDeviceName= | interconnectionName=,,,,10,STTP,Streaming Telemetry Transport Protocol,6,,,,,,PATC_500_PM_12-DF,0.0,1.0,Patc_500_Pm_12 Frequency Delta (dF/dt),0,1,1,,PMU,DFDT,Frequency Delta (dF/dt),DF,-98.6,37.5,PPA:3288,2021-07-29 22:39:07
} | MaximumArchiveDays=90 | DesiredRemainingSpace=500,3289,GPA_PATC_500_PM_12:S,,133,8736f6c7-ad41-4b43-b4f6-e684e0d4ad20,PATC_500_PM_12,Patc_500_Pm_12,60,1,companyAcronym= | protocolName=IEEE C37.118.2-2011 | vendorAcronym= | vendorDeviceName= | interconnectionName=,,,,10,STTP,Streaming Telemetry Transport Protocol,8,,,,,,PATC_500_PM_12-SF,0.0,1.0,Patc_500_Pm_12 Status Flags,0,1,1,,PMU,FLAG,Status Flags,SF,-98.6,37.5,PPA:3289,2021-07-29 22:39:07
} | MaximumArchiveDays=90 | DesiredRemainingSpace=500,3290,GPA_PATC_500_PM_12-PM1:V,,133,8736f6c7-ad41-4b43-b4f6-e684e0d4ad20,PATC_500_PM_12,Patc_500_Pm_12,60,1,companyAcronym= | protocolName=IEEE C37.118.2-2011 | vendorAcronym= | vendorDeviceName= | interconnectionName=,,,,10,STTP,Streaming Telemetry Transport Protocol,3,1,BA2_FV_B,V,+,0,PATC_500_PM_12-PM1,0.0,1.0,Patc_500_Pm_12 BA2_FV_B + Voltage Magnitude,0,1,1,Volts,Phasor,VPHM,Voltage Magnitude,PM,-98.6,37.5,PPA:3290,2021-07-29 22:39:07
} | MaximumArchiveDays=90 | DesiredRemainingSpace=500,3291,GPA_PATC_500_PM_12-PA1:VH,,133,8736f6c7-ad41-4b43-b4f6-e684e0d4ad20,PATC_500_PM_12,Patc_500_Pm_12,60,1,companyAcronym= | protocolName=IEEE C37.118.2-2011 | vendorAcronym= | vendorDeviceName= | interconnectionName=,,,,10,STTP,Streaming Telemetry Transport Protocol,4,1,BA2_FV_B,V,+,0,PATC_500_PM_12-PA1,0.0,1.0,Patc_500_Pm_12 BA2_FV_B + Voltage Phase Angle,0,1,1,Degrees,Phasor,VPHA,Voltage Phase Angle,PA,-98.6,37.5,PPA:3291,2021-07-29 22:39:07
} | MaximumArchiveDays=90 | DesiredRemainingSpace=500,3536,ONS_TOCO_500_PM_06!PMU:ST1,,94,8736f6c7-ad41-4b43-b4f6-e684e0d4ad20,TOCO_500_PM_06,Toco_500_Pm_06,60,1,companyAcronym= | protocolName=IEEE C37.118.2-2011 | vendorAcronym= | vendorDeviceName= | interconnectionName=,,,,10,STTP,Streaming Telemetry Transport Protocol,11,,,,,,TOCO_500_PM_06!PMU-ST1,0.0,1.0,Device statistic for Number of data quality errors reported by device during last reporting interval.,0,1,1,,Any,STAT,Statistic,ST,-98.6,37.5,PPA:3536,2021-07-29 22:39:08
} | MaximumArchiveDays=90 | DesiredRemainingSpace=500,3537,ONS_TOCO_500_PM_06!PMU:ST2,,94,8736f6c7-ad41-4b43-b4f6-e684e0d4ad20,TOCO_500_PM_06,Toco_500_Pm_06,60,1,companyAcronym= | protocolName=IEEE C37.118.2-2011 | vendorAcronym= | vendorDeviceName= | interconnectionName=,,,,10,STTP,Streaming Telemetry Transport Protocol,11,,,,,,TOCO_500_PM_06!PMU-ST2,0.0,1.0,Device statistic for Number of time quality errors reported by device during last reporting interval.,0,1,1,,Any,STAT,Statistic,ST,-98.6,37.5,PPA:3537,2021-07-29 22:39:08
} | MaximumArchiveDays=90 | DesiredRemainingSpace=500,3538,ONS_TOCO_500_PM_06!PMU:ST3,,94,8736f6c7-ad41-4b43-b4f6-e684e0d4ad20,TOCO_500_PM_06,Toco_500_Pm_06,60,1,companyAcronym= | protocolName=IEEE C37.118.2-2011 | vendorAcronym= | vendorDeviceName= | interconnectionName=,,,,10,STTP,Streaming Telemetry Transport Protocol,11,,,,,,TOCO_500_PM_06!PMU-ST3,0.0,1.0,Device statistic for Number of device errors reported by device during last reporting interval.,0,1,1,,Any,STAT,Statistic,ST,-98.6,37.5,PPA:3538,2021-07-29 22:39:08
} | MaximumArchiveDays=90 | DesiredRemainingSpace=500,3539,ONS_TOCO_500_PM_06!PMU:ST4,,94,8736f6c7-ad41-4b43-b4f6-e684e0d4ad20,TOCO_500_PM_06,Toco_500_Pm_06,60,1,companyAcronym= | protocolName=IEEE C37.118.2-2011 | vendorAcronym= | vendorDeviceName= | interconnectionName=,,,,10,STTP,Streaming Telemetry Transport Protocol,11,,,,,,TOCO_500_PM_06!PMU-ST4,0.0,1.0,Device statistic for Number of measurements received from device during last reporting interval.,0,1,1,,Any,STAT,Statistic,ST,-98.6,37.5,PPA:3539,2021-07-29 22:39:08
} | MaximumArchiveDays=90 | DesiredRemainingSpace=500,3540,ONS_TOCO_500_PM_06!PMU:ST5,,94,8736f6c7-ad41-4b43-b4f6-e684e0d4ad20,TOCO_500_PM_06,Toco_500_Pm_06,60,1,companyAcronym= | protocolName=IEEE C37.118.2-2011 | vendorAcronym= | vendorDeviceName= | interconnectionName=,,,,10,STTP,Streaming Telemetry Transport Protocol,11,,,,,,TOCO_500_PM_06!PMU-ST5,0.0,1.0,Device statistic for Expected number of measurements received from device during last reporting interval.,0,1,1,,Any,STAT,Statistic,ST,-98.6,37.5,PPA:3540,2021-07-29 22:39:08
} | MaximumArchiveDays=90 | DesiredRemainingSpace=500,3541,ONS_TOCO_500_PM_06!PMU:ST6,,94,8736f6c7-ad41-4b43-b4f6-e684e0d4ad20,TOCO_500_PM_06,Toco_500_Pm_06,60,1,companyAcronym= | protocolName=IEEE C37.118.2-2011 | vendorAcronym= | vendorDeviceName= | interconnectionName=,,,,10,STTP,Streaming Telemetry Transport Protocol,11,,,,,,TOCO_500_PM_06!PMU-ST6,0.0,1.0,Device statistic for Number of measurements received while device was reporting errors during last reporting interval.,0,1,1,,Any,STAT,Statistic,ST,-98.6,37.5,PPA:3541,2021-07-29 22:39:08
} | MaximumArchiveDays=90 | DesiredRemainingSpace=500,3542,ONS_TOCO_500_PM_06!PMU:ST7,,94,8736f6c7-ad41-4b43-b4f6-e684e0d4ad20,TOCO_500_PM_06,Toco_500_Pm_06,60,1,companyAcronym= | protocolName=IEEE C37.118.2-2011 | vendorAcronym= | vendorDeviceName= | interconnectionName=,,,,10,STTP,Streaming Telemetry Transport Protocol,11,,,,,,TOCO_500_PM_06!PMU-ST7,0.0,1.0,Device statistic for Number of defined measurements (per frame) from device during last reporting interval.,0,1,1,,Any,STAT,Statistic,ST,-98.6,37.5,PPA:3542,2021-07-29 22:39:08
} | MaximumArchiveDays=90 | DesiredRemainingSpace=500,3543,ONS_TOCO_500_PM_07!PMU:ST1,,95,8736f6c7-ad41-4b43-b4f6-e684e0d4ad20,TOCO_500_PM_07,Toco_500_Pm_07,60,1,companyAcronym= | protocolName=IEEE C37.118.2-2011 | vendorAcronym= | vendorDeviceName= | interconnectionName=,,,,10,STTP,Streaming Telemetry Transport Protocol,11,,,,,,TOCO_500_PM_07!PMU-ST1,0.0,1.0,Device statistic for Number of data quality errors reported by device during last reporting interval.,0,1,1,,Any,STAT,Statistic,ST,-98.6,37.5,PPA:3543,2021-07-29 22:39:08
} | MaximumArchiveDays=90 | DesiredRemainingSpace=500,3544,ONS_TOCO_500_PM_07!PMU:ST2,,95,8736f6c7-ad41-4b43-b4f6-e684e0d4ad20,TOCO_500_PM_07,Toco_500_Pm_07,60,1,companyAcronym= | protocolName=IEEE C37.118.2-2011 | vendorAcronym= | vendorDeviceName= | interconnectionName=,,,,10,STTP,Streaming Telemetry Transport Protocol,11,,,,,,TOCO_500_PM_07!PMU-ST2,0.0,1.0,Device statistic for Number of time quality errors reported by device during last reporting interval.,0,1,1,,Any,STAT,Statistic,ST,-98.6,37.5,PPA:3544,2021-07-29 22:39:08
} | MaximumArchiveDays=90 | DesiredRemainingSpace=500,3545,ONS_TOCO_500_PM_07!PMU:ST3,,95,8736f6c7-ad41-4b43-b4f6-e684e0d4ad20,TOCO_500_PM_07,Toco_500_Pm_07,60,1,companyAcronym= | protocolName=IEEE C37.118.2-2011 | vendorAcronym= | vendorDeviceName= | interconnectionName=,,,,10,STTP,Streaming Telemetry Transport Protocol,11,,,,,,TOCO_500_PM_07!PMU-ST3,0.0,1.0,Device statistic for Number of device errors reported by device during last reporting interval.,0,1,1,,Any,STAT,Statistic,ST,-98.6,37.5,PPA:3545,2021-07-29 22:39:08
} | MaximumArchiveDays=90 | DesiredRemainingSpace=500,3546,ONS_TOCO_500_PM_07!PMU:ST4,,95,8736f6c7-ad41-4b43-b4f6-e684e0d4ad20,TOCO_500_PM_07,Toco_500_Pm_07,60,1,companyAcronym= | protocolName=IEEE C37.118.2-2011 | vendorAcronym= | vendorDeviceName= | interconnectionName=,,,,10,STTP,Streaming Telemetry Transport Protocol,11,,,,,,TOCO_500_PM_07!PMU-ST4,0.0,1.0,Device statistic for Number of measurements received from device during last reporting interval.,0,1,1,,Any,STAT,Statistic,ST,-98.6,37.5,PPA:3546,2021-07-29 22:39:08
} | MaximumArchiveDays=90 | DesiredRemainingSpace=500,3547,ONS_TOCO_500_PM_07!PMU:ST5,,95,8736f6c7-ad41-4b43-b4f6-e684e0d4ad20,TOCO_500_PM_07,Toco_500_Pm_07,60,1,companyAcronym= | protocolName=IEEE C37.118.2-2011 | vendorAcronym= | vendorDeviceName= | interconnectionName=,,,,10,STTP,Streaming Telemetry Transport Protocol,11,,,,,,TOCO_500_PM_07!PMU-ST5,0.0,1.0,Device statistic for Expected number of measurements received from device during last reporting interval.,0,1,1,,Any,STAT,Statistic,ST,-98.6,37.5,PPA:3547,2021-07-29 22:39:08
} | MaximumArchiveDays=90 | DesiredRemainingSpace=500,3548,ONS_TOCO_500_PM_07!PMU:ST6,,95,8736f6c7-ad41-4b43-b4f6-e684e0d4ad20,TOCO_500_PM_07,Toco_500_Pm_07,60,1,companyAcronym= | protocolName=IEEE C37.118.2-2011 | vendorAcronym= | vendorDeviceName= | interconnectionName=,,,,10,STTP,Streaming Telemetry Transport Protocol,11,,,,,,TOCO_500_PM_07!PMU-ST6,0.0,1.0,Device statistic for Number of measurements received while device was reporting errors during last reporting interval.,0,1,1,,Any,STAT,Statistic,ST,-98.6,37.5,PPA:3548,2021-07-29 22:39:08
} | MaximumArchiveDays=90 | DesiredRemainingSpace=500,3549,ONS_TOCO_500_PM_07!PMU:ST7,,95,8736f6c7-ad41-4b43-b4f6-e684e0d4ad20,TOCO_500_PM_07,Toco_500_Pm_07,60,1,companyAcronym= | protocolName=IEEE C37.118.2-2011 | vendorAcronym= | vendorDeviceName= | interconnectionName=,,,,10,STTP,Streaming Telemetry Transport Protocol,11,,,,,,TOCO_500_PM_07!PMU-ST7,0.0,1.0,Device statistic for Number of defined measurements (per frame) from device during last reporting interval.,0,1,1,,Any,STAT,Statistic,ST,-98.6,37.5,PPA:3549,2021-07-29 22:39:08
} | MaximumArchiveDays=90 | DesiredRemainingSpace=500,3550,ONS_TOCO_500_PM_08!PMU:ST1,,96,8736f6c7-ad41-4b43-b4f6-e684e0d4ad20,TOCO_500_PM_08,Toco_500_Pm_08,60,1,companyAcronym= | protocolName=IEEE C37.118.2-2011 | vendorAcronym= | vendorDeviceName= | interconnectionName=,,,,10,STTP,Streaming Telemetry Transport Protocol,11,,,,,,TOCO_500_PM_08!PMU-ST1,0.0,1.0,Device statistic for Number of data quality errors reported by device during last reporting interval.,0,1,1,,Any,STAT,Statistic,ST,-98.6,37.5,PPA:3550,2021-07-29 22:39:08
} | MaximumArchiveDays=90 | DesiredRemainingSpace=500,3551,ONS_TOCO_500_PM_08!PMU:ST2,,96,8736f6c7-ad41-4b43-b4f6-e684e0d4ad20,TOCO_500_PM_08,Toco_500_Pm_08,60,1,companyAcronym= | protocolName=IEEE C37.118.2-2011 | vendorAcronym= | vendorDeviceName= | interconnectionName=,,,,10,STTP,Streaming Telemetry Transport Protocol,11,,,,,,TOCO_500_PM_08!PMU-ST2,0.0,1.0,Device statistic for Number of time quality errors reported by device during last reporting interval.,0,1,1,,Any,STAT,Statistic,ST,-98.6,37.5,PPA:3551,2021-07-29 22:39:08
} | MaximumArchiveDays=90 | DesiredRemainingSpace=500,3552,ONS_TOCO_500_PM_08!PMU:ST3,,96,8736f6c7-ad41-4b43-b4f6-e684e0d4ad20,TOCO_500_PM_08,Toco_500_Pm_08,60,1,companyAcronym= | protocolName=IEEE C37.118.2-2011 | vendorAcronym= | vendorDeviceName= | interconnectionName=,,,,10,STTP,Streaming Telemetry Transport Protocol,11,,,,,,TOCO_500_PM_08!PMU-ST3,0.0,1.0,Device statistic for Number of device errors reported by device during last reporting interval.,0,1,1,,Any,STAT,Statistic,ST,-98.6,37.5,PPA:3552,2021-07-29 22:39:08
} | MaximumArchiveDays=90 | DesiredRemainingSpace=500,3553,ONS_TOCO_500_PM_08!PMU:ST4,,96,8736f6c7-ad41-4b43-b4f6-e684e0d4ad20,TOCO_500_PM_08,Toco_500_Pm_08,60,1,companyAcronym= | protocolName=IEEE C37.118.2-2011 | vendorAcronym= | vendorDeviceName= | interconnectionName=,,,,10,STTP,Streaming Telemetry Transport Protocol,11,,,,,,TOCO_500_PM_08!PMU-ST4,0.0,1.0,Device statistic for Number of measurements received from device during last reporting interval.,0,1,1,,Any,STAT,Statistic,ST,-98.6,37.5,PPA:3553,2021-07-29 22:39:08
} | MaximumArchiveDays=90 | DesiredRemainingSpace=500,3554,ONS_TOCO_500_PM_08!PMU:ST5,,96,8736f6c7-ad41-4b43-b4f6-e684e0d4ad20,TOCO_500_PM_08,Toco_500_Pm_08,60,1,companyAcronym= | protocolName=IEEE C37.118.2-2011 | vendorAcronym= | vendorDeviceName= | interconnectionName=,,,,10,STTP,Streaming Telemetry Transport Protocol,11,,,,,,TOCO_500_PM_08!PMU-ST5,0.0,1.0,Device statistic for Expected number of measurements received from device during last reporting interval.,0,1,1,,Any,STAT,Statistic,ST,-98.6,37.5,PPA:3554,2021-07-29 22:39:08
} | MaximumArchiveDays=90 | DesiredRemainingSpace=500,3555,ONS_TOCO_500_PM_08!PMU:ST6,,96,8736f6c7-ad41-4b43-b4f6-e684e0d4ad20,TOCO_500_PM_08,Toco_500_Pm_08,60,1,companyAcronym= | protocolName=IEEE C37.118.2-2011 | vendorAcronym= | vendorDeviceName= | interconnectionName=,,,,10,STTP,Streaming Telemetry Transport Protocol,11,,,,,,TOCO_500_PM_08!PMU-ST6,0.0,1.0,Device statistic for Number of measurements received while device was reporting errors during last reporting interval.,0,1,1,,Any,STAT,Statistic,ST,-98.6,37.5,PPA:3555,2021-07-29 22:39:08
} | MaximumArchiveDays=90 | DesiredRemainingSpace=500,3556,ONS_TOCO_500_PM_08!PMU:ST7,,96,8736f6c7-ad41-4b43-b4f6-e684e0d4ad20,TOCO_500_PM_08,Toco_500_Pm_08,60,1,companyAcronym= | protocolName=IEEE C37.118.2-2011 | vendorAcronym= | vendorDeviceName= | interconnectionName=,,,,10,STTP,Streaming Telemetry Transport Protocol,11,,,,,,TOCO_500_PM_08!PMU-ST7,0.0,1.0,Device statistic for Number of defined measurements (per frame) from device during last reporting interval.,0,1,1,,Any,STAT,Statistic,ST,-98.6,37.5,PPA:3556,2021-07-29 22:39:08
} | MaximumArchiveDays=90 | DesiredRemainingSpace=500,3557,ONS_TOCO_500_PM_09!PMU:ST1,,97,8736f6c7-ad41-4b43-b4f6-e684e0d4ad20,TOCO_500_PM_09,Toco_500_Pm_09,60,1,companyAcronym= | protocolName=IEEE C37.118.2-2011 | vendorAcronym= | vendorDeviceName= | interconnectionName=,,,,10,STTP,Streaming Telemetry Transport Protocol,11,,,,,,TOCO_500_PM_09!PMU-ST1,0.0,1.0,Device statistic for Number of data quality errors reported by device during last reporting interval.,0,1,1,,Any,STAT,Statistic,ST,-98.6,37.5,PPA:3557,2021-07-29 22:39:08
} | MaximumArchiveDays=90 | DesiredRemainingSpace=500,3558,ONS_TOCO_500_PM_09!PMU:ST2,,97,8736f6c7-ad41-4b43-b4f6-e684e0d4ad20,TOCO_500_PM_09,Toco_500_Pm_09,60,1,companyAcronym= | protocolName=IEEE C37.118.2-2011 | vendorAcronym= | vendorDeviceName= | interconnectionName=,,,,10,STTP,Streaming Telemetry Transport Protocol,11,,,,,,TOCO_500_PM_09!PMU-ST2,0.0,1.0,Device statistic for Number of time quality errors reported by device during last reporting interval.,0,1,1,,Any,STAT,Statistic,ST,-98.6,37.5,PPA:3558,2021-07-29 22:39:08
} | MaximumArchiveDays=90 | DesiredRemainingSpace=500,3559,ONS_TOCO_500_PM_09!PMU:ST3,,97,8736f6c7-ad41-4b43-b4f6-e684e0d4ad20,TOCO_500_PM_09,Toco_500_Pm_09,60,1,companyAcronym= | protocolName=IEEE C37.118.2-2011 | vendorAcronym= | vendorDeviceName= | interconnectionName=,,,,10,STTP,Streaming Telemetry Transport Protocol,11,,,,,,TOCO_500_PM_09!PMU-ST3,0.0,1.0,Device statistic for Number of device errors reported by device during last reporting interval.,0,1,1,,Any,STAT,Statistic,ST,-98.6,37.5,PPA:3559,2021-07-29 22:39:08
} | MaximumArchiveDays=90 | DesiredRemainingSpace=500,3560,ONS_TOCO_500_PM_09!PMU:ST4,,97,8736f6c7-ad41-4b43-b4f6-e684e0d4ad20,TOCO_500_PM_09,Toco_500_Pm_09,60,1,companyAcronym= | protocolName=IEEE C37.118.2-2011 | vendorAcronym= | vendorDeviceName= | interconnectionName=,,,,10,STTP,Streaming Telemetry Transport Protocol,11,,,,,,TOCO_500_PM_09!PMU-ST4,0.0,1.0,Device statistic for Number of measurements received from device during last reporting interval.,0,1,1,,Any,STAT,Statistic,ST,-98.6,37.5,PPA:3560,2021-07-29 22:39:08
} | MaximumArchiveDays=90 | DesiredRemainingSpace=500,3561,ONS_TOCO_500_PM_09!PMU:ST5,,97,8736f6c7-ad41-4b43-b4f6-e684e0d4ad20,TOCO_500_PM_09,Toco_500_Pm_09,60,1,companyAcronym= | protocolName=IEEE C37.118.2-2011 | vendorAcronym= | vendorDeviceName= | interconnectionName=,,,,10,STTP,Streaming Telemetry Transport Protocol,11,,,,,,TOCO_500_PM_09!PMU-ST5,0.0,1.0,Device statistic for Expected number of measurements received from device during last reporting interval.,0,1,1,,Any,STAT,Statistic,ST,-98.6,37.5,PPA:3561,2021-07-29 22:39:08
} | MaximumArchiveDays=90 | DesiredRemainingSpace=500,3562,ONS_TOCO_500_PM_09!PMU:ST6,,97,8736f6c7-ad41-4b43-b4f6-e684e0d4ad20,TOCO_500_PM_09,Toco_500_Pm_09,60,1,companyAcronym= | protocolName=IEEE C37.118.2-2011 | vendorAcronym= | vendorDeviceName= | interconnectionName=,,,,10,STTP,Streaming Telemetry Transport Protocol,11,,,,,,TOCO_500_PM_09!PMU-ST6,0.0,1.0,Device statistic for Number of measurements received while device was reporting errors during last reporting interval.,0,1,1,,Any,STAT,Statistic,ST,-98.6,37.5,PPA:3562,2021-07-29 22:39:08
} | MaximumArchiveDays=90 | DesiredRemainingSpace=500,3563,ONS_TOCO_500_PM_09!PMU:ST7,,97,8736f6c7-ad41-4b43-b4f6-e684e0d4ad20,TOCO_500_PM_09,Toco_500_Pm_09,60,1,companyAcronym= | protocolName=IEEE C37.118.2-2011 | vendorAcronym= | vendorDeviceName= | interconnectionName=,,,,10,STTP,Streaming Telemetry Transport Protocol,11,,,,,,TOCO_500_PM_09!PMU-ST7,0.0,1.0,Device statistic for Number of defined measurements (per frame) from device during last reporting interval.,0,1,1,,Any,STAT,Statistic,ST,-98.6,37.5,PPA:3563,2021-07-29 22:39:08
} | MaximumArchiveDays=90 | DesiredRemainingSpace=500,3564,ONS_ROPV_230_PM_01!PMU:ST1,,98,8736f6c7-ad41-4b43-b4f6-e684e0d4ad20,ROPV_230_PM_01,Ropv_230_Pm_01,60,1,companyAcronym= | protocolName=IEEE C37.118.2-2011 | vendorAcronym= | vendorDeviceName= | interconnectionName=,,,,10,STTP,Streaming Telemetry Transport Protocol,11,,,,,,ROPV_230_PM_01!PMU-ST1,0.0,1.0,Device statistic for Number of data quality errors reported by device during last reporting interval.,0,1,1,,Any,STAT,Statistic,ST,-98.6,37.5,PPA:3564,2021-07-29 22:39:08
} | MaximumArchiveDays=90 | DesiredRemainingSpace=500,3565,ONS_ROPV_230_PM_01!PMU:ST2,,98,8736f6c7-ad41-4b43-b4f6-e684e0d4ad20,ROPV_230_PM_01,Ropv_230_Pm_01,60,1,companyAcronym= | protocolName=IEEE C37.118.2-2011 | vendorAcronym= | vendorDeviceName= | interconnectionName=,,,,10,STTP,Streaming Telemetry Transport Protocol,11,,,,,,ROPV_230_PM_01!PMU-ST2,0.0,1.0,Device statistic for Number of time quality errors reported by device during last reporting interval.,0,1,1,,Any,STAT,Statistic,ST,-98.6,37.5,PPA:3565,2021-07-29 22:39:08
} | MaximumArchiveDays=90 | DesiredRemainingSpace=500,3566,ONS_ROPV_230_PM_01!PMU:ST3,,98,8736f6c7-ad41-4b43-b4f6-e684e0d4ad20,ROPV_230_PM_01,Ropv_230_Pm_01,60,1,companyAcronym= | protocolName=IEEE C37.118.2-2011 | vendorAcronym= | vendorDeviceName= | interconnectionName=,,,,10,STTP,Streaming Telemetry Transport Protocol,11,,,,,,ROPV_230_PM_01!PMU-ST3,0.0,1.0,Device statistic for Number of device errors reported by device during last reporting interval.,0,1,1,,Any,STAT,Statistic,ST,-98.6,37.5,PPA:3566,2021-07-29 22:39:08
} | MaximumArchiveDays=90 | DesiredRemainingSpace=500,3567,ONS_ROPV_230_PM_01!PMU:ST4,,98,8736f6c7-ad41-4b43-b4f6-e684e0d4ad20,ROPV_230_PM_01,Ropv_230_Pm_01,60,1,companyAcronym= | protocolName=IEEE C37.118.2-2011 | vendorAcronym= | vendorDeviceName= | interconnectionName=,,,,10,STTP,Streaming Telemetry Transport Protocol,11,,,,,,ROPV_230_PM_01!PMU-ST4,0.0,1.0,Device statistic for Number of measurements received from device during last reporting interval.,0,1,1,,Any,STAT,Statistic,ST,-98.6,37.5,PPA:3567,2021-07-29 22:39:08
} | MaximumArchiveDays=90 | DesiredRemainingSpace=500,3568,ONS_ROPV_230_PM_01!PMU:ST5,,98,8736f6c7-ad41-4b43-b4f6-e684e0d4ad20,ROPV_230_PM_01,Ropv_230_Pm_01,60,1,companyAcronym= | protocolName=IEEE C37.118.2-2011 | vendorAcronym= | vendorDeviceName= | interconnectionName=,,,,10,STTP,Streaming Telemetry Transport Protocol,11,,,,,,ROPV_230_PM_01!PMU-ST5,0.0,1.0,Device statistic for Expected number of measurements received from device during last reporting interval.,0,1,1,,Any,STAT,Statistic,ST,-98.6,37.5,PPA:3568,2021-07-29 22:39:08
} | MaximumArchiveDays=90 | DesiredRemainingSpace=500,3569,ONS_ROPV_230_PM_01!PMU:ST6,,98,8736f6c7-ad41-4b43-b4f6-e684e0d4ad20,ROPV_230_PM_01,Ropv_230_Pm_01,60,1,companyAcronym= | protocolName=IEEE C37.118.2-2011 | vendorAcronym= | vendorDeviceName= | interconnectionName=,,,,10,STTP,Streaming Telemetry Transport Protocol,11,,,,,,ROPV_230_PM_01!PMU-ST6,0.0,1.0,Device statistic for Number of measurements received while device was reporting errors during last reporting interval.,0,1,1,,Any,STAT,Statistic,ST,-98.6,37.5,PPA:3569,2021-07-29 22:39:08
} | MaximumArchiveDays=90 | DesiredRemainingSpace=500,3570,ONS_ROPV_230_PM_01!PMU:ST7,,98,8736f6c7-ad41-4b43-b4f6-e684e0d4ad20,ROPV_230_PM_01,Ropv_230_Pm_01,60,1,companyAcronym= | protocolName=IEEE C37.118.2-2011 | vendorAcronym= | vendorDeviceName= | interconnectionName=,,,,10,STTP,Streaming Telemetry Transport Protocol,11,,,,,,ROPV_230_PM_01!PMU-ST7,0.0,1.0,Device statistic for Number of defined measurements (per frame) from device during last reporting interval.,0,1,1,,Any,STAT,Statistic,ST,-98.6,37.5,PPA:3570,2021-07-29 22:39:08
} | MaximumArchiveDays=90 | DesiredRemainingSpace=500,3571,ONS_ROPV_230_PM_02!PMU:ST1,,99,8736f6c7-ad41-4b43-b4f6-e684e0d4ad20,ROPV_230_PM_02,Ropv_230_Pm_02,60,1,companyAcronym= | protocolName=IEEE C37.118.2-2011 | vendorAcronym= | vendorDeviceName= | interconnectionName=,,,,10,STTP,Streaming Telemetry Transport Protocol,11,,,,,,ROPV_230_PM_02!PMU-ST1,0.0,1.0,Device statistic for Number of data quality errors reported by device during last reporting interval.,0,1,1,,Any,STAT,Statistic,ST,-98.6,37.5,PPA:3571,2021-07-29 22:39:08
} | MaximumArchiveDays=90 | DesiredRemainingSpace=500,3572,ONS_ROPV_230_PM_02!PMU:ST2,,99,8736f6c7-ad41-4b43-b4f6-e684e0d4ad20,ROPV_230_PM_02,Ropv_230_Pm_02,60,1,companyAcronym= | protocolName=IEEE C37.118.2-2011 | vendorAcronym= | vendorDeviceName= | interconnectionName=,,,,10,STTP,Streaming Telemetry Transport Protocol,11,,,,,,ROPV_230_PM_02!PMU-ST2,0.0,1.0,Device statistic for Number of time quality errors reported by device during last reporting interval.,0,1,1,,Any,STAT,Statistic,ST,-98.6,37.5,PPA:3572,2021-07-29 22:39:08
} | MaximumArchiveDays=90 | DesiredRemainingSpace=500,3573,ONS_ROPV_230_PM_02!PMU:ST3,,99,8736f6c7-ad41-4b43-b4f6-e684e0d4ad20,ROPV_230_PM_02,Ropv_230_Pm_02,60,1,companyAcronym= | protocolName=IEEE C37.118.2-2011 | vendorAcronym= | vendorDeviceName= | interconnectionName=,,,,10,STTP,Streaming Telemetry Transport Protocol,11,,,,,,ROPV_230_PM_02!PMU-ST3,0.0,1.0,Device statistic for Number of device errors reported by device during last reporting interval.,0,1,1,,Any,STAT,Statistic,ST,-98.6,37.5,PPA:3573,2021-07-29 22:39:08
} | MaximumArchiveDays=90 | DesiredRemainingSpace=500,3574,ONS_ROPV_230_PM_02!PMU:ST4,,99,8736f6c7-ad41-4b43-b4f6-e684e0d4ad20,ROPV_230_PM_02,Ropv_230_Pm_02,60,1,companyAcronym= | protocolName=IEEE C37.118.2-2011 | vendorAcronym= | vendorDeviceName= | interconnectionName=,,,,10,STTP,Streaming Telemetry Transport Protocol,11,,,,,,ROPV_230_PM_02!PMU-ST4,0.0,1.0,Device statistic for Number of measurements received from device during last reporting interval.,0,1,1,,Any,STAT,Statistic,ST,-98.6,37.5,PPA:3574,2021-07-29 22:39:08
} | MaximumArchiveDays=90 | DesiredRemainingSpace=500,3575,ONS_ROPV_230_PM_02!PMU:ST5,,99,8736f6c7-ad41-4b43-b4f6-e684e0d4ad20,ROPV_230_PM_02,Ropv_230_Pm_02,60,1,companyAcronym= | protocolName=IEEE C37.118.2-2011 | vendorAcronym= | vendorDeviceName= | interconnectionName=,,,,10,STTP,Streaming Telemetry Transport Protocol,11,,,,,,ROPV_230_PM_02!PMU-ST5,0.0,1.0,Device statistic for Expected number of measurements received from device during last reporting interval.,0,1,1,,Any,STAT,Statistic,ST,-98.6,37.5,PPA:3575,2021-07-29 22:39:08
} | MaximumArchiveDays=90 | DesiredRemainingSpace=500,3576,ONS_ROPV_230_PM_02!PMU:ST6,,99,8736f6c7-ad41-4b43-b4f6-e684e0d4ad20,ROPV_230_PM_02,Ropv_230_Pm_02,60,1,companyAcronym= | protocolName=IEEE C37.118.2-2011 | vendorAcronym= | vendorDeviceName= | interconnectionName=,,,,10,STTP,Streaming Telemetry Transport Protocol,11,,,,,,ROPV_230_PM_02!PMU-ST6,0.0,1.0,Device statistic for Number of measurements received while device was reporting errors during last reporting interval.,0,1,1,,Any,STAT,Statistic,ST,-98.6,37.5,PPA:3576,2021-07-29 22:39:08
} | MaximumArchiveDays=90 | DesiredRemainingSpace=500,3577,ONS_ROPV_230_PM_02!PMU:ST7,,99,8736f6c7-ad41-4b43-b4f6-e684e0d4ad20,ROPV_230_PM_02,Ropv_230_Pm_02,60,1,companyAcronym= | protocolName=IEEE C37.118.2-2011 | vendorAcronym= | vendorDeviceName= | interconnectionName=,,,,10,STTP,Streaming Telemetry Transport Protocol,11,,,,,,ROPV_230_PM_02!PMU-ST7,0.0,1.0,Device statistic for Number of defined measurements (per frame) from device during last reporting interval.,0,1,1,,Any,STAT,Statistic,ST,-98.6,37.5,PPA:3577,2021-07-29 22:39:08
} | MaximumArchiveDays=90 | DesiredRemainingSpace=500,3578,ONS_ROPV_230_PM_03!PMU:ST1,,100,8736f6c7-ad41-4b43-b4f6-e684e0d4ad20,ROPV_230_PM_03,Ropv_230_Pm_03,60,1,companyAcronym= | protocolName=IEEE C37.118.2-2011 | vendorAcronym= | vendorDeviceName= | interconnectionName=,,,,10,STTP,Streaming Telemetry Transport Protocol,11,,,,,,ROPV_230_PM_03!PMU-ST1,0.0,1.0,Device statistic for Number of data quality errors reported by device during last reporting interval.,0,1,1,,Any,STAT,Statistic,ST,-98.6,37.5,PPA:3578,2021-07-29 22:39:08
} | MaximumArchiveDays=90 | DesiredRemainingSpace=500,3579,ONS_ROPV_230_PM_03!PMU:ST2,,100,8736f6c7-ad41-4b43-b4f6-e684e0d4ad20,ROPV_230_PM_03,Ropv_230_Pm_03,60,1,companyAcronym= | protocolName=IEEE C37.118.2-2011 | vendorAcronym= | vendorDeviceName= | interconnectionName=,,,,10,STTP,Streaming Telemetry Transport Protocol,11,,,,,,ROPV_230_PM_03!PMU-ST2,0.0,1.0,Device statistic for Number of time quality errors reported by device during last reporting interval.,0,1,1,,Any,STAT,Statistic,ST,-98.6,37.5,PPA:3579,2021-07-29 22:39:08
} | MaximumArchiveDays=90 | DesiredRemainingSpace=500,3580,ONS_ROPV_230_PM_03!PMU:ST3,,100,8736f6c7-ad41-4b43-b4f6-e684e0d4ad20,ROPV_230_PM_03,Ropv_230_Pm_03,60,1,companyAcronym= | protocolName=IEEE C37.118.2-2011 | vendorAcronym= | vendorDeviceName= | interconnectionName=,,,,10,STTP,Streaming Telemetry Transport Protocol,11,,,,,,ROPV_230_PM_03!PMU-ST3,0.0,1.0,Device statistic for Number of device errors reported by device during last reporting interval.,0,1,1,,Any,STAT,Statistic,ST,-98.6,37.5,PPA:3580,2021-07-29 22:39:08
} | MaximumArchiveDays=90 | DesiredRemainingSpace=500,3581,ONS_ROPV_230_PM_03!PMU:ST4,,100,8736f6c7-ad41-4b43-b4f6-e684e0d4ad20,ROPV_230_PM_03,Ropv_230_Pm_03,60,1,companyAcronym= | protocolName=IEEE C37.118.2-2011 | vendorAcronym= | vendorDeviceName= | interconnectionName=,,,,10,STTP,Streaming Telemetry Transport Protocol,11,,,,,,ROPV_230_PM_03!PMU-ST4,0.0,1.0,Device statistic for Number of measurements received from device during last reporting interval.,0,1,1,,Any,STAT,Statistic,ST,-98.6,37.5,PPA:3581,2021-07-29 22:39:08
} | MaximumArchiveDays=90 | DesiredRemainingSpace=500,3582,ONS_ROPV_230_PM_03!PMU:ST5,,100,8736f6c7-ad41-4b43-b4f6-e684e0d4ad20,ROPV_230_PM_03,Ropv_230_Pm_03,60,1,companyAcronym= | protocolName=IEEE C37.118.2-2011 | vendorAcronym= | vendorDeviceName= | interconnectionName=,,,,10,STTP,Streaming Telemetry Transport Protocol,11,,,,,,ROPV_230_PM_03!PMU-ST5,0.0,1.0,Device statistic for Expected number of measurements received from device during last reporting interval.,0,1,1,,Any,STAT,Statistic,ST,-98.6,37.5,PPA:3582,2021-07-29 22:39:08
} | MaximumArchiveDays=90 | DesiredRemainingSpace=500,3583,ONS_ROPV_230_PM_03!PMU:ST6,,100,8736f6c7-ad41-4b43-b4f6-e684e0d4ad20,ROPV_230_PM_03,Ropv_230_Pm_03,60,1,companyAcronym= | protocolName=IEEE C37.118.2-2011 | vendorAcronym= | vendorDeviceName= | interconnectionName=,,,,10,STTP,Streaming Telemetry Transport Protocol,11,,,,,,ROPV_230_PM_03!PMU-ST6,0.0,1.0,Device statistic for Number of measurements received while device was reporting errors during last reporting interval.,0,1,1,,Any,STAT,Statistic,ST,-98.6,37.5,PPA:3583,2021-07-29 22:39:08
} | MaximumArchiveDays=90 | DesiredRemainingSpace=500,3584,ONS_ROPV_230_PM_03!PMU:ST7,,100,8736f6c7-ad41-4b43-b4f6-e684e0d4ad20,ROPV_230_PM_03,Ropv_230_Pm_03,60,1,companyAcronym= | protocolName=IEEE C37.118.2-2011 | vendorAcronym= | vendorDeviceName= | interconnectionName=,,,,10,STTP,Streaming Telemetry Transport Protocol,11,,,,,,ROPV_230_PM_03!PMU-ST7,0.0,1.0,Device statistic for Number of defined measurements (per frame) from device during last reporting interval.,0,1,1,,Any,STAT,Statistic,ST,-98.6,37.5,PPA:3584,2021-07-29 22:39:08
} | MaximumArchiveDays=90 | DesiredRemainingSpace=500,3585,ONS_ROPV_230_PM_04!PMU:ST1,,101,8736f6c7-ad41-4b43-b4f6-e684e0d4ad20,ROPV_230_PM_04,Ropv_230_Pm_04,60,1,companyAcronym= | protocolName=IEEE C37.118.2-2011 | vendorAcronym= | vendorDeviceName= | interconnectionName=,,,,10,STTP,Streaming Telemetry Transport Protocol,11,,,,,,ROPV_230_PM_04!PMU-ST1,0.0,1.0,Device statistic for Number of data quality errors reported by device during last reporting interval.,0,1,1,,Any,STAT,Statistic,ST,-98.6,37.5,PPA:3585,2021-07-29 22:39:08
} | MaximumArchiveDays=90 | DesiredRemainingSpace=500,3586,ONS_ROPV_230_PM_04!PMU:ST2,,101,8736f6c7-ad41-4b43-b4f6-e684e0d4ad20,ROPV_230_PM_04,Ropv_230_Pm_04,60,1,companyAcronym= | protocolName=IEEE C37.118.2-2011 | vendorAcronym= | vendorDeviceName= | interconnectionName=,,,,10,STTP,Streaming Telemetry Transport Protocol,11,,,,,,ROPV_230_PM_04!PMU-ST2,0.0,1.0,Device statistic for Number of time quality errors reported by device during last reporting interval.,0,1,1,,Any,STAT,Statistic,ST,-98.6,37.5,PPA:3586,2021-07-29 22:39:08
} | MaximumArchiveDays=90 | DesiredRemainingSpace=500,3587,ONS_ROPV_230_PM_04!PMU:ST3,,101,8736f6c7-ad41-4b43-b4f6-e684e0d4ad20,ROPV_230_PM_04,Ropv_230_Pm_04,60,1,companyAcronym= | protocolName=IEEE C37.118.2-2011 | vendorAcronym= | vendorDeviceName= | interconnectionName=,,,,10,STTP,Streaming Telemetry Transport Protocol,11,,,,,,ROPV_230_PM_04!PMU-ST3,0.0,1.0,Device statistic for Number of device errors reported by device during last reporting interval.,0,1,1,,Any,STAT,Statistic,ST,-98.6,37.5,PPA:3587,2021-07-29 22:39:08
} | MaximumArchiveDays=90 | DesiredRemainingSpace=500,3588,ONS_ROPV_230_PM_04!PMU:ST4,,101,8736f6c7-ad41-4b43-b4f6-e684e0d4ad20,ROPV_230_PM_04,Ropv_230_Pm_04,60,1,companyAcronym= | protocolName=IEEE C37.118.2-2011 | vendorAcronym= | vendorDeviceName= | interconnectionName=,,,,10,STTP,Streaming Telemetry Transport Protocol,11,,,,,,ROPV_230_PM_04!PMU-ST4,0.0,1.0,Device statistic for Number of measurements received from device during last reporting interval.,0,1,1,,Any,STAT,Statistic,ST,-98.6,37.5,PPA:3588,2021-07-29 22:39:08
} | MaximumArchiveDays=90 | DesiredRemainingSpace=500,3589,ONS_ROPV_230_PM_04!PMU:ST5,,101,8736f6c7-ad41-4b43-b4f6-e684e0d4ad20,ROPV_230_PM_04,Ropv_230_Pm_04,60,1,companyAcronym= | protocolName=IEEE C37.118.2-2011 | vendorAcronym= | vendorDeviceName= | interconnectionName=,,,,10,STTP,Streaming Telemetry Transport Protocol,11,,,,,,ROPV_230_PM_04!PMU-ST5,0.0,1.0,Device statistic for Expected number of measurements received from device during last reporting interval.,0,1,1,,Any,STAT,Statistic,ST,-98.6,37.5,PPA:3589,2021-07-29 22:39:08
} | MaximumArchiveDays=90 | DesiredRemainingSpace=500,3590,ONS_ROPV_230_PM_04!PMU:ST6,,101,8736f6c7-ad41-4b43-b4f6-e684e0d4ad20,ROPV_230_PM_04,Ropv_230_Pm_04,60,1,companyAcronym= | protocolName=IEEE C37.118.2-2011 | vendorAcronym= | vendorDeviceName= | interconnectionName=,,,,10,STTP,Streaming Telemetry Transport Protocol,11,,,,,,ROPV_230_PM_04!PMU-ST6,0.0,1.0,Device statistic for Number of measurements received while device was reporting errors during last reporting interval.,0,1,1,,Any,STAT,Statistic,ST,-98.6,37.5,PPA:3590,2021-07-29 22:39:08
} | MaximumArchiveDays=90 | DesiredRemainingSpace=500,3591,ONS_ROPV_230_PM_04!PMU:ST7,,101,8736f6c7-ad41-4b43-b4f6-e684e0d4ad20,ROPV_230_PM_04,Ropv_230_Pm_04,60,1,companyAcronym= | protocolName=IEEE C37.118.2-2011 | vendorAcronym= | vendorDeviceName= | interconnectionName=,,,,10,STTP,Streaming Telemetry Transport Protocol,11,,,,,,ROPV_230_PM_04!PMU-ST7,0.0,1.0,Device statistic for Number of defined measurements (per frame) from device during last reporting interval.,0,1,1,,Any,STAT,Statistic,ST,-98.6,37.5,PPA:3591,2021-07-29 22:39:08
} | MaximumArchiveDays=90 | DesiredRemainingSpace=500,3592,ONS_ROPV_230_PM_05!PMU:ST1,,102,8736f6c7-ad41-4b43-b4f6-e684e0d4ad20,ROPV_230_PM_05,Ropv_230_Pm_05,60,1,companyAcronym= | protocolName=IEEE C37.118.2-2011 | vendorAcronym= | vendorDeviceName= | interconnectionName=,,,,10,STTP,Streaming Telemetry Transport Protocol,11,,,,,,ROPV_230_PM_05!PMU-ST1,0.0,1.0,Device statistic for Number of data quality errors reported by device during last reporting interval.,0,1,1,,Any,STAT,Statistic,ST,-98.6,37.5,PPA:3592,2021-07-29 22:39:08
} | MaximumArchiveDays=90 | DesiredRemainingSpace=500,3593,ONS_ROPV_230_PM_05!PMU:ST2,,102,8736f6c7-ad41-4b43-b4f6-e684e0d4ad20,ROPV_230_PM_05,Ropv_230_Pm_05,60,1,companyAcronym= | protocolName=IEEE C37.118.2-2011 | vendorAcronym= | vendorDeviceName= | interconnectionName=,,,,10,STTP,Streaming Telemetry Transport Protocol,11,,,,,,ROPV_230_PM_05!PMU-ST2,0.0,1.0,Device statistic for Number of time quality errors reported by device during last reporting interval.,0,1,1,,Any,STAT,Statistic,ST,-98.6,37.5,PPA:3593,2021-07-29 22:39:08
} | MaximumArchiveDays=90 | DesiredRemainingSpace=500,3594,ONS_ROPV_230_PM_05!PMU:ST3,,102,8736f6c7-ad41-4b43-b4f6-e684e0d4ad20,ROPV_230_PM_05,Ropv_230_Pm_05,60,1,companyAcronym= | protocolName=IEEE C37.118.2-2011 | vendorAcronym= | vendorDeviceName= | interconnectionName=,,,,10,STTP,Streaming Telemetry Transport Protocol,11,,,,,,ROPV_230_PM_05!PMU-ST3,0.0,1.0,Device statistic for Number of device errors reported by device during last reporting interval.,0,1,1,,Any,STAT,Statistic,ST,-98.6,37.5,PPA:3594,2021-07-29 22:39:08
} | MaximumArchiveDays=90 | DesiredRemainingSpace=500,3595,ONS_ROPV_230_PM_05!PMU:ST4,,102,8736f6c7-ad41-4b43-b4f6-e684e0d4ad20,ROPV_230_PM_05,Ropv_230_Pm_05,60,1,companyAcronym= | protocolName=IEEE C37.118.2-2011 | vendorAcronym= | vendorDeviceName= | interconnectionName=,,,,10,STTP,Streaming Telemetry Transport Protocol,11,,,,,,ROPV_230_PM_05!PMU-ST4,0.0,1.0,Device statistic for Number of measurements received from device during last reporting interval.,0,1,1,,Any,STAT,Statistic,ST,-98.6,37.5,PPA:3595,2021-07-29 22:39:08
} | MaximumArchiveDays=90 | DesiredRemainingSpace=500,3596,ONS_ROPV_230_PM_05!PMU:ST5,,102,8736f6c7-ad41-4b43-b4f6-e684e0d4ad20,ROPV_230_PM_05,Ropv_230_Pm_05,60,1,companyAcronym= | protocolName=IEEE C37.118.2-2011 | vendorAcronym= | vendorDeviceName= | interconnectionName=,,,,10,STTP,Streaming Telemetry Transport Protocol,11,,,,,,ROPV_230_PM_05!PMU-ST5,0.0,1.0,Device statistic for Expected number of measurements received from device during last reporting interval.,0,1,1,,Any,STAT,Statistic,ST,-98.6,37.5,PPA:3596,2021-07-29 22:39:08
} | MaximumArchiveDays=90 | DesiredRemainingSpace=500,3597,ONS_ROPV_230_PM_05!PMU:ST6,,102,8736f6c7-ad41-4b43-b4f6-e684e0d4ad20,ROPV_230_PM_05,Ropv_230_Pm_05,60,1,companyAcronym= | protocolName=IEEE C37.118.2-2011 | vendorAcronym= | vendorDeviceName= | interconnectionName=,,,,10,STTP,Streaming Telemetry Transport Protocol,11,,,,,,ROPV_230_PM_05!PMU-ST6,0.0,1.0,Device statistic for Number of measurements received while device was reporting errors during last reporting interval.,0,1,1,,Any,STAT,Statistic,ST,-98.6,37.5,PPA:3597,2021-07-29 22:39:08
} | MaximumArchiveDays=90 | DesiredRemainingSpace=500,3598,ONS_ROPV_230_PM_05!PMU:ST7,,102,8736f6c7-ad41-4b43-b4f6-e684e0d4ad20,ROPV_230_PM_05,Ropv_230_Pm_05,60,1,companyAcronym= | protocolName=IEEE C37.118.2-2011 | vendorAcronym= | vendorDeviceName= | interconnectionName=,,,,10,STTP,Streaming Telemetry Transport Protocol,11,,,,,,ROPV_230_PM_05!PMU-ST7,0.0,1.0,Device statistic for Number of defined measurements (per frame) from device during last reporting interval.,0,1,1,,Any,STAT,Statistic,ST,-98.6,37.5,PPA:3598,2021-07-29 22:39:08
} | MaximumArchiveDays=90 | DesiredRemainingSpace=500,3599,ONS_ROPV_230_PM_06!PMU:ST1,,103,8736f6c7-ad41-4b43-b4f6-e684e0d4ad20,ROPV_230_PM_06,Ropv_230_Pm_06,60,1,companyAcronym= | protocolName=IEEE C37.118.2-2011 | vendorAcronym= | vendorDeviceName= | interconnectionName=,,,,10,STTP,Streaming Telemetry Transport Protocol,11,,,,,,ROPV_230_PM_06!PMU-ST1,0.0,1.0,Device statistic for Number of data quality errors reported by device during last reporting interval.,0,1,1,,Any,STAT,Statistic,ST,-98.6,37.5,PPA:3599,2021-07-29 22:39:08
} | MaximumArchiveDays=90 | DesiredRemainingSpace=500,3600,ONS_ROPV_230_PM_06!PMU:ST2,,103,8736f6c7-ad41-4b43-b4f6-e684e0d4ad20,ROPV_230_PM_06,Ropv_230_Pm_06,60,1,companyAcronym= | protocolName=IEEE C37.118.2-2011 | vendorAcronym= | vendorDeviceName= | interconnectionName=,,,,10,STTP,Streaming Telemetry Transport Protocol,11,,,,,,ROPV_230_PM_06!PMU-ST2,0.0,1.0,Device statistic for Number of time quality errors reported by device during last reporting interval.,0,1,1,,Any,STAT,Statistic,ST,-98.6,37.5,PPA:3600,2021-07-29 22:39:08
} | MaximumArchiveDays=90 | DesiredRemainingSpace=500,3601,ONS_ROPV_230_PM_06!PMU:ST3,,103,8736f6c7-ad41-4b43-b4f6-e684e0d4ad20,ROPV_230_PM_06,Ropv_230_Pm_06,60,1,companyAcronym= | protocolName=IEEE C37.118.2-2011 | vendorAcronym= | vendorDeviceName= | interconnectionName=,,,,10,STTP,Streaming Telemetry Transport Protocol,11,,,,,,ROPV_230_PM_06!PMU-ST3,0.0,1.0,Device statistic for Number of device errors reported by device during last reporting interval.,0,1,1,,Any,STAT,Statistic,ST,-98.6,37.5,PPA:3601,2021-07-29 22:39:08
} | MaximumArchiveDays=90 | DesiredRemainingSpace=500,3602,ONS_ROPV_230_PM_06!PMU:ST4,,103,8736f6c7-ad41-4b43-b4f6-e684e0d4ad20,ROPV_230_PM_06,Ropv_230_Pm_06,60,1,companyAcronym= | protocolName=IEEE C37.118.2-2011 | vendorAcronym= | vendorDeviceName= | interconnectionName=,,,,10,STTP,Streaming Telemetry Transport Protocol,11,,,,,,ROPV_230_PM_06!PMU-ST4,0.0,1.0,Device statistic for Number of measurements received from device during last reporting interval.,0,1,1,,Any,STAT,Statistic,ST,-98.6,37.5,PPA:3602,2021-07-29 22:39:08
} | MaximumArchiveDays=90 | DesiredRemainingSpace=500,3603,ONS_ROPV_230_PM_06!PMU:ST5,,103,8736f6c7-ad41-4b43-b4f6-e684e0d4ad20,ROPV_230_PM_06,Ropv_230_Pm_06,60,1,companyAcronym= | protocolName=IEEE C37.118.2-2011 | vendorAcronym= | vendorDeviceName= | interconnectionName=,,,,10,STTP,Streaming Telemetry Transport Protocol,11,,,,,,ROPV_230_PM_06!PMU-ST5,0.0,1.0,Device statistic for Expected number of measurements received from device during last reporting interval.,0,1,1,,Any,STAT,Statistic,ST,-98.6,37.5,PPA:3603,2021-07-29 22:39:08
} | MaximumArchiveDays=90 | DesiredRemainingSpace=500,3604,ONS_ROPV_230_PM_06!PMU:ST6,,103,8736f6c7-ad41-4b43-b4f6-e684e0d4ad20,ROPV_230_PM_06,Ropv_230_Pm_06,60,1,companyAcronym= | protocolName=IEEE C37.118.2-2011 | vendorAcronym= | vendorDeviceName= | interconnectionName=,,,,10,STTP,Streaming Telemetry Transport Protocol,11,,,,,,ROPV_230_PM_06!PMU-ST6,0.0,1.0,Device statistic for Number of measurements received while device was reporting errors during last reporting interval.,0,1,1,,Any,STAT,Statistic,ST,-98.6,37.5,PPA:3604,2021-07-29 22:39:08
} | MaximumArchiveDays=90 | DesiredRemainingSpace=500,3605,ONS_ROPV_230_PM_06!PMU:ST7,,103,8736f6c7-ad41-4b43-b4f6-e684e0d4ad20,ROPV_230_PM_06,Ropv_230_Pm_06,60,1,companyAcronym= | protocolName=IEEE C37.118.2-2011 | vendorAcronym= | vendorDeviceName= | interconnectionName=,,,,10,STTP,Streaming Telemetry Transport Protocol,11,,,,,,ROPV_230_PM_06!PMU-ST7,0.0,1.0,Device statistic for Number of defined measurements (per frame) from device during last reporting interval.,0,1,1,,Any,STAT,Statistic,ST,-98.6,37.5,PPA:3605,2021-07-29 22:39:08
} | MaximumArchiveDays=90 | DesiredRemainingSpace=500,3606,ONS_ROPV_230_PM_07!PMU:ST1,,104,8736f6c7-ad41-4b43-b4f6-e684e0d4ad20,ROPV_230_PM_07,Ropv_230_Pm_07,60,1,companyAcronym= | protocolName=IEEE C37.118.2-2011 | vendorAcronym= | vendorDeviceName= | interconnectionName=,,,,10,STTP,Streaming Telemetry Transport Protocol,11,,,,,,ROPV_230_PM_07!PMU-ST1,0.0,1.0,Device statistic for Number of data quality errors reported by device during last reporting interval.,0,1,1,,Any,STAT,Statistic,ST,-98.6,37.5,PPA:3606,2021-07-29 22:39:08
} | MaximumArchiveDays=90 | DesiredRemainingSpace=500,3607,ONS_ROPV_230_PM_07!PMU:ST2,,104,8736f6c7-ad41-4b43-b4f6-e684e0d4ad20,ROPV_230_PM_07,Ropv_230_Pm_07,60,1,companyAcronym= | protocolName=IEEE C37.118.2-2011 | vendorAcronym= | vendorDeviceName= | interconnectionName=,,,,10,STTP,Streaming Telemetry Transport Protocol,11,,,,,,ROPV_230_PM_07!PMU-ST2,0.0,1.0,Device statistic for Number of time quality errors reported by device during last reporting interval.,0,1,1,,Any,STAT,Statistic,ST,-98.6,37.5,PPA:3607,2021-07-29 22:39:08
} | MaximumArchiveDays=90 | DesiredRemainingSpace=500,3608,ONS_ROPV_230_PM_07!PMU:ST3,,104,8736f6c7-ad41-4b43-b4f6-e684e0d4ad20,ROPV_230_PM_07,Ropv_230_Pm_07,60,1,companyAcronym= | protocolName=IEEE C37.118.2-2011 | vendorAcronym= | vendorDeviceName= | interconnectionName=,,,,10,STTP,Streaming Telemetry Transport Protocol,11,,,,,,ROPV_230_PM_07!PMU-ST3,0.0,1.0,Device statistic for Number of device errors reported by device during last reporting interval.,0,1,1,,Any,STAT,Statistic,ST,-98.6,37.5,PPA:3608,2021-07-29 22:39:08
} | MaximumArchiveDays=90 | DesiredRemainingSpace=500,3609,ONS_ROPV_230_PM_07!PMU:ST4,,104,8736f6c7-ad41-4b43-b4f6-e684e0d4ad20,ROPV_230_PM_07,Ropv_230_Pm_07,60,1,companyAcronym= | protocolName=IEEE C37.118.2-2011 | vendorAcronym= | vendorDeviceName= | interconnectionName=,,,,10,STTP,Streaming Telemetry Transport Protocol,11,,,,,,ROPV_230_PM_07!PMU-ST4,0.0,1.0,Device statistic for Number of measurements received from device during last reporting interval.,0,1,1,,Any,STAT,Statistic,ST,-98.6,37.5,PPA:3609,2021-07-29 22:39:08
} | MaximumArchiveDays=90 | DesiredRemainingSpace=500,3610,ONS_ROPV_230_PM_07!PMU:ST5,,104,8736f6c7-ad41-4b43-b4f6-e684e0d4ad20,ROPV_230_PM_07,Ropv_230_Pm_07,60,1,companyAcronym= | protocolName=IEEE C37.118.2-2011 | vendorAcronym= | vendorDeviceName= | interconnectionName=,,,,10,STTP,Streaming Telemetry Transport Protocol,11,,,,,,ROPV_230_PM_07!PMU-ST5,0.0,1.0,Device statistic for Expected number of measurements received from device during last reporting interval.,0,1,1,,Any,STAT,Statistic,ST,-98.6,37.5,PPA:3610,2021-07-29 22:39:08
} | MaximumArchiveDays=90 | DesiredRemainingSpace=500,3611,ONS_ROPV_230_PM_07!PMU:ST6,,104,8736f6c7-ad41-4b43-b4f6-e684e0d4ad20,ROPV_230_PM_07,Ropv_230_Pm_07,60,1,companyAcronym= | protocolName=IEEE C37.118.2-2011 | vendorAcronym= | vendorDeviceName= | interconnectionName=,,,,10,STTP,Streaming Telemetry Transport Protocol,11,,,,,,ROPV_230_PM_07!PMU-ST6,0.0,1.0,Device statistic for Number of measurements received while device was reporting errors during last reporting interval.,0,1,1,,Any,STAT,Statistic,ST,-98.6,37.5,PPA:3611,2021-07-29 22:39:08
} | MaximumArchiveDays=90 | DesiredRemainingSpace=500,3612,ONS_ROPV_230_PM_07!PMU:ST7,,104,8736f6c7-ad41-4b43-b4f6-e684e0d4ad20,ROPV_230_PM_07,Ropv_230_Pm_07,60,1,companyAcronym= | protocolName=IEEE C37.118.2-2011 | vendorAcronym= | vendorDeviceName= | interconnectionName=,,,,10,STTP,Streaming Telemetry Transport Protocol,11,,,,,,ROPV_230_PM_07!PMU-ST7,0.0,1.0,Device statistic for Number of defined measurements (per frame) from device during last reporting interval.,0,1,1,,Any,STAT,Statistic,ST,-98.6,37.5,PPA:3612,2021-07-29 22:39:08
} | MaximumArchiveDays=90 | DesiredRemainingSpace=500,3613,ONS_ROPV_230_PM_08!PMU:ST1,,105,8736f6c7-ad41-4b43-b4f6-e684e0d4ad20,ROPV_230_PM_08,Ropv_230_Pm_08,60,1,companyAcronym= | protocolName=IEEE C37.118.2-2011 | vendorAcronym= | vendorDeviceName= | interconnectionName=,,,,10,STTP,Streaming Telemetry Transport Protocol,11,,,,,,ROPV_230_PM_08!PMU-ST1,0.0,1.0,Device statistic for Number of data quality errors reported by device during last reporting interval.,0,1,1,,Any,STAT,Statistic,ST,-98.6,37.5,PPA:3613,2021-07-29 22:39:08
} | MaximumArchiveDays=90 | DesiredRemainingSpace=500,3614,ONS_ROPV_230_PM_08!PMU:ST2,,105,8736f6c7-ad41-4b43-b4f6-e684e0d4ad20,ROPV_230_PM_08,Ropv_230_Pm_08,60,1,companyAcronym= | protocolName=IEEE C37.118.2-2011 | vendorAcronym= | vendorDeviceName= | interconnectionName=,,,,10,STTP,Streaming Telemetry Transport Protocol,11,,,,,,ROPV_230_PM_08!PMU-ST2,0.0,1.0,Device statistic for Number of time quality errors reported by device during last reporting interval.,0,1,1,,Any,STAT,Statistic,ST,-98.6,37.5,PPA:3614,2021-07-29 22:39:08
} | MaximumArchiveDays=90 | DesiredRemainingSpace=500,3615,ONS_ROPV_230_PM_08!PMU:ST3,,105,8736f6c7-ad41-4b43-b4f6-e684e0d4ad20,ROPV_230_PM_08,Ropv_230_Pm_08,60,1,companyAcronym= | protocolName=IEEE C37.118.2-2011 | vendorAcronym= | vendorDeviceName= | interconnectionName=,,,,10,STTP,Streaming Telemetry Transport Protocol,11,,,,,,ROPV_230_PM_08!PMU-ST3,0.0,1.0,Device statistic for Number of device errors reported by device during last reporting interval.,0,1,1,,Any,STAT,Statistic,ST,-98.6,37.5,PPA:3615,2021-07-29 22:39:08
} | MaximumArchiveDays=90 | DesiredRemainingSpace=500,3616,ONS_ROPV_230_PM_08!PMU:ST4,,105,8736f6c7-ad41-4b43-b4f6-e684e0d4ad20,ROPV_230_PM_08,Ropv_230_Pm_08,60,1,companyAcronym= | protocolName=IEEE C37.118.2-2011 | vendorAcronym= | vendorDeviceName= | interconnectionName=,,,,10,STTP,Streaming Telemetry Transport Protocol,11,,,,,,ROPV_230_PM_08!PMU-ST4,0.0,1.0,Device statistic for Number of measurements received from device during last reporting interval.,0,1,1,,Any,STAT,Statistic,ST,-98.6,37.5,PPA:3616,2021-07-29 22:39:08
} | MaximumArchiveDays=90 | DesiredRemainingSpace=500,3617,ONS_ROPV_230_PM_08!PMU:ST5,,105,8736f6c7-ad41-4b43-b4f6-e684e0d4ad20,ROPV_230_PM_08,Ropv_230_Pm_08,60,1,companyAcronym= | protocolName=IEEE C37.118.2-2011 | vendorAcronym= | vendorDeviceName= | interconnectionName=,,,,10,STTP,Streaming Telemetry Transport Protocol,11,,,,,,ROPV_230_PM_08!PMU-ST5,0.0,1.0,Device statistic for Expected number of measurements received from device during last reporting interval.,0,1,1,,Any,STAT,Statistic,ST,-98.6,37.5,PPA:3617,2021-07-29 22:39:08
} | MaximumArchiveDays=90 | DesiredRemainingSpace=500,3618,ONS_ROPV_230_PM_08!PMU:ST6,,105,8736f6c7-ad41-4b43-b4f6-e684e0d4ad20,ROPV_230_PM_08,Ropv_230_Pm_08,60,1,companyAcronym= | protocolName=IEEE C37.118.2-2011 | vendorAcronym= | vendorDeviceName= | interconnectionName=,,,,10,STTP,Streaming Telemetry Transport Protocol,11,,,,,,ROPV_230_PM_08!PMU-ST6,0.0,1.0,Device statistic for Number of measurements received while device was reporting errors during last reporting interval.,0,1,1,,Any,STAT,Statistic,ST,-98.6,37.5,PPA:3618,2021-07-29 22:39:08
} | MaximumArchiveDays=90 | DesiredRemainingSpace=500,3619,ONS_ROPV_230_PM_08!PMU:ST7,,105,8736f6c7-ad41-4b43-b4f6-e684e0d4ad20,ROPV_230_PM_08,Ropv_230_Pm_08,60,1,companyAcronym= | protocolName=IEEE C37.118.2-2011 | vendorAcronym= | vendorDeviceName= | interconnectionName=,,,,10,STTP,Streaming Telemetry Transport Protocol,11,,,,,,ROPV_230_PM_08!PMU-ST7,0.0,1.0,Device statistic for Number of defined measurements (per frame) from device during last reporting interval.,0,1,1,,Any,STAT,Statistic,ST,-98.6,37.5,PPA:3619,2021-07-29 22:39:08
} | MaximumArchiveDays=90 | DesiredRemainingSpace=500,3620,ONS_MAPD_500_PM_03!PMU:ST1,,106,8736f6c7-ad41-4b43-b4f6-e684e0d4ad20,MAPD_500_PM_03,Mapd_500_Pm_03,60,1,companyAcronym= | protocolName=IEEE C37.118.2-2011 | vendorAcronym= | vendorDeviceName= | interconnectionName=,,,,10,STTP,Streaming Telemetry Transport Protocol,11,,,,,,MAPD_500_PM_03!PMU-ST1,0.0,1.0,Device statistic for Number of data quality errors reported by device during last reporting interval.,0,1,1,,Any,STAT,Statistic,ST,-98.6,37.5,PPA:3620,2021-07-29 22:39:08
} | MaximumArchiveDays=90 | DesiredRemainingSpace=500,3621,ONS_MAPD_500_PM_03!PMU:ST2,,106,8736f6c7-ad41-4b43-b4f6-e684e0d4ad20,MAPD_500_PM_03,Mapd_500_Pm_03,60,1,companyAcronym= | protocolName=IEEE C37.118.2-2011 | vendorAcronym= | vendorDeviceName= | interconnectionName=,,,,10,STTP,Streaming Telemetry Transport Protocol,11,,,,,,MAPD_500_PM_03!PMU-ST2,0.0,1.0,Device statistic for Number of time quality errors reported by device during last reporting interval.,0,1,1,,Any,STAT,Statistic,ST,-98.6,37.5,PPA:3621,2021-07-29 22:39:08
} | MaximumArchiveDays=90 | DesiredRemainingSpace=500,3622,ONS_MAPD_500_PM_03!PMU:ST3,,106,8736f6c7-ad41-4b43-b4f6-e684e0d4ad20,MAPD_500_PM_03,Mapd_500_Pm_03,60,1,companyAcronym= | protocolName=IEEE C37.118.2-2011 | vendorAcronym= | vendorDeviceName= | interconnectionName=,,,,10,STTP,Streaming Telemetry Transport Protocol,11,,,,,,MAPD_500_PM_03!PMU-ST3,0.0,1.0,Device statistic for Number of device errors reported by device during last reporting interval.,0,1,1,,Any,STAT,Statistic,ST,-98.6,37.5,PPA:3622,2021-07-29 22:39:08
} | MaximumArchiveDays=90 | DesiredRemainingSpace=500,3623,ONS_MAPD_500_PM_03!PMU:ST4,,106,8736f6c7-ad41-4b43-b4f6-e684e0d4ad20,MAPD_500_PM_03,Mapd_500_Pm_03,60,1,companyAcronym= | protocolName=IEEE C37.118.2-2011 | vendorAcronym= | vendorDeviceName= | interconnectionName=,,,,10,STTP,Streaming Telemetry Transport Protocol,11,,,,,,MAPD_500_PM_03!PMU-ST4,0.0,1.0,Device statistic for Number of measurements received from device during last reporting interval.,0,1,1,,Any,STAT,Statistic,ST,-98.6,37.5,PPA:3623,2021-07-29 22:39:08
} | MaximumArchiveDays=90 | DesiredRemainingSpace=500,3624,ONS_MAPD_500_PM_03!PMU:ST5,,106,8736f6c7-ad41-4b43-b4f6-e684e0d4ad20,MAPD_500_PM_03,Mapd_500_Pm_03,60,1,companyAcronym= | protocolName=IEEE C37.118.2-2011 | vendorAcronym= | vendorDeviceName= | interconnectionName=,,,,10,STTP,Streaming Telemetry Transport Protocol,11,,,,,,MAPD_500_PM_03!PMU-ST5,0.0,1.0,Device statistic for Expected number of measurements received from device during last reporting interval.,0,1,1,,Any,STAT,Statistic,ST,-98.6,37.5,PPA:3624,2021-07-29 22:39:08
} | MaximumArchiveDays=90 | DesiredRemainingSpace=500,3625,ONS_MAPD_500_PM_03!PMU:ST6,,106,8736f6c7-ad41-4b43-b4f6-e684e0d4ad20,MAPD_500_PM_03,Mapd_500_Pm_03,60,1,companyAcronym= | protocolName=IEEE C37.118.2-2011 | vendorAcronym= | vendorDeviceName= | interconnectionName=,,,,10,STTP,Streaming Telemetry Transport Protocol,11,,,,,,MAPD_500_PM_03!PMU-ST6,0.0,1.0,Device statistic for Number of measurements received while device was reporting errors during last reporting interval.,0,1,1,,Any,STAT,Statistic,ST,-98.6,37.5,PPA:3625,2021-07-29 22:39:08
} | MaximumArchiveDays=90 | DesiredRemainingSpace=500,3626,ONS_MAPD_500_PM_03!PMU:ST7,,106,8736f6c7-ad41-4b43-b4f6-e684e0d4ad20,MAPD_500_PM_03,Mapd_500_Pm_03,60,1,companyAcronym= | protocolName=IEEE C37.118.2-2011 | vendorAcronym= | vendorDeviceName= | interconnectionName=,,,,10,STTP,Streaming Telemetry Transport Protocol,11,,,,,,MAPD_500_PM_03!PMU-ST7,0.0,1.0,Device statistic for Number of defined measurements (per frame) from device during last reporting interval.,0,1,1,,Any,STAT,Statistic,ST,-98.6,37.5,PPA:3626,2021-07-29 22:39:08
} | MaximumArchiveDays=90 | DesiredRemainingSpace=500,3627,ONS_MAPD_500_PM_04!PMU:ST1,,107,8736f6c7-ad41-4b43-b4f6-e684e0d4ad20,MAPD_500_PM_04,Mapd_500_Pm_04,60,1,companyAcronym= | protocolName=IEEE C37.118.2-2011 | vendorAcronym= | vendorDeviceName= | interconnectionName=,,,,10,STTP,Streaming Telemetry Transport Protocol,11,,,,,,MAPD_500_PM_04!PMU-ST1,0.0,1.0,Device statistic for Number of data quality errors reported by device during last reporting interval.,0,1,1,,Any,STAT,Statistic,ST,-98.6,37.5,PPA:3627,2021-07-29 22:39:08
} | MaximumArchiveDays=90 | DesiredRemainingSpace=500,3628,ONS_MAPD_500_PM_04!PMU:ST2,,107,8736f6c7-ad41-4b43-b4f6-e684e0d4ad20,MAPD_500_PM_04,Mapd_500_Pm_04,60,1,companyAcronym= | protocolName=IEEE C37.118.2-2011 | vendorAcronym= | vendorDeviceName= | interconnectionName=,,,,10,STTP,Streaming Telemetry Transport Protocol,11,,,,,,MAPD_500_PM_04!PMU-ST2,0.0,1.0,Device statistic for Number of time quality errors reported by device during last reporting interval.,0,1,1,,Any,STAT,Statistic,ST,-98.6,37.5,PPA:3628,2021-07-29 22:39:08
} | MaximumArchiveDays=90 | DesiredRemainingSpace=500,3629,ONS_MAPD_500_PM_04!PMU:ST3,,107,8736f6c7-ad41-4b43-b4f6-e684e0d4ad20,MAPD_500_PM_04,Mapd_500_Pm_04,60,1,companyAcronym= | protocolName=IEEE C37.118.2-2011 | vendorAcronym= | vendorDeviceName= | interconnectionName=,,,,10,STTP,Streaming Telemetry Transport Protocol,11,,,,,,MAPD_500_PM_04!PMU-ST3,0.0,1.0,Device statistic for Number of device errors reported by device during last reporting interval.,0,1,1,,Any,STAT,Statistic,ST,-98.6,37.5,PPA:3629,2021-07-29 22:39:08
} | MaximumArchiveDays=90 | DesiredRemainingSpace=500,3630,ONS_MAPD_500_PM_04!PMU:ST4,,107,8736f6c7-ad41-4b43-b4f6-e684e0d4ad20,MAPD_500_PM_04,Mapd_500_Pm_04,60,1,companyAcronym= | protocolName=IEEE C37.118.2-2011 | vendorAcronym= | vendorDeviceName= | interconnectionName=,,,,10,STTP,Streaming Telemetry Transport Protocol,11,,,,,,MAPD_500_PM_04!PMU-ST4,0.0,1.0,Device statistic for Number of measurements received from device during last reporting interval.,0,1,1,,Any,STAT,Statistic,ST,-98.6,37.5,PPA:3630,2021-07-29 22:39:08
} | MaximumArchiveDays=90 | DesiredRemainingSpace=500,3631,ONS_MAPD_500_PM_04!PMU:ST5,,107,8736f6c7-ad41-4b43-b4f6-e684e0d4ad20,MAPD_500_PM_04,Mapd_500_Pm_04,60,1,companyAcronym= | protocolName=IEEE C37.118.2-2011 | vendorAcronym= | vendorDeviceName= | interconnectionName=,,,,10,STTP,Streaming Telemetry Transport Protocol,11,,,,,,MAPD_500_PM_04!PMU-ST5,0.0,1.0,Device statistic for Expected number of measurements received from device during last reporting interval.,0,1,1,,Any,STAT,Statistic,ST,-98.6,37.5,PPA:3631,2021-07-29 22:39:08
} | MaximumArchiveDays=90 | DesiredRemainingSpace=500,3632,ONS_MAPD_500_PM_04!PMU:ST6,,107,8736f6c7-ad41-4b43-b4f6-e684e0d4ad20,MAPD_500_PM_04,Mapd_500_Pm_04,60,1,companyAcronym= | protocolName=IEEE C37.118.2-2011 | vendorAcronym= | vendorDeviceName= | interconnectionName=,,,,10,STTP,Streaming Telemetry Transport Protocol,11,,,,,,MAPD_500_PM_04!PMU-ST6,0.0,1.0,Device statistic for Number of measurements received while device was reporting errors during last reporting interval.,0,1,1,,Any,STAT,Statistic,ST,-98.6,37.5,PPA:3632,2021-07-29 22:39:08
} | MaximumArchiveDays=90 | DesiredRemainingSpace=500,3633,ONS_MAPD_500_PM_04!PMU:ST7,,107,8736f6c7-ad41-4b43-b4f6-e684e0d4ad20,MAPD_500_PM_04,Mapd_500_Pm_04,60,1,companyAcronym= | protocolName=IEEE C37.118.2-2011 | vendorAcronym= | vendorDeviceName= | interconnectionName=,,,,10,STTP,Streaming Telemetry Transport Protocol,11,,,,,,MAPD_500_PM_04!PMU-ST7,0.0,1.0,Device statistic for Number of defined measurements (per frame) from device during last reporting interval.,0,1,1,,Any,STAT,Statistic,ST,-98.6,37.5,PPA:3633,2021-07-29 22:39:08
} | MaximumArchiveDays=90 | DesiredRemainingSpace=500,3634,ONS_MAPD_500_PM_05!PMU:ST1,,108,8736f6c7-ad41-4b43-b4f6-e684e0d4ad20,MAPD_500_PM_05,Mapd_500_Pm_05,60,1,companyAcronym= | protocolName=IEEE C37.118.2-2011 | vendorAcronym= | vendorDeviceName= | interconnectionName=,,,,10,STTP,Streaming Telemetry Transport Protocol,11,,,,,,MAPD_500_PM_05!PMU-ST1,0.0,1.0,Device statistic for Number of data quality errors reported by device during last reporting interval.,0,1,1,,Any,STAT,Statistic,ST,-98.6,37.5,PPA:3634,2021-07-29 22:39:08
} | MaximumArchiveDays=90 | DesiredRemainingSpace=500,3635,ONS_MAPD_500_PM_05!PMU:ST2,,108,8736f6c7-ad41-4b43-b4f6-e684e0d4ad20,MAPD_500_PM_05,Mapd_500_Pm_05,60,1,companyAcronym= | protocolName=IEEE C37.118.2-2011 | vendorAcronym= | vendorDeviceName= | interconnectionName=,,,,10,STTP,Streaming Telemetry Transport Protocol,11,,,,,,MAPD_500_PM_05!PMU-ST2,0.0,1.0,Device statistic for Number of time quality errors reported by device during last reporting interval.,0,1,1,,Any,STAT,Statistic,ST,-98.6,37.5,PPA:3635,2021-07-29 22:39:08
} | MaximumArchiveDays=90 | DesiredRemainingSpace=500,3636,ONS_MAPD_500_PM_05!PMU:ST3,,108,8736f6c7-ad41-4b43-b4f6-e684e0d4ad20,MAPD_500_PM_05,Mapd_500_Pm_05,60,1,companyAcronym= | protocolName=IEEE C37.118.2-2011 | vendorAcronym= | vendorDeviceName= | interconnectionName=,,,,10,STTP,Streaming Telemetry Transport Protocol,11,,,,,,MAPD_500_PM_05!PMU-ST3,0.0,1.0,Device statistic for Number of device errors reported by device during last reporting interval.,0,1,1,,Any,STAT,Statistic,ST,-98.6,37.5,PPA:3636,2021-07-29 22:39:08
} | MaximumArchiveDays=90 | DesiredRemainingSpace=500,3637,ONS_MAPD_500_PM_05!PMU:ST4,,108,8736f6c7-ad41-4b43-b4f6-e684e0d4ad20,MAPD_500_PM_05,Mapd_500_Pm_05,60,1,companyAcronym= | protocolName=IEEE C37.118.2-2011 | vendorAcronym= | vendorDeviceName= | interconnectionName=,,,,10,STTP,Streaming Telemetry Transport Protocol,11,,,,,,MAPD_500_PM_05!PMU-ST4,0.0,1.0,Device statistic for Number of measurements received from device during last reporting interval.,0,1,1,,Any,STAT,Statistic,ST,-98.6,37.5,PPA:3637,2021-07-29 22:39:08
} | MaximumArchiveDays=90 | DesiredRemainingSpace=500,3638,ONS_MAPD_500_PM_05!PMU:ST5,,108,8736f6c7-ad41-4b43-b4f6-e684e0d4ad20,MAPD_500_PM_05,Mapd_500_Pm_05,60,1,companyAcronym= | protocolName=IEEE C37.118.2-2011 | vendorAcronym= | vendorDeviceName= | interconnectionName=,,,,10,STTP,Streaming Telemetry Transport Protocol,11,,,,,,MAPD_500_PM_05!PMU-ST5,0.0,1.0,Device statistic for Expected number of measurements received from device during last reporting interval.,0,1,1,,Any,STAT,Statistic,ST,-98.6,37.5,PPA:3638,2021-07-29 22:39:08
} | MaximumArchiveDays=90 | DesiredRemainingSpace=500,3639,ONS_MAPD_500_PM_05!PMU:ST6,,108,8736f6c7-ad41-4b43-b4f6-e684e0d4ad20,MAPD_500_PM_05,Mapd_500_Pm_05,60,1,companyAcronym= | protocolName=IEEE C37.118.2-2011 | vendorAcronym= | vendorDeviceName= | interconnectionName=,,,,10,STTP,Streaming Telemetry Transport Protocol,11,,,,,,MAPD_500_PM_05!PMU-ST6,0.0,1.0,Device statistic for Number of measurements received while device was reporting errors during last reporting interval.,0,1,1,,Any,STAT,Statistic,ST,-98.6,37.5,PPA:3639,2021-07-29 22:39:08
} | MaximumArchiveDays=90 | DesiredRemainingSpace=500,3640,ONS_MAPD_500_PM_05!PMU:ST7,,108,8736f6c7-ad41-4b43-b4f6-e684e0d4ad20,MAPD_500_PM_05,Mapd_500_Pm_05,60,1,companyAcronym= | protocolName=IEEE C37.118.2-2011 | vendorAcronym= | vendorDeviceName= | interconnectionName=,,,,10,STTP,Streaming Telemetry Transport Protocol,11,,,,,,MAPD_500_PM_05!PMU-ST7,0.0,1.0,Device statistic for Number of defined measurements (per frame) from device during last reporting interval.,0,1,1,,Any,STAT,Statistic,ST,-98.6,37.5,PPA:3640,2021-07-29 22:39:09
} | MaximumArchiveDays=90 | DesiredRemainingSpace=500,3641,ONS_MAPD_500_PM_06!PMU:ST1,,109,8736f6c7-ad41-4b43-b4f6-e684e0d4ad20,MAPD_500_PM_06,Mapd_500_Pm_06,60,1,companyAcronym= | protocolName=IEEE C37.118.2-2011 | vendorAcronym= | vendorDeviceName= | interconnectionName=,,,,10,STTP,Streaming Telemetry Transport Protocol,11,,,,,,MAPD_500_PM_06!PMU-ST1,0.0,1.0,Device statistic for Number of data quality errors reported by device during last reporting interval.,0,1,1,,Any,STAT,Statistic,ST,-98.6,37.5,PPA:3641,2021-07-29 22:39:09
} | MaximumArchiveDays=90 | DesiredRemainingSpace=500,3642,ONS_MAPD_500_PM_06!PMU:ST2,,109,8736f6c7-ad41-4b43-b4f6-e684e0d4ad20,MAPD_500_PM_06,Mapd_500_Pm_06,60,1,companyAcronym= | protocolName=IEEE C37.118.2-2011 | vendorAcronym= | vendorDeviceName= | interconnectionName=,,,,10,STTP,Streaming Telemetry Transport Protocol,11,,,,,,MAPD_500_PM_06!PMU-ST2,0.0,1.0,Device statistic for Number of time quality errors reported by device during last reporting interval.,0,1,1,,Any,STAT,Statistic,ST,-98.6,37.5,PPA:3642,2021-07-29 22:39:09
} | MaximumArchiveDays=90 | DesiredRemainingSpace=500,3643,ONS_MAPD_500_PM_06!PMU:ST3,,109,8736f6c7-ad41-4b43-b4f6-e684e0d4ad20,MAPD_500_PM_06,Mapd_500_Pm_06,60,1,companyAcronym= | protocolName=IEEE C37.118.2-2011 | vendorAcronym= | vendorDeviceName= | interconnectionName=,,,,10,STTP,Streaming Telemetry Transport Protocol,11,,,,,,MAPD_500_PM_06!PMU-ST3,0.0,1.0,Device statistic for Number of device errors reported by device during last reporting interval.,0,1,1,,Any,STAT,Statistic,ST,-98.6,37.5,PPA:3643,2021-07-29 22:39:09
} | MaximumArchiveDays=90 | DesiredRemainingSpace=500,3644,ONS_MAPD_500_PM_06!PMU:ST4,,109,8736f6c7-ad41-4b43-b4f6-e684e0d4ad20,MAPD_500_PM_06,Mapd_500_Pm_06,60,1,companyAcronym= | protocolName=IEEE C37.118.2-2011 | vendorAcronym= | vendorDeviceName= | interconnectionName=,,,,10,STTP,Streaming Telemetry Transport Protocol,11,,,,,,MAPD_500_PM_06!PMU-ST4,0.0,1.0,Device statistic for Number of measurements received from device during last reporting interval.,0,1,1,,Any,STAT,Statistic,ST,-98.6,37.5,PPA:3644,2021-07-29 22:39:09
} | MaximumArchiveDays=90 | DesiredRemainingSpace=500,3645,ONS_MAPD_500_PM_06!PMU:ST5,,109,8736f6c7-ad41-4b43-b4f6-e684e0d4ad20,MAPD_500_PM_06,Mapd_500_Pm_06,60,1,companyAcronym= | protocolName=IEEE C37.118.2-2011 | vendorAcronym= | vendorDeviceName= | interconnectionName=,,,,10,STTP,Streaming Telemetry Transport Protocol,11,,,,,,MAPD_500_PM_06!PMU-ST5,0.0,1.0,Device statistic for Expected number of measurements received from device during last reporting interval.,0,1,1,,Any,STAT,Statistic,ST,-98.6,37.5,PPA:3645,2021-07-29 22:39:09
} | MaximumArchiveDays=90 | DesiredRemainingSpace=500,3646,ONS_MAPD_500_PM_06!PMU:ST6,,109,8736f6c7-ad41-4b43-b4f6-e684e0d4ad20,MAPD_500_PM_06,Mapd_500_Pm_06,60,1,companyAcronym= | protocolName=IEEE C37.118.2-2011 | vendorAcronym= | vendorDeviceName= | interconnectionName=,,,,10,STTP,Streaming Telemetry Transport Protocol,11,,,,,,MAPD_500_PM_06!PMU-ST6,0.0,1.0,Device statistic for Number of measurements received while device was reporting errors during last reporting interval.,0,1,1,,Any,STAT,Statistic,ST,-98.6,37.5,PPA:3646,2021-07-29 22:39:09
} | MaximumArchiveDays=90 | DesiredRemainingSpace=500,3647,ONS_MAPD_500_PM_06!PMU:ST7,,109,8736f6c7-ad41-4b43-b4f6-e684e0d4ad20,MAPD_500_PM_06,Mapd_500_Pm_06,60,1,companyAcronym= | protocolName=IEEE C37.118.2-2011 | vendorAcronym= | vendorDeviceName= | interconnectionName=,,,,10,STTP,Streaming Telemetry Transport Protocol,11,,,,,,MAPD_500_PM_06!PMU-ST7,0.0,1.0,Device statistic for Number of defined measurements (per frame) from device during last reporting interval.,0,1,1,,Any,STAT,Statistic,ST,-98.6,37.5,PPA:3647,2021-07-29 22:39:09
} | MaximumArchiveDays=90 | DesiredRemainingSpace=500,3648,ONS_MAPD_500_PM_07!PMU:ST1,,110,8736f6c7-ad41-4b43-b4f6-e684e0d4ad20,MAPD_500_PM_07,Mapd_500_Pm_07,60,1,companyAcronym= | protocolName=IEEE C37.118.2-2011 | vendorAcronym= | vendorDeviceName= | interconnectionName=,,,,10,STTP,Streaming Telemetry Transport Protocol,11,,,,,,MAPD_500_PM_07!PMU-ST1,0.0,1.0,Device statistic for Number of data quality errors reported by device during last reporting interval.,0,1,1,,Any,STAT,Statistic,ST,-98.6,37.5,PPA:3648,2021-07-29 22:39:09
} | MaximumArchiveDays=90 | DesiredRemainingSpace=500,3649,ONS_MAPD_500_PM_07!PMU:ST2,,110,8736f6c7-ad41-4b43-b4f6-e684e0d4ad20,MAPD_500_PM_07,Mapd_500_Pm_07,60,1,companyAcronym= | protocolName=IEEE C37.118.2-2011 | vendorAcronym= | vendorDeviceName= | interconnectionName=,,,,10,STTP,Streaming Telemetry Transport Protocol,11,,,,,,MAPD_500_PM_07!PMU-ST2,0.0,1.0,Device statistic for Number of time quality errors reported by device during last reporting interval.,0,1,1,,Any,STAT,Statistic,ST,-98.6,37.5,PPA:3649,2021-07-29 22:39:09
} | MaximumArchiveDays=90 | DesiredRemainingSpace=500,3650,ONS_MAPD_500_PM_07!PMU:ST3,,110,8736f6c7-ad41-4b43-b4f6-e684e0d4ad20,MAPD_500_PM_07,Mapd_500_Pm_07,60,1,companyAcronym= | protocolName=IEEE C37.118.2-2011 | vendorAcronym= | vendorDeviceName= | interconnectionName=,,,,10,STTP,Streaming Telemetry Transport Protocol,11,,,,,,MAPD_500_PM_07!PMU-ST3,0.0,1.0,Device statistic for Number of device errors reported by device during last reporting interval.,0,1,1,,Any,STAT,Statistic,ST,-98.6,37.5,PPA:3650,2021-07-29 22:39:09
} | MaximumArchiveDays=90 | DesiredRemainingSpace=500,3651,ONS_MAPD_500_PM_07!PMU:ST4,,110,8736f6c7-ad41-4b43-b4f6-e684e0d4ad20,MAPD_500_PM_07,Mapd_500_Pm_07,60,1,companyAcronym= | protocolName=IEEE C37.118.2-2011 | vendorAcronym= | vendorDeviceName= | interconnectionName=,,,,10,STTP,Streaming Telemetry Transport Protocol,11,,,,,,MAPD_500_PM_07!PMU-ST4,0.0,1.0,Device statistic for Number of measurements received from device during last reporting interval.,0,1,1,,Any,STAT,Statistic,ST,-98.6,37.5,PPA:3651,2021-07-29 22:39:09
} | MaximumArchiveDays=90 | DesiredRemainingSpace=500,3652,ONS_MAPD_500_PM_07!PMU:ST5,,110,8736f6c7-ad41-4b43-b4f6-e684e0d4ad20,MAPD_500_PM_07,Mapd_500_Pm_07,60,1,companyAcronym= | protocolName=IEEE C37.118.2-2011 | vendorAcronym= | vendorDeviceName= | interconnectionName=,,,,10,STTP,Streaming Telemetry Transport Protocol,11,,,,,,MAPD_500_PM_07!PMU-ST5,0.0,1.0,Device statistic for Expected number of measurements received from device during last reporting interval.,0,1,1,,Any,STAT,Statistic,ST,-98.6,37.5,PPA:3652,2021-07-29 22:39:09
} | MaximumArchiveDays=90 | DesiredRemainingSpace=500,3653,ONS_MAPD_500_PM_07!PMU:ST6,,110,8736f6c7-ad41-4b43-b4f6-e684e0d4ad20,MAPD_500_PM_07,Mapd_500_Pm_07,60,1,companyAcronym= | protocolName=IEEE C37.118.2-2011 | vendorAcronym= | vendorDeviceName= | interconnectionName=,,,,10,STTP,Streaming Telemetry Transport Protocol,11,,,,,,MAPD_500_PM_07!PMU-ST6,0.0,1.0,Device statistic for Number of measurements received while device was reporting errors during last reporting interval.,0,1,1,,Any,STAT,Statistic,ST,-98.6,37.5,PPA:3653,2021-07-29 22:39:09
} | MaximumArchiveDays=90 | DesiredRemainingSpace=500,3654,ONS_MAPD_500_PM_07!PMU:ST7,,110,8736f6c7-ad41-4b43-b4f6-e684e0d4ad20,MAPD_500_PM_07,Mapd_500_Pm_07,60,1,companyAcronym= | protocolName=IEEE C37.118.2-2011 | vendorAcronym= | vendorDeviceName= | interconnectionName=,,,,10,STTP,Streaming Telemetry Transport Protocol,11,,,,,,MAPD_500_PM_07!PMU-ST7,0.0,1.0,Device statistic for Number of defined measurements (per frame) from device during last reporting interval.,0,1,1,,Any,STAT,Statistic,ST,-98.6,37.5,PPA:3654,2021-07-29 22:39:09
} | MaximumArchiveDays=90 | DesiredRemainingSpace=500,3655,ONS_MAPD_500_PM_08!PMU:ST1,,111,8736f6c7-ad41-4b43-b4f6-e684e0d4ad20,MAPD_500_PM_08,Mapd_500_Pm_08,60,1,companyAcronym= | protocolName=IEEE C37.118.2-2011 | vendorAcronym= | vendorDeviceName= | interconnectionName=,,,,10,STTP,Streaming Telemetry Transport Protocol,11,,,,,,MAPD_500_PM_08!PMU-ST1,0.0,1.0,Device statistic for Number of data quality errors reported by device during last reporting interval.,0,1,1,,Any,STAT,Statistic,ST,-98.6,37.5,PPA:3655,2021-07-29 22:39:09
} | MaximumArchiveDays=90 | DesiredRemainingSpace=500,3656,ONS_MAPD_500_PM_08!PMU:ST2,,111,8736f6c7-ad41-4b43-b4f6-e684e0d4ad20,MAPD_500_PM_08,Mapd_500_Pm_08,60,1,companyAcronym= | protocolName=IEEE C37.118.2-2011 | vendorAcronym= | vendorDeviceName= | interconnectionName=,,,,10,STTP,Streaming Telemetry Transport Protocol,11,,,,,,MAPD_500_PM_08!PMU-ST2,0.0,1.0,Device statistic for Number of time quality errors reported by device during last reporting interval.,0,1,1,,Any,STAT,Statistic,ST,-98.6,37.5,PPA:3656,2021-07-29 22:39:09
} | MaximumArchiveDays=90 | DesiredRemainingSpace=500,3657,ONS_MAPD_500_PM_08!PMU:ST3,,111,8736f6c7-ad41-4b43-b4f6-e684e0d4ad20,MAPD_500_PM_08,Mapd_500_Pm_08,60,1,companyAcronym= | protocolName=IEEE C37.118.2-2011 | vendorAcronym= | vendorDeviceName= | interconnectionName=,,,,10,STTP,Streaming Telemetry Transport Protocol,11,,,,,,MAPD_500_PM_08!PMU-ST3,0.0,1.0,Device statistic for Number of device errors reported by device during last reporting interval.,0,1,1,,Any,STAT,Statistic,ST,-98.6,37.5,PPA:3657,2021-07-29 22:39:09
} | MaximumArchiveDays=90 | DesiredRemainingSpace=500,3658,ONS_MAPD_500_PM_08!PMU:ST4,,111,8736f6c7-ad41-4b43-b4f6-e684e0d4ad20,MAPD_500_PM_08,Mapd_500_Pm_08,60,1,companyAcronym= | protocolName=IEEE C37.118.2-2011 | vendorAcronym= | vendorDeviceName= | interconnectionName=,,,,10,STTP,Streaming Telemetry Transport Protocol,11,,,,,,MAPD_500_PM_08!PMU-ST4,0.0,1.0,Device statistic for Number of measurements received from device during last reporting interval.,0,1,1,,Any,STAT,Statistic,ST,-98.6,37.5,PPA:3658,2021-07-29 22:39:09
} | MaximumArchiveDays=90 | DesiredRemainingSpace=500,3659,ONS_MAPD_500_PM_08!PMU:ST5,,111,8736f6c7-ad41-4b43-b4f6-e684e0d4ad20,MAPD_500_PM_08,Mapd_500_Pm_08,60,1,companyAcronym= | protocolName=IEEE C37.118.2-2011 | vendorAcronym= | vendorDeviceName= | interconnectionName=,,,,10,STTP,Streaming Telemetry Transport Protocol,11,,,,,,MAPD_500_PM_08!PMU-ST5,0.0,1.0,Device statistic for Expected number of measurements received from device during last reporting interval.,0,1,1,,Any,STAT,Statistic,ST,-98.6,37.5,PPA:3659,2021-07-29 22:39:09
} | MaximumArchiveDays=90 | DesiredRemainingSpace=500,3660,ONS_MAPD_500_PM_08!PMU:ST6,,111,8736f6c7-ad41-4b43-b4f6-e684e0d4ad20,MAPD_500_PM_08,Mapd_500_Pm_08,60,1,companyAcronym= | protocolName=IEEE C37.118.2-2011 | vendorAcronym= | vendorDeviceName= | interconnectionName=,,,,10,STTP,Streaming Telemetry Transport Protocol,11,,,,,,MAPD_500_PM_08!PMU-ST6,0.0,1.0,Device statistic for Number of measurements received while device was reporting errors during last reporting interval.,0,1,1,,Any,STAT,Statistic,ST,-98.6,37.5,PPA:3660,2021-07-29 22:39:09
} | MaximumArchiveDays=90 | DesiredRemainingSpace=500,3661,ONS_MAPD_500_PM_08!PMU:ST7,,111,8736f6c7-ad41-4b43-b4f6-e684e0d4ad20,MAPD_500_PM_08,Mapd_500_Pm_08,60,1,companyAcronym= | protocolName=IEEE C37.118.2-2011 | vendorAcronym= | vendorDeviceName= | interconnectionName=,,,,10,STTP,Streaming Telemetry Transport Protocol,11,,,,,,MAPD_500_PM_08!PMU-ST7,0.0,1.0,Device statistic for Number of defined measurements (per frame) from device during last reporting interval.,0,1,1,,Any,STAT,Statistic,ST,-98.6,37.5,PPA:3661,2021-07-29 22:39:09
} | MaximumArchiveDays=90 | DesiredRemainingSpace=500,3662,ONS_MAPD_500_PM_09!PMU:ST1,,112,8736f6c7-ad41-4b43-b4f6-e684e0d4ad20,MAPD_500_PM_09,Mapd_500_Pm_09,60,1,companyAcronym= | protocolName=IEEE C37.118.2-2011 | vendorAcronym= | vendorDeviceName= | interconnectionName=,,,,10,STTP,Streaming Telemetry Transport Protocol,11,,,,,,MAPD_500_PM_09!PMU-ST1,0.0,1.0,Device statistic for Number of data quality errors reported by device during last reporting interval.,0,1,1,,Any,STAT,Statistic,ST,-98.6,37.5,PPA:3662,2021-07-29 22:39:09
} | MaximumArchiveDays=90 | DesiredRemainingSpace=500,3663,ONS_MAPD_500_PM_09!PMU:ST2,,112,8736f6c7-ad41-4b43-b4f6-e684e0d4ad20,MAPD_500_PM_09,Mapd_500_Pm_09,60,1,companyAcronym= | protocolName=IEEE C37.118.2-2011 | vendorAcronym= | vendorDeviceName= | interconnectionName=,,,,10,STTP,Streaming Telemetry Transport Protocol,11,,,,,,MAPD_500_PM_09!PMU-ST2,0.0,1.0,Device statistic for Number of time quality errors reported by device during last reporting interval.,0,1,1,,Any,STAT,Statistic,ST,-98.6,37.5,PPA:3663,2021-07-29 22:39:09
} | MaximumArchiveDays=90 | DesiredRemainingSpace=500,3664,ONS_MAPD_500_PM_09!PMU:ST3,,112,8736f6c7-ad41-4b43-b4f6-e684e0d4ad20,MAPD_500_PM_09,Mapd_500_Pm_09,60,1,companyAcronym= | protocolName=IEEE C37.118.2-2011 | vendorAcronym= | vendorDeviceName= | interconnectionName=,,,,10,STTP,Streaming Telemetry Transport Protocol,11,,,,,,MAPD_500_PM_09!PMU-ST3,0.0,1.0,Device statistic for Number of device errors reported by device during last reporting interval.,0,1,1,,Any,STAT,Statistic,ST,-98.6,37.5,PPA:3664,2021-07-29 22:39:09
} | MaximumArchiveDays=90 | DesiredRemainingSpace=500,3665,ONS_MAPD_500_PM_09!PMU:ST4,,112,8736f6c7-ad41-4b43-b4f6-e684e0d4ad20,MAPD_500_PM_09,Mapd_500_Pm_09,60,1,companyAcronym= | protocolName=IEEE C37.118.2-2011 | vendorAcronym= | vendorDeviceName= | interconnectionName=,,,,10,STTP,Streaming Telemetry Transport Protocol,11,,,,,,MAPD_500_PM_09!PMU-ST4,0.0,1.0,Device statistic for Number of measurements received from device during last reporting interval.,0,1,1,,Any,STAT,Statistic,ST,-98.6,37.5,PPA:3665,2021-07-29 22:39:09
} | MaximumArchiveDays=90 | DesiredRemainingSpace=500,3666,ONS_MAPD_500_PM_09!PMU:ST5,,112,8736f6c7-ad41-4b43-b4f6-e684e0d4ad20,MAPD_500_PM_09,Mapd_500_Pm_09,60,1,companyAcronym= | protocolName=IEEE C37.118.2-2011 | vendorAcronym= | vendorDeviceName= | interconnectionName=,,,,10,STTP,Streaming Telemetry Transport Protocol,11,,,,,,MAPD_500_PM_09!PMU-ST5,0.0,1.0,Device statistic for Expected number of measurements received from device during last reporting interval.,0,1,1,,Any,STAT,Statistic,ST,-98.6,37.5,PPA:3666,2021-07-29 22:39:09
} | MaximumArchiveDays=90 | DesiredRemainingSpace=500,3667,ONS_MAPD_500_PM_09!PMU:ST6,,112,8736f6c7-ad41-4b43-b4f6-e684e0d4ad20,MAPD_500_PM_09,Mapd_500_Pm_09,60,1,companyAcronym= | protocolName=IEEE C37.118.2-2011 | vendorAcronym= | vendorDeviceName= | interconnectionName=,,,,10,STTP,Streaming Telemetry Transport Protocol,11,,,,,,MAPD_500_PM_09!PMU-ST6,0.0,1.0,Device statistic for Number of measurements received while device was reporting errors during last reporting interval.,0,1,1,,Any,STAT,Statistic,ST,-98.6,37.5,PPA:3667,2021-07-29 22:39:09
} | MaximumArchiveDays=90 | DesiredRemainingSpace=500,3668,ONS_MAPD_500_PM_09!PMU:ST7,,112,8736f6c7-ad41-4b43-b4f6-e684e0d4ad20,MAPD_500_PM_09,Mapd_500_Pm_09,60,1,companyAcronym= | protocolName=IEEE C37.118.2-2011 | vendorAcronym= | vendorDeviceName= | interconnectionName=,,,,10,STTP,Streaming Telemetry Transport Protocol,11,,,,,,MAPD_500_PM_09!PMU-ST7,0.0,1.0,Device statistic for Number of defined measurements (per frame) from device during last reporting interval.,0,1,1,,Any,STAT,Statistic,ST,-98.6,37.5,PPA:3668,2021-07-29 22:39:09
} | MaximumArchiveDays=90 | DesiredRemainingSpace=500,3669,ONS_MAPD_500_PM_10!PMU:ST1,,113,8736f6c7-ad41-4b43-b4f6-e684e0d4ad20,MAPD_500_PM_10,Mapd_500_Pm_10,60,1,companyAcronym= | protocolName=IEEE C37.118.2-2011 | vendorAcronym= | vendorDeviceName= | interconnectionName=,,,,10,STTP,Streaming Telemetry Transport Protocol,11,,,,,,MAPD_500_PM_10!PMU-ST1,0.0,1.0,Device statistic for Number of data quality errors reported by device during last reporting interval.,0,1,1,,Any,STAT,Statistic,ST,-98.6,37.5,PPA:3669,2021-07-29 22:39:09
} | MaximumArchiveDays=90 | DesiredRemainingSpace=500,3670,ONS_MAPD_500_PM_10!PMU:ST2,,113,8736f6c7-ad41-4b43-b4f6-e684e0d4ad20,MAPD_500_PM_10,Mapd_500_Pm_10,60,1,companyAcronym= | protocolName=IEEE C37.118.2-2011 | vendorAcronym= | vendorDeviceName= | interconnectionName=,,,,10,STTP,Streaming Telemetry Transport Protocol,11,,,,,,MAPD_500_PM_10!PMU-ST2,0.0,1.0,Device statistic for Number of time quality errors reported by device during last reporting interval.,0,1,1,,Any,STAT,Statistic,ST,-98.6,37.5,PPA:3670,2021-07-29 22:39:09
} | MaximumArchiveDays=90 | DesiredRemainingSpace=500,3671,ONS_MAPD_500_PM_10!PMU:ST3,,113,8736f6c7-ad41-4b43-b4f6-e684e0d4ad20,MAPD_500_PM_10,Mapd_500_Pm_10,60,1,companyAcronym= | protocolName=IEEE C37.118.2-2011 | vendorAcronym= | vendorDeviceName= | interconnectionName=,,,,10,STTP,Streaming Telemetry Transport Protocol,11,,,,,,MAPD_500_PM_10!PMU-ST3,0.0,1.0,Device statistic for Number of device errors reported by device during last reporting interval.,0,1,1,,Any,STAT,Statistic,ST,-98.6,37.5,PPA:3671,2021-07-29 22:39:09
} | MaximumArchiveDays=90 | DesiredRemainingSpace=500,3672,ONS_MAPD_500_PM_10!PMU:ST4,,113,8736f6c7-ad41-4b43-b4f6-e684e0d4ad20,MAPD_500_PM_10,Mapd_500_Pm_10,60,1,companyAcronym= | protocolName=IEEE C37.118.2-2011 | vendorAcronym= | vendorDeviceName= | interconnectionName=,,,,10,STTP,Streaming Telemetry Transport Protocol,11,,,,,,MAPD_500_PM_10!PMU-ST4,0.0,1.0,Device statistic for Number of measurements received from device during last reporting interval.,0,1,1,,Any,STAT,Statistic,ST,-98.6,37.5,PPA:3672,2021-07-29 22:39:09
} | MaximumArchiveDays=90 | DesiredRemainingSpace=500,3673,ONS_MAPD_500_PM_10!PMU:ST5,,113,8736f6c7-ad41-4b43-b4f6-e684e0d4ad20,MAPD_500_PM_10,Mapd_500_Pm_10,60,1,companyAcronym= | protocolName=IEEE C37.118.2-2011 | vendorAcronym= | vendorDeviceName= | interconnectionName=,,,,10,STTP,Streaming Telemetry Transport Protocol,11,,,,,,MAPD_500_PM_10!PMU-ST5,0.0,1.0,Device statistic for Expected number of measurements received from device during last reporting interval.,0,1,1,,Any,STAT,Statistic,ST,-98.6,37.5,PPA:3673,2021-07-29 22:39:09
} | MaximumArchiveDays=90 | DesiredRemainingSpace=500,3674,ONS_MAPD_500_PM_10!PMU:ST6,,113,8736f6c7-ad41-4b43-b4f6-e684e0d4ad20,MAPD_500_PM_10,Mapd_500_Pm_10,60,1,companyAcronym= | protocolName=IEEE C37.118.2-2011 | vendorAcronym= | vendorDeviceName= | interconnectionName=,,,,10,STTP,Streaming Telemetry Transport Protocol,11,,,,,,MAPD_500_PM_10!PMU-ST6,0.0,1.0,Device statistic for Number of measurements received while device was reporting errors during last reporting interval.,0,1,1,,Any,STAT,Statistic,ST,-98.6,37.5,PPA:3674,2021-07-29 22:39:09
} | MaximumArchiveDays=90 | DesiredRemainingSpace=500,3675,ONS_MAPD_500_PM_10!PMU:ST7,,113,8736f6c7-ad41-4b43-b4f6-e684e0d4ad20,MAPD_500_PM_10,Mapd_500_Pm_10,60,1,companyAcronym= | protocolName=IEEE C37.118.2-2011 | vendorAcronym= | vendorDeviceName= | interconnectionName=,,,,10,STTP,Streaming Telemetry Transport Protocol,11,,,,,,MAPD_500_PM_10!PMU-ST7,0.0,1.0,Device statistic for Number of defined measurements (per frame) from device during last reporting interval.,0,1,1,,Any,STAT,Statistic,ST,-98.6,37.5,PPA:3675,2021-07-29 22:39:09
} | MaximumArchiveDays=90 | DesiredRemainingSpace=500,3676,ONS_MAPD_500_PM_11!PMU:ST1,,114,8736f6c7-ad41-4b43-b4f6-e684e0d4ad20,MAPD_500_PM_11,Mapd_500_Pm_11,60,1,companyAcronym= | protocolName=IEEE C37.118.2-2011 | vendorAcronym= | vendorDeviceName= | interconnectionName=,,,,10,STTP,Streaming Telemetry Transport Protocol,11,,,,,,MAPD_500_PM_11!PMU-ST1,0.0,1.0,Device statistic for Number of data quality errors reported by device during last reporting interval.,0,1,1,,Any,STAT,Statistic,ST,-98.6,37.5,PPA:3676,2021-07-29 22:39:09
} | MaximumArchiveDays=90 | DesiredRemainingSpace=500,3677,ONS_MAPD_500_PM_11!PMU:ST2,,114,8736f6c7-ad41-4b43-b4f6-e684e0d4ad20,MAPD_500_PM_11,Mapd_500_Pm_11,60,1,companyAcronym= | protocolName=IEEE C37.118.2-2011 | vendorAcronym= | vendorDeviceName= | interconnectionName=,,,,10,STTP,Streaming Telemetry Transport Protocol,11,,,,,,MAPD_500_PM_11!PMU-ST2,0.0,1.0,Device statistic for Number of time quality errors reported by device during last reporting interval.,0,1,1,,Any,STAT,Statistic,ST,-98.6,37.5,PPA:3677,2021-07-29 22:39:09
} | MaximumArchiveDays=90 | DesiredRemainingSpace=500,3678,ONS_MAPD_500_PM_11!PMU:ST3,,114,8736f6c7-ad41-4b43-b4f6-e684e0d4ad20,MAPD_500_PM_11,Mapd_500_Pm_11,60,1,companyAcronym= | protocolName=IEEE C37.118.2-2011 | vendorAcronym= | vendorDeviceName= | interconnectionName=,,,,10,STTP,Streaming Telemetry Transport Protocol,11,,,,,,MAPD_500_PM_11!PMU-ST3,0.0,1.0,Device statistic for Number of device errors reported by device during last reporting interval.,0,1,1,,Any,STAT,Statistic,ST,-98.6,37.5,PPA:3678,2021-07-29 22:39:09
} | MaximumArchiveDays=90 | DesiredRemainingSpace=500,3679,ONS_MAPD_500_PM_11!PMU:ST4,,114,8736f6c7-ad41-4b43-b4f6-e684e0d4ad20,MAPD_500_PM_11,Mapd_500_Pm_11,60,1,companyAcronym= | protocolName=IEEE C37.118.2-2011 | vendorAcronym= | vendorDeviceName= | interconnectionName=,,,,10,STTP,Streaming Telemetry Transport Protocol,11,,,,,,MAPD_500_PM_11!PMU-ST4,0.0,1.0,Device statistic for Number of measurements received from device during last reporting interval.,0,1,1,,Any,STAT,Statistic,ST,-98.6,37.5,PPA:3679,2021-07-29 22:39:09
} | MaximumArchiveDays=90 | DesiredRemainingSpace=500,3680,ONS_MAPD_500_PM_11!PMU:ST5,,114,8736f6c7-ad41-4b43-b4f6-e684e0d4ad20,MAPD_500_PM_11,Mapd_500_Pm_11,60,1,companyAcronym= | protocolName=IEEE C37.118.2-2011 | vendorAcronym= | vendorDeviceName= | interconnectionName=,,,,10,STTP,Streaming Telemetry Transport Protocol,11,,,,,,MAPD_500_PM_11!PMU-ST5,0.0,1.0,Device statistic for Expected number of measurements received from device during last reporting interval.,0,1,1,,Any,STAT,Statistic,ST,-98.6,37.5,PPA:3680,2021-07-29 22:39:09
} | MaximumArchiveDays=90 | DesiredRemainingSpace=500,3681,ONS_MAPD_500_PM_11!PMU:ST6,,114,8736f6c7-ad41-4b43-b4f6-e684e0d4ad20,MAPD_500_PM_11,Mapd_500_Pm_11,60,1,companyAcronym= | protocolName=IEEE C37.118.2-2011 | vendorAcronym= | vendorDeviceName= | interconnectionName=,,,,10,STTP,Streaming Telemetry Transport Protocol,11,,,,,,MAPD_500_PM_11!PMU-ST6,0.0,1.0,Device statistic for Number of measurements received while device was reporting errors during last reporting interval.,0,1,1,,Any,STAT,Statistic,ST,-98.6,37.5,PPA:3681,2021-07-29 22:39:09
} | MaximumArchiveDays=90 | DesiredRemainingSpace=500,3682,ONS_MAPD_500_PM_11!PMU:ST7,,114,8736f6c7-ad41-4b43-b4f6-e684e0d4ad20,MAPD_500_PM_11,Mapd_500_Pm_11,60,1,companyAcronym= | protocolName=IEEE C37.118.2-2011 | vendorAcronym= | vendorDeviceName= | interconnectionName=,,,,10,STTP,Streaming Telemetry Transport Protocol,11,,,,,,MAPD_500_PM_11!PMU-ST7,0.0,1.0,Device statistic for Number of defined measurements (per frame) from device during last reporting interval.,0,1,1,,Any,STAT,Statistic,ST,-98.6,37.5,PPA:3682,2021-07-29 22:39:09
} | MaximumArchiveDays=90 | DesiredRemainingSpace=500,3683,ONS_MTJU_230_PM_05!PMU:ST1,,115,8736f6c7-ad41-4b43-b4f6-e684e0d4ad20,MTJU_230_PM_05,Mtju_230_Pm_05,60,1,companyAcronym= | protocolName=IEEE C37.118.2-2011 | vendorAcronym= | vendorDeviceName= | interconnectionName=,,,,10,STTP,Streaming Telemetry Transport Protocol,11,,,,,,MTJU_230_PM_05!PMU-ST1,0.0,1.0,Device statistic for Number of data quality errors reported by device during last reporting interval.,0,1,1,,Any,STAT,Statistic,ST,-98.6,37.5,PPA:3683,2021-07-29 22:39:09
} | MaximumArchiveDays=90 | DesiredRemainingSpace=500,3684,ONS_MTJU_230_PM_05!PMU:ST2,,115,8736f6c7-ad41-4b43-b4f6-e684e0d4ad20,MTJU_230_PM_05,Mtju_230_Pm_05,60,1,companyAcronym= | protocolName=IEEE C37.118.2-2011 | vendorAcronym= | vendorDeviceName= | interconnectionName=,,,,10,STTP,Streaming Telemetry Transport Protocol,11,,,,,,MTJU_230_PM_05!PMU-ST2,0.0,1.0,Device statistic for Number of time quality errors reported by device during last reporting interval.,0,1,1,,Any,STAT,Statistic,ST,-98.6,37.5,PPA:3684,2021-07-29 22:39:09
} | MaximumArchiveDays=90 | DesiredRemainingSpace=500,3685,ONS_MTJU_230_PM_05!PMU:ST3,,115,8736f6c7-ad41-4b43-b4f6-e684e0d4ad20,MTJU_230_PM_05,Mtju_230_Pm_05,60,1,companyAcronym= | protocolName=IEEE C37.118.2-2011 | vendorAcronym= | vendorDeviceName= | interconnectionName=,,,,10,STTP,Streaming Telemetry Transport Protocol,11,,,,,,MTJU_230_PM_05!PMU-ST3,0.0,1.0,Device statistic for Number of device errors reported by device during last reporting interval.,0,1,1,,Any,STAT,Statistic,ST,-98.6,37.5,PPA:3685,2021-07-29 22:39:09
} | MaximumArchiveDays=90 | DesiredRemainingSpace=500,3686,ONS_MTJU_230_PM_05!PMU:ST4,,115,8736f6c7-ad41-4b43-b4f6-e684e0d4ad20,MTJU_230_PM_05,Mtju_230_Pm_05,60,1,companyAcronym= | protocolName=IEEE C37.118.2-2011 | vendorAcronym= | vendorDeviceName= | interconnectionName=,,,,10,STTP,Streaming Telemetry Transport Protocol,11,,,,,,MTJU_230_PM_05!PMU-ST4,0.0,1.0,Device statistic for Number of measurements received from device during last reporting interval.,0,1,1,,Any,STAT,Statistic,ST,-98.6,37.5,PPA:3686,2021-07-29 22:39:09
} | MaximumArchiveDays=90 | DesiredRemainingSpace=500,3687,ONS_MTJU_230_PM_05!PMU:ST5,,115,8736f6c7-ad41-4b43-b4f6-e684e0d4ad20,MTJU_230_PM_05,Mtju_230_Pm_05,60,1,companyAcronym= | protocolName=IEEE C37.118.2-2011 | vendorAcronym= | vendorDeviceName= | interconnectionName=,,,,10,STTP,Streaming Telemetry Transport Protocol,11,,,,,,MTJU_230_PM_05!PMU-ST5,0.0,1.0,Device statistic for Expected number of measurements received from device during last reporting interval.,0,1,1,,Any,STAT,Statistic,ST,-98.6,37.5,PPA:3687,2021-07-29 22:39:09
} | MaximumArchiveDays=90 | DesiredRemainingSpace=500,3688,ONS_MTJU_230_PM_05!PMU:ST6,,115,8736f6c7-ad41-4b43-b4f6-e684e0d4ad20,MTJU_230_PM_05,Mtju_230_Pm_05,60,1,companyAcronym= | protocolName=IEEE C37.118.2-2011 | vendorAcronym= | vendorDeviceName= | interconnectionName=,,,,10,STTP,Streaming Telemetry Transport Protocol,11,,,,,,MTJU_230_PM_05!PMU-ST6,0.0,1.0,Device statistic for Number of measurements received while device was reporting errors during last reporting interval.,0,1,1,,Any,STAT,Statistic,ST,-98.6,37.5,PPA:3688,2021-07-29 22:39:09
} | MaximumArchiveDays=90 | DesiredRemainingSpace=500,3689,ONS_MTJU_230_PM_05!PMU:ST7,,115,8736f6c7-ad41-4b43-b4f6-e684e0d4ad20,MTJU_230_PM_05,Mtju_230_Pm_05,60,1,companyAcronym= | protocolName=IEEE C37.118.2-2011 | vendorAcronym= | vendorDeviceName= | interconnectionName=,,,,10,STTP,Streaming Telemetry Transport Protocol,11,,,,,,MTJU_230_PM_05!PMU-ST7,0.0,1.0,Device statistic for Number of defined measurements (per frame) from device during last reporting interval.,0,1,1,,Any,STAT,Statistic,ST,-98.6,37.5,PPA:3689,2021-07-29 22:39:09
} | MaximumArchiveDays=90 | DesiredRemainingSpace=500,3690,ONS_MTJU_230_PM_06!PMU:ST1,,116,8736f6c7-ad41-4b43-b4f6-e684e0d4ad20,MTJU_230_PM_06,Mtju_230_Pm_06,60,1,companyAcronym= | protocolName=IEEE C37.118.2-2011 | vendorAcronym= | vendorDeviceName= | interconnectionName=,,,,10,STTP,Streaming Telemetry Transport Protocol,11,,,,,,MTJU_230_PM_06!PMU-ST1,0.0,1.0,Device statistic for Number of data quality errors reported by device during last reporting interval.,0,1,1,,Any,STAT,Statistic,ST,-98.6,37.5,PPA:3690,2021-07-29 22:39:09
} | MaximumArchiveDays=90 | DesiredRemainingSpace=500,3691,ONS_MTJU_230_PM_06!PMU:ST2,,116,8736f6c7-ad41-4b43-b4f6-e684e0d4ad20,MTJU_230_PM_06,Mtju_230_Pm_06,60,1,companyAcronym= | protocolName=IEEE C37.118.2-2011 | vendorAcronym= | vendorDeviceName= | interconnectionName=,,,,10,STTP,Streaming Telemetry Transport Protocol,11,,,,,,MTJU_230_PM_06!PMU-ST2,0.0,1.0,Device statistic for Number of time quality errors reported by device during last reporting interval.,0,1,1,,Any,STAT,Statistic,ST,-98.6,37.5,PPA:3691,2021-07-29 22:39:09
} | MaximumArchiveDays=90 | DesiredRemainingSpace=500,3692,ONS_MTJU_230_PM_06!PMU:ST3,,116,8736f6c7-ad41-4b43-b4f6-e684e0d4ad20,MTJU_230_PM_06,Mtju_230_Pm_06,60,1,companyAcronym= | protocolName=IEEE C37.118.2-2011 | vendorAcronym= | vendorDeviceName= | interconnectionName=,,,,10,STTP,Streaming Telemetry Transport Protocol,11,,,,,,MTJU_230_PM_06!PMU-ST3,0.0,1.0,Device statistic for Number of device errors reported by device during last reporting interval.,0,1,1,,Any,STAT,Statistic,ST,-98.6,37.5,PPA:3692,2021-07-29 22:39:09
} | MaximumArchiveDays=90 | DesiredRemainingSpace=500,3693,ONS_MTJU_230_PM_06!PMU:ST4,,116,8736f6c7-ad41-4b43-b4f6-e684e0d4ad20,MTJU_230_PM_06,Mtju_230_Pm_06,60,1,companyAcronym= | protocolName=IEEE C37.118.2-2011 | vendorAcronym= | vendorDeviceName= | interconnectionName=,,,,10,STTP,Streaming Telemetry Transport Protocol,11,,,,,,MTJU_230_PM_06!PMU-ST4,0.0,1.0,Device statistic for Number of measurements received from device during last reporting interval.,0,1,1,,Any,STAT,Statistic,ST,-98.6,37.5,PPA:3693,2021-07-29 22:39:09
} | MaximumArchiveDays=90 | DesiredRemainingSpace=500,3694,ONS_MTJU_230_PM_06!PMU:ST5,,116,8736f6c7-ad41-4b43-b4f6-e684e0d4ad20,MTJU_230_PM_06,Mtju_230_Pm_06,60,1,companyAcronym= | protocolName=IEEE C37.118.2-2011 | vendorAcronym= | vendorDeviceName= | interconnectionName=,,,,10,STTP,Streaming Telemetry Transport Protocol,11,,,,,,MTJU_230_PM_06!PMU-ST5,0.0,1.0,Device statistic for Expected number of measurements received from device during last reporting interval.,0,1,1,,Any,STAT,Statistic,ST,-98.6,37.5,PPA:3694,2021-07-29 22:39:09
} | MaximumArchiveDays=90 | DesiredRemainingSpace=500,3695,ONS_MTJU_230_PM_06!PMU:ST6,,116,8736f6c7-ad41-4b43-b4f6-e684e0d4ad20,MTJU_230_PM_06,Mtju_230_Pm_06,60,1,companyAcronym= | protocolName=IEEE C37.118.2-2011 | vendorAcronym= | vendorDeviceName= | interconnectionName=,,,,10,STTP,Streaming Telemetry Transport Protocol,11,,,,,,MTJU_230_PM_06!PMU-ST6,0.0,1.0,Device statistic for Number of measurements received while device was reporting errors during last reporting interval.,0,1,1,,Any,STAT,Statistic,ST,-98.6,37.5,PPA:3695,2021-07-29 22:39:09
} | MaximumArchiveDays=90 | DesiredRemainingSpace=500,3696,ONS_MTJU_230_PM_06!PMU:ST7,,116,8736f6c7-ad41-4b43-b4f6-e684e0d4ad20,MTJU_230_PM_06,Mtju_230_Pm_06,60,1,companyAcronym= | protocolName=IEEE C37.118.2-2011 | vendorAcronym= | vendorDeviceName= | interconnectionName=,,,,10,STTP,Streaming Telemetry Transport Protocol,11,,,,,,MTJU_230_PM_06!PMU-ST7,0.0,1.0,Device statistic for Number of defined measurements (per frame) from device during last reporting interval.,0,1,1,,Any,STAT,Statistic,ST,-98.6,37.5,PPA:3696,2021-07-29 22:39:09
} | MaximumArchiveDays=90 | DesiredRemainingSpace=500,3697,ONS_MTJU_230_PM_07!PMU:ST1,,117,8736f6c7-ad41-4b43-b4f6-e684e0d4ad20,MTJU_230_PM_07,Mtju_230_Pm_07,60,1,companyAcronym= | protocolName=IEEE C37.118.2-2011 | vendorAcronym= | vendorDeviceName= | interconnectionName=,,,,10,STTP,Streaming Telemetry Transport Protocol,11,,,,,,MTJU_230_PM_07!PMU-ST1,0.0,1.0,Device statistic for Number of data quality errors reported by device during last reporting interval.,0,1,1,,Any,STAT,Statistic,ST,-98.6,37.5,PPA:3697,2021-07-29 22:39:09
} | MaximumArchiveDays=90 | DesiredRemainingSpace=500,3698,ONS_MTJU_230_PM_07!PMU:ST2,,117,8736f6c7-ad41-4b43-b4f6-e684e0d4ad20,MTJU_230_PM_07,Mtju_230_Pm_07,60,1,companyAcronym= | protocolName=IEEE C37.118.2-2011 | vendorAcronym= | vendorDeviceName= | interconnectionName=,,,,10,STTP,Streaming Telemetry Transport Protocol,11,,,,,,MTJU_230_PM_07!PMU-ST2,0.0,1.0,Device statistic for Number of time quality errors reported by device during last reporting interval.,0,1,1,,Any,STAT,Statistic,ST,-98.6,37.5,PPA:3698,2021-07-29 22:39:09
} | MaximumArchiveDays=90 | DesiredRemainingSpace=500,3699,ONS_MTJU_230_PM_07!PMU:ST3,,117,8736f6c7-ad41-4b43-b4f6-e684e0d4ad20,MTJU_230_PM_07,Mtju_230_Pm_07,60,1,companyAcronym= | protocolName=IEEE C37.118.2-2011 | vendorAcronym= | vendorDeviceName= | interconnectionName=,,,,10,STTP,Streaming Telemetry Transport Protocol,11,,,,,,MTJU_230_PM_07!PMU-ST3,0.0,1.0,Device statistic for Number of device errors reported by device during last reporting interval.,0,1,1,,Any,STAT,Statistic,ST,-98.6,37.5,PPA:3699,2021-07-29 22:39:09
} | MaximumArchiveDays=90 | DesiredRemainingSpace=500,3700,ONS_MTJU_230_PM_07!PMU:ST4,,117,8736f6c7-ad41-4b43-b4f6-e684e0d4ad20,MTJU_230_PM_07,Mtju_230_Pm_07,60,1,companyAcronym= | protocolName=IEEE C37.118.2-2011 | vendorAcronym= | vendorDeviceName= | interconnectionName=,,,,10,STTP,Streaming Telemetry Transport Protocol,11,,,,,,MTJU_230_PM_07!PMU-ST4,0.0,1.0,Device statistic for Number of measurements received from device during last reporting interval.,0,1,1,,Any,STAT,Statistic,ST,-98.6,37.5,PPA:3700,2021-07-29 22:39:09
} | MaximumArchiveDays=90 | DesiredRemainingSpace=500,3701,ONS_MTJU_230_PM_07!PMU:ST5,,117,8736f6c7-ad41-4b43-b4f6-e684e0d4ad20,MTJU_230_PM_07,Mtju_230_Pm_07,60,1,companyAcronym= | protocolName=IEEE C37.118.2-2011 | vendorAcronym= | vendorDeviceName= | interconnectionName=,,,,10,STTP,Streaming Telemetry Transport Protocol,11,,,,,,MTJU_230_PM_07!PMU-ST5,0.0,1.0,Device statistic for Expected number of measurements received from device during last reporting interval.,0,1,1,,Any,STAT,Statistic,ST,-98.6,37.5,PPA:3701,2021-07-29 22:39:09
} | MaximumArchiveDays=90 | DesiredRemainingSpace=500,3702,ONS_MTJU_230_PM_07!PMU:ST6,,117,8736f6c7-ad41-4b43-b4f6-e684e0d4ad20,MTJU_230_PM_07,Mtju_230_Pm_07,60,1,companyAcronym= | protocolName=IEEE C37.118.2-2011 | vendorAcronym= | vendorDeviceName= | interconnectionName=,,,,10,STTP,Streaming Telemetry Transport Protocol,11,,,,,,MTJU_230_PM_07!PMU-ST6,0.0,1.0,Device statistic for Number of measurements received while device was reporting errors during last reporting interval.,0,1,1,,Any,STAT,Statistic,ST,-98.6,37.5,PPA:3702,2021-07-29 22:39:09
} | MaximumArchiveDays=90 | DesiredRemainingSpace=500,3703,ONS_MTJU_230_PM_07!PMU:ST7,,117,8736f6c7-ad41-4b43-b4f6-e684e0d4ad20,MTJU_230_PM_07,Mtju_230_Pm_07,60,1,companyAcronym= | protocolName=IEEE C37.118.2-2011 | vendorAcronym= | vendorDeviceName= | interconnectionName=,,,,10,STTP,Streaming Telemetry Transport Protocol,11,,,,,,MTJU_230_PM_07!PMU-ST7,0.0,1.0,Device statistic for Number of defined measurements (per frame) from device during last reporting interval.,0,1,1,,Any,STAT,Statistic,ST,-98.6,37.5,PPA:3703,2021-07-29 22:39:09
} | MaximumArchiveDays=90 | DesiredRemainingSpace=500,3704,ONS_MTJU_230_PM_08!PMU:ST1,,118,8736f6c7-ad41-4b43-b4f6-e684e0d4ad20,MTJU_230_PM_08,Mtju_230_Pm_08,60,1,companyAcronym= | protocolName=IEEE C37.118.2-2011 | vendorAcronym= | vendorDeviceName= | interconnectionName=,,,,10,STTP,Streaming Telemetry Transport Protocol,11,,,,,,MTJU_230_PM_08!PMU-ST1,0.0,1.0,Device statistic for Number of data quality errors reported by device during last reporting interval.,0,1,1,,Any,STAT,Statistic,ST,-98.6,37.5,PPA:3704,2021-07-29 22:39:09
} | MaximumArchiveDays=90 | DesiredRemainingSpace=500,3705,ONS_MTJU_230_PM_08!PMU:ST2,,118,8736f6c7-ad41-4b43-b4f6-e684e0d4ad20,MTJU_230_PM_08,Mtju_230_Pm_08,60,1,companyAcronym= | protocolName=IEEE C37.118.2-2011 | vendorAcronym= | vendorDeviceName= | interconnectionName=,,,,10,STTP,Streaming Telemetry Transport Protocol,11,,,,,,MTJU_230_PM_08!PMU-ST2,0.0,1.0,Device statistic for Number of time quality errors reported by device during last reporting interval.,0,1,1,,Any,STAT,Statistic,ST,-98.6,37.5,PPA:3705,2021-07-29 22:39:09
} | MaximumArchiveDays=90 | DesiredRemainingSpace=500,3706,ONS_MTJU_230_PM_08!PMU:ST3,,118,8736f6c7-ad41-4b43-b4f6-e684e0d4ad20,MTJU_230_PM_08,Mtju_230_Pm_08,60,1,companyAcronym= | protocolName=IEEE C37.118.2-2011 | vendorAcronym= | vendorDeviceName= | interconnectionName=,,,,10,STTP,Streaming Telemetry Transport Protocol,11,,,,,,MTJU_230_PM_08!PMU-ST3,0.0,1.0,Device statistic for Number of device errors reported by device during last reporting interval.,0,1,1,,Any,STAT,Statistic,ST,-98.6,37.5,PPA:3706,2021-07-29 22:39:09
} | MaximumArchiveDays=90 | DesiredRemainingSpace=500,3707,ONS_MTJU_230_PM_08!PMU:ST4,,118,8736f6c7-ad41-4b43-b4f6-e684e0d4ad20,MTJU_230_PM_08,Mtju_230_Pm_08,60,1,companyAcronym= | protocolName=IEEE C37.118.2-2011 | vendorAcronym= | vendorDeviceName= | interconnectionName=,,,,10,STTP,Streaming Telemetry Transport Protocol,11,,,,,,MTJU_230_PM_08!PMU-ST4,0.0,1.0,Device statistic for Number of measurements received from device during last reporting interval.,0,1,1,,Any,STAT,Statistic,ST,-98.6,37.5,PPA:3707,2021-07-29 22:39:09
} | MaximumArchiveDays=90 | DesiredRemainingSpace=500,3708,ONS_MTJU_230_PM_08!PMU:ST5,,118,8736f6c7-ad41-4b43-b4f6-e684e0d4ad20,MTJU_230_PM_08,Mtju_230_Pm_08,60,1,companyAcronym= | protocolName=IEEE C37.118.2-2011 | vendorAcronym= | vendorDeviceName= | interconnectionName=,,,,10,STTP,Streaming Telemetry Transport Protocol,11,,,,,,MTJU_230_PM_08!PMU-ST5,0.0,1.0,Device statistic for Expected number of measurements received from device during last reporting interval.,0,1,1,,Any,STAT,Statistic,ST,-98.6,37.5,PPA:3708,2021-07-29 22:39:09
} | MaximumArchiveDays=90 | DesiredRemainingSpace=500,3709,ONS_MTJU_230_PM_08!PMU:ST6,,118,8736f6c7-ad41-4b43-b4f6-e684e0d4ad20,MTJU_230_PM_08,Mtju_230_Pm_08,60,1,companyAcronym= | protocolName=IEEE C37.118.2-2011 | vendorAcronym= | vendorDeviceName= | interconnectionName=,,,,10,STTP,Streaming Telemetry Transport Protocol,11,,,,,,MTJU_230_PM_08!PMU-ST6,0.0,1.0,Device statistic for Number of measurements received while device was reporting errors during last reporting interval.,0,1,1,,Any,STAT,Statistic,ST,-98.6,37.5,PPA:3709,2021-07-29 22:39:09
} | MaximumArchiveDays=90 | DesiredRemainingSpace=500,3710,ONS_MTJU_230_PM_08!PMU:ST7,,118,8736f6c7-ad41-4b43-b4f6-e684e0d4ad20,MTJU_230_PM_08,Mtju_230_Pm_08,60,1,companyAcronym= | protocolName=IEEE C37.118.2-2011 | vendorAcronym= | vendorDeviceName= | interconnectionName=,,,,10,STTP,Streaming Telemetry Transport Protocol,11,,,,,,MTJU_230_PM_08!PMU-ST7,0.0,1.0,Device statistic for Number of defined measurements (per frame) from device during last reporting interval.,0,1,1,,Any,STAT,Statistic,ST,-98.6,37.5,PPA:3710,2021-07-29 22:39:09
} | MaximumArchiveDays=90 | DesiredRemainingSpace=500,3711,ONS_MAIZ_500_PM_07!PMU:ST1,,119,8736f6c7-ad41-4b43-b4f6-e684e0d4ad20,MAIZ_500_PM_07,Maiz_500_Pm_07,60,1,companyAcronym= | protocolName=IEEE C37.118.2-2011 | vendorAcronym= | vendorDeviceName= | interconnectionName=,,,,10,STTP,Streaming Telemetry Transport Protocol,11,,,,,,MAIZ_500_PM_07!PMU-ST1,0.0,1.0,Device statistic for Number of data quality errors reported by device during last reporting interval.,0,1,1,,Any,STAT,Statistic,ST,-98.6,37.5,PPA:3711,2021-07-29 22:39:09
} | MaximumArchiveDays=90 | DesiredRemainingSpace=500,3712,ONS_MAIZ_500_PM_07!PMU:ST2,,119,8736f6c7-ad41-4b43-b4f6-e684e0d4ad20,MAIZ_500_PM_07,Maiz_500_Pm_07,60,1,companyAcronym= | protocolName=IEEE C37.118.2-2011 | vendorAcronym= | vendorDeviceName= | interconnectionName=,,,,10,STTP,Streaming Telemetry Transport Protocol,11,,,,,,MAIZ_500_PM_07!PMU-ST2,0.0,1.0,Device statistic for Number of time quality errors reported by device during last reporting interval.,0,1,1,,Any,STAT,Statistic,ST,-98.6,37.5,PPA:3712,2021-07-29 22:39:09
} | MaximumArchiveDays=90 | DesiredRemainingSpace=500,3713,ONS_MAIZ_500_PM_07!PMU:ST3,,119,8736f6c7-ad41-4b43-b4f6-e684e0d4ad20,MAIZ_500_PM_07,Maiz_500_Pm_07,60,1,companyAcronym= | protocolName=IEEE C37.118.2-2011 | vendorAcronym= | vendorDeviceName= | interconnectionName=,,,,10,STTP,Streaming Telemetry Transport Protocol,11,,,,,,MAIZ_500_PM_07!PMU-ST3,0.0,1.0,Device statistic for Number of device errors reported by device during last reporting interval.,0,1,1,,Any,STAT,Statistic,ST,-98.6,37.5,PPA:3713,2021-07-29 22:39:09
} | MaximumArchiveDays=90 | DesiredRemainingSpace=500,3714,ONS_MAIZ_500_PM_07!PMU:ST4,,119,8736f6c7-ad41-4b43-b4f6-e684e0d4ad20,MAIZ_500_PM_07,Maiz_500_Pm_07,60,1,companyAcronym= | protocolName=IEEE C37.118.2-2011 | vendorAcronym= | vendorDeviceName= | interconnectionName=,,,,10,STTP,Streaming Telemetry Transport Protocol,11,,,,,,MAIZ_500_PM_07!PMU-ST4,0.0,1.0,Device statistic for Number of measurements received from device during last reporting interval.,0,1,1,,Any,STAT,Statistic,ST,-98.6,37.5,PPA:3714,2021-07-29 22:39:09
} | MaximumArchiveDays=90 | DesiredRemainingSpace=500,3715,ONS_MAIZ_500_PM_07!PMU:ST5,,119,8736f6c7-ad41-4b43-b4f6-e684e0d4ad20,MAIZ_500_PM_07,Maiz_500_Pm_07,60,1,companyAcronym= | protocolName=IEEE C37.118.2-2011 | vendorAcronym= | vendorDeviceName= | interconnectionName=,,,,10,STTP,Streaming Telemetry Transport Protocol,11,,,,,,MAIZ_500_PM_07!PMU-ST5,0.0,1.0,Device statistic for Expected number of measurements received from device during last reporting interval.,0,1,1,,Any,STAT,Statistic,ST,-98.6,37.5,PPA:3715,2021-07-29 22:39:09
} | MaximumArchiveDays=90 | DesiredRemainingSpace=500,3716,ONS_MAIZ_500_PM_07!PMU:ST6,,119,8736f6c7-ad41-4b43-b4f6-e684e0d4ad20,MAIZ_500_PM_07,Maiz_500_Pm_07,60,1,companyAcronym= | protocolName=IEEE C37.118.2-2011 | vendorAcronym= | vendorDeviceName= | interconnectionName=,,,,10,STTP,Streaming Telemetry Transport Protocol,11,,,,,,MAIZ_500_PM_07!PMU-ST6,0.0,1.0,Device statistic for Number of measurements received while device was reporting errors during last reporting interval.,0,1,1,,Any,STAT,Statistic,ST,-98.6,37.5,PPA:3716,2021-07-29 22:39:09
} | MaximumArchiveDays=90 | DesiredRemainingSpace=500,3717,ONS_MAIZ_500_PM_07!PMU:ST7,,119,8736f6c7-ad41-4b43-b4f6-e684e0d4ad20,MAIZ_500_PM_07,Maiz_500_Pm_07,60,1,companyAcronym= | protocolName=IEEE C37.118.2-2011 | vendorAcronym= | vendorDeviceName= | interconnectionName=,,,,10,STTP,Streaming Telemetry Transport Protocol,11,,,,,,MAIZ_500_PM_07!PMU-ST7,0.0,1.0,Device statistic for Number of defined measurements (per frame) from device during last reporting interval.,0,1,1,,Any,STAT,Statistic,ST,-98.6,37.5,PPA:3717,2021-07-29 22:39:09
} | MaximumArchiveDays=90 | DesiredRemainingSpace=500,3718,ONS_MAIZ_500_PM_06!PMU:ST1,,120,8736f6c7-ad41-4b43-b4f6-e684e0d4ad20,MAIZ_500_PM_06,Maiz_500_Pm_06,60,1,companyAcronym= | protocolName=IEEE C37.118.2-2011 | vendorAcronym= | vendorDeviceName= | interconnectionName=,,,,10,STTP,Streaming Telemetry Transport Protocol,11,,,,,,MAIZ_500_PM_06!PMU-ST1,0.0,1.0,Device statistic for Number of data quality errors reported by device during last reporting interval.,0,1,1,,Any,STAT,Statistic,ST,-98.6,37.5,PPA:3718,2021-07-29 22:39:09
} | MaximumArchiveDays=90 | DesiredRemainingSpace=500,3719,ONS_MAIZ_500_PM_06!PMU:ST2,,120,8736f6c7-ad41-4b43-b4f6-e684e0d4ad20,MAIZ_500_PM_06,Maiz_500_Pm_06,60,1,companyAcronym= | protocolName=IEEE C37.118.2-2011 | vendorAcronym= | vendorDeviceName= | interconnectionName=,,,,10,STTP,Streaming Telemetry Transport Protocol,11,,,,,,MAIZ_500_PM_06!PMU-ST2,0.0,1.0,Device statistic for Number of time quality errors reported by device during last reporting interval.,0,1,1,,Any,STAT,Statistic,ST,-98.6,37.5,PPA:3719,2021-07-29 22:39:09
} | MaximumArchiveDays=90 | DesiredRemainingSpace=500,3720,ONS_MAIZ_500_PM_06!PMU:ST3,,120,8736f6c7-ad41-4b43-b4f6-e684e0d4ad20,MAIZ_500_PM_06,Maiz_500_Pm_06,60,1,companyAcronym= | protocolName=IEEE C37.118.2-2011 | vendorAcronym= | vendorDeviceName= | interconnectionName=,,,,10,STTP,Streaming Telemetry Transport Protocol,11,,,,,,MAIZ_500_PM_06!PMU-ST3,0.0,1.0,Device statistic for Number of device errors reported by device during last reporting interval.,0,1,1,,Any,STAT,Statistic,ST,-98.6,37.5,PPA:3720,2021-07-29 22:39:09
} | MaximumArchiveDays=90 | DesiredRemainingSpace=500,3721,ONS_MAIZ_500_PM_06!PMU:ST4,,120,8736f6c7-ad41-4b43-b4f6-e684e0d4ad20,MAIZ_500_PM_06,Maiz_500_Pm_06,60,1,companyAcronym= | protocolName=IEEE C37.118.2-2011 | vendorAcronym= | vendorDeviceName= | interconnectionName=,,,,10,STTP,Streaming Telemetry Transport Protocol,11,,,,,,MAIZ_500_PM_06!PMU-ST4,0.0,1.0,Device statistic for Number of measurements received from device during last reporting interval.,0,1,1,,Any,STAT,Statistic,ST,-98.6,37.5,PPA:3721,2021-07-29 22:39:09
} | MaximumArchiveDays=90 | DesiredRemainingSpace=500,3722,ONS_MAIZ_500_PM_06!PMU:ST5,,120,8736f6c7-ad41-4b43-b4f6-e684e0d4ad20,MAIZ_500_PM_06,Maiz_500_Pm_06,60,1,companyAcronym= | protocolName=IEEE C37.118.2-2011 | vendorAcronym= | vendorDeviceName= | interconnectionName=,,,,10,STTP,Streaming Telemetry Transport Protocol,11,,,,,,MAIZ_500_PM_06!PMU-ST5,0.0,1.0,Device statistic for Expected number of measurements received from device during last reporting interval.,0,1,1,,Any,STAT,Statistic,ST,-98.6,37.5,PPA:3722,2021-07-29 22:39:09
} | MaximumArchiveDays=90 | DesiredRemainingSpace=500,3723,ONS_MAIZ_500_PM_06!PMU:ST6,,120,8736f6c7-ad41-4b43-b4f6-e684e0d4ad20,MAIZ_500_PM_06,Maiz_500_Pm_06,60,1,companyAcronym= | protocolName=IEEE C37.118.2-2011 | vendorAcronym= | vendorDeviceName= | interconnectionName=,,,,10,STTP,Streaming Telemetry Transport Protocol,11,,,,,,MAIZ_500_PM_06!PMU-ST6,0.0,1.0,Device statistic for Number of measurements received while device was reporting errors during last reporting interval.,0,1,1,,Any,STAT,Statistic,ST,-98.6,37.5,PPA:3723,2021-07-29 22:39:09
} | MaximumArchiveDays=90 | DesiredRemainingSpace=500,3724,ONS_MAIZ_500_PM_06!PMU:ST7,,120,8736f6c7-ad41-4b43-b4f6-e684e0d4ad20,MAIZ_500_PM_06,Maiz_500_Pm_06,60,1,companyAcronym= | protocolName=IEEE C37.118.2-2011 | vendorAcronym= | vendorDeviceName= | interconnectionName=,,,,10,STTP,Streaming Telemetry Transport Protocol,11,,,,,,MAIZ_500_PM_06!PMU-ST7,0.0,1.0,Device statistic for Number of defined measurements (per frame) from device during last reporting interval.,0,1,1,,Any,STAT,Statistic,ST,-98.6,37.5,PPA:3724,2021-07-29 22:39:09
} | MaximumArchiveDays=90 | DesiredRemainingSpace=500,3725,ONS_MAIZ_500_PM_08!PMU:ST1,,121,8736f6c7-ad41-4b43-b4f6-e684e0d4ad20,MAIZ_500_PM_08,Maiz_500_Pm_08,60,1,companyAcronym= | protocolName=IEEE C37.118.2-2011 | vendorAcronym= | vendorDeviceName= | interconnectionName=,,,,10,STTP,Streaming Telemetry Transport Protocol,11,,,,,,MAIZ_500_PM_08!PMU-ST1,0.0,1.0,Device statistic for Number of data quality errors reported by device during last reporting interval.,0,1,1,,Any,STAT,Statistic,ST,-98.6,37.5,PPA:3725,2021-07-29 22:39:09
} | MaximumArchiveDays=90 | DesiredRemainingSpace=500,3726,ONS_MAIZ_500_PM_08!PMU:ST2,,121,8736f6c7-ad41-4b43-b4f6-e684e0d4ad20,MAIZ_500_PM_08,Maiz_500_Pm_08,60,1,companyAcronym= | protocolName=IEEE C37.118.2-2011 | vendorAcronym= | vendorDeviceName= | interconnectionName=,,,,10,STTP,Streaming Telemetry Transport Protocol,11,,,,,,MAIZ_500_PM_08!PMU-ST2,0.0,1.0,Device statistic for Number of time quality errors reported by device during last reporting interval.,0,1,1,,Any,STAT,Statistic,ST,-98.6,37.5,PPA:3726,2021-07-29 22:39:09
} | MaximumArchiveDays=90 | DesiredRemainingSpace=500,3727,ONS_MAIZ_500_PM_08!PMU:ST3,,121,8736f6c7-ad41-4b43-b4f6-e684e0d4ad20,MAIZ_500_PM_08,Maiz_500_Pm_08,60,1,companyAcronym= | protocolName=IEEE C37.118.2-2011 | vendorAcronym= | vendorDeviceName= | interconnectionName=,,,,10,STTP,Streaming Telemetry Transport Protocol,11,,,,,,MAIZ_500_PM_08!PMU-ST3,0.0,1.0,Device statistic for Number of device errors reported by device during last reporting interval.,0,1,1,,Any,STAT,Statistic,ST,-98.6,37.5,PPA:3727,2021-07-29 22:39:09
} | MaximumArchiveDays=90 | DesiredRemainingSpace=500,3728,ONS_MAIZ_500_PM_08!PMU:ST4,,121,8736f6c7-ad41-4b43-b4f6-e684e0d4ad20,MAIZ_500_PM_08,Maiz_500_Pm_08,60,1,companyAcronym= | protocolName=IEEE C37.118.2-2011 | vendorAcronym= | vendorDeviceName= | interconnectionName=,,,,10,STTP,Streaming Telemetry Transport Protocol,11,,,,,,MAIZ_500_PM_08!PMU-ST4,0.0,1.0,Device statistic for Number of measurements received from device during last reporting interval.,0,1,1,,Any,STAT,Statistic,ST,-98.6,37.5,PPA:3728,2021-07-29 22:39:09
} | MaximumArchiveDays=90 | DesiredRemainingSpace=500,3729,ONS_MAIZ_500_PM_08!PMU:ST5,,121,8736f6c7-ad41-4b43-b4f6-e684e0d4ad20,MAIZ_500_PM_08,Maiz_500_Pm_08,60,1,companyAcronym= | protocolName=IEEE C37.118.2-2011 | vendorAcronym= | vendorDeviceName= | interconnectionName=,,,,10,STTP,Streaming Telemetry Transport Protocol,11,,,,,,MAIZ_500_PM_08!PMU-ST5,0.0,1.0,Device statistic for Expected number of measurements received from device during last reporting interval.,0,1,1,,Any,STAT,Statistic,ST,-98.6,37.5,PPA:3729,2021-07-29 22:39:09
} | MaximumArchiveDays=90 | DesiredRemainingSpace=500,3730,ONS_MAIZ_500_PM_08!PMU:ST6,,121,8736f6c7-ad41-4b43-b4f6-e684e0d4ad20,MAIZ_500_PM_08,Maiz_500_Pm_08,60,1,companyAcronym= | protocolName=IEEE C37.118.2-2011 | vendorAcronym= | vendorDeviceName= | interconnectionName=,,,,10,STTP,Streaming Telemetry Transport Protocol,11,,,,,,MAIZ_500_PM_08!PMU-ST6,0.0,1.0,Device statistic for Number of measurements received while device was reporting errors during last reporting interval.,0,1,1,,Any,STAT,Statistic,ST,-98.6,37.5,PPA:3730,2021-07-29 22:39:09
} | MaximumArchiveDays=90 | DesiredRemainingSpace=500,3731,ONS_MAIZ_500_PM_08!PMU:ST7,,121,8736f6c7-ad41-4b43-b4f6-e684e0d4ad20,MAIZ_500_PM_08,Maiz_500_Pm_08,60,1,companyAcronym= | protocolName=IEEE C37.118.2-2011 | vendorAcronym= | vendorDeviceName= | interconnectionName=,,,,10,STTP,Streaming Telemetry Transport Protocol,11,,,,,,MAIZ_500_PM_08!PMU-ST7,0.0,1.0,Device statistic for Number of defined measurements (per frame) from device during last reporting interval.,0,1,1,,Any,STAT,Statistic,ST,-98.6,37.5,PPA:3731,2021-07-29 22:39:09
} | MaximumArchiveDays=90 | DesiredRemainingSpace=500,3732,ONS_MAIZ_500_PM_09!PMU:ST1,,122,8736f6c7-ad41-4b43-b4f6-e684e0d4ad20,MAIZ_500_PM_09,Maiz_500_Pm_09,60,1,companyAcronym= | protocolName=IEEE C37.118.2-2011 | vendorAcronym= | vendorDeviceName= | interconnectionName=,,,,10,STTP,Streaming Telemetry Transport Protocol,11,,,,,,MAIZ_500_PM_09!PMU-ST1,0.0,1.0,Device statistic for Number of data quality errors reported by device during last reporting interval.,0,1,1,,Any,STAT,Statistic,ST,-98.6,37.5,PPA:3732,2021-07-29 22:39:09
} | MaximumArchiveDays=90 | DesiredRemainingSpace=500,3733,ONS_MAIZ_500_PM_09!PMU:ST2,,122,8736f6c7-ad41-4b43-b4f6-e684e0d4ad20,MAIZ_500_PM_09,Maiz_500_Pm_09,60,1,companyAcronym= | protocolName=IEEE C37.118.2-2011 | vendorAcronym= | vendorDeviceName= | interconnectionName=,,,,10,STTP,Streaming Telemetry Transport Protocol,11,,,,,,MAIZ_500_PM_09!PMU-ST2,0.0,1.0,Device statistic for Number of time quality errors reported by device during last reporting interval.,0,1,1,,Any,STAT,Statistic,ST,-98.6,37.5,PPA:3733,2021-07-29 22:39:09
} | MaximumArchiveDays=90 | DesiredRemainingSpace=500,3734,ONS_MAIZ_500_PM_09!PMU:ST3,,122,8736f6c7-ad41-4b43-b4f6-e684e0d4ad20,MAIZ_500_PM_09,Maiz_500_Pm_09,60,1,companyAcronym= | protocolName=IEEE C37.118.2-2011 | vendorAcronym= | vendorDeviceName= | interconnectionName=,,,,10,STTP,Streaming Telemetry Transport Protocol,11,,,,,,MAIZ_500_PM_09!PMU-ST3,0.0,1.0,Device statistic for Number of device errors reported by device during last reporting interval.,0,1,1,,Any,STAT,Statistic,ST,-98.6,37.5,PPA:3734,2021-07-29 22:39:09
} | MaximumArchiveDays=90 | DesiredRemainingSpace=500,3735,ONS_MAIZ_500_PM_09!PMU:ST4,,122,8736f6c7-ad41-4b43-b4f6-e684e0d4ad20,MAIZ_500_PM_09,Maiz_500_Pm_09,60,1,companyAcronym= | protocolName=IEEE C37.118.2-2011 | vendorAcronym= | vendorDeviceName= | interconnectionName=,,,,10,STTP,Streaming Telemetry Transport Protocol,11,,,,,,MAIZ_500_PM_09!PMU-ST4,0.0,1.0,Device statistic for Number of measurements received from device during last reporting interval.,0,1,1,,Any,STAT,Statistic,ST,-98.6,37.5,PPA:3735,2021-07-29 22:39:09
} | MaximumArchiveDays=90 | DesiredRemainingSpace=500,3736,ONS_MAIZ_500_PM_09!PMU:ST5,,122,8736f6c7-ad41-4b43-b4f6-e684e0d4ad20,MAIZ_500_PM_09,Maiz_500_Pm_09,60,1,companyAcronym= | protocolName=IEEE C37.118.2-2011 | vendorAcronym= | vendorDeviceName= | interconnectionName=,,,,10,STTP,Streaming Telemetry Transport Protocol,11,,,,,,MAIZ_500_PM_09!PMU-ST5,0.0,1.0,Device statistic for Expected number of measurements received from device during last reporting interval.,0,1,1,,Any,STAT,Statistic,ST,-98.6,37.5,PPA:3736,2021-07-29 22:39:09
} | MaximumArchiveDays=90 | DesiredRemainingSpace=500,3737,ONS_MAIZ_500_PM_09!PMU:ST6,,122,8736f6c7-ad41-4b43-b4f6-e684e0d4ad20,MAIZ_500_PM_09,Maiz_500_Pm_09,60,1,companyAcronym= | protocolName=IEEE C37.118.2-2011 | vendorAcronym= | vendorDeviceName= | interconnectionName=,,,,10,STTP,Streaming Telemetry Transport Protocol,11,,,,,,MAIZ_500_PM_09!PMU-ST6,0.0,1.0,Device statistic for Number of measurements received while device was reporting errors during last reporting interval.,0,1,1,,Any,STAT,Statistic,ST,-98.6,37.5,PPA:3737,2021-07-29 22:39:09
} | MaximumArchiveDays=90 | DesiredRemainingSpace=500,3738,ONS_MAIZ_500_PM_09!PMU:ST7,,122,8736f6c7-ad41-4b43-b4f6-e684e0d4ad20,MAIZ_500_PM_09,Maiz_500_Pm_09,60,1,companyAcronym= | protocolName=IEEE C37.118.2-2011 | vendorAcronym= | vendorDeviceName= | interconnectionName=,,,,10,STTP,Streaming Telemetry Transport Protocol,11,,,,,,MAIZ_500_PM_09!PMU-ST7,0.0,1.0,Device statistic for Number of defined measurements (per frame) from device during last reporting interval.,0,1,1,,Any,STAT,Statistic,ST,-98.6,37.5,PPA:3738,2021-07-29 22:39:09
} | MaximumArchiveDays=90 | DesiredRemainingSpace=500,3739,ONS_MAIZ_500_PM_10!PMU:ST1,,123,8736f6c7-ad41-4b43-b4f6-e684e0d4ad20,MAIZ_500_PM_10,Maiz_500_Pm_10,60,1,companyAcronym= | protocolName=IEEE C37.118.2-2011 | vendorAcronym= | vendorDeviceName= | interconnectionName=,,,,10,STTP,Streaming Telemetry Transport Protocol,11,,,,,,MAIZ_500_PM_10!PMU-ST1,0.0,1.0,Device statistic for Number of data quality errors reported by device during last reporting interval.,0,1,1,,Any,STAT,Statistic,ST,-98.6,37.5,PPA:3739,2021-07-29 22:39:09
} | MaximumArchiveDays=90 | DesiredRemainingSpace=500,3740,ONS_MAIZ_500_PM_10!PMU:ST2,,123,8736f6c7-ad41-4b43-b4f6-e684e0d4ad20,MAIZ_500_PM_10,Maiz_500_Pm_10,60,1,companyAcronym= | protocolName=IEEE C37.118.2-2011 | vendorAcronym= | vendorDeviceName= | interconnectionName=,,,,10,STTP,Streaming Telemetry Transport Protocol,11,,,,,,MAIZ_500_PM_10!PMU-ST2,0.0,1.0,Device statistic for Number of time quality errors reported by device during last reporting interval.,0,1,1,,Any,STAT,Statistic,ST,-98.6,37.5,PPA:3740,2021-07-29 22:39:09
} | MaximumArchiveDays=90 | DesiredRemainingSpace=500,3741,ONS_MAIZ_500_PM_10!PMU:ST3,,123,8736f6c7-ad41-4b43-b4f6-e684e0d4ad20,MAIZ_500_PM_10,Maiz_500_Pm_10,60,1,companyAcronym= | protocolName=IEEE C37.118.2-2011 | vendorAcronym= | vendorDeviceName= | interconnectionName=,,,,10,STTP,Streaming Telemetry Transport Protocol,11,,,,,,MAIZ_500_PM_10!PMU-ST3,0.0,1.0,Device statistic for Number of device errors reported by device during last reporting interval.,0,1,1,,Any,STAT,Statistic,ST,-98.6,37.5,PPA:3741,2021-07-29 22:39:09
} | MaximumArchiveDays=90 | DesiredRemainingSpace=500,3742,ONS_MAIZ_500_PM_10!PMU:ST4,,123,8736f6c7-ad41-4b43-b4f6-e684e0d4ad20,MAIZ_500_PM_10,Maiz_500_Pm_10,60,1,companyAcronym= | protocolName=IEEE C37.118.2-2011 | vendorAcronym= | vendorDeviceName= | interconnectionName=,,,,10,STTP,Streaming Telemetry Transport Protocol,11,,,,,,MAIZ_500_PM_10!PMU-ST4,0.0,1.0,Device statistic for Number of measurements received from device during last reporting interval.,0,1,1,,Any,STAT,Statistic,ST,-98.6,37.5,PPA:3742,2021-07-29 22:39:09
} | MaximumArchiveDays=90 | DesiredRemainingSpace=500,3743,ONS_MAIZ_500_PM_10!PMU:ST5,,123,8736f6c7-ad41-4b43-b4f6-e684e0d4ad20,MAIZ_500_PM_10,Maiz_500_Pm_10,60,1,companyAcronym= | protocolName=IEEE C37.118.2-2011 | vendorAcronym= | vendorDeviceName= | interconnectionName=,,,,10,STTP,Streaming Telemetry Transport Protocol,11,,,,,,MAIZ_500_PM_10!PMU-ST5,0.0,1.0,Device statistic for Expected number of measurements received from device during last reporting interval.,0,1,1,,Any,STAT,Statistic,ST,-98.6,37.5,PPA:3743,2021-07-29 22:39:09
} | MaximumArchiveDays=90 | DesiredRemainingSpace=500,3744,ONS_MAIZ_500_PM_10!PMU:ST6,,123,8736f6c7-ad41-4b43-b4f6-e684e0d4ad20,MAIZ_500_PM_10,Maiz_500_Pm_10,60,1,companyAcronym= | protocolName=IEEE C37.118.2-2011 | vendorAcronym= | vendorDeviceName= | interconnectionName=,,,,10,STTP,Streaming Telemetry Transport Protocol,11,,,,,,MAIZ_500_PM_10!PMU-ST6,0.0,1.0,Device statistic for Number of measurements received while device was reporting errors during last reporting interval.,0,1,1,,Any,STAT,Statistic,ST,-98.6,37.5,PPA:3744,2021-07-29 22:39:09
} | MaximumArchiveDays=90 | DesiredRemainingSpace=500,3745,ONS_MAIZ_500_PM_10!PMU:ST7,,123,8736f6c7-ad41-4b43-b4f6-e684e0d4ad20,MAIZ_500_PM_10,Maiz_500_Pm_10,60,1,companyAcronym= | protocolName=IEEE C37.118.2-2011 | vendorAcronym= | vendorDeviceName= | interconnectionName=,,,,10,STTP,Streaming Telemetry Transport Protocol,11,,,,,,MAIZ_500_PM_10!PMU-ST7,0.0,1.0,Device statistic for Number of defined measurements (per frame) from device during last reporting interval.,0,1,1,,Any,STAT,Statistic,ST,-98.6,37.5,PPA:3745,2021-07-29 22:39:09
} | MaximumArchiveDays=90 | DesiredRemainingSpace=500,3746,ONS_MAIZ_500_PM_11!PMU:ST1,,124,8736f6c7-ad41-4b43-b4f6-e684e0d4ad20,MAIZ_500_PM_11,Maiz_500_Pm_11,60,1,companyAcronym= | protocolName=IEEE C37.118.2-2011 | vendorAcronym= | vendorDeviceName= | interconnectionName=,,,,10,STTP,Streaming Telemetry Transport Protocol,11,,,,,,MAIZ_500_PM_11!PMU-ST1,0.0,1.0,Device statistic for Number of data quality errors reported by device during last reporting interval.,0,1,1,,Any,STAT,Statistic,ST,-98.6,37.5,PPA:3746,2021-07-29 22:39:09
} | MaximumArchiveDays=90 | DesiredRemainingSpace=500,3747,ONS_MAIZ_500_PM_11!PMU:ST2,,124,8736f6c7-ad41-4b43-b4f6-e684e0d4ad20,MAIZ_500_PM_11,Maiz_500_Pm_11,60,1,companyAcronym= | protocolName=IEEE C37.118.2-2011 | vendorAcronym= | vendorDeviceName= | interconnectionName=,,,,10,STTP,Streaming Telemetry Transport Protocol,11,,,,,,MAIZ_500_PM_11!PMU-ST2,0.0,1.0,Device statistic for Number of time quality errors reported by device during last reporting interval.,0,1,1,,Any,STAT,Statistic,ST,-98.6,37.5,PPA:3747,2021-07-29 22:39:09
} | MaximumArchiveDays=90 | DesiredRemainingSpace=500,3748,ONS_MAIZ_500_PM_11!PMU:ST3,,124,8736f6c7-ad41-4b43-b4f6-e684e0d4ad20,MAIZ_500_PM_11,Maiz_500_Pm_11,60,1,companyAcronym= | protocolName=IEEE C37.118.2-2011 | vendorAcronym= | vendorDeviceName= | interconnectionName=,,,,10,STTP,Streaming Telemetry Transport Protocol,11,,,,,,MAIZ_500_PM_11!PMU-ST3,0.0,1.0,Device statistic for Number of device errors reported by device during last reporting interval.,0,1,1,,Any,STAT,Statistic,ST,-98.6,37.5,PPA:3748,2021-07-29 22:39:09
} | MaximumArchiveDays=90 | DesiredRemainingSpace=500,3749,ONS_MAIZ_500_PM_11!PMU:ST4,,124,8736f6c7-ad41-4b43-b4f6-e684e0d4ad20,MAIZ_500_PM_11,Maiz_500_Pm_11,60,1,companyAcronym= | protocolName=IEEE C37.118.2-2011 | vendorAcronym= | vendorDeviceName= | interconnectionName=,,,,10,STTP,Streaming Telemetry Transport Protocol,11,,,,,,MAIZ_500_PM_11!PMU-ST4,0.0,1.0,Device statistic for Number of measurements received from device during last reporting interval.,0,1,1,,Any,STAT,Statistic,ST,-98.6,37.5,PPA:3749,2021-07-29 22:39:09
} | MaximumArchiveDays=90 | DesiredRemainingSpace=500,3750,ONS_MAIZ_500_PM_11!PMU:ST5,,124,8736f6c7-ad41-4b43-b4f6-e684e0d4ad20,MAIZ_500_PM_11,Maiz_500_Pm_11,60,1,companyAcronym= | protocolName=IEEE C37.118.2-2011 | vendorAcronym= | vendorDeviceName= | interconnectionName=,,,,10,STTP,Streaming Telemetry Transport Protocol,11,,,,,,MAIZ_500_PM_11!PMU-ST5,0.0,1.0,Device statistic for Expected number of measurements received from device during last reporting interval.,0,1,1,,Any,STAT,Statistic,ST,-98.6,37.5,PPA:3750,2021-07-29 22:39:09
} | MaximumArchiveDays=90 | DesiredRemainingSpace=500,3751,ONS_MAIZ_500_PM_11!PMU:ST6,,124,8736f6c7-ad41-4b43-b4f6-e684e0d4ad20,MAIZ_500_PM_11,Maiz_500_Pm_11,60,1,companyAcronym= | protocolName=IEEE C37.118.2-2011 | vendorAcronym= | vendorDeviceName= | interconnectionName=,,,,10,STTP,Streaming Telemetry Transport Protocol,11,,,,,,MAIZ_500_PM_11!PMU-ST6,0.0,1.0,Device statistic for Number of measurements received while device was reporting errors during last reporting interval.,0,1,1,,Any,STAT,Statistic,ST,-98.6,37.5,PPA:3751,2021-07-29 22:39:09
} | MaximumArchiveDays=90 | DesiredRemainingSpace=500,3752,ONS_MAIZ_500_PM_11!PMU:ST7,,124,8736f6c7-ad41-4b43-b4f6-e684e0d4ad20,MAIZ_500_PM_11,Maiz_500_Pm_11,60,1,companyAcronym= | protocolName=IEEE C37.118.2-2011 | vendorAcronym= | vendorDeviceName= | interconnectionName=,,,,10,STTP,Streaming Telemetry Transport Protocol,11,,,,,,MAIZ_500_PM_11!PMU-ST7,0.0,1.0,Device statistic for Number of defined measurements (per frame) from device during last reporting interval.,0,1,1,,Any,STAT,Statistic,ST,-98.6,37.5,PPA:3752,2021-07-29 22:39:09
} | MaximumArchiveDays=90 | DesiredRemainingSpace=500,3753,ONS_ROSM_230_PM_04!PMU:ST1,,125,8736f6c7-ad41-4b43-b4f6-e684e0d4ad20,ROSM_230_PM_04,Rosm_230_Pm_04,60,1,companyAcronym= | protocolName=IEEE C37.118.2-2011 | vendorAcronym= | vendorDeviceName= | interconnectionName=,,,,10,STTP,Streaming Telemetry Transport Protocol,11,,,,,,ROSM_230_PM_04!PMU-ST1,0.0,1.0,Device statistic for Number of data quality errors reported by device during last reporting interval.,0,1,1,,Any,STAT,Statistic,ST,-98.6,37.5,PPA:3753,2021-07-29 22:39:09
} | MaximumArchiveDays=90 | DesiredRemainingSpace=500,3754,ONS_ROSM_230_PM_04!PMU:ST2,,125,8736f6c7-ad41-4b43-b4f6-e684e0d4ad20,ROSM_230_PM_04,Rosm_230_Pm_04,60,1,companyAcronym= | protocolName=IEEE C37.118.2-2011 | vendorAcronym= | vendorDeviceName= | interconnectionName=,,,,10,STTP,Streaming Telemetry Transport Protocol,11,,,,,,ROSM_230_PM_04!PMU-ST2,0.0,1.0,Device statistic for Number of time quality errors reported by device during last reporting interval.,0,1,1,,Any,STAT,Statistic,ST,-98.6,37.5,PPA:3754,2021-07-29 22:39:09
} | MaximumArchiveDays=90 | DesiredRemainingSpace=500,3755,ONS_ROSM_230_PM_04!PMU:ST3,,125,8736f6c7-ad41-4b43-b4f6-e684e0d4ad20,ROSM_230_PM_04,Rosm_230_Pm_04,60,1,companyAcronym= | protocolName=IEEE C37.118.2-2011 | vendorAcronym= | vendorDeviceName= | interconnectionName=,,,,10,STTP,Streaming Telemetry Transport Protocol,11,,,,,,ROSM_230_PM_04!PMU-ST3,0.0,1.0,Device statistic for Number of device errors reported by device during last reporting interval.,0,1,1,,Any,STAT,Statistic,ST,-98.6,37.5,PPA:3755,2021-07-29 22:39:09
} | MaximumArchiveDays=90 | DesiredRemainingSpace=500,3756,ONS_ROSM_230_PM_04!PMU:ST4,,125,8736f6c7-ad41-4b43-b4f6-e684e0d4ad20,ROSM_230_PM_04,Rosm_230_Pm_04,60,1,companyAcronym= | protocolName=IEEE C37.118.2-2011 | vendorAcronym= | vendorDeviceName= | interconnectionName=,,,,10,STTP,Streaming Telemetry Transport Protocol,11,,,,,,ROSM_230_PM_04!PMU-ST4,0.0,1.0,Device statistic for Number of measurements received from device during last reporting interval.,0,1,1,,Any,STAT,Statistic,ST,-98.6,37.5,PPA:3756,2021-07-29 22:39:09
} | MaximumArchiveDays=90 | DesiredRemainingSpace=500,3757,ONS_ROSM_230_PM_04!PMU:ST5,,125,8736f6c7-ad41-4b43-b4f6-e684e0d4ad20,ROSM_230_PM_04,Rosm_230_Pm_04,60,1,companyAcronym= | protocolName=IEEE C37.118.2-2011 | vendorAcronym= | vendorDeviceName= | interconnectionName=,,,,10,STTP,Streaming Telemetry Transport Protocol,11,,,,,,ROSM_230_PM_04!PMU-ST5,0.0,1.0,Device statistic for Expected number of measurements received from device during last reporting interval.,0,1,1,,Any,STAT,Statistic,ST,-98.6,37.5,PPA:3757,2021-07-29 22:39:09
} | MaximumArchiveDays=90 | DesiredRemainingSpace=500,3758,ONS_ROSM_230_PM_04!PMU:ST6,,125,8736f6c7-ad41-4b43-b4f6-e684e0d4ad20,ROSM_230_PM_04,Rosm_230_Pm_04,60,1,companyAcronym= | protocolName=IEEE C37.118.2-2011 | vendorAcronym= | vendorDeviceName= | interconnectionName=,,,,10,STTP,Streaming Telemetry Transport Protocol,11,,,,,,ROSM_230_PM_04!PMU-ST6,0.0,1.0,Device statistic for Number of measurements received while device was reporting errors during last reporting interval.,0,1,1,,Any,STAT,Statistic,ST,-98.6,37.5,PPA:3758,2021-07-29 22:39:09
} | MaximumArchiveDays=90 | DesiredRemainingSpace=500,3759,ONS_ROSM_230_PM_04!PMU:ST7,,125,8736f6c7-ad41-4b43-b4f6-e684e0d4ad20,ROSM_230_PM_04,Rosm_230_Pm_04,60,1,companyAcronym= | protocolName=IEEE C37.118.2-2011 | vendorAcronym= | vendorDeviceName= | interconnectionName=,,,,10,STTP,Streaming Telemetry Transport Protocol,11,,,,,,ROSM_230_PM_04!PMU-ST7,0.0,1.0,Device statistic for Number of defined measurements (per frame) from device during last reporting interval.,0,1,1,,Any,STAT,Statistic,ST,-98.6,37.5,PPA:3759,2021-07-29 22:39:09
} | MaximumArchiveDays=90 | DesiredRemainingSpace=500,3760,ONS_ROSM_230_PM_05!PMU:ST1,,126,8736f6c7-ad41-4b43-b4f6-e684e0d4ad20,ROSM_230_PM_05,Rosm_230_Pm_05,60,1,companyAcronym= | protocolName=IEEE C37.118.2-2011 | vendorAcronym= | vendorDeviceName= | interconnectionName=,,,,10,STTP,Streaming Telemetry Transport Protocol,11,,,,,,ROSM_230_PM_05!PMU-ST1,0.0,1.0,Device statistic for Number of data quality errors reported by device during last reporting interval.,0,1,1,,Any,STAT,Statistic,ST,-98.6,37.5,PPA:3760,2021-07-29 22:39:09
} | MaximumArchiveDays=90 | DesiredRemainingSpace=500,3761,ONS_ROSM_230_PM_05!PMU:ST2,,126,8736f6c7-ad41-4b43-b4f6-e684e0d4ad20,ROSM_230_PM_05,Rosm_230_Pm_05,60,1,companyAcronym= | protocolName=IEEE C37.118.2-2011 | vendorAcronym= | vendorDeviceName= | interconnectionName=,,,,10,STTP,Streaming Telemetry Transport Protocol,11,,,,,,ROSM_230_PM_05!PMU-ST2,0.0,1.0,Device statistic for Number of time quality errors reported by device during last reporting interval.,0,1,1,,Any,STAT,Statistic,ST,-98.6,37.5,PPA:3761,2021-07-29 22:39:09
} | MaximumArchiveDays=90 | DesiredRemainingSpace=500,3762,ONS_ROSM_230_PM_05!PMU:ST3,,126,8736f6c7-ad41-4b43-b4f6-e684e0d4ad20,ROSM_230_PM_05,Rosm_230_Pm_05,60,1,companyAcronym= | protocolName=IEEE C37.118.2-2011 | vendorAcronym= | vendorDeviceName= | interconnectionName=,,,,10,STTP,Streaming Telemetry Transport Protocol,11,,,,,,ROSM_230_PM_05!PMU-ST3,0.0,1.0,Device statistic for Number of device errors reported by device during last reporting interval.,0,1,1,,Any,STAT,Statistic,ST,-98.6,37.5,PPA:3762,2021-07-29 22:39:09
} | MaximumArchiveDays=90 | DesiredRemainingSpace=500,3763,ONS_ROSM_230_PM_05!PMU:ST4,,126,8736f6c7-ad41-4b43-b4f6-e684e0d4ad20,ROSM_230_PM_05,Rosm_230_Pm_05,60,1,companyAcronym= | protocolName=IEEE C37.118.2-2011 | vendorAcronym= | vendorDeviceName= | interconnectionName=,,,,10,STTP,Streaming Telemetry Transport Protocol,11,,,,,,ROSM_230_PM_05!PMU-ST4,0.0,1.0,Device statistic for Number of measurements received from device during last reporting interval.,0,1,1,,Any,STAT,Statistic,ST,-98.6,37.5,PPA:3763,2021-07-29 22:39:09
} | MaximumArchiveDays=90 | DesiredRemainingSpace=500,3764,ONS_ROSM_230_PM_05!PMU:ST5,,126,8736f6c7-ad41-4b43-b4f6-e684e0d4ad20,ROSM_230_PM_05,Rosm_230_Pm_05,60,1,companyAcronym= | protocolName=IEEE C37.118.2-2011 | vendorAcronym= | vendorDeviceName= | interconnectionName=,,,,10,STTP,Streaming Telemetry Transport Protocol,11,,,,,,ROSM_230_PM_05!PMU-ST5,0.0,1.0,Device statistic for Expected number of measurements received from device during last reporting interval.,0,1,1,,Any,STAT,Statistic,ST,-98.6,37.5,PPA:3764,2021-07-29 22:39:09
} | MaximumArchiveDays=90 | DesiredRemainingSpace=500,3765,ONS_ROSM_230_PM_05!PMU:ST6,,126,8736f6c7-ad41-4b43-b4f6-e684e0d4ad20,ROSM_230_PM_05,Rosm_230_Pm_05,60,1,companyAcronym= | protocolName=IEEE C37.118.2-2011 | vendorAcronym= | vendorDeviceName= | interconnectionName=,,,,10,STTP,Streaming Telemetry Transport Protocol,11,,,,,,ROSM_230_PM_05!PMU-ST6,0.0,1.0,Device statistic for Number of measurements received while device was reporting errors during last reporting interval.,0,1,1,,Any,STAT,Statistic,ST,-98.6,37.5,PPA:3765,2021-07-29 22:39:09
} | MaximumArchiveDays=90 | DesiredRemainingSpace=500,3766,ONS_ROSM_230_PM_05!PMU:ST7,,126,8736f6c7-ad41-4b43-b4f6-e684e0d4ad20,ROSM_230_PM_05,Rosm_230_Pm_05,60,1,companyAcronym= | protocolName=IEEE C37.118.2-2011 | vendorAcronym= | vendorDeviceName= | interconnectionName=,,,,10,STTP,Streaming Telemetry Transport Protocol,11,,,,,,ROSM_230_PM_05!PMU-ST7,0.0,1.0,Device statistic for Number of defined measurements (per frame) from device during last reporting interval.,0,1,1,,Any,STAT,Statistic,ST,-98.6,37.5,PPA:3766,2021-07-29 22:39:09
} | MaximumArchiveDays=90 | DesiredRemainingSpace=500,3767,ONS_ROSM_230_PM_06!PMU:ST1,,127,8736f6c7-ad41-4b43-b4f6-e684e0d4ad20,ROSM_230_PM_06,Rosm_230_Pm_06,60,1,companyAcronym= | protocolName=IEEE C37.118.2-2011 | vendorAcronym= | vendorDeviceName= | interconnectionName=,,,,10,STTP,Streaming Telemetry Transport Protocol,11,,,,,,ROSM_230_PM_06!PMU-ST1,0.0,1.0,Device statistic for Number of data quality errors reported by device during last reporting interval.,0,1,1,,Any,STAT,Statistic,ST,-98.6,37.5,PPA:3767,2021-07-29 22:39:09
} | MaximumArchiveDays=90 | DesiredRemainingSpace=500,3768,ONS_ROSM_230_PM_06!PMU:ST2,,127,8736f6c7-ad41-4b43-b4f6-e684e0d4ad20,ROSM_230_PM_06,Rosm_230_Pm_06,60,1,companyAcronym= | protocolName=IEEE C37.118.2-2011 | vendorAcronym= | vendorDeviceName= | interconnectionName=,,,,10,STTP,Streaming Telemetry Transport Protocol,11,,,,,,ROSM_230_PM_06!PMU-ST2,0.0,1.0,Device statistic for Number of time quality errors reported by device during last reporting interval.,0,1,1,,Any,STAT,Statistic,ST,-98.6,37.5,PPA:3768,2021-07-29 22:39:09
} | MaximumArchiveDays=90 | DesiredRemainingSpace=500,3769,ONS_ROSM_230_PM_06!PMU:ST3,,127,8736f6c7-ad41-4b43-b4f6-e684e0d4ad20,ROSM_230_PM_06,Rosm_230_Pm_06,60,1,companyAcronym= | protocolName=IEEE C37.118.2-2011 | vendorAcronym= | vendorDeviceName= | interconnectionName=,,,,10,STTP,Streaming Telemetry Transport Protocol,11,,,,,,ROSM_230_PM_06!PMU-ST3,0.0,1.0,Device statistic for Number of device errors reported by device during last reporting interval.,0,1,1,,Any,STAT,Statistic,ST,-98.6,37.5,PPA:3769,2021-07-29 22:39:09
} | MaximumArchiveDays=90 | DesiredRemainingSpace=500,3770,ONS_ROSM_230_PM_06!PMU:ST4,,127,8736f6c7-ad41-4b43-b4f6-e684e0d4ad20,ROSM_230_PM_06,Rosm_230_Pm_06,60,1,companyAcronym= | protocolName=IEEE C37.118.2-2011 | vendorAcronym= | vendorDeviceName= | interconnectionName=,,,,10,STTP,Streaming Telemetry Transport Protocol,11,,,,,,ROSM_230_PM_06!PMU-ST4,0.0,1.0,Device statistic for Number of measurements received from device during last reporting interval.,0,1,1,,Any,STAT,Statistic,ST,-98.6,37.5,PPA:3770,2021-07-29 22:39:09
} | MaximumArchiveDays=90 | DesiredRemainingSpace=500,3771,ONS_ROSM_230_PM_06!PMU:ST5,,127,8736f6c7-ad41-4b43-b4f6-e684e0d4ad20,ROSM_230_PM_06,Rosm_230_Pm_06,60,1,companyAcronym= | protocolName=IEEE C37.118.2-2011 | vendorAcronym= | vendorDeviceName= | interconnectionName=,,,,10,STTP,Streaming Telemetry Transport Protocol,11,,,,,,ROSM_230_PM_06!PMU-ST5,0.0,1.0,Device statistic for Expected number of measurements received from device during last reporting interval.,0,1,1,,Any,STAT,Statistic,ST,-98.6,37.5,PPA:3771,2021-07-29 22:39:09
} | MaximumArchiveDays=90 | DesiredRemainingSpace=500,3772,ONS_ROSM_230_PM_06!PMU:ST6,,127,8736f6c7-ad41-4b43-b4f6-e684e0d4ad20,ROSM_230_PM_06,Rosm_230_Pm_06,60,1,companyAcronym= | protocolName=IEEE C37.118.2-2011 | vendorAcronym= | vendorDeviceName= | interconnectionName=,,,,10,STTP,Streaming Telemetry Transport Protocol,11,,,,,,ROSM_230_PM_06!PMU-ST6,0.0,1.0,Device statistic for Number of measurements received while device was reporting errors during last reporting interval.,0,1,1,,Any,STAT,Statistic,ST,-98.6,37.5,PPA:3772,2021-07-29 22:39:09
} | MaximumArchiveDays=90 | DesiredRemainingSpace=500,3773,ONS_ROSM_230_PM_06!PMU:ST7,,127,8736f6c7-ad41-4b43-b4f6-e684e0d4ad20,ROSM_230_PM_06,Rosm_230_Pm_06,60,1,companyAcronym= | protocolName=IEEE C37.118.2-2011 | vendorAcronym= | vendorDeviceName= | interconnectionName=,,,,10,STTP,Streaming Telemetry Transport Protocol,11,,,,,,ROSM_230_PM_06!PMU-ST7,0.0,1.0,Device statistic for Number of defined measurements (per frame) from device during last reporting interval.,0,1,1,,Any,STAT,Statistic,ST,-98.6,37.5,PPA:3773,2021-07-29 22:39:09
} | MaximumArchiveDays=90 | DesiredRemainingSpace=500,3774,ONS_ROSM_230_PM_07!PMU:ST1,,128,8736f6c7-ad41-4b43-b4f6-e684e0d4ad20,ROSM_230_PM_07,Rosm_230_Pm_07,60,1,companyAcronym= | protocolName=IEEE C37.118.2-2011 | vendorAcronym= | vendorDeviceName= | interconnectionName=,,,,10,STTP,Streaming Telemetry Transport Protocol,11,,,,,,ROSM_230_PM_07!PMU-ST1,0.0,1.0,Device statistic for Number of data quality errors reported by device during last reporting interval.,0,1,1,,Any,STAT,Statistic,ST,-98.6,37.5,PPA:3774,2021-07-29 22:39:09
} | MaximumArchiveDays=90 | DesiredRemainingSpace=500,3775,ONS_ROSM_230_PM_07!PMU:ST2,,128,8736f6c7-ad41-4b43-b4f6-e684e0d4ad20,ROSM_230_PM_07,Rosm_230_Pm_07,60,1,companyAcronym= | protocolName=IEEE C37.118.2-2011 | vendorAcronym= | vendorDeviceName= | interconnectionName=,,,,10,STTP,Streaming Telemetry Transport Protocol,11,,,,,,ROSM_230_PM_07!PMU-ST2,0.0,1.0,Device statistic for Number of time quality errors reported by device during last reporting interval.,0,1,1,,Any,STAT,Statistic,ST,-98.6,37.5,PPA:3775,2021-07-29 22:39:09
} | MaximumArchiveDays=90 | DesiredRemainingSpace=500,3776,ONS_ROSM_230_PM_07!PMU:ST3,,128,8736f6c7-ad41-4b43-b4f6-e684e0d4ad20,ROSM_230_PM_07,Rosm_230_Pm_07,60,1,companyAcronym= | protocolName=IEEE C37.118.2-2011 | vendorAcronym= | vendorDeviceName= | interconnectionName=,,,,10,STTP,Streaming Telemetry Transport Protocol,11,,,,,,ROSM_230_PM_07!PMU-ST3,0.0,1.0,Device statistic for Number of device errors reported by device during last reporting interval.,0,1,1,,Any,STAT,Statistic,ST,-98.6,37.5,PPA:3776,2021-07-29 22:39:09
} | MaximumArchiveDays=90 | DesiredRemainingSpace=500,3777,ONS_ROSM_230_PM_07!PMU:ST4,,128,8736f6c7-ad41-4b43-b4f6-e684e0d4ad20,ROSM_230_PM_07,Rosm_230_Pm_07,60,1,companyAcronym= | protocolName=IEEE C37.118.2-2011 | vendorAcronym= | vendorDeviceName= | interconnectionName=,,,,10,STTP,Streaming Telemetry Transport Protocol,11,,,,,,ROSM_230_PM_07!PMU-ST4,0.0,1.0,Device statistic for Number of measurements received from device during last reporting interval.,0,1,1,,Any,STAT,Statistic,ST,-98.6,37.5,PPA:3777,2021-07-29 22:39:09
} | MaximumArchiveDays=90 | DesiredRemainingSpace=500,3778,ONS_ROSM_230_PM_07!PMU:ST5,,128,8736f6c7-ad41-4b43-b4f6-e684e0d4ad20,ROSM_230_PM_07,Rosm_230_Pm_07,60,1,companyAcronym= | protocolName=IEEE C37.118.2-2011 | vendorAcronym= | vendorDeviceName= | interconnectionName=,,,,10,STTP,Streaming Telemetry Transport Protocol,11,,,,,,ROSM_230_PM_07!PMU-ST5,0.0,1.0,Device statistic for Expected number of measurements received from device during last reporting interval.,0,1,1,,Any,STAT,Statistic,ST,-98.6,37.5,PPA:3778,2021-07-29 22:39:09
} | MaximumArchiveDays=90 | DesiredRemainingSpace=500,3779,ONS_ROSM_230_PM_07!PMU:ST6,,128,8736f6c7-ad41-4b43-b4f6-e684e0d4ad20,ROSM_230_PM_07,Rosm_230_Pm_07,60,1,companyAcronym= | protocolName=IEEE C37.118.2-2011 | vendorAcronym= | vendorDeviceName= | interconnectionName=,,,,10,STTP,Streaming Telemetry Transport Protocol,11,,,,,,ROSM_230_PM_07!PMU-ST6,0.0,1.0,Device statistic for Number of measurements received while device was reporting errors during last reporting interval.,0,1,1,,Any,STAT,Statistic,ST,-98.6,37.5,PPA:3779,2021-07-29 22:39:09
} | MaximumArchiveDays=90 | DesiredRemainingSpace=500,3780,ONS_ROSM_230_PM_07!PMU:ST7,,128,8736f6c7-ad41-4b43-b4f6-e684e0d4ad20,ROSM_230_PM_07,Rosm_230_Pm_07,60,1,companyAcronym= | protocolName=IEEE C37.118.2-2011 | vendorAcronym= | vendorDeviceName= | interconnectionName=,,,,10,STTP,Streaming Telemetry Transport Protocol,11,,,,,,ROSM_230_PM_07!PMU-ST7,0.0,1.0,Device statistic for Number of defined measurements (per frame) from device during last reporting interval.,0,1,1,,Any,STAT,Statistic,ST,-98.6,37.5,PPA:3780,2021-07-29 22:39:09
} | MaximumArchiveDays=90 | DesiredRemainingSpace=500,3781,ONS_ROSM_230_PM_08!PMU:ST1,,129,8736f6c7-ad41-4b43-b4f6-e684e0d4ad20,ROSM_230_PM_08,Rosm_230_Pm_08,60,1,companyAcronym= | protocolName=IEEE C37.118.2-2011 | vendorAcronym= | vendorDeviceName= | interconnectionName=,,,,10,STTP,Streaming Telemetry Transport Protocol,11,,,,,,ROSM_230_PM_08!PMU-ST1,0.0,1.0,Device statistic for Number of data quality errors reported by device during last reporting interval.,0,1,1,,Any,STAT,Statistic,ST,-98.6,37.5,PPA:3781,2021-07-29 22:39:09
} | MaximumArchiveDays=90 | DesiredRemainingSpace=500,3782,ONS_ROSM_230_PM_08!PMU:ST2,,129,8736f6c7-ad41-4b43-b4f6-e684e0d4ad20,ROSM_230_PM_08,Rosm_230_Pm_08,60,1,companyAcronym= | protocolName=IEEE C37.118.2-2011 | vendorAcronym= | vendorDeviceName= | interconnectionName=,,,,10,STTP,Streaming Telemetry Transport Protocol,11,,,,,,ROSM_230_PM_08!PMU-ST2,0.0,1.0,Device statistic for Number of time quality errors reported by device during last reporting interval.,0,1,1,,Any,STAT,Statistic,ST,-98.6,37.5,PPA:3782,2021-07-29 22:39:09
} | MaximumArchiveDays=90 | DesiredRemainingSpace=500,3783,ONS_ROSM_230_PM_08!PMU:ST3,,129,8736f6c7-ad41-4b43-b4f6-e684e0d4ad20,ROSM_230_PM_08,Rosm_230_Pm_08,60,1,companyAcronym= | protocolName=IEEE C37.118.2-2011 | vendorAcronym= | vendorDeviceName= | interconnectionName=,,,,10,STTP,Streaming Telemetry Transport Protocol,11,,,,,,ROSM_230_PM_08!PMU-ST3,0.0,1.0,Device statistic for Number of device errors reported by device during last reporting interval.,0,1,1,,Any,STAT,Statistic,ST,-98.6,37.5,PPA:3783,2021-07-29 22:39:09
} | MaximumArchiveDays=90 | DesiredRemainingSpace=500,3784,ONS_ROSM_230_PM_08!PMU:ST4,,129,8736f6c7-ad41-4b43-b4f6-e684e0d4ad20,ROSM_230_PM_08,Rosm_230_Pm_08,60,1,companyAcronym= | protocolName=IEEE C37.118.2-2011 | vendorAcronym= | vendorDeviceName= | interconnectionName=,,,,10,STTP,Streaming Telemetry Transport Protocol,11,,,,,,ROSM_230_PM_08!PMU-ST4,0.0,1.0,Device statistic for Number of measurements received from device during last reporting interval.,0,1,1,,Any,STAT,Statistic,ST,-98.6,37.5,PPA:3784,2021-07-29 22:39:09
} | MaximumArchiveDays=90 | DesiredRemainingSpace=500,3785,ONS_ROSM_230_PM_08!PMU:ST5,,129,8736f6c7-ad41-4b43-b4f6-e684e0d4ad20,ROSM_230_PM_08,Rosm_230_Pm_08,60,1,companyAcronym= | protocolName=IEEE C37.118.2-2011 | vendorAcronym= | vendorDeviceName= | interconnectionName=,,,,10,STTP,Streaming Telemetry Transport Protocol,11,,,,,,ROSM_230_PM_08!PMU-ST5,0.0,1.0,Device statistic for Expected number of measurements received from device during last reporting interval.,0,1,1,,Any,STAT,Statistic,ST,-98.6,37.5,PPA:3785,2021-07-29 22:39:09
} | MaximumArchiveDays=90 | DesiredRemainingSpace=500,3786,ONS_ROSM_230_PM_08!PMU:ST6,,129,8736f6c7-ad41-4b43-b4f6-e684e0d4ad20,ROSM_230_PM_08,Rosm_230_Pm_08,60,1,companyAcronym= | protocolName=IEEE C37.118.2-2011 | vendorAcronym= | vendorDeviceName= | interconnectionName=,,,,10,STTP,Streaming Telemetry Transport Protocol,11,,,,,,ROSM_230_PM_08!PMU-ST6,0.0,1.0,Device statistic for Number of measurements received while device was reporting errors during last reporting interval.,0,1,1,,Any,STAT,Statistic,ST,-98.6,37.5,PPA:3786,2021-07-29 22:39:09
} | MaximumArchiveDays=90 | DesiredRemainingSpace=500,3787,ONS_ROSM_230_PM_08!PMU:ST7,,129,8736f6c7-ad41-4b43-b4f6-e684e0d4ad20,ROSM_230_PM_08,Rosm_230_Pm_08,60,1,companyAcronym= | protocolName=IEEE C37.118.2-2011 | vendorAcronym= | vendorDeviceName= | interconnectionName=,,,,10,STTP,Streaming Telemetry Transport Protocol,11,,,,,,ROSM_230_PM_08!PMU-ST7,0.0,1.0,Device statistic for Number of defined measurements (per frame) from device during last reporting interval.,0,1,1,,Any,STAT,Statistic,ST,-98.6,37.5,PPA:3787,2021-07-29 22:39:09
} | MaximumArchiveDays=90 | DesiredRemainingSpace=500,3788,ONS_PATC_500_PM_09!PMU:ST1,,130,8736f6c7-ad41-4b43-b4f6-e684e0d4ad20,PATC_500_PM_09,Patc_500_Pm_09,60,1,companyAcronym= | protocolName=IEEE C37.118.2-2011 | vendorAcronym= | vendorDeviceName= | interconnectionName=,,,,10,STTP,Streaming Telemetry Transport Protocol,11,,,,,,PATC_500_PM_09!PMU-ST1,0.0,1.0,Device statistic for Number of data quality errors reported by device during last reporting interval.,0,1,1,,Any,STAT,Statistic,ST,-98.6,37.5,PPA:3788,2021-07-29 22:39:09
} | MaximumArchiveDays=90 | DesiredRemainingSpace=500,3789,ONS_PATC_500_PM_09!PMU:ST2,,130,8736f6c7-ad41-4b43-b4f6-e684e0d4ad20,PATC_500_PM_09,Patc_500_Pm_09,60,1,companyAcronym= | protocolName=IEEE C37.118.2-2011 | vendorAcronym= | vendorDeviceName= | interconnectionName=,,,,10,STTP,Streaming Telemetry Transport Protocol,11,,,,,,PATC_500_PM_09!PMU-ST2,0.0,1.0,Device statistic for Number of time quality errors reported by device during last reporting interval.,0,1,1,,Any,STAT,Statistic,ST,-98.6,37.5,PPA:3789,2021-07-29 22:39:09
} | MaximumArchiveDays=90 | DesiredRemainingSpace=500,3790,ONS_PATC_500_PM_09!PMU:ST3,,130,8736f6c7-ad41-4b43-b4f6-e684e0d4ad20,PATC_500_PM_09,Patc_500_Pm_09,60,1,companyAcronym= | protocolName=IEEE C37.118.2-2011 | vendorAcronym= | vendorDeviceName= | interconnectionName=,,,,10,STTP,Streaming Telemetry Transport Protocol,11,,,,,,PATC_500_PM_09!PMU-ST3,0.0,1.0,Device statistic for Number of device errors reported by device during last reporting interval.,0,1,1,,Any,STAT,Statistic,ST,-98.6,37.5,PPA:3790,2021-07-29 22:39:09
} | MaximumArchiveDays=90 | DesiredRemainingSpace=500,3791,ONS_PATC_500_PM_09!PMU:ST4,,130,8736f6c7-ad41-4b43-b4f6-e684e0d4ad20,PATC_500_PM_09,Patc_500_Pm_09,60,1,companyAcronym= | protocolName=IEEE C37.118.2-2011 | vendorAcronym= | vendorDeviceName= | interconnectionName=,,,,10,STTP,Streaming Telemetry Transport Protocol,11,,,,,,PATC_500_PM_09!PMU-ST4,0.0,1.0,Device statistic for Number of measurements received from device during last reporting interval.,0,1,1,,Any,STAT,Statistic,ST,-98.6,37.5,PPA:3791,2021-07-29 22:39:09
} | MaximumArchiveDays=90 | DesiredRemainingSpace=500,3792,ONS_PATC_500_PM_09!PMU:ST5,,130,8736f6c7-ad41-4b43-b4f6-e684e0d4ad20,PATC_500_PM_09,Patc_500_Pm_09,60,1,companyAcronym= | protocolName=IEEE C37.118.2-2011 | vendorAcronym= | vendorDeviceName= | interconnectionName=,,,,10,STTP,Streaming Telemetry Transport Protocol,11,,,,,,PATC_500_PM_09!PMU-ST5,0.0,1.0,Device statistic for Expected number of measurements received from device during last reporting interval.,0,1,1,,Any,STAT,Statistic,ST,-98.6,37.5,PPA:3792,2021-07-29 22:39:09
} | MaximumArchiveDays=90 | DesiredRemainingSpace=500,3793,ONS_PATC_500_PM_09!PMU:ST6,,130,8736f6c7-ad41-4b43-b4f6-e684e0d4ad20,PATC_500_PM_09,Patc_500_Pm_09,60,1,companyAcronym= | protocolName=IEEE C37.118.2-2011 | vendorAcronym= | vendorDeviceName= | interconnectionName=,,,,10,STTP,Streaming Telemetry Transport Protocol,11,,,,,,PATC_500_PM_09!PMU-ST6,0.0,1.0,Device statistic for Number of measurements received while device was reporting errors during last reporting interval.,0,1,1,,Any,STAT,Statistic,ST,-98.6,37.5,PPA:3793,2021-07-29 22:39:09
} | MaximumArchiveDays=90 | DesiredRemainingSpace=500,3794,ONS_PATC_500_PM_09!PMU:ST7,,130,8736f6c7-ad41-4b43-b4f6-e684e0d4ad20,PATC_500_PM_09,Patc_500_Pm_09,60,1,companyAcronym= | protocolName=IEEE C37.118.2-2011 | vendorAcronym= | vendorDeviceName= | interconnectionName=,,,,10,STTP,Streaming Telemetry Transport Protocol,11,,,,,,PATC_500_PM_09!PMU-ST7,0.0,1.0,Device statistic for Number of defined measurements (per frame) from device during last reporting interval.,0,1,1,,Any,STAT,Statistic,ST,-98.6,37.5,PPA:3794,2021-07-29 22:39:09
} | MaximumArchiveDays=90 | DesiredRemainingSpace=500,3795,ONS_PATC_500_PM_10!PMU:ST1,,131,8736f6c7-ad41-4b43-b4f6-e684e0d4ad20,PATC_500_PM_10,Patc_500_Pm_10,60,1,companyAcronym= | protocolName=IEEE C37.118.2-2011 | vendorAcronym= | vendorDeviceName= | interconnectionName=,,,,10,STTP,Streaming Telemetry Transport Protocol,11,,,,,,PATC_500_PM_10!PMU-ST1,0.0,1.0,Device statistic for Number of data quality errors reported by device during last reporting interval.,0,1,1,,Any,STAT,Statistic,ST,-98.6,37.5,PPA:3795,2021-07-29 22:39:09
} | MaximumArchiveDays=90 | DesiredRemainingSpace=500,3796,ONS_PATC_500_PM_10!PMU:ST2,,131,8736f6c7-ad41-4b43-b4f6-e684e0d4ad20,PATC_500_PM_10,Patc_500_Pm_10,60,1,companyAcronym= | protocolName=IEEE C37.118.2-2011 | vendorAcronym= | vendorDeviceName= | interconnectionName=,,,,10,STTP,Streaming Telemetry Transport Protocol,11,,,,,,PATC_500_PM_10!PMU-ST2,0.0,1.0,Device statistic for Number of time quality errors reported by device during last reporting interval.,0,1,1,,Any,STAT,Statistic,ST,-98.6,37.5,PPA:3796,2021-07-29 22:39:09
} | MaximumArchiveDays=90 | DesiredRemainingSpace=500,3797,ONS_PATC_500_PM_10!PMU:ST3,,131,8736f6c7-ad41-4b43-b4f6-e684e0d4ad20,PATC_500_PM_10,Patc_500_Pm_10,60,1,companyAcronym= | protocolName=IEEE C37.118.2-2011 | vendorAcronym= | vendorDeviceName= | interconnectionName=,,,,10,STTP,Streaming Telemetry Transport Protocol,11,,,,,,PATC_500_PM_10!PMU-ST3,0.0,1.0,Device statistic for Number of device errors reported by device during last reporting interval.,0,1,1,,Any,STAT,Statistic,ST,-98.6,37.5,PPA:3797,2021-07-29 22:39:09
} | MaximumArchiveDays=90 | DesiredRemainingSpace=500,3798,ONS_PATC_500_PM_10!PMU:ST4,,131,8736f6c7-ad41-4b43-b4f6-e684e0d4ad20,PATC_500_PM_10,Patc_500_Pm_10,60,1,companyAcronym= | protocolName=IEEE C37.118.2-2011 | vendorAcronym= | vendorDeviceName= | interconnectionName=,,,,10,STTP,Streaming Telemetry Transport Protocol,11,,,,,,PATC_500_PM_10!PMU-ST4,0.0,1.0,Device statistic for Number of measurements received from device during last reporting interval.,0,1,1,,Any,STAT,Statistic,ST,-98.6,37.5,PPA:3798,2021-07-29 22:39:09
} | MaximumArchiveDays=90 | DesiredRemainingSpace=500,3799,ONS_PATC_500_PM_10!PMU:ST5,,131,8736f6c7-ad41-4b43-b4f6-e684e0d4ad20,PATC_500_PM_10,Patc_500_Pm_10,60,1,companyAcronym= | protocolName=IEEE C37.118.2-2011 | vendorAcronym= | vendorDeviceName= | interconnectionName=,,,,10,STTP,Streaming Telemetry Transport Protocol,11,,,,,,PATC_500_PM_10!PMU-ST5,0.0,1.0,Device statistic for Expected number of measurements received from device during last reporting interval.,0,1,1,,Any,STAT,Statistic,ST,-98.6,37.5,PPA:3799,2021-07-29 22:39:09
} | MaximumArchiveDays=90 | DesiredRemainingSpace=500,3800,ONS_PATC_500_PM_10!PMU:ST6,,131,8736f6c7-ad41-4b43-b4f6-e684e0d4ad20,PATC_500_PM_10,Patc_500_Pm_10,60,1,companyAcronym= | protocolName=IEEE C37.118.2-2011 | vendorAcronym= | vendorDeviceName= | interconnectionName=,,,,10,STTP,Streaming Telemetry Transport Protocol,11,,,,,,PATC_500_PM_10!PMU-ST6,0.0,1.0,Device statistic for Number of measurements received while device was reporting errors during last reporting interval.,0,1,1,,Any,STAT,Statistic,ST,-98.6,37.5,PPA:3800,2021-07-29 22:39:09
} | MaximumArchiveDays=90 | DesiredRemainingSpace=500,3801,ONS_PATC_500_PM_10!PMU:ST7,,131,8736f6c7-ad41-4b43-b4f6-e684e0d4ad20,PATC_500_PM_10,Patc_500_Pm_10,60,1,companyAcronym= | protocolName=IEEE C37.118.2-2011 | vendorAcronym= | vendorDeviceName= | interconnectionName=,,,,10,STTP,Streaming Telemetry Transport Protocol,11,,,,,,PATC_500_PM_10!PMU-ST7,0.0,1.0,Device statistic for Number of defined measurements (per frame) from device during last reporting interval.,0,1,1,,Any,STAT,Statistic,ST,-98.6,37.5,PPA:3801,2021-07-29 22:39:09
} | MaximumArchiveDays=90 | DesiredRemainingSpace=500,3802,ONS_PATC_500_PM_11!PMU:ST1,,132,8736f6c7-ad41-4b43-b4f6-e684e0d4ad20,PATC_500_PM_11,Patc_500_Pm_11,60,1,companyAcronym= | protocolName=IEEE C37.118.2-2011 | vendorAcronym= | vendorDeviceName= | interconnectionName=,,,,10,STTP,Streaming Telemetry Transport Protocol,11,,,,,,PATC_500_PM_11!PMU-ST1,0.0,1.0,Device statistic for Number of data quality errors reported by device during last reporting interval.,0,1,1,,Any,STAT,Statistic,ST,-98.6,37.5,PPA:3802,2021-07-29 22:39:09
} | MaximumArchiveDays=90 | DesiredRemainingSpace=500,3803,ONS_PATC_500_PM_11!PMU:ST2,,132,8736f6c7-ad41-4b43-b4f6-e684e0d4ad20,PATC_500_PM_11,Patc_500_Pm_11,60,1,companyAcronym= | protocolName=IEEE C37.118.2-2011 | vendorAcronym= | vendorDeviceName= | interconnectionName=,,,,10,STTP,Streaming Telemetry Transport Protocol,11,,,,,,PATC_500_PM_11!PMU-ST2,0.0,1.0,Device statistic for Number of time quality errors reported by device during last reporting interval.,0,1,1,,Any,STAT,Statistic,ST,-98.6,37.5,PPA:3803,2021-07-29 22:39:09
} | MaximumArchiveDays=90 | DesiredRemainingSpace=500,3804,ONS_PATC_500_PM_11!PMU:ST3,,132,8736f6c7-ad41-4b43-b4f6-e684e0d4ad20,PATC_500_PM_11,Patc_500_Pm_11,60,1,companyAcronym= | protocolName=IEEE C37.118.2-2011 | vendorAcronym= | vendorDeviceName= | interconnectionName=,,,,10,STTP,Streaming Telemetry Transport Protocol,11,,,,,,PATC_500_PM_11!PMU-ST3,0.0,1.0,Device statistic for Number of device errors reported by device during last reporting interval.,0,1,1,,Any,STAT,Statistic,ST,-98.6,37.5,PPA:3804,2021-07-29 22:39:09
} | MaximumArchiveDays=90 | DesiredRemainingSpace=500,3805,ONS_PATC_500_PM_11!PMU:ST4,,132,8736f6c7-ad41-4b43-b4f6-e684e0d4ad20,PATC_500_PM_11,Patc_500_Pm_11,60,1,companyAcronym= | protocolName=IEEE C37.118.2-2011 | vendorAcronym= | vendorDeviceName= | interconnectionName=,,,,10,STTP,Streaming Telemetry Transport Protocol,11,,,,,,PATC_500_PM_11!PMU-ST4,0.0,1.0,Device statistic for Number of measurements received from device during last reporting interval.,0,1,1,,Any,STAT,Statistic,ST,-98.6,37.5,PPA:3805,2021-07-29 22:39:09
} | MaximumArchiveDays=90 | DesiredRemainingSpace=500,3806,ONS_PATC_500_PM_11!PMU:ST5,,132,8736f6c7-ad41-4b43-b4f6-e684e0d4ad20,PATC_500_PM_11,Patc_500_Pm_11,60,1,companyAcronym= | protocolName=IEEE C37.118.2-2011 | vendorAcronym= | vendorDeviceName= | interconnectionName=,,,,10,STTP,Streaming Telemetry Transport Protocol,11,,,,,,PATC_500_PM_11!PMU-ST5,0.0,1.0,Device statistic for Expected number of measurements received from device during last reporting interval.,0,1,1,,Any,STAT,Statistic,ST,-98.6,37.5,PPA:3806,2021-07-29 22:39:09
} | MaximumArchiveDays=90 | DesiredRemainingSpace=500,3807,ONS_PATC_500_PM_11!PMU:ST6,,132,8736f6c7-ad41-4b43-b4f6-e684e0d4ad20,PATC_500_PM_11,Patc_500_Pm_11,60,1,companyAcronym= | protocolName=IEEE C37.118.2-2011 | vendorAcronym= | vendorDeviceName= | interconnectionName=,,,,10,STTP,Streaming Telemetry Transport Protocol,11,,,,,,PATC_500_PM_11!PMU-ST6,0.0,1.0,Device statistic for Number of measurements received while device was reporting errors during last reporting interval.,0,1,1,,Any,STAT,Statistic,ST,-98.6,37.5,PPA:3807,2021-07-29 22:39:09
} | MaximumArchiveDays=90 | DesiredRemainingSpace=500,3808,ONS_PATC_500_PM_11!PMU:ST7,,132,8736f6c7-ad41-4b43-b4f6-e684e0d4ad20,PATC_500_PM_11,Patc_500_Pm_11,60,1,companyAcronym= | protocolName=IEEE C37.118.2-2011 | vendorAcronym= | vendorDeviceName= | interconnectionName=,,,,10,STTP,Streaming Telemetry Transport Protocol,11,,,,,,PATC_500_PM_11!PMU-ST7,0.0,1.0,Device statistic for Number of defined measurements (per frame) from device during last reporting interval.,0,1,1,,Any,STAT,Statistic,ST,-98.6,37.5,PPA:3808,2021-07-29 22:39:09
} | MaximumArchiveDays=90 | DesiredRemainingSpace=500,3809,ONS_PATC_500_PM_12!PMU:ST1,,133,8736f6c7-ad41-4b43-b4f6-e684e0d4ad20,PATC_500_PM_12,Patc_500_Pm_12,60,1,companyAcronym= | protocolName=IEEE C37.118.2-2011 | vendorAcronym= | vendorDeviceName= | interconnectionName=,,,,10,STTP,Streaming Telemetry Transport Protocol,11,,,,,,PATC_500_PM_12!PMU-ST1,0.0,1.0,Device statistic for Number of data quality errors reported by device during last reporting interval.,0,1,1,,Any,STAT,Statistic,ST,-98.6,37.5,PPA:3809,2021-07-29 22:39:09
} | MaximumArchiveDays=90 | DesiredRemainingSpace=500,3810,ONS_PATC_500_PM_12!PMU:ST2,,133,8736f6c7-ad41-4b43-b4f6-e684e0d4ad20,PATC_500_PM_12,Patc_500_Pm_12,60,1,companyAcronym= | protocolName=IEEE C37.118.2-2011 | vendorAcronym= | vendorDeviceName= | interconnectionName=,,,,10,STTP,Streaming Telemetry Transport Protocol,11,,,,,,PATC_500_PM_12!PMU-ST2,0.0,1.0,Device statistic for Number of time quality errors reported by device during last reporting interval.,0,1,1,,Any,STAT,Statistic,ST,-98.6,37.5,PPA:3810,2021-07-29 22:39:09
} | MaximumArchiveDays=90 | DesiredRemainingSpace=500,3811,ONS_PATC_500_PM_12!PMU:ST3,,133,8736f6c7-ad41-4b43-b4f6-e684e0d4ad20,PATC_500_PM_12,Patc_500_Pm_12,60,1,companyAcronym= | protocolName=IEEE C37.118.2-2011 | vendorAcronym= | vendorDeviceName= | interconnectionName=,,,,10,STTP,Streaming Telemetry Transport Protocol,11,,,,,,PATC_500_PM_12!PMU-ST3,0.0,1.0,Device statistic for Number of device errors reported by device during last reporting interval.,0,1,1,,Any,STAT,Statistic,ST,-98.6,37.5,PPA:3811,2021-07-29 22:39:09
} | MaximumArchiveDays=90 | DesiredRemainingSpace=500,3812,ONS_PATC_500_PM_12!PMU:ST4,,133,8736f6c7-ad41-4b43-b4f6-e684e0d4ad20,PATC_500_PM_12,Patc_500_Pm_12,60,1,companyAcronym= | protocolName=IEEE C37.118.2-2011 | vendorAcronym= | vendorDeviceName= | interconnectionName=,,,,10,STTP,Streaming Telemetry Transport Protocol,11,,,,,,PATC_500_PM_12!PMU-ST4,0.0,1.0,Device statistic for Number of measurements received from device during last reporting interval.,0,1,1,,Any,STAT,Statistic,ST,-98.6,37.5,PPA:3812,2021-07-29 22:39:09
} | MaximumArchiveDays=90 | DesiredRemainingSpace=500,3813,ONS_PATC_500_PM_12!PMU:ST5,,133,8736f6c7-ad41-4b43-b4f6-e684e0d4ad20,PATC_500_PM_12,Patc_500_Pm_12,60,1,companyAcronym= | protocolName=IEEE C37.118.2-2011 | vendorAcronym= | vendorDeviceName= | interconnectionName=,,,,10,STTP,Streaming Telemetry Transport Protocol,11,,,,,,PATC_500_PM_12!PMU-ST5,0.0,1.0,Device statistic for Expected number of measurements received from device during last reporting interval.,0,1,1,,Any,STAT,Statistic,ST,-98.6,37.5,PPA:3813,2021-07-29 22:39:09
} | MaximumArchiveDays=90 | DesiredRemainingSpace=500,3814,ONS_PATC_500_PM_12!PMU:ST6,,133,8736f6c7-ad41-4b43-b4f6-e684e0d4ad20,PATC_500_PM_12,Patc_500_Pm_12,60,1,companyAcronym= | protocolName=IEEE C37.118.2-2011 | vendorAcronym= | vendorDeviceName= | interconnectionName=,,,,10,STTP,Streaming Telemetry Transport Protocol,11,,,,,,PATC_500_PM_12!PMU-ST6,0.0,1.0,Device statistic for Number of measurements received while device was reporting errors during last reporting interval.,0,1,1,,Any,STAT,Statistic,ST,-98.6,37.5,PPA:3814,2021-07-29 22:39:09
} | MaximumArchiveDays=90 | DesiredRemainingSpace=500,3815,ONS_PATC_500_PM_12!PMU:ST7,,133,8736f6c7-ad41-4b43-b4f6-e684e0d4ad20,PATC_500_PM_12,Patc_500_Pm_12,60,1,companyAcronym= | protocolName=IEEE C37.118.2-2011 | vendorAcronym= | vendorDeviceName= | interconnectionName=,,,,10,STTP,Streaming Telemetry Transport Protocol,11,,,,,,PATC_500_PM_12!PMU-ST7,0.0,1.0,Device statistic for Number of defined measurements (per frame) from device during last reporting interval.,0,1,1,,Any,STAT,Statistic,ST,-98.6,37.5,PPA:3815,2021-07-29 22:39:09
} | MaximumArchiveDays=90 | DesiredRemainingSpace=500,3852,GPA_MGJGSE_500_PM_01:F,,134,8736f6c7-ad41-4b43-b4f6-e684e0d4ad20,MGJGSE_500_PM_01,Mgjgse_500_Pm_01,60,1,companyAcronym= | protocolName=IEEE C37.118.2-2011 | vendorAcronym= | vendorDeviceName= | interconnectionName=,,,,10,STTP,Streaming Telemetry Transport Protocol,5,,,,,,MGJGSE_500_PM_01-FQ,0.0,1.0,Mgjgse_500_Pm_01 Frequency,0,1,1,Hz,PMU,FREQ,Frequency,FQ,-98.6,37.5,PPA:3852,2021-07-29 23:03:14
} | MaximumArchiveDays=90 | DesiredRemainingSpace=500,3853,GPA_MGJGSE_500_PM_01:DF,,134,8736f6c7-ad41-4b43-b4f6-e684e0d4ad20,MGJGSE_500_PM_01,Mgjgse_500_Pm_01,60,1,companyAcronym= | protocolName=IEEE C37.118.2-2011 | vendorAcronym= | vendorDeviceName= | interconnectionName=,,,,10,STTP,Streaming Telemetry Transport Protocol,6,,,,,,MGJGSE_500_PM_01-DF,0.0,1.0,Mgjgse_500_Pm_01 Frequency Delta (dF/dt),0,1,1,,PMU,DFDT,Frequency Delta (dF/dt),DF,-98.6,37.5,PPA:3853,2021-07-29 23:03:14
} | MaximumArchiveDays=90 | DesiredRemainingSpace=500,3854,GPA_MGJGSE_500_PM_01:S,,134,8736f6c7-ad41-4b43-b4f6-e684e0d4ad20,MGJGSE_500_PM_01,Mgjgse_500_Pm_01,60,1,companyAcronym= | protocolName=IEEE C37.118.2-2011 | vendorAcronym= | vendorDeviceName= | interconnectionName=,,,,10,STTP,Streaming Telemetry Transport Protocol,8,,,,,,MGJGSE_500_PM_01-SF,0.0,1.0,Mgjgse_500_Pm_01 Status Flags,0,1,1,,PMU,FLAG,Status Flags,SF,-98.6,37.5,PPA:3854,2021-07-29 23:03:14
} | MaximumArchiveDays=90 | DesiredRemainingSpace=500,3855,GPA_MGJGSE_500_PM_01-PM1:V,,134,8736f6c7-ad41-4b43-b4f6-e684e0d4ad20,MGJGSE_500_PM_01,Mgjgse_500_Pm_01,60,1,companyAcronym= | protocolName=IEEE C37.118.2-2011 | vendorAcronym= | vendorDeviceName= | interconnectionName=,,,,10,STTP,Streaming Telemetry Transport Protocol,3,1,LTMGEST_1_FV_A,V,+,0,MGJGSE_500_PM_01-PM1,0.0,1.0,Mgjgse_500_Pm_01 LTMGEST_1_FV_A + Voltage Magnitude,0,1,1,Volts,Phasor,VPHM,Voltage Magnitude,PM,-98.6,37.5,PPA:3855,2021-07-29 23:03:14
} | MaximumArchiveDays=90 | DesiredRemainingSpace=500,3856,GPA_MGJGSE_500_PM_01-PA1:VH,,134,8736f6c7-ad41-4b43-b4f6-e684e0d4ad20,MGJGSE_500_PM_01,Mgjgse_500_Pm_01,60,1,companyAcronym= | protocolName=IEEE C37.118.2-2011 | vendorAcronym= | vendorDeviceName= | interconnectionName=,,,,10,STTP,Streaming Telemetry Transport Protocol,4,1,LTMGEST_1_FV_A,V,+,0,MGJGSE_500_PM_01-PA1,0.0,1.0,Mgjgse_500_Pm_01 LTMGEST_1_FV_A + Voltage Phase Angle,0,1,1,Degrees,Phasor,VPHA,Voltage Phase Angle,PA,-98.6,37.5,PPA:3856,2021-07-29 23:03:14
} | MaximumArchiveDays=90 | DesiredRemainingSpace=500,3857,GPA_MGJGSE_500_PM_01-PM2:V,,134,8736f6c7-ad41-4b43-b4f6-e684e0d4ad20,MGJGSE_500_PM_01,Mgjgse_500_Pm_01,60,1,companyAcronym= | protocolName=IEEE C37.118.2-2011 | vendorAcronym= | vendorDeviceName= | interconnectionName=,,,,10,STTP,Streaming Telemetry Transport Protocol,3,2,LTMGEST_1_FV_B,V,+,0,MGJGSE_500_PM_01-PM2,0.0,1.0,Mgjgse_500_Pm_01 LTMGEST_1_FV_B + Voltage Magnitude,0,1,1,Volts,Phasor,VPHM,Voltage Magnitude,PM,-98.6,37.5,PPA:3857,2021-07-29 23:03:14
} | MaximumArchiveDays=90 | DesiredRemainingSpace=500,3858,GPA_MGJGSE_500_PM_01-PA2:VH,,134,8736f6c7-ad41-4b43-b4f6-e684e0d4ad20,MGJGSE_500_PM_01,Mgjgse_500_Pm_01,60,1,companyAcronym= | protocolName=IEEE C37.118.2-2011 | vendorAcronym= | vendorDeviceName= | interconnectionName=,,,,10,STTP,Streaming Telemetry Transport Protocol,4,2,LTMGEST_1_FV_B,V,+,0,MGJGSE_500_PM_01-PA2,0.0,1.0,Mgjgse_500_Pm_01 LTMGEST_1_FV_B + Voltage Phase Angle,0,1,1,Degrees,Phasor,VPHA,Voltage Phase Angle,PA,-98.6,37.5,PPA:3858,2021-07-29 23:03:14
} | MaximumArchiveDays=90 | DesiredRemainingSpace=500,3859,GPA_MGJGSE_500_PM_01-PM3:V,,134,8736f6c7-ad41-4b43-b4f6-e684e0d4ad20,MGJGSE_500_PM_01,Mgjgse_500_Pm_01,60,1,companyAcronym= | protocolName=IEEE C37.118.2-2011 | vendorAcronym= | vendorDeviceName= | interconnectionName=,,,,10,STTP,Streaming Telemetry Transport Protocol,3,3,LTMGEST_1_FV_C,V,+,0,MGJGSE_500_PM_01-PM3,0.0,1.0,Mgjgse_500_Pm_01 LTMGEST_1_FV_C + Voltage Magnitude,0,1,1,Volts,Phasor,VPHM,Voltage Magnitude,PM,-98.6,37.5,PPA:3859,2021-07-29 23:03:14
} | MaximumArchiveDays=90 | DesiredRemainingSpace=500,3860,GPA_MGJGSE_500_PM_01-PA3:VH,,134,8736f6c7-ad41-4b43-b4f6-e684e0d4ad20,MGJGSE_500_PM_01,Mgjgse_500_Pm_01,60,1,companyAcronym= | protocolName=IEEE C37.118.2-2011 | vendorAcronym= | vendorDeviceName= | interconnectionName=,,,,10,STTP,Streaming Telemetry Transport Protocol,4,3,LTMGEST_1_FV_C,V,+,0,MGJGSE_500_PM_01-PA3,0.0,1.0,Mgjgse_500_Pm_01 LTMGEST_1_FV_C + Voltage Phase Angle,0,1,1,Degrees,Phasor,VPHA,Voltage Phase Angle,PA,-98.6,37.5,PPA:3860,2021-07-29 23:03:14
} | MaximumArchiveDays=90 | DesiredRemainingSpace=500,3861,GPA_MGJGSE_500_PM_01-PM4:I,,134,8736f6c7-ad41-4b43-b4f6-e684e0d4ad20,MGJGSE_500_PM_01,Mgjgse_500_Pm_01,60,1,companyAcronym= | protocolName=IEEE C37.118.2-2011 | vendorAcronym= | vendorDeviceName= | interconnectionName=,,,,10,STTP,Streaming Telemetry Transport Protocol,1,4,LTMGEST_1_FA_A,I,+,0,MGJGSE_500_PM_01-PM4,0.0,1.0,Mgjgse_500_Pm_01 LTMGEST_1_FA_A + Current Magnitude,0,1,1,Amps,Phasor,IPHM,Current Magnitude,PM,-98.6,37.5,PPA:3861,2021-07-29 23:03:14
} | MaximumArchiveDays=90 | DesiredRemainingSpace=500,3862,GPA_MGJGSE_500_PM_01-PA4:IH,,134,8736f6c7-ad41-4b43-b4f6-e684e0d4ad20,MGJGSE_500_PM_01,Mgjgse_500_Pm_01,60,1,companyAcronym= | protocolName=IEEE C37.118.2-2011 | vendorAcronym= | vendorDeviceName= | interconnectionName=,,,,10,STTP,Streaming Telemetry Transport Protocol,2,4,LTMGEST_1_FA_A,I,+,0,MGJGSE_500_PM_01-PA4,0.0,1.0,Mgjgse_500_Pm_01 LTMGEST_1_FA_A + Current Phase Angle,0,1,1,Degrees,Phasor,IPHA,Current Phase Angle,PA,-98.6,37.5,PPA:3862,2021-07-29 23:03:14
} | MaximumArchiveDays=90 | DesiredRemainingSpace=500,3863,GPA_MGJGSE_500_PM_01-PM5:I,,134,8736f6c7-ad41-4b43-b4f6-e684e0d4ad20,MGJGSE_500_PM_01,Mgjgse_500_Pm_01,60,1,companyAcronym= | protocolName=IEEE C37.118.2-2011 | vendorAcronym= | vendorDeviceName= | interconnectionName=,,,,10,STTP,Streaming Telemetry Transport Protocol,1,5,LTMGEST_1_FA_B,I,+,0,MGJGSE_500_PM_01-PM5,0.0,1.0,Mgjgse_500_Pm_01 LTMGEST_1_FA_B + Current Magnitude,0,1,1,Amps,Phasor,IPHM,Current Magnitude,PM,-98.6,37.5,PPA:3863,2021-07-29 23:03:14
} | MaximumArchiveDays=90 | DesiredRemainingSpace=500,3864,GPA_MGJGSE_500_PM_01-PA5:IH,,134,8736f6c7-ad41-4b43-b4f6-e684e0d4ad20,MGJGSE_500_PM_01,Mgjgse_500_Pm_01,60,1,companyAcronym= | protocolName=IEEE C37.118.2-2011 | vendorAcronym= | vendorDeviceName= | interconnectionName=,,,,10,STTP,Streaming Telemetry Transport Protocol,2,5,LTMGEST_1_FA_B,I,+,0,MGJGSE_500_PM_01-PA5,0.0,1.0,Mgjgse_500_Pm_01 LTMGEST_1_FA_B + Current Phase Angle,0,1,1,Degrees,Phasor,IPHA,Current Phase Angle,PA,-98.6,37.5,PPA:3864,2021-07-29 23:03:14
} | MaximumArchiveDays=90 | DesiredRemainingSpace=500,3865,GPA_MGJGSE_500_PM_01-PM6:I,,134,8736f6c7-ad41-4b43-b4f6-e684e0d4ad20,MGJGSE_500_PM_01,Mgjgse_500_Pm_01,60,1,companyAcronym= | protocolName=IEEE C37.118.2-2011 | vendorAcronym= | vendorDeviceName= | interconnectionName=,,,,10,STTP,Streaming Telemetry Transport Protocol,1,6,LTMGEST_1_FA_C,I,+,0,MGJGSE_500_PM_01-PM6,0.0,1.0,Mgjgse_500_Pm_01 LTMGEST_1_FA_C + Current Magnitude,0,1,1,Amps,Phasor,IPHM,Current Magnitude,PM,-98.6,37.5,PPA:3865,2021-07-29 23:03:14
} | MaximumArchiveDays=90 | DesiredRemainingSpace=500,3866,GPA_MGJGSE_500_PM_01-PA6:IH,,134,8736f6c7-ad41-4b43-b4f6-e684e0d4ad20,MGJGSE_500_PM_01,Mgjgse_500_Pm_01,60,1,companyAcronym= | protocolName=IEEE C37.118.2-2011 | vendorAcronym= | vendorDeviceName= | interconnectionName=,,,,10,STTP,Streaming Telemetry Transport Protocol,2,6,LTMGEST_1_FA_C,I,+,0,MGJGSE_500_PM_01-PA6,0.0,1.0,Mgjgse_500_Pm_01 LTMGEST_1_FA_C + Current Phase Angle,0,1,1,Degrees,Phasor,IPHA,Current Phase Angle,PA,-98.6,37.5,PPA:3866,2021-07-29 23:03:14
} | MaximumArchiveDays=90 | DesiredRemainingSpace=500,3867,GPA_MGJGSE_500_PM_01-PM7:V,,134,8736f6c7-ad41-4b43-b4f6-e684e0d4ad20,MGJGSE_500_PM_01,Mgjgse_500_Pm_01,60,1,companyAcronym= | protocolName=IEEE C37.118.2-2011 | vendorAcronym= | vendorDeviceName= | interconnectionName=,,,,10,STTP,Streaming Telemetry Transport Protocol,3,7,LTMGEST_1_FV_P,V,+,0,MGJGSE_500_PM_01-PM7,0.0,1.0,Mgjgse_500_Pm_01 LTMGEST_1_FV_P + Voltage Magnitude,0,1,1,Volts,Phasor,VPHM,Voltage Magnitude,PM,-98.6,37.5,PPA:3867,2021-07-29 23:03:14
} | MaximumArchiveDays=90 | DesiredRemainingSpace=500,3868,GPA_MGJGSE_500_PM_01-PA7:VH,,134,8736f6c7-ad41-4b43-b4f6-e684e0d4ad20,MGJGSE_500_PM_01,Mgjgse_500_Pm_01,60,1,companyAcronym= | protocolName=IEEE C37.118.2-2011 | vendorAcronym= | vendorDeviceName= | interconnectionName=,,,,10,STTP,Streaming Telemetry Transport Protocol,4,7,LTMGEST_1_FV_P,V,+,0,MGJGSE_500_PM_01-PA7,0.0,1.0,Mgjgse_500_Pm_01 LTMGEST_1_FV_P + Voltage Phase Angle,0,1,1,Degrees,Phasor,VPHA,Voltage Phase Angle,PA,-98.6,37.5,PPA:3868,2021-07-29 23:03:14
} | MaximumArchiveDays=90 | DesiredRemainingSpace=500,3869,GPA_MGJGSE_500_PM_01-PM8:I,,134,8736f6c7-ad41-4b43-b4f6-e684e0d4ad20,MGJGSE_500_PM_01,Mgjgse_500_Pm_01,60,1,companyAcronym= | protocolName=IEEE C37.118.2-2011 | vendorAcronym= | vendorDeviceName= | interconnectionName=,,,,10,STTP,Streaming Telemetry Transport Protocol,1,8,LTMGEST_1_FA_P,I,+,0,MGJGSE_500_PM_01-PM8,0.0,1.0,Mgjgse_500_Pm_01 LTMGEST_1_FA_P + Current Magnitude,0,1,1,Amps,Phasor,IPHM,Current Magnitude,PM,-98.6,37.5,PPA:3869,2021-07-29 23:03:14
} | MaximumArchiveDays=90 | DesiredRemainingSpace=500,3870,GPA_MGJGSE_500_PM_01-PA8:IH,,134,8736f6c7-ad41-4b43-b4f6-e684e0d4ad20,MGJGSE_500_PM_01,Mgjgse_500_Pm_01,60,1,companyAcronym= | protocolName=IEEE C37.118.2-2011 | vendorAcronym= | vendorDeviceName= | interconnectionName=,,,,10,STTP,Streaming Telemetry Transport Protocol,2,8,LTMGEST_1_FA_P,I,+,0,MGJGSE_500_PM_01-PA8,0.0,1.0,Mgjgse_500_Pm_01 LTMGEST_1_FA_P + Current Phase Angle,0,1,1,Degrees,Phasor,IPHA,Current Phase Angle,PA,-98.6,37.5,PPA:3870,2021-07-29 23:03:14
} | MaximumArchiveDays=90 | DesiredRemainingSpace=500,3871,GPA_SPILS_440_PM_01:F,,135,8736f6c7-ad41-4b43-b4f6-e684e0d4ad20,SPILS_440_PM_01,Spils_440_Pm_01,60,1,companyAcronym= | protocolName=IEEE C37.118.2-2011 | vendorAcronym= | vendorDeviceName= | interconnectionName=,,,,10,STTP,Streaming Telemetry Transport Protocol,5,,,,,,SPILS_440_PM_01-FQ,0.0,1.0,Spils_440_Pm_01 Frequency,0,1,1,Hz,PMU,FREQ,Frequency,FQ,-98.6,37.5,PPA:3871,2021-07-29 23:03:14
} | MaximumArchiveDays=90 | DesiredRemainingSpace=500,3872,GPA_SPILS_440_PM_01:DF,,135,8736f6c7-ad41-4b43-b4f6-e684e0d4ad20,SPILS_440_PM_01,Spils_440_Pm_01,60,1,companyAcronym= | protocolName=IEEE C37.118.2-2011 | vendorAcronym= | vendorDeviceName= | interconnectionName=,,,,10,STTP,Streaming Telemetry Transport Protocol,6,,,,,,SPILS_440_PM_01-DF,0.0,1.0,Spils_440_Pm_01 Frequency Delta (dF/dt),0,1,1,,PMU,DFDT,Frequency Delta (dF/dt),DF,-98.6,37.5,PPA:3872,2021-07-29 23:03:14
} | MaximumArchiveDays=90 | DesiredRemainingSpace=500,3873,GPA_SPILS_440_PM_01:S,,135,8736f6c7-ad41-4b43-b4f6-e684e0d4ad20,SPILS_440_PM_01,Spils_440_Pm_01,60,1,companyAcronym= | protocolName=IEEE C37.118.2-2011 | vendorAcronym= | vendorDeviceName= | interconnectionName=,,,,10,STTP,Streaming Telemetry Transport Protocol,8,,,,,,SPILS_440_PM_01-SF,0.0,1.0,Spils_440_Pm_01 Status Flags,0,1,1,,PMU,FLAG,Status Flags,SF,-98.6,37.5,PPA:3873,2021-07-29 23:03:14
} | MaximumArchiveDays=90 | DesiredRemainingSpace=500,3874,GPA_SPILS_440_PM_01-PM1:V,,135,8736f6c7-ad41-4b43-b4f6-e684e0d4ad20,SPILS_440_PM_01,Spils_440_Pm_01,60,1,companyAcronym= | protocolName=IEEE C37.118.2-2011 | vendorAcronym= | vendorDeviceName= | interconnectionName=,,,,10,STTP,Streaming Telemetry Transport Protocol,3,1,LTMSISO2_1_FV_A,V,+,0,SPILS_440_PM_01-PM1,0.0,1.0,Spils_440_Pm_01 LTMSISO2_1_FV_A + Voltage Magnitude,0,1,1,Volts,Phasor,VPHM,Voltage Magnitude,PM,-98.6,37.5,PPA:3874,2021-07-29 23:03:14
} | MaximumArchiveDays=90 | DesiredRemainingSpace=500,3875,GPA_SPILS_440_PM_01-PA1:VH,,135,8736f6c7-ad41-4b43-b4f6-e684e0d4ad20,SPILS_440_PM_01,Spils_440_Pm_01,60,1,companyAcronym= | protocolName=IEEE C37.118.2-2011 | vendorAcronym= | vendorDeviceName= | interconnectionName=,,,,10,STTP,Streaming Telemetry Transport Protocol,4,1,LTMSISO2_1_FV_A,V,+,0,SPILS_440_PM_01-PA1,0.0,1.0,Spils_440_Pm_01 LTMSISO2_1_FV_A + Voltage Phase Angle,0,1,1,Degrees,Phasor,VPHA,Voltage Phase Angle,PA,-98.6,37.5,PPA:3875,2021-07-29 23:03:14
} | MaximumArchiveDays=90 | DesiredRemainingSpace=500,3876,GPA_SPILS_440_PM_01-PM2:V,,135,8736f6c7-ad41-4b43-b4f6-e684e0d4ad20,SPILS_440_PM_01,Spils_440_Pm_01,60,1,companyAcronym= | protocolName=IEEE C37.118.2-2011 | vendorAcronym= | vendorDeviceName= | interconnectionName=,,,,10,STTP,Streaming Telemetry Transport Protocol,3,2,LTMSISO2_1_FV_B,V,+,0,SPILS_440_PM_01-PM2,0.0,1.0,Spils_440_Pm_01 LTMSISO2_1_FV_B + Voltage Magnitude,0,1,1,Volts,Phasor,VPHM,Voltage Magnitude,PM,-98.6,37.5,PPA:3876,2021-07-29 23:03:14
} | MaximumArchiveDays=90 | DesiredRemainingSpace=500,3877,GPA_SPILS_440_PM_01-PA2:VH,,135,8736f6c7-ad41-4b43-b4f6-e684e0d4ad20,SPILS_440_PM_01,Spils_440_Pm_01,60,1,companyAcronym= | protocolName=IEEE C37.118.2-2011 | vendorAcronym= | vendorDeviceName= | interconnectionName=,,,,10,STTP,Streaming Telemetry Transport Protocol,4,2,LTMSISO2_1_FV_B,V,+,0,SPILS_440_PM_01-PA2,0.0,1.0,Spils_440_Pm_01 LTMSISO2_1_FV_B + Voltage Phase Angle,0,1,1,Degrees,Phasor,VPHA,Voltage Phase Angle,PA,-98.6,37.5,PPA:3877,2021-07-29 23:03:14
} | MaximumArchiveDays=90 | DesiredRemainingSpace=500,3878,GPA_SPILS_440_PM_01-PM3:V,,135,8736f6c7-ad41-4b43-b4f6-e684e0d4ad20,SPILS_440_PM_01,Spils_440_Pm_01,60,1,companyAcronym= | protocolName=IEEE C37.118.2-2011 | vendorAcronym= | vendorDeviceName= | interconnectionName=,,,,10,STTP,Streaming Telemetry Transport Protocol,3,3,LTMSISO2_1_FV_C,V,+,0,SPILS_440_PM_01-PM3,0.0,1.0,Spils_440_Pm_01 LTMSISO2_1_FV_C + Voltage Magnitude,0,1,1,Volts,Phasor,VPHM,Voltage Magnitude,PM,-98.6,37.5,PPA:3878,2021-07-29 23:03:14
} | MaximumArchiveDays=90 | DesiredRemainingSpace=500,3879,GPA_SPILS_440_PM_01-PA3:VH,,135,8736f6c7-ad41-4b43-b4f6-e684e0d4ad20,SPILS_440_PM_01,Spils_440_Pm_01,60,1,companyAcronym= | protocolName=IEEE C37.118.2-2011 | vendorAcronym= | vendorDeviceName= | interconnectionName=,,,,10,STTP,Streaming Telemetry Transport Protocol,4,3,LTMSISO2_1_FV_C,V,+,0,SPILS_440_PM_01-PA3,0.0,1.0,Spils_440_Pm_01 LTMSISO2_1_FV_C + Voltage Phase Angle,0,1,1,Degrees,Phasor,VPHA,Voltage Phase Angle,PA,-98.6,37.5,PPA:3879,2021-07-29 23:03:14
} | MaximumArchiveDays=90 | DesiredRemainingSpace=500,3880,GPA_SPILS_440_PM_01-PM4:I,,135,8736f6c7-ad41-4b43-b4f6-e684e0d4ad20,SPILS_440_PM_01,Spils_440_Pm_01,60,1,companyAcronym= | protocolName=IEEE C37.118.2-2011 | vendorAcronym= | vendorDeviceName= | interconnectionName=,,,,10,STTP,Streaming Telemetry Transport Protocol,1,4,LTMSISO2_1_FA_A,I,+,0,SPILS_440_PM_01-PM4,0.0,1.0,Spils_440_Pm_01 LTMSISO2_1_FA_A + Current Magnitude,0,1,1,Amps,Phasor,IPHM,Current Magnitude,PM,-98.6,37.5,PPA:3880,2021-07-29 23:03:14
} | MaximumArchiveDays=90 | DesiredRemainingSpace=500,3881,GPA_SPILS_440_PM_01-PA4:IH,,135,8736f6c7-ad41-4b43-b4f6-e684e0d4ad20,SPILS_440_PM_01,Spils_440_Pm_01,60,1,companyAcronym= | protocolName=IEEE C37.118.2-2011 | vendorAcronym= | vendorDeviceName= | interconnectionName=,,,,10,STTP,Streaming Telemetry Transport Protocol,2,4,LTMSISO2_1_FA_A,I,+,0,SPILS_440_PM_01-PA4,0.0,1.0,Spils_440_Pm_01 LTMSISO2_1_FA_A + Current Phase Angle,0,1,1,Degrees,Phasor,IPHA,Current Phase Angle,PA,-98.6,37.5,PPA:3881,2021-07-29 23:03:14
} | MaximumArchiveDays=90 | DesiredRemainingSpace=500,3882,GPA_SPILS_440_PM_01-PM5:I,,135,8736f6c7-ad41-4b43-b4f6-e684e0d4ad20,SPILS_440_PM_01,Spils_440_Pm_01,60,1,companyAcronym= | protocolName=IEEE C37.118.2-2011 | vendorAcronym= | vendorDeviceName= | interconnectionName=,,,,10,STTP,Streaming Telemetry Transport Protocol,1,5,LTMSISO2_1_FA_B,I,+,0,SPILS_440_PM_01-PM5,0.0,1.0,Spils_440_Pm_01 LTMSISO2_1_FA_B + Current Magnitude,0,1,1,Amps,Phasor,IPHM,Current Magnitude,PM,-98.6,37.5,PPA:3882,2021-07-29 23:03:14
} | MaximumArchiveDays=90 | DesiredRemainingSpace=500,3883,GPA_SPILS_440_PM_01-PA5:IH,,135,8736f6c7-ad41-4b43-b4f6-e684e0d4ad20,SPILS_440_PM_01,Spils_440_Pm_01,60,1,companyAcronym= | protocolName=IEEE C37.118.2-2011 | vendorAcronym= | vendorDeviceName= | interconnectionName=,,,,10,STTP,Streaming Telemetry Transport Protocol,2,5,LTMSISO2_1_FA_B,I,+,0,SPILS_440_PM_01-PA5,0.0,1.0,Spils_440_Pm_01 LTMSISO2_1_FA_B + Current Phase Angle,0,1,1,Degrees,Phasor,IPHA,Current Phase Angle,PA,-98.6,37.5,PPA:3883,2021-07-29 23:03:14
} | MaximumArchiveDays=90 | DesiredRemainingSpace=500,3884,GPA_SPILS_440_PM_01-PM6:I,,135,8736f6c7-ad41-4b43-b4f6-e684e0d4ad20,SPILS_440_PM_01,Spils_440_Pm_01,60,1,companyAcronym= | protocolName=IEEE C37.118.2-2011 | vendorAcronym= | vendorDeviceName= | interconnectionName=,,,,10,STTP,Streaming Telemetry Transport Protocol,1,6,LTMSISO2_1_FA_C,I,+,0,SPILS_440_PM_01-PM6,0.0,1.0,Spils_440_Pm_01 LTMSISO2_1_FA_C + Current Magnitude,0,1,1,Amps,Phasor,IPHM,Current Magnitude,PM,-98.6,37.5,PPA:3884,2021-07-29 23:03:14
} | MaximumArchiveDays=90 | DesiredRemainingSpace=500,3885,GPA_SPILS_440_PM_01-PA6:IH,,135,8736f6c7-ad41-4b43-b4f6-e684e0d4ad20,SPILS_440_PM_01,Spils_440_Pm_01,60,1,companyAcronym= | protocolName=IEEE C37.118.2-2011 | vendorAcronym= | vendorDeviceName= | interconnectionName=,,,,10,STTP,Streaming Telemetry Transport Protocol,2,6,LTMSISO2_1_FA_C,I,+,0,SPILS_440_PM_01-PA6,0.0,1.0,Spils_440_Pm_01 LTMSISO2_1_FA_C + Current Phase Angle,0,1,1,Degrees,Phasor,IPHA,Current Phase Angle,PA,-98.6,37.5,PPA:3885,2021-07-29 23:03:14
} | MaximumArchiveDays=90 | DesiredRemainingSpace=500,3886,GPA_SPILS_440_PM_01-PM7:V,,135,8736f6c7-ad41-4b43-b4f6-e684e0d4ad20,SPILS_440_PM_01,Spils_440_Pm_01,60,1,companyAcronym= | protocolName=IEEE C37.118.2-2011 | vendorAcronym= | vendorDeviceName= | interconnectionName=,,,,10,STTP,Streaming Telemetry Transport Protocol,3,7,LTMSISO2_1_FV_P,V,+,0,SPILS_440_PM_01-PM7,0.0,1.0,Spils_440_Pm_01 LTMSISO2_1_FV_P + Voltage Magnitude,0,1,1,Volts,Phasor,VPHM,Voltage Magnitude,PM,-98.6,37.5,PPA:3886,2021-07-29 23:03:14
} | MaximumArchiveDays=90 | DesiredRemainingSpace=500,3887,GPA_SPILS_440_PM_01-PA7:VH,,135,8736f6c7-ad41-4b43-b4f6-e684e0d4ad20,SPILS_440_PM_01,Spils_440_Pm_01,60,1,companyAcronym= | protocolName=IEEE C37.118.2-2011 | vendorAcronym= | vendorDeviceName= | interconnectionName=,,,,10,STTP,Streaming Telemetry Transport Protocol,4,7,LTMSISO2_1_FV_P,V,+,0,SPILS_440_PM_01-PA7,0.0,1.0,Spils_440_Pm_01 LTMSISO2_1_FV_P + Voltage Phase Angle,0,1,1,Degrees,Phasor,VPHA,Voltage Phase Angle,PA,-98.6,37.5,PPA:3887,2021-07-29 23:03:14
} | MaximumArchiveDays=90 | DesiredRemainingSpace=500,3888,GPA_SPILS_440_PM_01-PM8:I,,135,8736f6c7-ad41-4b43-b4f6-e684e0d4ad20,SPILS_440_PM_01,Spils_440_Pm_01,60,1,companyAcronym= | protocolName=IEEE C37.118.2-2011 | vendorAcronym= | vendorDeviceName= | interconnectionName=,,,,10,STTP,Streaming Telemetry Transport Protocol,1,8,LTMSISO2_1_FA_P,I,+,0,SPILS_440_PM_01-PM8,0.0,1.0,Spils_440_Pm_01 LTMSISO2_1_FA_P + Current Magnitude,0,1,1,Amps,Phasor,IPHM,Current Magnitude,PM,-98.6,37.5,PPA:3888,2021-07-29 23:03:14
} | MaximumArchiveDays=90 | DesiredRemainingSpace=500,3889,GPA_SPILS_440_PM_01-PA8:IH,,135,8736f6c7-ad41-4b43-b4f6-e684e0d4ad20,SPILS_440_PM_01,Spils_440_Pm_01,60,1,companyAcronym= | protocolName=IEEE C37.118.2-2011 | vendorAcronym= | vendorDeviceName= | interconnectionName=,,,,10,STTP,Streaming Telemetry Transport Protocol,2,8,LTMSISO2_1_FA_P,I,+,0,SPILS_440_PM_01-PA8,0.0,1.0,Spils_440_Pm_01 LTMSISO2_1_FA_P + Current Phase Angle,0,1,1,Degrees,Phasor,IPHA,Current Phase Angle,PA,-98.6,37.5,PPA:3889,2021-07-29 23:03:14
} | MaximumArchiveDays=90 | DesiredRemainingSpace=500,3890,GPA_SPILS_440_PM_02:F,,136,8736f6c7-ad41-4b43-b4f6-e684e0d4ad20,SPILS_440_PM_02,Spils_440_Pm_02,60,1,companyAcronym= | protocolName=IEEE C37.118.2-2011 | vendorAcronym= | vendorDeviceName= | interconnectionName=,,,,10,STTP,Streaming Telemetry Transport Protocol,5,,,,,,SPILS_440_PM_02-FQ,0.0,1.0,Spils_440_Pm_02 Frequency,0,1,1,Hz,PMU,FREQ,Frequency,FQ,-98.6,37.5,PPA:3890,2021-07-29 23:03:14
} | MaximumArchiveDays=90 | DesiredRemainingSpace=500,3891,GPA_SPILS_440_PM_02:DF,,136,8736f6c7-ad41-4b43-b4f6-e684e0d4ad20,SPILS_440_PM_02,Spils_440_Pm_02,60,1,companyAcronym= | protocolName=IEEE C37.118.2-2011 | vendorAcronym= | vendorDeviceName= | interconnectionName=,,,,10,STTP,Streaming Telemetry Transport Protocol,6,,,,,,SPILS_440_PM_02-DF,0.0,1.0,Spils_440_Pm_02 Frequency Delta (dF/dt),0,1,1,,PMU,DFDT,Frequency Delta (dF/dt),DF,-98.6,37.5,PPA:3891,2021-07-29 23:03:14
} | MaximumArchiveDays=90 | DesiredRemainingSpace=500,3892,GPA_SPILS_440_PM_02:S,,136,8736f6c7-ad41-4b43-b4f6-e684e0d4ad20,SPILS_440_PM_02,Spils_440_Pm_02,60,1,companyAcronym= | protocolName=IEEE C37.118.2-2011 | vendorAcronym= | vendorDeviceName= | interconnectionName=,,,,10,STTP,Streaming Telemetry Transport Protocol,8,,,,,,SPILS_440_PM_02-SF,0.0,1.0,Spils_440_Pm_02 Status Flags,0,1,1,,PMU,FLAG,Status Flags,SF,-98.6,37.5,PPA:3892,2021-07-29 23:03:14
} | MaximumArchiveDays=90 | DesiredRemainingSpace=500,3893,GPA_SPILS_440_PM_02-PM1:V,,136,8736f6c7-ad41-4b43-b4f6-e684e0d4ad20,SPILS_440_PM_02,Spils_440_Pm_02,60,1,companyAcronym= | protocolName=IEEE C37.118.2-2011 | vendorAcronym= | vendorDeviceName= | interconnectionName=,,,,10,STTP,Streaming Telemetry Transport Protocol,3,1,LTMSISO2_2_FV_A,V,+,0,SPILS_440_PM_02-PM1,0.0,1.0,Spils_440_Pm_02 LTMSISO2_2_FV_A + Voltage Magnitude,0,1,1,Volts,Phasor,VPHM,Voltage Magnitude,PM,-98.6,37.5,PPA:3893,2021-07-29 23:03:14
} | MaximumArchiveDays=90 | DesiredRemainingSpace=500,3894,GPA_SPILS_440_PM_02-PA1:VH,,136,8736f6c7-ad41-4b43-b4f6-e684e0d4ad20,SPILS_440_PM_02,Spils_440_Pm_02,60,1,companyAcronym= | protocolName=IEEE C37.118.2-2011 | vendorAcronym= | vendorDeviceName= | interconnectionName=,,,,10,STTP,Streaming Telemetry Transport Protocol,4,1,LTMSISO2_2_FV_A,V,+,0,SPILS_440_PM_02-PA1,0.0,1.0,Spils_440_Pm_02 LTMSISO2_2_FV_A + Voltage Phase Angle,0,1,1,Degrees,Phasor,VPHA,Voltage Phase Angle,PA,-98.6,37.5,PPA:3894,2021-07-29 23:03:14
} | MaximumArchiveDays=90 | DesiredRemainingSpace=500,3895,GPA_SPILS_440_PM_02-PM2:V,,136,8736f6c7-ad41-4b43-b4f6-e684e0d4ad20,SPILS_440_PM_02,Spils_440_Pm_02,60,1,companyAcronym= | protocolName=IEEE C37.118.2-2011 | vendorAcronym= | vendorDeviceName= | interconnectionName=,,,,10,STTP,Streaming Telemetry Transport Protocol,3,2,LTMSISO2_2_FV_B,V,+,0,SPILS_440_PM_02-PM2,0.0,1.0,Spils_440_Pm_02 LTMSISO2_2_FV_B + Voltage Magnitude,0,1,1,Volts,Phasor,VPHM,Voltage Magnitude,PM,-98.6,37.5,PPA:3895,2021-07-29 23:03:14
} | MaximumArchiveDays=90 | DesiredRemainingSpace=500,3896,GPA_SPILS_440_PM_02-PA2:VH,,136,8736f6c7-ad41-4b43-b4f6-e684e0d4ad20,SPILS_440_PM_02,Spils_440_Pm_02,60,1,companyAcronym= | protocolName=IEEE C37.118.2-2011 | vendorAcronym= | vendorDeviceName= | interconnectionName=,,,,10,STTP,Streaming Telemetry Transport Protocol,4,2,LTMSISO2_2_FV_B,V,+,0,SPILS_440_PM_02-PA2,0.0,1.0,Spils_440_Pm_02 LTMSISO2_2_FV_B + Voltage Phase Angle,0,1,1,Degrees,Phasor,VPHA,Voltage Phase Angle,PA,-98.6,37.5,PPA:3896,2021-07-29 23:03:14
} | MaximumArchiveDays=90 | DesiredRemainingSpace=500,3897,GPA_SPILS_440_PM_02-PM3:V,,136,8736f6c7-ad41-4b43-b4f6-e684e0d4ad20,SPILS_440_PM_02,Spils_440_Pm_02,60,1,companyAcronym= | protocolName=IEEE C37.118.2-2011 | vendorAcronym= | vendorDeviceName= | interconnectionName=,,,,10,STTP,Streaming Telemetry Transport Protocol,3,3,LTMSISO2_2_FV_C,V,+,0,SPILS_440_PM_02-PM3,0.0,1.0,Spils_440_Pm_02 LTMSISO2_2_FV_C + Voltage Magnitude,0,1,1,Volts,Phasor,VPHM,Voltage Magnitude,PM,-98.6,37.5,PPA:3897,2021-07-29 23:03:14
} | MaximumArchiveDays=90 | DesiredRemainingSpace=500,3898,GPA_SPILS_440_PM_02-PA3:VH,,136,8736f6c7-ad41-4b43-b4f6-e684e0d4ad20,SPILS_440_PM_02,Spils_440_Pm_02,60,1,companyAcronym= | protocolName=IEEE C37.118.2-2011 | vendorAcronym= | vendorDeviceName= | interconnectionName=,,,,10,STTP,Streaming Telemetry Transport Protocol,4,3,LTMSISO2_2_FV_C,V,+,0,SPILS_440_PM_02-PA3,0.0,1.0,Spils_440_Pm_02 LTMSISO2_2_FV_C + Voltage Phase Angle,0,1,1,Degrees,Phasor,VPHA,Voltage Phase Angle,PA,-98.6,37.5,PPA:3898,2021-07-29 23:03:14
} | MaximumArchiveDays=90 | DesiredRemainingSpace=500,3899,GPA_SPILS_440_PM_02-PM4:I,,136,8736f6c7-ad41-4b43-b4f6-e684e0d4ad20,SPILS_440_PM_02,Spils_440_Pm_02,60,1,companyAcronym= | protocolName=IEEE C37.118.2-2011 | vendorAcronym= | vendorDeviceName= | interconnectionName=,,,,10,STTP,Streaming Telemetry Transport Protocol,1,4,LTMSISO2_2_FA_A,I,+,0,SPILS_440_PM_02-PM4,0.0,1.0,Spils_440_Pm_02 LTMSISO2_2_FA_A + Current Magnitude,0,1,1,Amps,Phasor,IPHM,Current Magnitude,PM,-98.6,37.5,PPA:3899,2021-07-29 23:03:14
} | MaximumArchiveDays=90 | DesiredRemainingSpace=500,3900,GPA_SPILS_440_PM_02-PA4:IH,,136,8736f6c7-ad41-4b43-b4f6-e684e0d4ad20,SPILS_440_PM_02,Spils_440_Pm_02,60,1,companyAcronym= | protocolName=IEEE C37.118.2-2011 | vendorAcronym= | vendorDeviceName= | interconnectionName=,,,,10,STTP,Streaming Telemetry Transport Protocol,2,4,LTMSISO2_2_FA_A,I,+,0,SPILS_440_PM_02-PA4,0.0,1.0,Spils_440_Pm_02 LTMSISO2_2_FA_A + Current Phase Angle,0,1,1,Degrees,Phasor,IPHA,Current Phase Angle,PA,-98.6,37.5,PPA:3900,2021-07-29 23:03:14
} | MaximumArchiveDays=90 | DesiredRemainingSpace=500,3901,GPA_SPILS_440_PM_02-PM5:I,,136,8736f6c7-ad41-4b43-b4f6-e684e0d4ad20,SPILS_440_PM_02,Spils_440_Pm_02,60,1,companyAcronym= | protocolName=IEEE C37.118.2-2011 | vendorAcronym= | vendorDeviceName= | interconnectionName=,,,,10,STTP,Streaming Telemetry Transport Protocol,1,5,LTMSISO2_2_FA_B,I,+,0,SPILS_440_PM_02-PM5,0.0,1.0,Spils_440_Pm_02 LTMSISO2_2_FA_B + Current Magnitude,0,1,1,Amps,Phasor,IPHM,Current Magnitude,PM,-98.6,37.5,PPA:3901,2021-07-29 23:03:14
} | MaximumArchiveDays=90 | DesiredRemainingSpace=500,3902,GPA_SPILS_440_PM_02-PA5:IH,,136,8736f6c7-ad41-4b43-b4f6-e684e0d4ad20,SPILS_440_PM_02,Spils_440_Pm_02,60,1,companyAcronym= | protocolName=IEEE C37.118.2-2011 | vendorAcronym= | vendorDeviceName= | interconnectionName=,,,,10,STTP,Streaming Telemetry Transport Protocol,2,5,LTMSISO2_2_FA_B,I,+,0,SPILS_440_PM_02-PA5,0.0,1.0,Spils_440_Pm_02 LTMSISO2_2_FA_B + Current Phase Angle,0,1,1,Degrees,Phasor,IPHA,Current Phase Angle,PA,-98.6,37.5,PPA:3902,2021-07-29 23:03:14
} | MaximumArchiveDays=90 | DesiredRemainingSpace=500,3903,GPA_SPILS_440_PM_02-PM6:I,,136,8736f6c7-ad41-4b43-b4f6-e684e0d4ad20,SPILS_440_PM_02,Spils_440_Pm_02,60,1,companyAcronym= | protocolName=IEEE C37.118.2-2011 | vendorAcronym= | vendorDeviceName= | interconnectionName=,,,,10,STTP,Streaming Telemetry Transport Protocol,1,6,LTMSISO2_2_FA_C,I,+,0,SPILS_440_PM_02-PM6,0.0,1.0,Spils_440_Pm_02 LTMSISO2_2_FA_C + Current Magnitude,0,1,1,Amps,Phasor,IPHM,Current Magnitude,PM,-98.6,37.5,PPA:3903,2021-07-29 23:03:14
} | MaximumArchiveDays=90 | DesiredRemainingSpace=500,3904,GPA_SPILS_440_PM_02-PA6:IH,,136,8736f6c7-ad41-4b43-b4f6-e684e0d4ad20,SPILS_440_PM_02,Spils_440_Pm_02,60,1,companyAcronym= | protocolName=IEEE C37.118.2-2011 | vendorAcronym= | vendorDeviceName= | interconnectionName=,,,,10,STTP,Streaming Telemetry Transport Protocol,2,6,LTMSISO2_2_FA_C,I,+,0,SPILS_440_PM_02-PA6,0.0,1.0,Spils_440_Pm_02 LTMSISO2_2_FA_C + Current Phase Angle,0,1,1,Degrees,Phasor,IPHA,Current Phase Angle,PA,-98.6,37.5,PPA:3904,2021-07-29 23:03:14
} | MaximumArchiveDays=90 | DesiredRemainingSpace=500,3905,GPA_SPILS_440_PM_02-PM7:I,,136,8736f6c7-ad41-4b43-b4f6-e684e0d4ad20,SPILS_440_PM_02,Spils_440_Pm_02,60,1,companyAcronym= | protocolName=IEEE C37.118.2-2011 | vendorAcronym= | vendorDeviceName= | interconnectionName=,,,,10,STTP,Streaming Telemetry Transport Protocol,1,7,LTMSISO2_2_FA_P,I,+,0,SPILS_440_PM_02-PM7,0.0,1.0,Spils_440_Pm_02 LTMSISO2_2_FA_P + Current Magnitude,0,1,1,Amps,Phasor,IPHM,Current Magnitude,PM,-98.6,37.5,PPA:3905,2021-07-29 23:03:14
} | MaximumArchiveDays=90 | DesiredRemainingSpace=500,3906,GPA_SPILS_440_PM_02-PA7:IH,,136,8736f6c7-ad41-4b43-b4f6-e684e0d4ad20,SPILS_440_PM_02,Spils_440_Pm_02,60,1,companyAcronym= | protocolName=IEEE C37.118.2-2011 | vendorAcronym= | vendorDeviceName= | interconnectionName=,,,,10,STTP,Streaming Telemetry Transport Protocol,2,7,LTMSISO2_2_FA_P,I,+,0,SPILS_440_PM_02-PA7,0.0,1.0,Spils_440_Pm_02 LTMSISO2_2_FA_P + Current Phase Angle,0,1,1,Degrees,Phasor,IPHA,Current Phase Angle,PA,-98.6,37.5,PPA:3906,2021-07-29 23:03:14
} | MaximumArchiveDays=90 | DesiredRemainingSpace=500,3907,GPA_SPILS_440_PM_02-PM8:V,,136,8736f6c7-ad41-4b43-b4f6-e684e0d4ad20,SPILS_440_PM_02,Spils_440_Pm_02,60,1,companyAcronym= | protocolName=IEEE C37.118.2-2011 | vendorAcronym= | vendorDeviceName= | interconnectionName=,,,,10,STTP,Streaming Telemetry Transport Protocol,3,8,LTMSISO2_2_FV_P,V,+,0,SPILS_440_PM_02-PM8,0.0,1.0,Spils_440_Pm_02 LTMSISO2_2_FV_P + Voltage Magnitude,0,1,1,Volts,Phasor,VPHM,Voltage Magnitude,PM,-98.6,37.5,PPA:3907,2021-07-29 23:03:14
} | MaximumArchiveDays=90 | DesiredRemainingSpace=500,3908,GPA_SPILS_440_PM_02-PA8:VH,,136,8736f6c7-ad41-4b43-b4f6-e684e0d4ad20,SPILS_440_PM_02,Spils_440_Pm_02,60,1,companyAcronym= | protocolName=IEEE C37.118.2-2011 | vendorAcronym= | vendorDeviceName= | interconnectionName=,,,,10,STTP,Streaming Telemetry Transport Protocol,4,8,LTMSISO2_2_FV_P,V,+,0,SPILS_440_PM_02-PA8,0.0,1.0,Spils_440_Pm_02 LTMSISO2_2_FV_P + Voltage Phase Angle,0,1,1,Degrees,Phasor,VPHA,Voltage Phase Angle,PA,-98.6,37.5,PPA:3908,2021-07-29 23:03:14
} | MaximumArchiveDays=90 | DesiredRemainingSpace=500,3909,GPA_MGUSIM_500_PM_01:F,,137,8736f6c7-ad41-4b43-b4f6-e684e0d4ad20,MGUSIM_500_PM_01,Mgusim_500_Pm_01,60,1,companyAcronym= | protocolName=IEEE C37.118.2-2011 | vendorAcronym= | vendorDeviceName= | interconnectionName=,,,,10,STTP,Streaming Telemetry Transport Protocol,5,,,,,,MGUSIM_500_PM_01-FQ,0.0,1.0,Mgusim_500_Pm_01 Frequency,0,1,1,Hz,PMU,FREQ,Frequency,FQ,-98.6,37.5,PPA:3909,2021-07-29 23:03:14
} | MaximumArchiveDays=90 | DesiredRemainingSpace=500,3910,GPA_MGUSIM_500_PM_01:DF,,137,8736f6c7-ad41-4b43-b4f6-e684e0d4ad20,MGUSIM_500_PM_01,Mgusim_500_Pm_01,60,1,companyAcronym= | protocolName=IEEE C37.118.2-2011 | vendorAcronym= | vendorDeviceName= | interconnectionName=,,,,10,STTP,Streaming Telemetry Transport Protocol,6,,,,,,MGUSIM_500_PM_01-DF,0.0,1.0,Mgusim_500_Pm_01 Frequency Delta (dF/dt),0,1,1,,PMU,DFDT,Frequency Delta (dF/dt),DF,-98.6,37.5,PPA:3910,2021-07-29 23:03:14
} | MaximumArchiveDays=90 | DesiredRemainingSpace=500,3911,GPA_MGUSIM_500_PM_01:S,,137,8736f6c7-ad41-4b43-b4f6-e684e0d4ad20,MGUSIM_500_PM_01,Mgusim_500_Pm_01,60,1,companyAcronym= | protocolName=IEEE C37.118.2-2011 | vendorAcronym= | vendorDeviceName= | interconnectionName=,,,,10,STTP,Streaming Telemetry Transport Protocol,8,,,,,,MGUSIM_500_PM_01-SF,0.0,1.0,Mgusim_500_Pm_01 Status Flags,0,1,1,,PMU,FLAG,Status Flags,SF,-98.6,37.5,PPA:3911,2021-07-29 23:03:14
} | MaximumArchiveDays=90 | DesiredRemainingSpace=500,3912,GPA_MGUSIM_500_PM_01-PM1:V,,137,8736f6c7-ad41-4b43-b4f6-e684e0d4ad20,MGUSIM_500_PM_01,Mgusim_500_Pm_01,60,1,companyAcronym= | protocolName=IEEE C37.118.2-2011 | vendorAcronym= | vendorDeviceName= | interconnectionName=,,,,10,STTP,Streaming Telemetry Transport Protocol,3,1,LTMGUSMR_1_FV_A,V,+,0,MGUSIM_500_PM_01-PM1,0.0,1.0,Mgusim_500_Pm_01 LTMGUSMR_1_FV_A + Voltage Magnitude,0,1,1,Volts,Phasor,VPHM,Voltage Magnitude,PM,-98.6,37.5,PPA:3912,2021-07-29 23:03:14
} | MaximumArchiveDays=90 | DesiredRemainingSpace=500,3913,GPA_MGUSIM_500_PM_01-PA1:VH,,137,8736f6c7-ad41-4b43-b4f6-e684e0d4ad20,MGUSIM_500_PM_01,Mgusim_500_Pm_01,60,1,companyAcronym= | protocolName=IEEE C37.118.2-2011 | vendorAcronym= | vendorDeviceName= | interconnectionName=,,,,10,STTP,Streaming Telemetry Transport Protocol,4,1,LTMGUSMR_1_FV_A,V,+,0,MGUSIM_500_PM_01-PA1,0.0,1.0,Mgusim_500_Pm_01 LTMGUSMR_1_FV_A + Voltage Phase Angle,0,1,1,Degrees,Phasor,VPHA,Voltage Phase Angle,PA,-98.6,37.5,PPA:3913,2021-07-29 23:03:14
} | MaximumArchiveDays=90 | DesiredRemainingSpace=500,3914,GPA_MGUSIM_500_PM_01-PM2:V,,137,8736f6c7-ad41-4b43-b4f6-e684e0d4ad20,MGUSIM_500_PM_01,Mgusim_500_Pm_01,60,1,companyAcronym= | protocolName=IEEE C37.118.2-2011 | vendorAcronym= | vendorDeviceName= | interconnectionName=,,,,10,STTP,Streaming Telemetry Transport Protocol,3,2,LTMGUSMR_1_FV_B,V,+,0,MGUSIM_500_PM_01-PM2,0.0,1.0,Mgusim_500_Pm_01 LTMGUSMR_1_FV_B + Voltage Magnitude,0,1,1,Volts,Phasor,VPHM,Voltage Magnitude,PM,-98.6,37.5,PPA:3914,2021-07-29 23:03:14
} | MaximumArchiveDays=90 | DesiredRemainingSpace=500,3915,GPA_MGUSIM_500_PM_01-PA2:VH,,137,8736f6c7-ad41-4b43-b4f6-e684e0d4ad20,MGUSIM_500_PM_01,Mgusim_500_Pm_01,60,1,companyAcronym= | protocolName=IEEE C37.118.2-2011 | vendorAcronym= | vendorDeviceName= | interconnectionName=,,,,10,STTP,Streaming Telemetry Transport Protocol,4,2,LTMGUSMR_1_FV_B,V,+,0,MGUSIM_500_PM_01-PA2,0.0,1.0,Mgusim_500_Pm_01 LTMGUSMR_1_FV_B + Voltage Phase Angle,0,1,1,Degrees,Phasor,VPHA,Voltage Phase Angle,PA,-98.6,37.5,PPA:3915,2021-07-29 23:03:14
} | MaximumArchiveDays=90 | DesiredRemainingSpace=500,3916,GPA_MGUSIM_500_PM_01-PM3:V,,137,8736f6c7-ad41-4b43-b4f6-e684e0d4ad20,MGUSIM_500_PM_01,Mgusim_500_Pm_01,60,1,companyAcronym= | protocolName=IEEE C37.118.2-2011 | vendorAcronym= | vendorDeviceName= | interconnectionName=,,,,10,STTP,Streaming Telemetry Transport Protocol,3,3,LTMGUSMR_1_FV_C,V,+,0,MGUSIM_500_PM_01-PM3,0.0,1.0,Mgusim_500_Pm_01 LTMGUSMR_1_FV_C + Voltage Magnitude,0,1,1,Volts,Phasor,VPHM,Voltage Magnitude,PM,-98.6,37.5,PPA:3916,2021-07-29 23:03:14
} | MaximumArchiveDays=90 | DesiredRemainingSpace=500,3917,GPA_MGUSIM_500_PM_01-PA3:VH,,137,8736f6c7-ad41-4b43-b4f6-e684e0d4ad20,MGUSIM_500_PM_01,Mgusim_500_Pm_01,60,1,companyAcronym= | protocolName=IEEE C37.118.2-2011 | vendorAcronym= | vendorDeviceName= | interconnectionName=,,,,10,STTP,Streaming Telemetry Transport Protocol,4,3,LTMGUSMR_1_FV_C,V,+,0,MGUSIM_500_PM_01-PA3,0.0,1.0,Mgusim_500_Pm_01 LTMGUSMR_1_FV_C + Voltage Phase Angle,0,1,1,Degrees,Phasor,VPHA,Voltage Phase Angle,PA,-98.6,37.5,PPA:3917,2021-07-29 23:03:14
} | MaximumArchiveDays=90 | DesiredRemainingSpace=500,3918,GPA_MGUSIM_500_PM_01-PM4:I,,137,8736f6c7-ad41-4b43-b4f6-e684e0d4ad20,MGUSIM_500_PM_01,Mgusim_500_Pm_01,60,1,companyAcronym= | protocolName=IEEE C37.118.2-2011 | vendorAcronym= | vendorDeviceName= | interconnectionName=,,,,10,STTP,Streaming Telemetry Transport Protocol,1,4,LTMGUSMR_1_FA_A,I,+,0,MGUSIM_500_PM_01-PM4,0.0,1.0,Mgusim_500_Pm_01 LTMGUSMR_1_FA_A + Current Magnitude,0,1,1,Amps,Phasor,IPHM,Current Magnitude,PM,-98.6,37.5,PPA:3918,2021-07-29 23:03:14
} | MaximumArchiveDays=90 | DesiredRemainingSpace=500,3919,GPA_MGUSIM_500_PM_01-PA4:IH,,137,8736f6c7-ad41-4b43-b4f6-e684e0d4ad20,MGUSIM_500_PM_01,Mgusim_500_Pm_01,60,1,companyAcronym= | protocolName=IEEE C37.118.2-2011 | vendorAcronym= | vendorDeviceName= | interconnectionName=,,,,10,STTP,Streaming Telemetry Transport Protocol,2,4,LTMGUSMR_1_FA_A,I,+,0,MGUSIM_500_PM_01-PA4,0.0,1.0,Mgusim_500_Pm_01 LTMGUSMR_1_FA_A + Current Phase Angle,0,1,1,Degrees,Phasor,IPHA,Current Phase Angle,PA,-98.6,37.5,PPA:3919,2021-07-29 23:03:14
} | MaximumArchiveDays=90 | DesiredRemainingSpace=500,3920,GPA_MGUSIM_500_PM_01-PM5:I,,137,8736f6c7-ad41-4b43-b4f6-e684e0d4ad20,MGUSIM_500_PM_01,Mgusim_500_Pm_01,60,1,companyAcronym= | protocolName=IEEE C37.118.2-2011 | vendorAcronym= | vendorDeviceName= | interconnectionName=,,,,10,STTP,Streaming Telemetry Transport Protocol,1,5,LTMGUSMR_1_FA_B,I,+,0,MGUSIM_500_PM_01-PM5,0.0,1.0,Mgusim_500_Pm_01 LTMGUSMR_1_FA_B + Current Magnitude,0,1,1,Amps,Phasor,IPHM,Current Magnitude,PM,-98.6,37.5,PPA:3920,2021-07-29 23:03:14
} | MaximumArchiveDays=90 | DesiredRemainingSpace=500,3921,GPA_MGUSIM_500_PM_01-PA5:IH,,137,8736f6c7-ad41-4b43-b4f6-e684e0d4ad20,MGUSIM_500_PM_01,Mgusim_500_Pm_01,60,1,companyAcronym= | protocolName=IEEE C37.118.2-2011 | vendorAcronym= | vendorDeviceName= | interconnectionName=,,,,10,STTP,Streaming Telemetry Transport Protocol,2,5,LTMGUSMR_1_FA_B,I,+,0,MGUSIM_500_PM_01-PA5,0.0,1.0,Mgusim_500_Pm_01 LTMGUSMR_1_FA_B + Current Phase Angle,0,1,1,Degrees,Phasor,IPHA,Current Phase Angle,PA,-98.6,37.5,PPA:3921,2021-07-29 23:03:14
} | MaximumArchiveDays=90 | DesiredRemainingSpace=500,3922,GPA_MGUSIM_500_PM_01-PM6:I,,137,8736f6c7-ad41-4b43-b4f6-e684e0d4ad20,MGUSIM_500_PM_01,Mgusim_500_Pm_01,60,1,companyAcronym= | protocolName=IEEE C37.118.2-2011 | vendorAcronym= | vendorDeviceName= | interconnectionName=,,,,10,STTP,Streaming Telemetry Transport Protocol,1,6,LTMGUSMR_1_FA_C,I,+,0,MGUSIM_500_PM_01-PM6,0.0,1.0,Mgusim_500_Pm_01 LTMGUSMR_1_FA_C + Current Magnitude,0,1,1,Amps,Phasor,IPHM,Current Magnitude,PM,-98.6,37.5,PPA:3922,2021-07-29 23:03:14
} | MaximumArchiveDays=90 | DesiredRemainingSpace=500,3923,GPA_MGUSIM_500_PM_01-PA6:IH,,137,8736f6c7-ad41-4b43-b4f6-e684e0d4ad20,MGUSIM_500_PM_01,Mgusim_500_Pm_01,60,1,companyAcronym= | protocolName=IEEE C37.118.2-2011 | vendorAcronym= | vendorDeviceName= | interconnectionName=,,,,10,STTP,Streaming Telemetry Transport Protocol,2,6,LTMGUSMR_1_FA_C,I,+,0,MGUSIM_500_PM_01-PA6,0.0,1.0,Mgusim_500_Pm_01 LTMGUSMR_1_FA_C + Current Phase Angle,0,1,1,Degrees,Phasor,IPHA,Current Phase Angle,PA,-98.6,37.5,PPA:3923,2021-07-29 23:03:14
} | MaximumArchiveDays=90 | DesiredRemainingSpace=500,3924,GPA_MGUSIM_500_PM_01-PM7:V,,137,8736f6c7-ad41-4b43-b4f6-e684e0d4ad20,MGUSIM_500_PM_01,Mgusim_500_Pm_01,60,1,companyAcronym= | protocolName=IEEE C37.118.2-2011 | vendorAcronym= | vendorDeviceName= | interconnectionName=,,,,10,STTP,Streaming Telemetry Transport Protocol,3,7,LTMGUSMR_1_FV_P,V,+,0,MGUSIM_500_PM_01-PM7,0.0,1.0,Mgusim_500_Pm_01 LTMGUSMR_1_FV_P + Voltage Magnitude,0,1,1,Volts,Phasor,VPHM,Voltage Magnitude,PM,-98.6,37.5,PPA:3924,2021-07-29 23:03:14
} | MaximumArchiveDays=90 | DesiredRemainingSpace=500,3925,GPA_MGUSIM_500_PM_01-PA7:VH,,137,8736f6c7-ad41-4b43-b4f6-e684e0d4ad20,MGUSIM_500_PM_01,Mgusim_500_Pm_01,60,1,companyAcronym= | protocolName=IEEE C37.118.2-2011 | vendorAcronym= | vendorDeviceName= | interconnectionName=,,,,10,STTP,Streaming Telemetry Transport Protocol,4,7,LTMGUSMR_1_FV_P,V,+,0,MGUSIM_500_PM_01-PA7,0.0,1.0,Mgusim_500_Pm_01 LTMGUSMR_1_FV_P + Voltage Phase Angle,0,1,1,Degrees,Phasor,VPHA,Voltage Phase Angle,PA,-98.6,37.5,PPA:3925,2021-07-29 23:03:14
} | MaximumArchiveDays=90 | DesiredRemainingSpace=500,3926,GPA_MGUSIM_500_PM_01-PM8:I,,137,8736f6c7-ad41-4b43-b4f6-e684e0d4ad20,MGUSIM_500_PM_01,Mgusim_500_Pm_01,60,1,companyAcronym= | protocolName=IEEE C37.118.2-2011 | vendorAcronym= | vendorDeviceName= | interconnectionName=,,,,10,STTP,Streaming Telemetry Transport Protocol,1,8,LTMGUSMR_1_FA_P,I,+,0,MGUSIM_500_PM_01-PM8,0.0,1.0,Mgusim_500_Pm_01 LTMGUSMR_1_FA_P + Current Magnitude,0,1,1,Amps,Phasor,IPHM,Current Magnitude,PM,-98.6,37.5,PPA:3926,2021-07-29 23:03:14
} | MaximumArchiveDays=90 | DesiredRemainingSpace=500,3927,GPA_MGUSIM_500_PM_01-PA8:IH,,137,8736f6c7-ad41-4b43-b4f6-e684e0d4ad20,MGUSIM_500_PM_01,Mgusim_500_Pm_01,60,1,companyAcronym= | protocolName=IEEE C37.118.2-2011 | vendorAcronym= | vendorDeviceName= | interconnectionName=,,,,10,STTP,Streaming Telemetry Transport Protocol,2,8,LTMGUSMR_1_FA_P,I,+,0,MGUSIM_500_PM_01-PA8,0.0,1.0,Mgusim_500_Pm_01 LTMGUSMR_1_FA_P + Current Phase Angle,0,1,1,Degrees,Phasor,IPHA,Current Phase Angle,PA,-98.6,37.5,PPA:3927,2021-07-29 23:03:14
} | MaximumArchiveDays=90 | DesiredRemainingSpace=500,3928,GPA_MGUSIM_500_PM_02:F,,138,8736f6c7-ad41-4b43-b4f6-e684e0d4ad20,MGUSIM_500_PM_02,Mgusim_500_Pm_02,60,1,companyAcronym= | protocolName=IEEE C37.118.2-2011 | vendorAcronym= | vendorDeviceName= | interconnectionName=,,,,10,STTP,Streaming Telemetry Transport Protocol,5,,,,,,MGUSIM_500_PM_02-FQ,0.0,1.0,Mgusim_500_Pm_02 Frequency,0,1,1,Hz,PMU,FREQ,Frequency,FQ,-98.6,37.5,PPA:3928,2021-07-29 23:03:14
} | MaximumArchiveDays=90 | DesiredRemainingSpace=500,3929,GPA_MGUSIM_500_PM_02:DF,,138,8736f6c7-ad41-4b43-b4f6-e684e0d4ad20,MGUSIM_500_PM_02,Mgusim_500_Pm_02,60,1,companyAcronym= | protocolName=IEEE C37.118.2-2011 | vendorAcronym= | vendorDeviceName= | interconnectionName=,,,,10,STTP,Streaming Telemetry Transport Protocol,6,,,,,,MGUSIM_500_PM_02-DF,0.0,1.0,Mgusim_500_Pm_02 Frequency Delta (dF/dt),0,1,1,,PMU,DFDT,Frequency Delta (dF/dt),DF,-98.6,37.5,PPA:3929,2021-07-29 23:03:14
} | MaximumArchiveDays=90 | DesiredRemainingSpace=500,3930,GPA_MGUSIM_500_PM_02:S,,138,8736f6c7-ad41-4b43-b4f6-e684e0d4ad20,MGUSIM_500_PM_02,Mgusim_500_Pm_02,60,1,companyAcronym= | protocolName=IEEE C37.118.2-2011 | vendorAcronym= | vendorDeviceName= | interconnectionName=,,,,10,STTP,Streaming Telemetry Transport Protocol,8,,,,,,MGUSIM_500_PM_02-SF,0.0,1.0,Mgusim_500_Pm_02 Status Flags,0,1,1,,PMU,FLAG,Status Flags,SF,-98.6,37.5,PPA:3930,2021-07-29 23:03:14
} | MaximumArchiveDays=90 | DesiredRemainingSpace=500,3931,GPA_MGUSIM_500_PM_02-PM1:V,,138,8736f6c7-ad41-4b43-b4f6-e684e0d4ad20,MGUSIM_500_PM_02,Mgusim_500_Pm_02,60,1,companyAcronym= | protocolName=IEEE C37.118.2-2011 | vendorAcronym= | vendorDeviceName= | interconnectionName=,,,,10,STTP,Streaming Telemetry Transport Protocol,3,1,LTGORVN_1_FV_A,V,N,0,MGUSIM_500_PM_02-PM1,0.0,1.0,Mgusim_500_Pm_02 LTGORVN_1_FV_A N Voltage Magnitude,0,1,1,Volts,Phasor,VPHM,Voltage Magnitude,PM,-98.6,37.5,PPA:3931,2021-07-29 23:03:14
} | MaximumArchiveDays=90 | DesiredRemainingSpace=500,3932,GPA_MGUSIM_500_PM_02-PA1:VH,,138,8736f6c7-ad41-4b43-b4f6-e684e0d4ad20,MGUSIM_500_PM_02,Mgusim_500_Pm_02,60,1,companyAcronym= | protocolName=IEEE C37.118.2-2011 | vendorAcronym= | vendorDeviceName= | interconnectionName=,,,,10,STTP,Streaming Telemetry Transport Protocol,4,1,LTGORVN_1_FV_A,V,N,0,MGUSIM_500_PM_02-PA1,0.0,1.0,Mgusim_500_Pm_02 LTGORVN_1_FV_A N Voltage Phase Angle,0,1,1,Degrees,Phasor,VPHA,Voltage Phase Angle,PA,-98.6,37.5,PPA:3932,2021-07-29 23:03:14
} | MaximumArchiveDays=90 | DesiredRemainingSpace=500,3933,GPA_MGUSIM_500_PM_02-PM2:V,,138,8736f6c7-ad41-4b43-b4f6-e684e0d4ad20,MGUSIM_500_PM_02,Mgusim_500_Pm_02,60,1,companyAcronym= | protocolName=IEEE C37.118.2-2011 | vendorAcronym= | vendorDeviceName= | interconnectionName=,,,,10,STTP,Streaming Telemetry Transport Protocol,3,2,LTGORVN_1_FV_B,V,N,0,MGUSIM_500_PM_02-PM2,0.0,1.0,Mgusim_500_Pm_02 LTGORVN_1_FV_B N Voltage Magnitude,0,1,1,Volts,Phasor,VPHM,Voltage Magnitude,PM,-98.6,37.5,PPA:3933,2021-07-29 23:03:14
} | MaximumArchiveDays=90 | DesiredRemainingSpace=500,3934,GPA_MGUSIM_500_PM_02-PA2:VH,,138,8736f6c7-ad41-4b43-b4f6-e684e0d4ad20,MGUSIM_500_PM_02,Mgusim_500_Pm_02,60,1,companyAcronym= | protocolName=IEEE C37.118.2-2011 | vendorAcronym= | vendorDeviceName= | interconnectionName=,,,,10,STTP,Streaming Telemetry Transport Protocol,4,2,LTGORVN_1_FV_B,V,N,0,MGUSIM_500_PM_02-PA2,0.0,1.0,Mgusim_500_Pm_02 LTGORVN_1_FV_B N Voltage Phase Angle,0,1,1,Degrees,Phasor,VPHA,Voltage Phase Angle,PA,-98.6,37.5,PPA:3934,2021-07-29 23:03:14
} | MaximumArchiveDays=90 | DesiredRemainingSpace=500,3935,GPA_MGUSIM_500_PM_02-PM3:V,,138,8736f6c7-ad41-4b43-b4f6-e684e0d4ad20,MGUSIM_500_PM_02,Mgusim_500_Pm_02,60,1,companyAcronym= | protocolName=IEEE C37.118.2-2011 | vendorAcronym= | vendorDeviceName= | interconnectionName=,,,,10,STTP,Streaming Telemetry Transport Protocol,3,3,LTGORVN_1_FV_C,V,N,0,MGUSIM_500_PM_02-PM3,0.0,1.0,Mgusim_500_Pm_02 LTGORVN_1_FV_C N Voltage Magnitude,0,1,1,Volts,Phasor,VPHM,Voltage Magnitude,PM,-98.6,37.5,PPA:3935,2021-07-29 23:03:14
} | MaximumArchiveDays=90 | DesiredRemainingSpace=500,3936,GPA_MGUSIM_500_PM_02-PA3:VH,,138,8736f6c7-ad41-4b43-b4f6-e684e0d4ad20,MGUSIM_500_PM_02,Mgusim_500_Pm_02,60,1,companyAcronym= | protocolName=IEEE C37.118.2-2011 | vendorAcronym= | vendorDeviceName= | interconnectionName=,,,,10,STTP,Streaming Telemetry Transport Protocol,4,3,LTGORVN_1_FV_C,V,N,0,MGUSIM_500_PM_02-PA3,0.0,1.0,Mgusim_500_Pm_02 LTGORVN_1_FV_C N Voltage Phase Angle,0,1,1,Degrees,Phasor,VPHA,Voltage Phase Angle,PA,-98.6,37.5,PPA:3936,2021-07-29 23:03:14
} | MaximumArchiveDays=90 | DesiredRemainingSpace=500,3937,GPA_MGUSIM_500_PM_02-PM4:I,,138,8736f6c7-ad41-4b43-b4f6-e684e0d4ad20,MGUSIM_500_PM_02,Mgusim_500_Pm_02,60,1,companyAcronym= | protocolName=IEEE C37.118.2-2011 | vendorAcronym= | vendorDeviceName= | interconnectionName=,,,,10,STTP,Streaming Telemetry Transport Protocol,1,4,LTGORVN_1_FA_A,I,N,0,MGUSIM_500_PM_02-PM4,0.0,1.0,Mgusim_500_Pm_02 LTGORVN_1_FA_A N Current Magnitude,0,1,1,Amps,Phasor,IPHM,Current Magnitude,PM,-98.6,37.5,PPA:3937,2021-07-29 23:03:14
} | MaximumArchiveDays=90 | DesiredRemainingSpace=500,3938,GPA_MGUSIM_500_PM_02-PA4:IH,,138,8736f6c7-ad41-4b43-b4f6-e684e0d4ad20,MGUSIM_500_PM_02,Mgusim_500_Pm_02,60,1,companyAcronym= | protocolName=IEEE C37.118.2-2011 | vendorAcronym= | vendorDeviceName= | interconnectionName=,,,,10,STTP,Streaming Telemetry Transport Protocol,2,4,LTGORVN_1_FA_A,I,N,0,MGUSIM_500_PM_02-PA4,0.0,1.0,Mgusim_500_Pm_02 LTGORVN_1_FA_A N Current Phase Angle,0,1,1,Degrees,Phasor,IPHA,Current Phase Angle,PA,-98.6,37.5,PPA:3938,2021-07-29 23:03:14
} | MaximumArchiveDays=90 | DesiredRemainingSpace=500,3939,GPA_MGUSIM_500_PM_02-PM5:I,,138,8736f6c7-ad41-4b43-b4f6-e684e0d4ad20,MGUSIM_500_PM_02,Mgusim_500_Pm_02,60,1,companyAcronym= | protocolName=IEEE C37.118.2-2011 | vendorAcronym= | vendorDeviceName= | interconnectionName=,,,,10,STTP,Streaming Telemetry Transport Protocol,1,5,LTGORVN_1_FA_B,I,N,0,MGUSIM_500_PM_02-PM5,0.0,1.0,Mgusim_500_Pm_02 LTGORVN_1_FA_B N Current Magnitude,0,1,1,Amps,Phasor,IPHM,Current Magnitude,PM,-98.6,37.5,PPA:3939,2021-07-29 23:03:14
} | MaximumArchiveDays=90 | DesiredRemainingSpace=500,3940,GPA_MGUSIM_500_PM_02-PA5:IH,,138,8736f6c7-ad41-4b43-b4f6-e684e0d4ad20,MGUSIM_500_PM_02,Mgusim_500_Pm_02,60,1,companyAcronym= | protocolName=IEEE C37.118.2-2011 | vendorAcronym= | vendorDeviceName= | interconnectionName=,,,,10,STTP,Streaming Telemetry Transport Protocol,2,5,LTGORVN_1_FA_B,I,N,0,MGUSIM_500_PM_02-PA5,0.0,1.0,Mgusim_500_Pm_02 LTGORVN_1_FA_B N Current Phase Angle,0,1,1,Degrees,Phasor,IPHA,Current Phase Angle,PA,-98.6,37.5,PPA:3940,2021-07-29 23:03:14
} | MaximumArchiveDays=90 | DesiredRemainingSpace=500,3941,GPA_MGUSIM_500_PM_02-PM6:I,,138,8736f6c7-ad41-4b43-b4f6-e684e0d4ad20,MGUSIM_500_PM_02,Mgusim_500_Pm_02,60,1,companyAcronym= | protocolName=IEEE C37.118.2-2011 | vendorAcronym= | vendorDeviceName= | interconnectionName=,,,,10,STTP,Streaming Telemetry Transport Protocol,1,6,LTGORVN_1_FA_C,I,N,0,MGUSIM_500_PM_02-PM6,0.0,1.0,Mgusim_500_Pm_02 LTGORVN_1_FA_C N Current Magnitude,0,1,1,Amps,Phasor,IPHM,Current Magnitude,PM,-98.6,37.5,PPA:3941,2021-07-29 23:03:14
} | MaximumArchiveDays=90 | DesiredRemainingSpace=500,3942,GPA_MGUSIM_500_PM_02-PA6:IH,,138,8736f6c7-ad41-4b43-b4f6-e684e0d4ad20,MGUSIM_500_PM_02,Mgusim_500_Pm_02,60,1,companyAcronym= | protocolName=IEEE C37.118.2-2011 | vendorAcronym= | vendorDeviceName= | interconnectionName=,,,,10,STTP,Streaming Telemetry Transport Protocol,2,6,LTGORVN_1_FA_C,I,N,0,MGUSIM_500_PM_02-PA6,0.0,1.0,Mgusim_500_Pm_02 LTGORVN_1_FA_C N Current Phase Angle,0,1,1,Degrees,Phasor,IPHA,Current Phase Angle,PA,-98.6,37.5,PPA:3942,2021-07-29 23:03:14
} | MaximumArchiveDays=90 | DesiredRemainingSpace=500,3943,GPA_MGUSIM_500_PM_02-PM7:V,,138,8736f6c7-ad41-4b43-b4f6-e684e0d4ad20,MGUSIM_500_PM_02,Mgusim_500_Pm_02,60,1,companyAcronym= | protocolName=IEEE C37.118.2-2011 | vendorAcronym= | vendorDeviceName= | interconnectionName=,,,,10,STTP,Streaming Telemetry Transport Protocol,3,7,LTGORVN_1_FV_P,V,N,0,MGUSIM_500_PM_02-PM7,0.0,1.0,Mgusim_500_Pm_02 LTGORVN_1_FV_P N Voltage Magnitude,0,1,1,Volts,Phasor,VPHM,Voltage Magnitude,PM,-98.6,37.5,PPA:3943,2021-07-29 23:03:14
} | MaximumArchiveDays=90 | DesiredRemainingSpace=500,3944,GPA_MGUSIM_500_PM_02-PA7:VH,,138,8736f6c7-ad41-4b43-b4f6-e684e0d4ad20,MGUSIM_500_PM_02,Mgusim_500_Pm_02,60,1,companyAcronym= | protocolName=IEEE C37.118.2-2011 | vendorAcronym= | vendorDeviceName= | interconnectionName=,,,,10,STTP,Streaming Telemetry Transport Protocol,4,7,LTGORVN_1_FV_P,V,N,0,MGUSIM_500_PM_02-PA7,0.0,1.0,Mgusim_500_Pm_02 LTGORVN_1_FV_P N Voltage Phase Angle,0,1,1,Degrees,Phasor,VPHA,Voltage Phase Angle,PA,-98.6,37.5,PPA:3944,2021-07-29 23:03:14
} | MaximumArchiveDays=90 | DesiredRemainingSpace=500,3945,GPA_MGUSIM_500_PM_02-PM8:I,,138,8736f6c7-ad41-4b43-b4f6-e684e0d4ad20,MGUSIM_500_PM_02,Mgusim_500_Pm_02,60,1,companyAcronym= | protocolName=IEEE C37.118.2-2011 | vendorAcronym= | vendorDeviceName= | interconnectionName=,,,,10,STTP,Streaming Telemetry Transport Protocol,1,8,LTGORVN_1_FA_P,I,N,0,MGUSIM_500_PM_02-PM8,0.0,1.0,Mgusim_500_Pm_02 LTGORVN_1_FA_P N Current Magnitude,0,1,1,Amps,Phasor,IPHM,Current Magnitude,PM,-98.6,37.5,PPA:3945,2021-07-29 23:03:14
} | MaximumArchiveDays=90 | DesiredRemainingSpace=500,3946,GPA_MGUSIM_500_PM_02-PA8:IH,,138,8736f6c7-ad41-4b43-b4f6-e684e0d4ad20,MGUSIM_500_PM_02,Mgusim_500_Pm_02,60,1,companyAcronym= | protocolName=IEEE C37.118.2-2011 | vendorAcronym= | vendorDeviceName= | interconnectionName=,,,,10,STTP,Streaming Telemetry Transport Protocol,2,8,LTGORVN_1_FA_P,I,N,0,MGUSIM_500_PM_02-PA8,0.0,1.0,Mgusim_500_Pm_02 LTGORVN_1_FA_P N Current Phase Angle,0,1,1,Degrees,Phasor,IPHA,Current Phase Angle,PA,-98.6,37.5,PPA:3946,2021-07-29 23:03:14
} | MaximumArchiveDays=90 | DesiredRemainingSpace=500,3947,GPA_MGUSIM_500_PM_03:F,,139,8736f6c7-ad41-4b43-b4f6-e684e0d4ad20,MGUSIM_500_PM_03,Mgusim_500_Pm_03,60,1,companyAcronym= | protocolName=IEEE C37.118.2-2011 | vendorAcronym= | vendorDeviceName= | interconnectionName=,,,,10,STTP,Streaming Telemetry Transport Protocol,5,,,,,,MGUSIM_500_PM_03-FQ,0.0,1.0,Mgusim_500_Pm_03 Frequency,0,1,1,Hz,PMU,FREQ,Frequency,FQ,-98.6,37.5,PPA:3947,2021-07-29 23:03:14
} | MaximumArchiveDays=90 | DesiredRemainingSpace=500,3948,GPA_MGUSIM_500_PM_03:DF,,139,8736f6c7-ad41-4b43-b4f6-e684e0d4ad20,MGUSIM_500_PM_03,Mgusim_500_Pm_03,60,1,companyAcronym= | protocolName=IEEE C37.118.2-2011 | vendorAcronym= | vendorDeviceName= | interconnectionName=,,,,10,STTP,Streaming Telemetry Transport Protocol,6,,,,,,MGUSIM_500_PM_03-DF,0.0,1.0,Mgusim_500_Pm_03 Frequency Delta (dF/dt),0,1,1,,PMU,DFDT,Frequency Delta (dF/dt),DF,-98.6,37.5,PPA:3948,2021-07-29 23:03:14
} | MaximumArchiveDays=90 | DesiredRemainingSpace=500,3949,GPA_MGUSIM_500_PM_03:S,,139,8736f6c7-ad41-4b43-b4f6-e684e0d4ad20,MGUSIM_500_PM_03,Mgusim_500_Pm_03,60,1,companyAcronym= | protocolName=IEEE C37.118.2-2011 | vendorAcronym= | vendorDeviceName= | interconnectionName=,,,,10,STTP,Streaming Telemetry Transport Protocol,8,,,,,,MGUSIM_500_PM_03-SF,0.0,1.0,Mgusim_500_Pm_03 Status Flags,0,1,1,,PMU,FLAG,Status Flags,SF,-98.6,37.5,PPA:3949,2021-07-29 23:03:14
} | MaximumArchiveDays=90 | DesiredRemainingSpace=500,3950,GPA_MGUSIM_500_PM_03-PM1:V,,139,8736f6c7-ad41-4b43-b4f6-e684e0d4ad20,MGUSIM_500_PM_03,Mgusim_500_Pm_03,60,1,companyAcronym= | protocolName=IEEE C37.118.2-2011 | vendorAcronym= | vendorDeviceName= | interconnectionName=,,,,10,STTP,Streaming Telemetry Transport Protocol,3,1,LTDFSTSB_1_FV_A,V,+,0,MGUSIM_500_PM_03-PM1,0.0,1.0,Mgusim_500_Pm_03 LTDFSTSB_1_FV_A + Voltage Magnitude,0,1,1,Volts,Phasor,VPHM,Voltage Magnitude,PM,-98.6,37.5,PPA:3950,2021-07-29 23:03:14
} | MaximumArchiveDays=90 | DesiredRemainingSpace=500,3951,GPA_MGUSIM_500_PM_03-PA1:VH,,139,8736f6c7-ad41-4b43-b4f6-e684e0d4ad20,MGUSIM_500_PM_03,Mgusim_500_Pm_03,60,1,companyAcronym= | protocolName=IEEE C37.118.2-2011 | vendorAcronym= | vendorDeviceName= | interconnectionName=,,,,10,STTP,Streaming Telemetry Transport Protocol,4,1,LTDFSTSB_1_FV_A,V,+,0,MGUSIM_500_PM_03-PA1,0.0,1.0,Mgusim_500_Pm_03 LTDFSTSB_1_FV_A + Voltage Phase Angle,0,1,1,Degrees,Phasor,VPHA,Voltage Phase Angle,PA,-98.6,37.5,PPA:3951,2021-07-29 23:03:14
} | MaximumArchiveDays=90 | DesiredRemainingSpace=500,3952,GPA_MGUSIM_500_PM_03-PM2:V,,139,8736f6c7-ad41-4b43-b4f6-e684e0d4ad20,MGUSIM_500_PM_03,Mgusim_500_Pm_03,60,1,companyAcronym= | protocolName=IEEE C37.118.2-2011 | vendorAcronym= | vendorDeviceName= | interconnectionName=,,,,10,STTP,Streaming Telemetry Transport Protocol,3,2,LTDFSTSB_1_FV_B,V,+,0,MGUSIM_500_PM_03-PM2,0.0,1.0,Mgusim_500_Pm_03 LTDFSTSB_1_FV_B + Voltage Magnitude,0,1,1,Volts,Phasor,VPHM,Voltage Magnitude,PM,-98.6,37.5,PPA:3952,2021-07-29 23:03:14
} | MaximumArchiveDays=90 | DesiredRemainingSpace=500,3953,GPA_MGUSIM_500_PM_03-PA2:VH,,139,8736f6c7-ad41-4b43-b4f6-e684e0d4ad20,MGUSIM_500_PM_03,Mgusim_500_Pm_03,60,1,companyAcronym= | protocolName=IEEE C37.118.2-2011 | vendorAcronym= | vendorDeviceName= | interconnectionName=,,,,10,STTP,Streaming Telemetry Transport Protocol,4,2,LTDFSTSB_1_FV_B,V,+,0,MGUSIM_500_PM_03-PA2,0.0,1.0,Mgusim_500_Pm_03 LTDFSTSB_1_FV_B + Voltage Phase Angle,0,1,1,Degrees,Phasor,VPHA,Voltage Phase Angle,PA,-98.6,37.5,PPA:3953,2021-07-29 23:03:14
} | MaximumArchiveDays=90 | DesiredRemainingSpace=500,3954,GPA_MGUSIM_500_PM_03-PM3:V,,139,8736f6c7-ad41-4b43-b4f6-e684e0d4ad20,MGUSIM_500_PM_03,Mgusim_500_Pm_03,60,1,companyAcronym= | protocolName=IEEE C37.118.2-2011 | vendorAcronym= | vendorDeviceName= | interconnectionName=,,,,10,STTP,Streaming Telemetry Transport Protocol,3,3,LTDFSTSB_1_FV_C,V,+,0,MGUSIM_500_PM_03-PM3,0.0,1.0,Mgusim_500_Pm_03 LTDFSTSB_1_FV_C + Voltage Magnitude,0,1,1,Volts,Phasor,VPHM,Voltage Magnitude,PM,-98.6,37.5,PPA:3954,2021-07-29 23:03:14
} | MaximumArchiveDays=90 | DesiredRemainingSpace=500,3955,GPA_MGUSIM_500_PM_03-PA3:VH,,139,8736f6c7-ad41-4b43-b4f6-e684e0d4ad20,MGUSIM_500_PM_03,Mgusim_500_Pm_03,60,1,companyAcronym= | protocolName=IEEE C37.118.2-2011 | vendorAcronym= | vendorDeviceName= | interconnectionName=,,,,10,STTP,Streaming Telemetry Transport Protocol,4,3,LTDFSTSB_1_FV_C,V,+,0,MGUSIM_500_PM_03-PA3,0.0,1.0,Mgusim_500_Pm_03 LTDFSTSB_1_FV_C + Voltage Phase Angle,0,1,1,Degrees,Phasor,VPHA,Voltage Phase Angle,PA,-98.6,37.5,PPA:3955,2021-07-29 23:03:14
} | MaximumArchiveDays=90 | DesiredRemainingSpace=500,3956,GPA_MGUSIM_500_PM_03-PM4:I,,139,8736f6c7-ad41-4b43-b4f6-e684e0d4ad20,MGUSIM_500_PM_03,Mgusim_500_Pm_03,60,1,companyAcronym= | protocolName=IEEE C37.118.2-2011 | vendorAcronym= | vendorDeviceName= | interconnectionName=,,,,10,STTP,Streaming Telemetry Transport Protocol,1,4,LTDFSTSB_1_FA_A,I,+,0,MGUSIM_500_PM_03-PM4,0.0,1.0,Mgusim_500_Pm_03 LTDFSTSB_1_FA_A + Current Magnitude,0,1,1,Amps,Phasor,IPHM,Current Magnitude,PM,-98.6,37.5,PPA:3956,2021-07-29 23:03:14
} | MaximumArchiveDays=90 | DesiredRemainingSpace=500,3957,GPA_MGUSIM_500_PM_03-PA4:IH,,139,8736f6c7-ad41-4b43-b4f6-e684e0d4ad20,MGUSIM_500_PM_03,Mgusim_500_Pm_03,60,1,companyAcronym= | protocolName=IEEE C37.118.2-2011 | vendorAcronym= | vendorDeviceName= | interconnectionName=,,,,10,STTP,Streaming Telemetry Transport Protocol,2,4,LTDFSTSB_1_FA_A,I,+,0,MGUSIM_500_PM_03-PA4,0.0,1.0,Mgusim_500_Pm_03 LTDFSTSB_1_FA_A + Current Phase Angle,0,1,1,Degrees,Phasor,IPHA,Current Phase Angle,PA,-98.6,37.5,PPA:3957,2021-07-29 23:03:14
} | MaximumArchiveDays=90 | DesiredRemainingSpace=500,3958,GPA_MGUSIM_500_PM_03-PM5:I,,139,8736f6c7-ad41-4b43-b4f6-e684e0d4ad20,MGUSIM_500_PM_03,Mgusim_500_Pm_03,60,1,companyAcronym= | protocolName=IEEE C37.118.2-2011 | vendorAcronym= | vendorDeviceName= | interconnectionName=,,,,10,STTP,Streaming Telemetry Transport Protocol,1,5,LTDFSTSB_1_FA_B,I,+,0,MGUSIM_500_PM_03-PM5,0.0,1.0,Mgusim_500_Pm_03 LTDFSTSB_1_FA_B + Current Magnitude,0,1,1,Amps,Phasor,IPHM,Current Magnitude,PM,-98.6,37.5,PPA:3958,2021-07-29 23:03:14
} | MaximumArchiveDays=90 | DesiredRemainingSpace=500,3959,GPA_MGUSIM_500_PM_03-PA5:IH,,139,8736f6c7-ad41-4b43-b4f6-e684e0d4ad20,MGUSIM_500_PM_03,Mgusim_500_Pm_03,60,1,companyAcronym= | protocolName=IEEE C37.118.2-2011 | vendorAcronym= | vendorDeviceName= | interconnectionName=,,,,10,STTP,Streaming Telemetry Transport Protocol,2,5,LTDFSTSB_1_FA_B,I,+,0,MGUSIM_500_PM_03-PA5,0.0,1.0,Mgusim_500_Pm_03 LTDFSTSB_1_FA_B + Current Phase Angle,0,1,1,Degrees,Phasor,IPHA,Current Phase Angle,PA,-98.6,37.5,PPA:3959,2021-07-29 23:03:14
} | MaximumArchiveDays=90 | DesiredRemainingSpace=500,3960,GPA_MGUSIM_500_PM_03-PM6:I,,139,8736f6c7-ad41-4b43-b4f6-e684e0d4ad20,MGUSIM_500_PM_03,Mgusim_500_Pm_03,60,1,companyAcronym= | protocolName=IEEE C37.118.2-2011 | vendorAcronym= | vendorDeviceName= | interconnectionName=,,,,10,STTP,Streaming Telemetry Transport Protocol,1,6,LTDFSTSB_1_FA_C,I,+,0,MGUSIM_500_PM_03-PM6,0.0,1.0,Mgusim_500_Pm_03 LTDFSTSB_1_FA_C + Current Magnitude,0,1,1,Amps,Phasor,IPHM,Current Magnitude,PM,-98.6,37.5,PPA:3960,2021-07-29 23:03:14
} | MaximumArchiveDays=90 | DesiredRemainingSpace=500,3961,GPA_MGUSIM_500_PM_03-PA6:IH,,139,8736f6c7-ad41-4b43-b4f6-e684e0d4ad20,MGUSIM_500_PM_03,Mgusim_500_Pm_03,60,1,companyAcronym= | protocolName=IEEE C37.118.2-2011 | vendorAcronym= | vendorDeviceName= | interconnectionName=,,,,10,STTP,Streaming Telemetry Transport Protocol,2,6,LTDFSTSB_1_FA_C,I,+,0,MGUSIM_500_PM_03-PA6,0.0,1.0,Mgusim_500_Pm_03 LTDFSTSB_1_FA_C + Current Phase Angle,0,1,1,Degrees,Phasor,IPHA,Current Phase Angle,PA,-98.6,37.5,PPA:3961,2021-07-29 23:03:14
} | MaximumArchiveDays=90 | DesiredRemainingSpace=500,3962,GPA_MGUSIM_500_PM_03-PM7:V,,139,8736f6c7-ad41-4b43-b4f6-e684e0d4ad20,MGUSIM_500_PM_03,Mgusim_500_Pm_03,60,1,companyAcronym= | protocolName=IEEE C37.118.2-2011 | vendorAcronym= | vendorDeviceName= | interconnectionName=,,,,10,STTP,Streaming Telemetry Transport Protocol,3,7,LTDFSTSB_1_FV_P,V,+,0,MGUSIM_500_PM_03-PM7,0.0,1.0,Mgusim_500_Pm_03 LTDFSTSB_1_FV_P + Voltage Magnitude,0,1,1,Volts,Phasor,VPHM,Voltage Magnitude,PM,-98.6,37.5,PPA:3962,2021-07-29 23:03:14
} | MaximumArchiveDays=90 | DesiredRemainingSpace=500,3963,GPA_MGUSIM_500_PM_03-PA7:VH,,139,8736f6c7-ad41-4b43-b4f6-e684e0d4ad20,MGUSIM_500_PM_03,Mgusim_500_Pm_03,60,1,companyAcronym= | protocolName=IEEE C37.118.2-2011 | vendorAcronym= | vendorDeviceName= | interconnectionName=,,,,10,STTP,Streaming Telemetry Transport Protocol,4,7,LTDFSTSB_1_FV_P,V,+,0,MGUSIM_500_PM_03-PA7,0.0,1.0,Mgusim_500_Pm_03 LTDFSTSB_1_FV_P + Voltage Phase Angle,0,1,1,Degrees,Phasor,VPHA,Voltage Phase Angle,PA,-98.6,37.5,PPA:3963,2021-07-29 23:03:14
} | MaximumArchiveDays=90 | DesiredRemainingSpace=500,3964,GPA_MGUSIM_500_PM_03-PM8:I,,139,8736f6c7-ad41-4b43-b4f6-e684e0d4ad20,MGUSIM_500_PM_03,Mgusim_500_Pm_03,60,1,companyAcronym= | protocolName=IEEE C37.118.2-2011 | vendorAcronym= | vendorDeviceName= | interconnectionName=,,,,10,STTP,Streaming Telemetry Transport Protocol,1,8,LTDFSTSB_1_FA_P,I,+,0,MGUSIM_500_PM_03-PM8,0.0,1.0,Mgusim_500_Pm_03 LTDFSTSB_1_FA_P + Current Magnitude,0,1,1,Amps,Phasor,IPHM,Current Magnitude,PM,-98.6,37.5,PPA:3964,2021-07-29 23:03:14
} | MaximumArchiveDays=90 | DesiredRemainingSpace=500,3965,GPA_MGUSIM_500_PM_03-PA8:IH,,139,8736f6c7-ad41-4b43-b4f6-e684e0d4ad20,MGUSIM_500_PM_03,Mgusim_500_Pm_03,60,1,companyAcronym= | protocolName=IEEE C37.118.2-2011 | vendorAcronym= | vendorDeviceName= | interconnectionName=,,,,10,STTP,Streaming Telemetry Transport Protocol,2,8,LTDFSTSB_1_FA_P,I,+,0,MGUSIM_500_PM_03-PA8,0.0,1.0,Mgusim_500_Pm_03 LTDFSTSB_1_FA_P + Current Phase Angle,0,1,1,Degrees,Phasor,IPHA,Current Phase Angle,PA,-98.6,37.5,PPA:3965,2021-07-29 23:03:14
} | MaximumArchiveDays=90 | DesiredRemainingSpace=500,3966,GPA_MGJGSE_500_PM_02:F,,140,8736f6c7-ad41-4b43-b4f6-e684e0d4ad20,MGJGSE_500_PM_02,Mgjgse_500_Pm_02,60,1,companyAcronym= | protocolName=IEEE C37.118.2-2011 | vendorAcronym= | vendorDeviceName= | interconnectionName=,,,,10,STTP,Streaming Telemetry Transport Protocol,5,,,,,,MGJGSE_500_PM_02-FQ,0.0,1.0,Mgjgse_500_Pm_02 Frequency,0,1,1,Hz,PMU,FREQ,Frequency,FQ,-98.6,37.5,PPA:3966,2021-07-29 23:03:14
} | MaximumArchiveDays=90 | DesiredRemainingSpace=500,3967,GPA_MGJGSE_500_PM_02:DF,,140,8736f6c7-ad41-4b43-b4f6-e684e0d4ad20,MGJGSE_500_PM_02,Mgjgse_500_Pm_02,60,1,companyAcronym= | protocolName=IEEE C37.118.2-2011 | vendorAcronym= | vendorDeviceName= | interconnectionName=,,,,10,STTP,Streaming Telemetry Transport Protocol,6,,,,,,MGJGSE_500_PM_02-DF,0.0,1.0,Mgjgse_500_Pm_02 Frequency Delta (dF/dt),0,1,1,,PMU,DFDT,Frequency Delta (dF/dt),DF,-98.6,37.5,PPA:3967,2021-07-29 23:03:14
} | MaximumArchiveDays=90 | DesiredRemainingSpace=500,3968,GPA_MGJGSE_500_PM_02:S,,140,8736f6c7-ad41-4b43-b4f6-e684e0d4ad20,MGJGSE_500_PM_02,Mgjgse_500_Pm_02,60,1,companyAcronym= | protocolName=IEEE C37.118.2-2011 | vendorAcronym= | vendorDeviceName= | interconnectionName=,,,,10,STTP,Streaming Telemetry Transport Protocol,8,,,,,,MGJGSE_500_PM_02-SF,0.0,1.0,Mgjgse_500_Pm_02 Status Flags,0,1,1,,PMU,FLAG,Status Flags,SF,-98.6,37.5,PPA:3968,2021-07-29 23:03:14
} | MaximumArchiveDays=90 | DesiredRemainingSpace=500,3969,GPA_MGJGSE_500_PM_02-PM1:V,,140,8736f6c7-ad41-4b43-b4f6-e684e0d4ad20,MGJGSE_500_PM_02,Mgjgse_500_Pm_02,60,1,companyAcronym= | protocolName=IEEE C37.118.2-2011 | vendorAcronym= | vendorDeviceName= | interconnectionName=,,,,10,STTP,Streaming Telemetry Transport Protocol,3,1,BABarraII_FV_B,V,+,0,MGJGSE_500_PM_02-PM1,0.0,1.0,Mgjgse_500_Pm_02 BABarraII_FV_B + Voltage Magnitude,0,1,1,Volts,Phasor,VPHM,Voltage Magnitude,PM,-98.6,37.5,PPA:3969,2021-07-29 23:03:14
} | MaximumArchiveDays=90 | DesiredRemainingSpace=500,3970,GPA_MGJGSE_500_PM_02-PA1:VH,,140,8736f6c7-ad41-4b43-b4f6-e684e0d4ad20,MGJGSE_500_PM_02,Mgjgse_500_Pm_02,60,1,companyAcronym= | protocolName=IEEE C37.118.2-2011 | vendorAcronym= | vendorDeviceName= | interconnectionName=,,,,10,STTP,Streaming Telemetry Transport Protocol,4,1,BABarraII_FV_B,V,+,0,MGJGSE_500_PM_02-PA1,0.0,1.0,Mgjgse_500_Pm_02 BABarraII_FV_B + Voltage Phase Angle,0,1,1,Degrees,Phasor,VPHA,Voltage Phase Angle,PA,-98.6,37.5,PPA:3970,2021-07-29 23:03:14
} | MaximumArchiveDays=90 | DesiredRemainingSpace=500,3971,GPA_SPILS_440_PM_03:F,,141,8736f6c7-ad41-4b43-b4f6-e684e0d4ad20,SPILS_440_PM_03,Spils_440_Pm_03,60,1,companyAcronym= | protocolName=IEEE C37.118.2-2011 | vendorAcronym= | vendorDeviceName= | interconnectionName=,,,,10,STTP,Streaming Telemetry Transport Protocol,5,,,,,,SPILS_440_PM_03-FQ,0.0,1.0,Spils_440_Pm_03 Frequency,0,1,1,Hz,PMU,FREQ,Frequency,FQ,-98.6,37.5,PPA:3971,2021-07-29 23:03:14
} | MaximumArchiveDays=90 | DesiredRemainingSpace=500,3972,GPA_SPILS_440_PM_03:DF,,141,8736f6c7-ad41-4b43-b4f6-e684e0d4ad20,SPILS_440_PM_03,Spils_440_Pm_03,60,1,companyAcronym= | protocolName=IEEE C37.118.2-2011 | vendorAcronym= | vendorDeviceName= | interconnectionName=,,,,10,STTP,Streaming Telemetry Transport Protocol,6,,,,,,SPILS_440_PM_03-DF,0.0,1.0,Spils_440_Pm_03 Frequency Delta (dF/dt),0,1,1,,PMU,DFDT,Frequency Delta (dF/dt),DF,-98.6,37.5,PPA:3972,2021-07-29 23:03:14
} | MaximumArchiveDays=90 | DesiredRemainingSpace=500,3973,GPA_SPILS_440_PM_03:S,,141,8736f6c7-ad41-4b43-b4f6-e684e0d4ad20,SPILS_440_PM_03,Spils_440_Pm_03,60,1,companyAcronym= | protocolName=IEEE C37.118.2-2011 | vendorAcronym= | vendorDeviceName= | interconnectionName=,,,,10,STTP,Streaming Telemetry Transport Protocol,8,,,,,,SPILS_440_PM_03-SF,0.0,1.0,Spils_440_Pm_03 Status Flags,0,1,1,,PMU,FLAG,Status Flags,SF,-98.6,37.5,PPA:3973,2021-07-29 23:03:14
} | MaximumArchiveDays=90 | DesiredRemainingSpace=500,3974,GPA_SPILS_440_PM_03-PM1:V,,141,8736f6c7-ad41-4b43-b4f6-e684e0d4ad20,SPILS_440_PM_03,Spils_440_Pm_03,60,1,companyAcronym= | protocolName=IEEE C37.118.2-2011 | vendorAcronym= | vendorDeviceName= | interconnectionName=,,,,10,STTP,Streaming Telemetry Transport Protocol,3,1,BA_FV_B,V,+,0,SPILS_440_PM_03-PM1,0.0,1.0,Spils_440_Pm_03 BA_FV_B + Voltage Magnitude,0,1,1,Volts,Phasor,VPHM,Voltage Magnitude,PM,-98.6,37.5,PPA:3974,2021-07-29 23:03:14
} | MaximumArchiveDays=90 | DesiredRemainingSpace=500,3975,GPA_SPILS_440_PM_03-PA1:VH,,141,8736f6c7-ad41-4b43-b4f6-e684e0d4ad20,SPILS_440_PM_03,Spils_440_Pm_03,60,1,companyAcronym= | protocolName=IEEE C37.118.2-2011 | vendorAcronym= | vendorDeviceName= | interconnectionName=,,,,10,STTP,Streaming Telemetry Transport Protocol,4,1,BA_FV_B,V,+,0,SPILS_440_PM_03-PA1,0.0,1.0,Spils_440_Pm_03 BA_FV_B + Voltage Phase Angle,0,1,1,Degrees,Phasor,VPHA,Voltage Phase Angle,PA,-98.6,37.5,PPA:3975,2021-07-29 23:03:14
} | MaximumArchiveDays=90 | DesiredRemainingSpace=500,3976,GPA_SPILS_440_PM_04:F,,142,8736f6c7-ad41-4b43-b4f6-e684e0d4ad20,SPILS_440_PM_04,Spils_440_Pm_04,60,1,companyAcronym= | protocolName=IEEE C37.118.2-2011 | vendorAcronym= | vendorDeviceName= | interconnectionName=,,,,10,STTP,Streaming Telemetry Transport Protocol,5,,,,,,SPILS_440_PM_04-FQ,0.0,1.0,Spils_440_Pm_04 Frequency,0,1,1,Hz,PMU,FREQ,Frequency,FQ,-98.6,37.5,PPA:3976,2021-07-29 23:03:14
} | MaximumArchiveDays=90 | DesiredRemainingSpace=500,3977,GPA_SPILS_440_PM_04:DF,,142,8736f6c7-ad41-4b43-b4f6-e684e0d4ad20,SPILS_440_PM_04,Spils_440_Pm_04,60,1,companyAcronym= | protocolName=IEEE C37.118.2-2011 | vendorAcronym= | vendorDeviceName= | interconnectionName=,,,,10,STTP,Streaming Telemetry Transport Protocol,6,,,,,,SPILS_440_PM_04-DF,0.0,1.0,Spils_440_Pm_04 Frequency Delta (dF/dt),0,1,1,,PMU,DFDT,Frequency Delta (dF/dt),DF,-98.6,37.5,PPA:3977,2021-07-29 23:03:14
} | MaximumArchiveDays=90 | DesiredRemainingSpace=500,3978,GPA_SPILS_440_PM_04:S,,142,8736f6c7-ad41-4b43-b4f6-e684e0d4ad20,SPILS_440_PM_04,Spils_440_Pm_04,60,1,companyAcronym= | protocolName=IEEE C37.118.2-2011 | vendorAcronym= | vendorDeviceName= | interconnectionName=,,,,10,STTP,Streaming Telemetry Transport Protocol,8,,,,,,SPILS_440_PM_04-SF,0.0,1.0,Spils_440_Pm_04 Status Flags,0,1,1,,PMU,FLAG,Status Flags,SF,-98.6,37.5,PPA:3978,2021-07-29 23:03:14
} | MaximumArchiveDays=90 | DesiredRemainingSpace=500,3979,GPA_SPILS_440_PM_04-PM1:V,,142,8736f6c7-ad41-4b43-b4f6-e684e0d4ad20,SPILS_440_PM_04,Spils_440_Pm_04,60,1,companyAcronym= | protocolName=IEEE C37.118.2-2011 | vendorAcronym= | vendorDeviceName= | interconnectionName=,,,,10,STTP,Streaming Telemetry Transport Protocol,3,1,BA_FV_B,V,+,0,SPILS_440_PM_04-PM1,0.0,1.0,Spils_440_Pm_04 BA_FV_B + Voltage Magnitude,0,1,1,Volts,Phasor,VPHM,Voltage Magnitude,PM,-98.6,37.5,PPA:3979,2021-07-29 23:03:14
} | MaximumArchiveDays=90 | DesiredRemainingSpace=500,3980,GPA_SPILS_440_PM_04-PA1:VH,,142,8736f6c7-ad41-4b43-b4f6-e684e0d4ad20,SPILS_440_PM_04,Spils_440_Pm_04,60,1,companyAcronym= | protocolName=IEEE C37.118.2-2011 | vendorAcronym= | vendorDeviceName= | interconnectionName=,,,,10,STTP,Streaming Telemetry Transport Protocol,4,1,BA_FV_B,V,+,0,SPILS_440_PM_04-PA1,0.0,1.0,Spils_440_Pm_04 BA_FV_B + Voltage Phase Angle,0,1,1,Degrees,Phasor,VPHA,Voltage Phase Angle,PA,-98.6,37.5,PPA:3980,2021-07-29 23:03:14
} | MaximumArchiveDays=90 | DesiredRemainingSpace=500,3981,GPA_USIM01B:F,,143,8736f6c7-ad41-4b43-b4f6-e684e0d4ad20,USIM01B,Usim01b,60,1,companyAcronym= | protocolName=IEEE C37.118.2-2011 | vendorAcronym= | vendorDeviceName= | interconnectionName=,,,,10,STTP,Streaming Telemetry Transport Protocol,5,,,,,,USIM01B-FQ,0.0,1.0,Usim01b Frequency,0,1,1,Hz,PMU,FREQ,Frequency,FQ,-98.6,37.5,PPA:3981,2021-07-29 23:03:14
} | MaximumArchiveDays=90 | DesiredRemainingSpace=500,3982,GPA_USIM01B:DF,,143,8736f6c7-ad41-4b43-b4f6-e684e0d4ad20,USIM01B,Usim01b,60,1,companyAcronym= | protocolName=IEEE C37.118.2-2011 | vendorAcronym= | vendorDeviceName= | interconnectionName=,,,,10,STTP,Streaming Telemetry Transport Protocol,6,,,,,,USIM01B-DF,0.0,1.0,Usim01b Frequency Delta (dF/dt),0,1,1,,PMU,DFDT,Frequency Delta (dF/dt),DF,-98.6,37.5,PPA:3982,2021-07-29 23:03:14
} | MaximumArchiveDays=90 | DesiredRemainingSpace=500,3983,GPA_USIM01B:S,,143,8736f6c7-ad41-4b43-b4f6-e684e0d4ad20,USIM01B,Usim01b,60,1,companyAcronym= | protocolName=IEEE C37.118.2-2011 | vendorAcronym= | vendorDeviceName= | interconnectionName=,,,,10,STTP,Streaming Telemetry Transport Protocol,8,,,,,,USIM01B-SF,0.0,1.0,Usim01b Status Flags,0,1,1,,PMU,FLAG,Status Flags,SF,-98.6,37.5,PPA:3983,2021-07-29 23:03:14
} | MaximumArchiveDays=90 | DesiredRemainingSpace=500,3984,GPA_USIM01B-PM1:V,,143,8736f6c7-ad41-4b43-b4f6-e684e0d4ad20,USIM01B,Usim01b,60,1,companyAcronym= | protocolName=IEEE C37.118.2-2011 | vendorAcronym= | vendorDeviceName= | interconnectionName=,,,,10,STTP,Streaming Telemetry Transport Protocol,3,1,BAB-USIM_FV_B,V,+,0,USIM01B-PM1,0.0,1.0,Usim01b BAB-USIM_FV_B + Voltage Magnitude,0,1,1,Volts,Phasor,VPHM,Voltage Magnitude,PM,-98.6,37.5,PPA:3984,2021-07-29 23:03:14
} | MaximumArchiveDays=90 | DesiredRemainingSpace=500,3985,GPA_USIM01B-PA1:VH,,143,8736f6c7-ad41-4b43-b4f6-e684e0d4ad20,USIM01B,Usim01b,60,1,companyAcronym= | protocolName=IEEE C37.118.2-2011 | vendorAcronym= | vendorDeviceName= | interconnectionName=,,,,10,STTP,Streaming Telemetry Transport Protocol,4,1,BAB-USIM_FV_B,V,+,0,USIM01B-PA1,0.0,1.0,Usim01b BAB-USIM_FV_B + Voltage Phase Angle,0,1,1,Degrees,Phasor,VPHA,Voltage Phase Angle,PA,-98.6,37.5,PPA:3985,2021-07-29 23:03:14
} | MaximumArchiveDays=90 | DesiredRemainingSpace=500,3986,GPA_MGUSIM_500_PM_05:F,,144,8736f6c7-ad41-4b43-b4f6-e684e0d4ad20,MGUSIM_500_PM_05,Mgusim_500_Pm_05,60,1,companyAcronym= | protocolName=IEEE C37.118.2-2011 | vendorAcronym= | vendorDeviceName= | interconnectionName=,,,,10,STTP,Streaming Telemetry Transport Protocol,5,,,,,,MGUSIM_500_PM_05-FQ,0.0,1.0,Mgusim_500_Pm_05 Frequency,0,1,1,Hz,PMU,FREQ,Frequency,FQ,-98.6,37.5,PPA:3986,2021-07-29 23:03:14
} | MaximumArchiveDays=90 | DesiredRemainingSpace=500,3987,GPA_MGUSIM_500_PM_05:DF,,144,8736f6c7-ad41-4b43-b4f6-e684e0d4ad20,MGUSIM_500_PM_05,Mgusim_500_Pm_05,60,1,companyAcronym= | protocolName=IEEE C37.118.2-2011 | vendorAcronym= | vendorDeviceName= | interconnectionName=,,,,10,STTP,Streaming Telemetry Transport Protocol,6,,,,,,MGUSIM_500_PM_05-DF,0.0,1.0,Mgusim_500_Pm_05 Frequency Delta (dF/dt),0,1,1,,PMU,DFDT,Frequency Delta (dF/dt),DF,-98.6,37.5,PPA:3987,2021-07-29 23:03:14
} | MaximumArchiveDays=90 | DesiredRemainingSpace=500,3988,GPA_MGUSIM_500_PM_05:S,,144,8736f6c7-ad41-4b43-b4f6-e684e0d4ad20,MGUSIM_500_PM_05,Mgusim_500_Pm_05,60,1,companyAcronym= | protocolName=IEEE C37.118.2-2011 | vendorAcronym= | vendorDeviceName= | interconnectionName=,,,,10,STTP,Streaming Telemetry Transport Protocol,8,,,,,,MGUSIM_500_PM_05-SF,0.0,1.0,Mgusim_500_Pm_05 Status Flags,0,1,1,,PMU,FLAG,Status Flags,SF,-98.6,37.5,PPA:3988,2021-07-29 23:03:14
} | MaximumArchiveDays=90 | DesiredRemainingSpace=500,3989,GPA_MGUSIM_500_PM_05-PM1:V,,144,8736f6c7-ad41-4b43-b4f6-e684e0d4ad20,MGUSIM_500_PM_05,Mgusim_500_Pm_05,60,1,companyAcronym= | protocolName=IEEE C37.118.2-2011 | vendorAcronym= | vendorDeviceName= | interconnectionName=,,,,10,STTP,Streaming Telemetry Transport Protocol,3,1,BAB-RVN_FV_B,V,N,0,MGUSIM_500_PM_05-PM1,0.0,1.0,Mgusim_500_Pm_05 BAB-RVN_FV_B N Voltage Magnitude,0,1,1,Volts,Phasor,VPHM,Voltage Magnitude,PM,-98.6,37.5,PPA:3989,2021-07-29 23:03:14
} | MaximumArchiveDays=90 | DesiredRemainingSpace=500,3990,GPA_MGUSIM_500_PM_05-PA1:VH,,144,8736f6c7-ad41-4b43-b4f6-e684e0d4ad20,MGUSIM_500_PM_05,Mgusim_500_Pm_05,60,1,companyAcronym= | protocolName=IEEE C37.118.2-2011 | vendorAcronym= | vendorDeviceName= | interconnectionName=,,,,10,STTP,Streaming Telemetry Transport Protocol,4,1,BAB-RVN_FV_B,V,N,0,MGUSIM_500_PM_05-PA1,0.0,1.0,Mgusim_500_Pm_05 BAB-RVN_FV_B N Voltage Phase Angle,0,1,1,Degrees,Phasor,VPHA,Voltage Phase Angle,PA,-98.6,37.5,PPA:3990,2021-07-29 23:03:14
} | MaximumArchiveDays=90 | DesiredRemainingSpace=500,3991,GPA_MGUSIM_500_PM_06:F,,145,8736f6c7-ad41-4b43-b4f6-e684e0d4ad20,MGUSIM_500_PM_06,Mgusim_500_Pm_06,60,1,companyAcronym= | protocolName=IEEE C37.118.2-2011 | vendorAcronym= | vendorDeviceName= | interconnectionName=,,,,10,STTP,Streaming Telemetry Transport Protocol,5,,,,,,MGUSIM_500_PM_06-FQ,0.0,1.0,Mgusim_500_Pm_06 Frequency,0,1,1,Hz,PMU,FREQ,Frequency,FQ,-98.6,37.5,PPA:3991,2021-07-29 23:03:14
} | MaximumArchiveDays=90 | DesiredRemainingSpace=500,3992,GPA_MGUSIM_500_PM_06:DF,,145,8736f6c7-ad41-4b43-b4f6-e684e0d4ad20,MGUSIM_500_PM_06,Mgusim_500_Pm_06,60,1,companyAcronym= | protocolName=IEEE C37.118.2-2011 | vendorAcronym= | vendorDeviceName= | interconnectionName=,,,,10,STTP,Streaming Telemetry Transport Protocol,6,,,,,,MGUSIM_500_PM_06-DF,0.0,1.0,Mgusim_500_Pm_06 Frequency Delta (dF/dt),0,1,1,,PMU,DFDT,Frequency Delta (dF/dt),DF,-98.6,37.5,PPA:3992,2021-07-29 23:03:14
} | MaximumArchiveDays=90 | DesiredRemainingSpace=500,3993,GPA_MGUSIM_500_PM_06:S,,145,8736f6c7-ad41-4b43-b4f6-e684e0d4ad20,MGUSIM_500_PM_06,Mgusim_500_Pm_06,60,1,companyAcronym= | protocolName=IEEE C37.118.2-2011 | vendorAcronym= | vendorDeviceName= | interconnectionName=,,,,10,STTP,Streaming Telemetry Transport Protocol,8,,,,,,MGUSIM_500_PM_06-SF,0.0,1.0,Mgusim_500_Pm_06 Status Flags,0,1,1,,PMU,FLAG,Status Flags,SF,-98.6,37.5,PPA:3993,2021-07-29 23:03:14
} | MaximumArchiveDays=90 | DesiredRemainingSpace=500,3994,GPA_MGUSIM_500_PM_06-PM1:V,,145,8736f6c7-ad41-4b43-b4f6-e684e0d4ad20,MGUSIM_500_PM_06,Mgusim_500_Pm_06,60,1,companyAcronym= | protocolName=IEEE C37.118.2-2011 | vendorAcronym= | vendorDeviceName= | interconnectionName=,,,,10,STTP,Streaming Telemetry Transport Protocol,3,1,BAB-STSB_FV_B,V,+,0,MGUSIM_500_PM_06-PM1,0.0,1.0,Mgusim_500_Pm_06 BAB-STSB_FV_B + Voltage Magnitude,0,1,1,Volts,Phasor,VPHM,Voltage Magnitude,PM,-98.6,37.5,PPA:3994,2021-07-29 23:03:14
} | MaximumArchiveDays=90 | DesiredRemainingSpace=500,3995,GPA_MGUSIM_500_PM_06-PA1:VH,,145,8736f6c7-ad41-4b43-b4f6-e684e0d4ad20,MGUSIM_500_PM_06,Mgusim_500_Pm_06,60,1,companyAcronym= | protocolName=IEEE C37.118.2-2011 | vendorAcronym= | vendorDeviceName= | interconnectionName=,,,,10,STTP,Streaming Telemetry Transport Protocol,4,1,BAB-STSB_FV_B,V,+,0,MGUSIM_500_PM_06-PA1,0.0,1.0,Mgusim_500_Pm_06 BAB-STSB_FV_B + Voltage Phase Angle,0,1,1,Degrees,Phasor,VPHA,Voltage Phase Angle,PA,-98.6,37.5,PPA:3995,2021-07-29 23:03:14
} | MaximumArchiveDays=90 | DesiredRemainingSpace=500,3996,GPA_MTPRT_500_PM_01:F,,146,8736f6c7-ad41-4b43-b4f6-e684e0d4ad20,MTPRT_500_PM_01,Mtprt_500_Pm_01,60,1,companyAcronym= | protocolName=IEEE C37.118.2-2011 | vendorAcronym= | vendorDeviceName= | interconnectionName=,,,,10,STTP,Streaming Telemetry Transport Protocol,5,,,,,,MTPRT_500_PM_01-FQ,0.0,1.0,Mtprt_500_Pm_01 Frequency,0,1,1,Hz,PMU,FREQ,Frequency,FQ,-98.6,37.5,PPA:3996,2021-07-29 23:03:14
} | MaximumArchiveDays=90 | DesiredRemainingSpace=500,3997,GPA_MTPRT_500_PM_01:DF,,146,8736f6c7-ad41-4b43-b4f6-e684e0d4ad20,MTPRT_500_PM_01,Mtprt_500_Pm_01,60,1,companyAcronym= | protocolName=IEEE C37.118.2-2011 | vendorAcronym= | vendorDeviceName= | interconnectionName=,,,,10,STTP,Streaming Telemetry Transport Protocol,6,,,,,,MTPRT_500_PM_01-DF,0.0,1.0,Mtprt_500_Pm_01 Frequency Delta (dF/dt),0,1,1,,PMU,DFDT,Frequency Delta (dF/dt),DF,-98.6,37.5,PPA:3997,2021-07-29 23:03:14
} | MaximumArchiveDays=90 | DesiredRemainingSpace=500,3998,GPA_MTPRT_500_PM_01:S,,146,8736f6c7-ad41-4b43-b4f6-e684e0d4ad20,MTPRT_500_PM_01,Mtprt_500_Pm_01,60,1,companyAcronym= | protocolName=IEEE C37.118.2-2011 | vendorAcronym= | vendorDeviceName= | interconnectionName=,,,,10,STTP,Streaming Telemetry Transport Protocol,8,,,,,,MTPRT_500_PM_01-SF,0.0,1.0,Mtprt_500_Pm_01 Status Flags,0,1,1,,PMU,FLAG,Status Flags,SF,-98.6,37.5,PPA:3998,2021-07-29 23:03:14
} | MaximumArchiveDays=90 | DesiredRemainingSpace=500,3999,GPA_MTPRT_500_PM_01-PM1:V,,146,8736f6c7-ad41-4b43-b4f6-e684e0d4ad20,MTPRT_500_PM_01,Mtprt_500_Pm_01,60,1,companyAcronym= | protocolName=IEEE C37.118.2-2011 | vendorAcronym= | vendorDeviceName= | interconnectionName=,,,,10,STTP,Streaming Telemetry Transport Protocol,3,1,LTMTCLD_3_FV_A,V,+,0,MTPRT_500_PM_01-PM1,0.0,1.0,Mtprt_500_Pm_01 LTMTCLD_3_FV_A + Voltage Magnitude,0,1,1,Volts,Phasor,VPHM,Voltage Magnitude,PM,-98.6,37.5,PPA:3999,2021-07-29 23:03:14
} | MaximumArchiveDays=90 | DesiredRemainingSpace=500,4000,GPA_MTPRT_500_PM_01-PA1:VH,,146,8736f6c7-ad41-4b43-b4f6-e684e0d4ad20,MTPRT_500_PM_01,Mtprt_500_Pm_01,60,1,companyAcronym= | protocolName=IEEE C37.118.2-2011 | vendorAcronym= | vendorDeviceName= | interconnectionName=,,,,10,STTP,Streaming Telemetry Transport Protocol,4,1,LTMTCLD_3_FV_A,V,+,0,MTPRT_500_PM_01-PA1,0.0,1.0,Mtprt_500_Pm_01 LTMTCLD_3_FV_A + Voltage Phase Angle,0,1,1,Degrees,Phasor,VPHA,Voltage Phase Angle,PA,-98.6,37.5,PPA:4000,2021-07-29 23:03:14
} | MaximumArchiveDays=90 | DesiredRemainingSpace=500,4001,GPA_MTPRT_500_PM_01-PM2:V,,146,8736f6c7-ad41-4b43-b4f6-e684e0d4ad20,MTPRT_500_PM_01,Mtprt_500_Pm_01,60,1,companyAcronym= | protocolName=IEEE C37.118.2-2011 | vendorAcronym= | vendorDeviceName= | interconnectionName=,,,,10,STTP,Streaming Telemetry Transport Protocol,3,2,LTMTCLD_3_FV_B,V,+,0,MTPRT_500_PM_01-PM2,0.0,1.0,Mtprt_500_Pm_01 LTMTCLD_3_FV_B + Voltage Magnitude,0,1,1,Volts,Phasor,VPHM,Voltage Magnitude,PM,-98.6,37.5,PPA:4001,2021-07-29 23:03:14
} | MaximumArchiveDays=90 | DesiredRemainingSpace=500,4002,GPA_MTPRT_500_PM_01-PA2:VH,,146,8736f6c7-ad41-4b43-b4f6-e684e0d4ad20,MTPRT_500_PM_01,Mtprt_500_Pm_01,60,1,companyAcronym= | protocolName=IEEE C37.118.2-2011 | vendorAcronym= | vendorDeviceName= | interconnectionName=,,,,10,STTP,Streaming Telemetry Transport Protocol,4,2,LTMTCLD_3_FV_B,V,+,0,MTPRT_500_PM_01-PA2,0.0,1.0,Mtprt_500_Pm_01 LTMTCLD_3_FV_B + Voltage Phase Angle,0,1,1,Degrees,Phasor,VPHA,Voltage Phase Angle,PA,-98.6,37.5,PPA:4002,2021-07-29 23:03:14
} | MaximumArchiveDays=90 | DesiredRemainingSpace=500,4003,GPA_MTPRT_500_PM_01-PM3:V,,146,8736f6c7-ad41-4b43-b4f6-e684e0d4ad20,MTPRT_500_PM_01,Mtprt_500_Pm_01,60,1,companyAcronym= | protocolName=IEEE C37.118.2-2011 | vendorAcronym= | vendorDeviceName= | interconnectionName=,,,,10,STTP,Streaming Telemetry Transport Protocol,3,3,LTMTCLD_3_FV_C,V,+,0,MTPRT_500_PM_01-PM3,0.0,1.0,Mtprt_500_Pm_01 LTMTCLD_3_FV_C + Voltage Magnitude,0,1,1,Volts,Phasor,VPHM,Voltage Magnitude,PM,-98.6,37.5,PPA:4003,2021-07-29 23:03:14
} | MaximumArchiveDays=90 | DesiredRemainingSpace=500,4004,GPA_MTPRT_500_PM_01-PA3:VH,,146,8736f6c7-ad41-4b43-b4f6-e684e0d4ad20,MTPRT_500_PM_01,Mtprt_500_Pm_01,60,1,companyAcronym= | protocolName=IEEE C37.118.2-2011 | vendorAcronym= | vendorDeviceName= | interconnectionName=,,,,10,STTP,Streaming Telemetry Transport Protocol,4,3,LTMTCLD_3_FV_C,V,+,0,MTPRT_500_PM_01-PA3,0.0,1.0,Mtprt_500_Pm_01 LTMTCLD_3_FV_C + Voltage Phase Angle,0,1,1,Degrees,Phasor,VPHA,Voltage Phase Angle,PA,-98.6,37.5,PPA:4004,2021-07-29 23:03:14
} | MaximumArchiveDays=90 | DesiredRemainingSpace=500,4005,GPA_MTPRT_500_PM_01-PM4:I,,146,8736f6c7-ad41-4b43-b4f6-e684e0d4ad20,MTPRT_500_PM_01,Mtprt_500_Pm_01,60,1,companyAcronym= | protocolName=IEEE C37.118.2-2011 | vendorAcronym= | vendorDeviceName= | interconnectionName=,,,,10,STTP,Streaming Telemetry Transport Protocol,1,4,LTMTCLD_3_FA_A,I,+,0,MTPRT_500_PM_01-PM4,0.0,1.0,Mtprt_500_Pm_01 LTMTCLD_3_FA_A + Current Magnitude,0,1,1,Amps,Phasor,IPHM,Current Magnitude,PM,-98.6,37.5,PPA:4005,2021-07-29 23:03:14
} | MaximumArchiveDays=90 | DesiredRemainingSpace=500,4006,GPA_MTPRT_500_PM_01-PA4:IH,,146,8736f6c7-ad41-4b43-b4f6-e684e0d4ad20,MTPRT_500_PM_01,Mtprt_500_Pm_01,60,1,companyAcronym= | protocolName=IEEE C37.118.2-2011 | vendorAcronym= | vendorDeviceName= | interconnectionName=,,,,10,STTP,Streaming Telemetry Transport Protocol,2,4,LTMTCLD_3_FA_A,I,+,0,MTPRT_500_PM_01-PA4,0.0,1.0,Mtprt_500_Pm_01 LTMTCLD_3_FA_A + Current Phase Angle,0,1,1,Degrees,Phasor,IPHA,Current Phase Angle,PA,-98.6,37.5,PPA:4006,2021-07-29 23:03:14
} | MaximumArchiveDays=90 | DesiredRemainingSpace=500,4007,GPA_MTPRT_500_PM_01-PM5:I,,146,8736f6c7-ad41-4b43-b4f6-e684e0d4ad20,MTPRT_500_PM_01,Mtprt_500_Pm_01,60,1,companyAcronym= | protocolName=IEEE C37.118.2-2011 | vendorAcronym= | vendorDeviceName= | interconnectionName=,,,,10,STTP,Streaming Telemetry Transport Protocol,1,5,LTMTCLD_3_FA_B,I,+,0,MTPRT_500_PM_01-PM5,0.0,1.0,Mtprt_500_Pm_01 LTMTCLD_3_FA_B + Current Magnitude,0,1,1,Amps,Phasor,IPHM,Current Magnitude,PM,-98.6,37.5,PPA:4007,2021-07-29 23:03:14
} | MaximumArchiveDays=90 | DesiredRemainingSpace=500,4008,GPA_MTPRT_500_PM_01-PA5:IH,,146,8736f6c7-ad41-4b43-b4f6-e684e0d4ad20,MTPRT_500_PM_01,Mtprt_500_Pm_01,60,1,companyAcronym= | protocolName=IEEE C37.118.2-2011 | vendorAcronym= | vendorDeviceName= | interconnectionName=,,,,10,STTP,Streaming Telemetry Transport Protocol,2,5,LTMTCLD_3_FA_B,I,+,0,MTPRT_500_PM_01-PA5,0.0,1.0,Mtprt_500_Pm_01 LTMTCLD_3_FA_B + Current Phase Angle,0,1,1,Degrees,Phasor,IPHA,Current Phase Angle,PA,-98.6,37.5,PPA:4008,2021-07-29 23:03:14
} | MaximumArchiveDays=90 | DesiredRemainingSpace=500,4009,GPA_MTPRT_500_PM_01-PM6:I,,146,8736f6c7-ad41-4b43-b4f6-e684e0d4ad20,MTPRT_500_PM_01,Mtprt_500_Pm_01,60,1,companyAcronym= | protocolName=IEEE C37.118.2-2011 | vendorAcronym= | vendorDeviceName= | interconnectionName=,,,,10,STTP,Streaming Telemetry Transport Protocol,1,6,LTMTCLD_3_FA_C,I,+,0,MTPRT_500_PM_01-PM6,0.0,1.0,Mtprt_500_Pm_01 LTMTCLD_3_FA_C + Current Magnitude,0,1,1,Amps,Phasor,IPHM,Current Magnitude,PM,-98.6,37.5,PPA:4009,2021-07-29 23:03:14
} | MaximumArchiveDays=90 | DesiredRemainingSpace=500,4010,GPA_MTPRT_500_PM_01-PA6:IH,,146,8736f6c7-ad41-4b43-b4f6-e684e0d4ad20,MTPRT_500_PM_01,Mtprt_500_Pm_01,60,1,companyAcronym= | protocolName=IEEE C37.118.2-2011 | vendorAcronym= | vendorDeviceName= | interconnectionName=,,,,10,STTP,Streaming Telemetry Transport Protocol,2,6,LTMTCLD_3_FA_C,I,+,0,MTPRT_500_PM_01-PA6,0.0,1.0,Mtprt_500_Pm_01 LTMTCLD_3_FA_C + Current Phase Angle,0,1,1,Degrees,Phasor,IPHA,Current Phase Angle,PA,-98.6,37.5,PPA:4010,2021-07-29 23:03:14
} | MaximumArchiveDays=90 | DesiredRemainingSpace=500,4011,GPA_MTPRT_500_PM_01-PM7:V,,146,8736f6c7-ad41-4b43-b4f6-e684e0d4ad20,MTPRT_500_PM_01,Mtprt_500_Pm_01,60,1,companyAcronym= | protocolName=IEEE C37.118.2-2011 | vendorAcronym= | vendorDeviceName= | interconnectionName=,,,,10,STTP,Streaming Telemetry Transport Protocol,3,7,LTMTCLD_3_FV_P,V,+,0,MTPRT_500_PM_01-PM7,0.0,1.0,Mtprt_500_Pm_01 LTMTCLD_3_FV_P + Voltage Magnitude,0,1,1,Volts,Phasor,VPHM,Voltage Magnitude,PM,-98.6,37.5,PPA:4011,2021-07-29 23:03:14
} | MaximumArchiveDays=90 | DesiredRemainingSpace=500,4012,GPA_MTPRT_500_PM_01-PA7:VH,,146,8736f6c7-ad41-4b43-b4f6-e684e0d4ad20,MTPRT_500_PM_01,Mtprt_500_Pm_01,60,1,companyAcronym= | protocolName=IEEE C37.118.2-2011 | vendorAcronym= | vendorDeviceName= | interconnectionName=,,,,10,STTP,Streaming Telemetry Transport Protocol,4,7,LTMTCLD_3_FV_P,V,+,0,MTPRT_500_PM_01-PA7,0.0,1.0,Mtprt_500_Pm_01 LTMTCLD_3_FV_P + Voltage Phase Angle,0,1,1,Degrees,Phasor,VPHA,Voltage Phase Angle,PA,-98.6,37.5,PPA:4012,2021-07-29 23:03:14
} | MaximumArchiveDays=90 | DesiredRemainingSpace=500,4013,GPA_MTPRT_500_PM_01-PM8:I,,146,8736f6c7-ad41-4b43-b4f6-e684e0d4ad20,MTPRT_500_PM_01,Mtprt_500_Pm_01,60,1,companyAcronym= | protocolName=IEEE C37.118.2-2011 | vendorAcronym= | vendorDeviceName= | interconnectionName=,,,,10,STTP,Streaming Telemetry Transport Protocol,1,8,LTMTCLD_3_FA_P,I,+,0,MTPRT_500_PM_01-PM8,0.0,1.0,Mtprt_500_Pm_01 LTMTCLD_3_FA_P + Current Magnitude,0,1,1,Amps,Phasor,IPHM,Current Magnitude,PM,-98.6,37.5,PPA:4013,2021-07-29 23:03:14
} | MaximumArchiveDays=90 | DesiredRemainingSpace=500,4014,GPA_MTPRT_500_PM_01-PA8:IH,,146,8736f6c7-ad41-4b43-b4f6-e684e0d4ad20,MTPRT_500_PM_01,Mtprt_500_Pm_01,60,1,companyAcronym= | protocolName=IEEE C37.118.2-2011 | vendorAcronym= | vendorDeviceName= | interconnectionName=,,,,10,STTP,Streaming Telemetry Transport Protocol,2,8,LTMTCLD_3_FA_P,I,+,0,MTPRT_500_PM_01-PA8,0.0,1.0,Mtprt_500_Pm_01 LTMTCLD_3_FA_P + Current Phase Angle,0,1,1,Degrees,Phasor,IPHA,Current Phase Angle,PA,-98.6,37.5,PPA:4014,2021-07-29 23:03:14
} | MaximumArchiveDays=90 | DesiredRemainingSpace=500,4015,GPA_MTCLD_500_PM_01:F,,147,8736f6c7-ad41-4b43-b4f6-e684e0d4ad20,MTCLD_500_PM_01,Mtcld_500_Pm_01,60,1,companyAcronym= | protocolName=IEEE C37.118.2-2011 | vendorAcronym= | vendorDeviceName= | interconnectionName=,,,,10,STTP,Streaming Telemetry Transport Protocol,5,,,,,,MTCLD_500_PM_01-FQ,0.0,1.0,Mtcld_500_Pm_01 Frequency,0,1,1,Hz,PMU,FREQ,Frequency,FQ,-98.6,37.5,PPA:4015,2021-07-29 23:03:14
} | MaximumArchiveDays=90 | DesiredRemainingSpace=500,4016,GPA_MTCLD_500_PM_01:DF,,147,8736f6c7-ad41-4b43-b4f6-e684e0d4ad20,MTCLD_500_PM_01,Mtcld_500_Pm_01,60,1,companyAcronym= | protocolName=IEEE C37.118.2-2011 | vendorAcronym= | vendorDeviceName= | interconnectionName=,,,,10,STTP,Streaming Telemetry Transport Protocol,6,,,,,,MTCLD_500_PM_01-DF,0.0,1.0,Mtcld_500_Pm_01 Frequency Delta (dF/dt),0,1,1,,PMU,DFDT,Frequency Delta (dF/dt),DF,-98.6,37.5,PPA:4016,2021-07-29 23:03:14
} | MaximumArchiveDays=90 | DesiredRemainingSpace=500,4017,GPA_MTCLD_500_PM_01:S,,147,8736f6c7-ad41-4b43-b4f6-e684e0d4ad20,MTCLD_500_PM_01,Mtcld_500_Pm_01,60,1,companyAcronym= | protocolName=IEEE C37.118.2-2011 | vendorAcronym= | vendorDeviceName= | interconnectionName=,,,,10,STTP,Streaming Telemetry Transport Protocol,8,,,,,,MTCLD_500_PM_01-SF,0.0,1.0,Mtcld_500_Pm_01 Status Flags,0,1,1,,PMU,FLAG,Status Flags,SF,-98.6,37.5,PPA:4017,2021-07-29 23:03:14
} | MaximumArchiveDays=90 | DesiredRemainingSpace=500,4018,GPA_MTCLD_500_PM_01-PM1:V,,147,8736f6c7-ad41-4b43-b4f6-e684e0d4ad20,MTCLD_500_PM_01,Mtcld_500_Pm_01,60,1,companyAcronym= | protocolName=IEEE C37.118.2-2011 | vendorAcronym= | vendorDeviceName= | interconnectionName=,,,,10,STTP,Streaming Telemetry Transport Protocol,3,1,LTMTPRT_3_FV_A,V,+,0,MTCLD_500_PM_01-PM1,0.0,1.0,Mtcld_500_Pm_01 LTMTPRT_3_FV_A + Voltage Magnitude,0,1,1,Volts,Phasor,VPHM,Voltage Magnitude,PM,-98.6,37.5,PPA:4018,2021-07-29 23:03:14
} | MaximumArchiveDays=90 | DesiredRemainingSpace=500,4019,GPA_MTCLD_500_PM_01-PA1:VH,,147,8736f6c7-ad41-4b43-b4f6-e684e0d4ad20,MTCLD_500_PM_01,Mtcld_500_Pm_01,60,1,companyAcronym= | protocolName=IEEE C37.118.2-2011 | vendorAcronym= | vendorDeviceName= | interconnectionName=,,,,10,STTP,Streaming Telemetry Transport Protocol,4,1,LTMTPRT_3_FV_A,V,+,0,MTCLD_500_PM_01-PA1,0.0,1.0,Mtcld_500_Pm_01 LTMTPRT_3_FV_A + Voltage Phase Angle,0,1,1,Degrees,Phasor,VPHA,Voltage Phase Angle,PA,-98.6,37.5,PPA:4019,2021-07-29 23:03:14
} | MaximumArchiveDays=90 | DesiredRemainingSpace=500,4020,GPA_MTCLD_500_PM_01-PM2:V,,147,8736f6c7-ad41-4b43-b4f6-e684e0d4ad20,MTCLD_500_PM_01,Mtcld_500_Pm_01,60,1,companyAcronym= | protocolName=IEEE C37.118.2-2011 | vendorAcronym= | vendorDeviceName= | interconnectionName=,,,,10,STTP,Streaming Telemetry Transport Protocol,3,2,LTMTPRT_3_FV_B,V,+,0,MTCLD_500_PM_01-PM2,0.0,1.0,Mtcld_500_Pm_01 LTMTPRT_3_FV_B + Voltage Magnitude,0,1,1,Volts,Phasor,VPHM,Voltage Magnitude,PM,-98.6,37.5,PPA:4020,2021-07-29 23:03:14
} | MaximumArchiveDays=90 | DesiredRemainingSpace=500,4021,GPA_MTCLD_500_PM_01-PA2:VH,,147,8736f6c7-ad41-4b43-b4f6-e684e0d4ad20,MTCLD_500_PM_01,Mtcld_500_Pm_01,60,1,companyAcronym= | protocolName=IEEE C37.118.2-2011 | vendorAcronym= | vendorDeviceName= | interconnectionName=,,,,10,STTP,Streaming Telemetry Transport Protocol,4,2,LTMTPRT_3_FV_B,V,+,0,MTCLD_500_PM_01-PA2,0.0,1.0,Mtcld_500_Pm_01 LTMTPRT_3_FV_B + Voltage Phase Angle,0,1,1,Degrees,Phasor,VPHA,Voltage Phase Angle,PA,-98.6,37.5,PPA:4021,2021-07-29 23:03:14
} | MaximumArchiveDays=90 | DesiredRemainingSpace=500,4022,GPA_MTCLD_500_PM_01-PM3:V,,147,8736f6c7-ad41-4b43-b4f6-e684e0d4ad20,MTCLD_500_PM_01,Mtcld_500_Pm_01,60,1,companyAcronym= | protocolName=IEEE C37.118.2-2011 | vendorAcronym= | vendorDeviceName= | interconnectionName=,,,,10,STTP,Streaming Telemetry Transport Protocol,3,3,LTMTPRT_3_FV_C,V,+,0,MTCLD_500_PM_01-PM3,0.0,1.0,Mtcld_500_Pm_01 LTMTPRT_3_FV_C + Voltage Magnitude,0,1,1,Volts,Phasor,VPHM,Voltage Magnitude,PM,-98.6,37.5,PPA:4022,2021-07-29 23:03:14
} | MaximumArchiveDays=90 | DesiredRemainingSpace=500,4023,GPA_MTCLD_500_PM_01-PA3:VH,,147,8736f6c7-ad41-4b43-b4f6-e684e0d4ad20,MTCLD_500_PM_01,Mtcld_500_Pm_01,60,1,companyAcronym= | protocolName=IEEE C37.118.2-2011 | vendorAcronym= | vendorDeviceName= | interconnectionName=,,,,10,STTP,Streaming Telemetry Transport Protocol,4,3,LTMTPRT_3_FV_C,V,+,0,MTCLD_500_PM_01-PA3,0.0,1.0,Mtcld_500_Pm_01 LTMTPRT_3_FV_C + Voltage Phase Angle,0,1,1,Degrees,Phasor,VPHA,Voltage Phase Angle,PA,-98.6,37.5,PPA:4023,2021-07-29 23:03:14
} | MaximumArchiveDays=90 | DesiredRemainingSpace=500,4024,GPA_MTCLD_500_PM_01-PM4:I,,147,8736f6c7-ad41-4b43-b4f6-e684e0d4ad20,MTCLD_500_PM_01,Mtcld_500_Pm_01,60,1,companyAcronym= | protocolName=IEEE C37.118.2-2011 | vendorAcronym= | vendorDeviceName= | interconnectionName=,,,,10,STTP,Streaming Telemetry Transport Protocol,1,4,LTMTPRT_3_FA_A,I,+,0,MTCLD_500_PM_01-PM4,0.0,1.0,Mtcld_500_Pm_01 LTMTPRT_3_FA_A + Current Magnitude,0,1,1,Amps,Phasor,IPHM,Current Magnitude,PM,-98.6,37.5,PPA:4024,2021-07-29 23:03:14
} | MaximumArchiveDays=90 | DesiredRemainingSpace=500,4025,GPA_MTCLD_500_PM_01-PA4:IH,,147,8736f6c7-ad41-4b43-b4f6-e684e0d4ad20,MTCLD_500_PM_01,Mtcld_500_Pm_01,60,1,companyAcronym= | protocolName=IEEE C37.118.2-2011 | vendorAcronym= | vendorDeviceName= | interconnectionName=,,,,10,STTP,Streaming Telemetry Transport Protocol,2,4,LTMTPRT_3_FA_A,I,+,0,MTCLD_500_PM_01-PA4,0.0,1.0,Mtcld_500_Pm_01 LTMTPRT_3_FA_A + Current Phase Angle,0,1,1,Degrees,Phasor,IPHA,Current Phase Angle,PA,-98.6,37.5,PPA:4025,2021-07-29 23:03:14
} | MaximumArchiveDays=90 | DesiredRemainingSpace=500,4026,GPA_MTCLD_500_PM_01-PM5:I,,147,8736f6c7-ad41-4b43-b4f6-e684e0d4ad20,MTCLD_500_PM_01,Mtcld_500_Pm_01,60,1,companyAcronym= | protocolName=IEEE C37.118.2-2011 | vendorAcronym= | vendorDeviceName= | interconnectionName=,,,,10,STTP,Streaming Telemetry Transport Protocol,1,5,LTMTPRT_3_FA_B,I,+,0,MTCLD_500_PM_01-PM5,0.0,1.0,Mtcld_500_Pm_01 LTMTPRT_3_FA_B + Current Magnitude,0,1,1,Amps,Phasor,IPHM,Current Magnitude,PM,-98.6,37.5,PPA:4026,2021-07-29 23:03:14
} | MaximumArchiveDays=90 | DesiredRemainingSpace=500,4027,GPA_MTCLD_500_PM_01-PA5:IH,,147,8736f6c7-ad41-4b43-b4f6-e684e0d4ad20,MTCLD_500_PM_01,Mtcld_500_Pm_01,60,1,companyAcronym= | protocolName=IEEE C37.118.2-2011 | vendorAcronym= | vendorDeviceName= | interconnectionName=,,,,10,STTP,Streaming Telemetry Transport Protocol,2,5,LTMTPRT_3_FA_B,I,+,0,MTCLD_500_PM_01-PA5,0.0,1.0,Mtcld_500_Pm_01 LTMTPRT_3_FA_B + Current Phase Angle,0,1,1,Degrees,Phasor,IPHA,Current Phase Angle,PA,-98.6,37.5,PPA:4027,2021-07-29 23:03:14
} | MaximumArchiveDays=90 | DesiredRemainingSpace=500,4028,GPA_MTCLD_500_PM_01-PM6:I,,147,8736f6c7-ad41-4b43-b4f6-e684e0d4ad20,MTCLD_500_PM_01,Mtcld_500_Pm_01,60,1,companyAcronym= | protocolName=IEEE C37.118.2-2011 | vendorAcronym= | vendorDeviceName= | interconnectionName=,,,,10,STTP,Streaming Telemetry Transport Protocol,1,6,LTMTPRT_3_FA_C,I,+,0,MTCLD_500_PM_01-PM6,0.0,1.0,Mtcld_500_Pm_01 LTMTPRT_3_FA_C + Current Magnitude,0,1,1,Amps,Phasor,IPHM,Current Magnitude,PM,-98.6,37.5,PPA:4028,2021-07-29 23:03:14
} | MaximumArchiveDays=90 | DesiredRemainingSpace=500,4029,GPA_MTCLD_500_PM_01-PA6:IH,,147,8736f6c7-ad41-4b43-b4f6-e684e0d4ad20,MTCLD_500_PM_01,Mtcld_500_Pm_01,60,1,companyAcronym= | protocolName=IEEE C37.118.2-2011 | vendorAcronym= | vendorDeviceName= | interconnectionName=,,,,10,STTP,Streaming Telemetry Transport Protocol,2,6,LTMTPRT_3_FA_C,I,+,0,MTCLD_500_PM_01-PA6,0.0,1.0,Mtcld_500_Pm_01 LTMTPRT_3_FA_C + Current Phase Angle,0,1,1,Degrees,Phasor,IPHA,Current Phase Angle,PA,-98.6,37.5,PPA:4029,2021-07-29 23:03:14
} | MaximumArchiveDays=90 | DesiredRemainingSpace=500,4030,GPA_MTCLD_500_PM_01-PM7:V,,147,8736f6c7-ad41-4b43-b4f6-e684e0d4ad20,MTCLD_500_PM_01,Mtcld_500_Pm_01,60,1,companyAcronym= | protocolName=IEEE C37.118.2-2011 | vendorAcronym= | vendorDeviceName= | interconnectionName=,,,,10,STTP,Streaming Telemetry Transport Protocol,3,7,LTMTPRT_3_FV_P,V,+,0,MTCLD_500_PM_01-PM7,0.0,1.0,Mtcld_500_Pm_01 LTMTPRT_3_FV_P + Voltage Magnitude,0,1,1,Volts,Phasor,VPHM,Voltage Magnitude,PM,-98.6,37.5,PPA:4030,2021-07-29 23:03:14
} | MaximumArchiveDays=90 | DesiredRemainingSpace=500,4031,GPA_MTCLD_500_PM_01-PA7:VH,,147,8736f6c7-ad41-4b43-b4f6-e684e0d4ad20,MTCLD_500_PM_01,Mtcld_500_Pm_01,60,1,companyAcronym= | protocolName=IEEE C37.118.2-2011 | vendorAcronym= | vendorDeviceName= | interconnectionName=,,,,10,STTP,Streaming Telemetry Transport Protocol,4,7,LTMTPRT_3_FV_P,V,+,0,MTCLD_500_PM_01-PA7,0.0,1.0,Mtcld_500_Pm_01 LTMTPRT_3_FV_P + Voltage Phase Angle,0,1,1,Degrees,Phasor,VPHA,Voltage Phase Angle,PA,-98.6,37.5,PPA:4031,2021-07-29 23:03:14
} | MaximumArchiveDays=90 | DesiredRemainingSpace=500,4032,GPA_MTCLD_500_PM_01-PM8:I,,147,8736f6c7-ad41-4b43-b4f6-e684e0d4ad20,MTCLD_500_PM_01,Mtcld_500_Pm_01,60,1,companyAcronym= | protocolName=IEEE C37.118.2-2011 | vendorAcronym= | vendorDeviceName= | interconnectionName=,,,,10,STTP,Streaming Telemetry Transport Protocol,1,8,LTMTPRT_3_FA_P,I,+,0,MTCLD_500_PM_01-PM8,0.0,1.0,Mtcld_500_Pm_01 LTMTPRT_3_FA_P + Current Magnitude,0,1,1,Amps,Phasor,IPHM,Current Magnitude,PM,-98.6,37.5,PPA:4032,2021-07-29 23:03:14
} | MaximumArchiveDays=90 | DesiredRemainingSpace=500,4033,GPA_MTCLD_500_PM_01-PA8:IH,,147,8736f6c7-ad41-4b43-b4f6-e684e0d4ad20,MTCLD_500_PM_01,Mtcld_500_Pm_01,60,1,companyAcronym= | protocolName=IEEE C37.118.2-2011 | vendorAcronym= | vendorDeviceName= | interconnectionName=,,,,10,STTP,Streaming Telemetry Transport Protocol,2,8,LTMTPRT_3_FA_P,I,+,0,MTCLD_500_PM_01-PA8,0.0,1.0,Mtcld_500_Pm_01 LTMTPRT_3_FA_P + Current Phase Angle,0,1,1,Degrees,Phasor,IPHA,Current Phase Angle,PA,-98.6,37.5,PPA:4033,2021-07-29 23:03:14
} | MaximumArchiveDays=90 | DesiredRemainingSpace=500,4034,GPA_MTCLD_500_PM_02:F,,148,8736f6c7-ad41-4b43-b4f6-e684e0d4ad20,MTCLD_500_PM_02,Mtcld_500_Pm_02,60,1,companyAcronym= | protocolName=IEEE C37.118.2-2011 | vendorAcronym= | vendorDeviceName= | interconnectionName=,,,,10,STTP,Streaming Telemetry Transport Protocol,5,,,,,,MTCLD_500_PM_02-FQ,0.0,1.0,Mtcld_500_Pm_02 Frequency,0,1,1,Hz,PMU,FREQ,Frequency,FQ,-98.6,37.5,PPA:4034,2021-07-29 23:03:14
} | MaximumArchiveDays=90 | DesiredRemainingSpace=500,4035,GPA_MTCLD_500_PM_02:DF,,148,8736f6c7-ad41-4b43-b4f6-e684e0d4ad20,MTCLD_500_PM_02,Mtcld_500_Pm_02,60,1,companyAcronym= | protocolName=IEEE C37.118.2-2011 | vendorAcronym= | vendorDeviceName= | interconnectionName=,,,,10,STTP,Streaming Telemetry Transport Protocol,6,,,,,,MTCLD_500_PM_02-DF,0.0,1.0,Mtcld_500_Pm_02 Frequency Delta (dF/dt),0,1,1,,PMU,DFDT,Frequency Delta (dF/dt),DF,-98.6,37.5,PPA:4035,2021-07-29 23:03:14
} | MaximumArchiveDays=90 | DesiredRemainingSpace=500,4036,GPA_MTCLD_500_PM_02:S,,148,8736f6c7-ad41-4b43-b4f6-e684e0d4ad20,MTCLD_500_PM_02,Mtcld_500_Pm_02,60,1,companyAcronym= | protocolName=IEEE C37.118.2-2011 | vendorAcronym= | vendorDeviceName= | interconnectionName=,,,,10,STTP,Streaming Telemetry Transport Protocol,8,,,,,,MTCLD_500_PM_02-SF,0.0,1.0,Mtcld_500_Pm_02 Status Flags,0,1,1,,PMU,FLAG,Status Flags,SF,-98.6,37.5,PPA:4036,2021-07-29 23:03:14
} | MaximumArchiveDays=90 | DesiredRemainingSpace=500,4037,GPA_MTCLD_500_PM_02-PM1:V,,148,8736f6c7-ad41-4b43-b4f6-e684e0d4ad20,MTCLD_500_PM_02,Mtcld_500_Pm_02,60,1,companyAcronym= | protocolName=IEEE C37.118.2-2011 | vendorAcronym= | vendorDeviceName= | interconnectionName=,,,,10,STTP,Streaming Telemetry Transport Protocol,3,1,LTMTPRG_3_FV_A,V,+,0,MTCLD_500_PM_02-PM1,0.0,1.0,Mtcld_500_Pm_02 LTMTPRG_3_FV_A + Voltage Magnitude,0,1,1,Volts,Phasor,VPHM,Voltage Magnitude,PM,-98.6,37.5,PPA:4037,2021-07-29 23:03:14
} | MaximumArchiveDays=90 | DesiredRemainingSpace=500,4038,GPA_MTCLD_500_PM_02-PA1:VH,,148,8736f6c7-ad41-4b43-b4f6-e684e0d4ad20,MTCLD_500_PM_02,Mtcld_500_Pm_02,60,1,companyAcronym= | protocolName=IEEE C37.118.2-2011 | vendorAcronym= | vendorDeviceName= | interconnectionName=,,,,10,STTP,Streaming Telemetry Transport Protocol,4,1,LTMTPRG_3_FV_A,V,+,0,MTCLD_500_PM_02-PA1,0.0,1.0,Mtcld_500_Pm_02 LTMTPRG_3_FV_A + Voltage Phase Angle,0,1,1,Degrees,Phasor,VPHA,Voltage Phase Angle,PA,-98.6,37.5,PPA:4038,2021-07-29 23:03:14
} | MaximumArchiveDays=90 | DesiredRemainingSpace=500,4039,GPA_MTCLD_500_PM_02-PM2:V,,148,8736f6c7-ad41-4b43-b4f6-e684e0d4ad20,MTCLD_500_PM_02,Mtcld_500_Pm_02,60,1,companyAcronym= | protocolName=IEEE C37.118.2-2011 | vendorAcronym= | vendorDeviceName= | interconnectionName=,,,,10,STTP,Streaming Telemetry Transport Protocol,3,2,LTMTPRG_3_FV_B,V,+,0,MTCLD_500_PM_02-PM2,0.0,1.0,Mtcld_500_Pm_02 LTMTPRG_3_FV_B + Voltage Magnitude,0,1,1,Volts,Phasor,VPHM,Voltage Magnitude,PM,-98.6,37.5,PPA:4039,2021-07-29 23:03:14
} | MaximumArchiveDays=90 | DesiredRemainingSpace=500,4040,GPA_MTCLD_500_PM_02-PA2:VH,,148,8736f6c7-ad41-4b43-b4f6-e684e0d4ad20,MTCLD_500_PM_02,Mtcld_500_Pm_02,60,1,companyAcronym= | protocolName=IEEE C37.118.2-2011 | vendorAcronym= | vendorDeviceName= | interconnectionName=,,,,10,STTP,Streaming Telemetry Transport Protocol,4,2,LTMTPRG_3_FV_B,V,+,0,MTCLD_500_PM_02-PA2,0.0,1.0,Mtcld_500_Pm_02 LTMTPRG_3_FV_B + Voltage Phase Angle,0,1,1,Degrees,Phasor,VPHA,Voltage Phase Angle,PA,-98.6,37.5,PPA:4040,2021-07-29 23:03:14
} | MaximumArchiveDays=90 | DesiredRemainingSpace=500,4041,GPA_MTCLD_500_PM_02-PM3:V,,148,8736f6c7-ad41-4b43-b4f6-e684e0d4ad20,MTCLD_500_PM_02,Mtcld_500_Pm_02,60,1,companyAcronym= | protocolName=IEEE C37.118.2-2011 | vendorAcronym= | vendorDeviceName= | interconnectionName=,,,,10,STTP,Streaming Telemetry Transport Protocol,3,3,LTMTPRG_3_FV_C,V,+,0,MTCLD_500_PM_02-PM3,0.0,1.0,Mtcld_500_Pm_02 LTMTPRG_3_FV_C + Voltage Magnitude,0,1,1,Volts,Phasor,VPHM,Voltage Magnitude,PM,-98.6,37.5,PPA:4041,2021-07-29 23:03:14
} | MaximumArchiveDays=90 | DesiredRemainingSpace=500,4042,GPA_MTCLD_500_PM_02-PA3:VH,,148,8736f6c7-ad41-4b43-b4f6-e684e0d4ad20,MTCLD_500_PM_02,Mtcld_500_Pm_02,60,1,companyAcronym= | protocolName=IEEE C37.118.2-2011 | vendorAcronym= | vendorDeviceName= | interconnectionName=,,,,10,STTP,Streaming Telemetry Transport Protocol,4,3,LTMTPRG_3_FV_C,V,+,0,MTCLD_500_PM_02-PA3,0.0,1.0,Mtcld_500_Pm_02 LTMTPRG_3_FV_C + Voltage Phase Angle,0,1,1,Degrees,Phasor,VPHA,Voltage Phase Angle,PA,-98.6,37.5,PPA:4042,2021-07-29 23:03:14
} | MaximumArchiveDays=90 | DesiredRemainingSpace=500,4043,GPA_MTCLD_500_PM_02-PM4:I,,148,8736f6c7-ad41-4b43-b4f6-e684e0d4ad20,MTCLD_500_PM_02,Mtcld_500_Pm_02,60,1,companyAcronym= | protocolName=IEEE C37.118.2-2011 | vendorAcronym= | vendorDeviceName= | interconnectionName=,,,,10,STTP,Streaming Telemetry Transport Protocol,1,4,LTMTPRG_3_FA_A,I,+,0,MTCLD_500_PM_02-PM4,0.0,1.0,Mtcld_500_Pm_02 LTMTPRG_3_FA_A + Current Magnitude,0,1,1,Amps,Phasor,IPHM,Current Magnitude,PM,-98.6,37.5,PPA:4043,2021-07-29 23:03:14
} | MaximumArchiveDays=90 | DesiredRemainingSpace=500,4044,GPA_MTCLD_500_PM_02-PA4:IH,,148,8736f6c7-ad41-4b43-b4f6-e684e0d4ad20,MTCLD_500_PM_02,Mtcld_500_Pm_02,60,1,companyAcronym= | protocolName=IEEE C37.118.2-2011 | vendorAcronym= | vendorDeviceName= | interconnectionName=,,,,10,STTP,Streaming Telemetry Transport Protocol,2,4,LTMTPRG_3_FA_A,I,+,0,MTCLD_500_PM_02-PA4,0.0,1.0,Mtcld_500_Pm_02 LTMTPRG_3_FA_A + Current Phase Angle,0,1,1,Degrees,Phasor,IPHA,Current Phase Angle,PA,-98.6,37.5,PPA:4044,2021-07-29 23:03:14
} | MaximumArchiveDays=90 | DesiredRemainingSpace=500,4045,GPA_MTCLD_500_PM_02-PM5:I,,148,8736f6c7-ad41-4b43-b4f6-e684e0d4ad20,MTCLD_500_PM_02,Mtcld_500_Pm_02,60,1,companyAcronym= | protocolName=IEEE C37.118.2-2011 | vendorAcronym= | vendorDeviceName= | interconnectionName=,,,,10,STTP,Streaming Telemetry Transport Protocol,1,5,LTMTPRG_3_FA_B,I,+,0,MTCLD_500_PM_02-PM5,0.0,1.0,Mtcld_500_Pm_02 LTMTPRG_3_FA_B + Current Magnitude,0,1,1,Amps,Phasor,IPHM,Current Magnitude,PM,-98.6,37.5,PPA:4045,2021-07-29 23:03:14
} | MaximumArchiveDays=90 | DesiredRemainingSpace=500,4046,GPA_MTCLD_500_PM_02-PA5:IH,,148,8736f6c7-ad41-4b43-b4f6-e684e0d4ad20,MTCLD_500_PM_02,Mtcld_500_Pm_02,60,1,companyAcronym= | protocolName=IEEE C37.118.2-2011 | vendorAcronym= | vendorDeviceName= | interconnectionName=,,,,10,STTP,Streaming Telemetry Transport Protocol,2,5,LTMTPRG_3_FA_B,I,+,0,MTCLD_500_PM_02-PA5,0.0,1.0,Mtcld_500_Pm_02 LTMTPRG_3_FA_B + Current Phase Angle,0,1,1,Degrees,Phasor,IPHA,Current Phase Angle,PA,-98.6,37.5,PPA:4046,2021-07-29 23:03:14
} | MaximumArchiveDays=90 | DesiredRemainingSpace=500,4047,GPA_MTCLD_500_PM_02-PM6:I,,148,8736f6c7-ad41-4b43-b4f6-e684e0d4ad20,MTCLD_500_PM_02,Mtcld_500_Pm_02,60,1,companyAcronym= | protocolName=IEEE C37.118.2-2011 | vendorAcronym= | vendorDeviceName= | interconnectionName=,,,,10,STTP,Streaming Telemetry Transport Protocol,1,6,LTMTPRG_3_FA_C,I,+,0,MTCLD_500_PM_02-PM6,0.0,1.0,Mtcld_500_Pm_02 LTMTPRG_3_FA_C + Current Magnitude,0,1,1,Amps,Phasor,IPHM,Current Magnitude,PM,-98.6,37.5,PPA:4047,2021-07-29 23:03:14
} | MaximumArchiveDays=90 | DesiredRemainingSpace=500,4048,GPA_MTCLD_500_PM_02-PA6:IH,,148,8736f6c7-ad41-4b43-b4f6-e684e0d4ad20,MTCLD_500_PM_02,Mtcld_500_Pm_02,60,1,companyAcronym= | protocolName=IEEE C37.118.2-2011 | vendorAcronym= | vendorDeviceName= | interconnectionName=,,,,10,STTP,Streaming Telemetry Transport Protocol,2,6,LTMTPRG_3_FA_C,I,+,0,MTCLD_500_PM_02-PA6,0.0,1.0,Mtcld_500_Pm_02 LTMTPRG_3_FA_C + Current Phase Angle,0,1,1,Degrees,Phasor,IPHA,Current Phase Angle,PA,-98.6,37.5,PPA:4048,2021-07-29 23:03:14
} | MaximumArchiveDays=90 | DesiredRemainingSpace=500,4049,GPA_MTCLD_500_PM_02-PM7:I,,148,8736f6c7-ad41-4b43-b4f6-e684e0d4ad20,MTCLD_500_PM_02,Mtcld_500_Pm_02,60,1,companyAcronym= | protocolName=IEEE C37.118.2-2011 | vendorAcronym= | vendorDeviceName= | interconnectionName=,,,,10,STTP,Streaming Telemetry Transport Protocol,1,7,LTMTPRG_3_FA_P,I,+,0,MTCLD_500_PM_02-PM7,0.0,1.0,Mtcld_500_Pm_02 LTMTPRG_3_FA_P + Current Magnitude,0,1,1,Amps,Phasor,IPHM,Current Magnitude,PM,-98.6,37.5,PPA:4049,2021-07-29 23:03:14
} | MaximumArchiveDays=90 | DesiredRemainingSpace=500,4050,GPA_MTCLD_500_PM_02-PA7:IH,,148,8736f6c7-ad41-4b43-b4f6-e684e0d4ad20,MTCLD_500_PM_02,Mtcld_500_Pm_02,60,1,companyAcronym= | protocolName=IEEE C37.118.2-2011 | vendorAcronym= | vendorDeviceName= | interconnectionName=,,,,10,STTP,Streaming Telemetry Transport Protocol,2,7,LTMTPRG_3_FA_P,I,+,0,MTCLD_500_PM_02-PA7,0.0,1.0,Mtcld_500_Pm_02 LTMTPRG_3_FA_P + Current Phase Angle,0,1,1,Degrees,Phasor,IPHA,Current Phase Angle,PA,-98.6,37.5,PPA:4050,2021-07-29 23:03:14
} | MaximumArchiveDays=90 | DesiredRemainingSpace=500,4051,GPA_MTCLD_500_PM_02-PM8:V,,148,8736f6c7-ad41-4b43-b4f6-e684e0d4ad20,MTCLD_500_PM_02,Mtcld_500_Pm_02,60,1,companyAcronym= | protocolName=IEEE C37.118.2-2011 | vendorAcronym= | vendorDeviceName= | interconnectionName=,,,,10,STTP,Streaming Telemetry Transport Protocol,3,8,LTMTPRG_3_FV_P,V,+,0,MTCLD_500_PM_02-PM8,0.0,1.0,Mtcld_500_Pm_02 LTMTPRG_3_FV_P + Voltage Magnitude,0,1,1,Volts,Phasor,VPHM,Voltage Magnitude,PM,-98.6,37.5,PPA:4051,2021-07-29 23:03:14
} | MaximumArchiveDays=90 | DesiredRemainingSpace=500,4052,GPA_MTCLD_500_PM_02-PA8:VH,,148,8736f6c7-ad41-4b43-b4f6-e684e0d4ad20,MTCLD_500_PM_02,Mtcld_500_Pm_02,60,1,companyAcronym= | protocolName=IEEE C37.118.2-2011 | vendorAcronym= | vendorDeviceName= | interconnectionName=,,,,10,STTP,Streaming Telemetry Transport Protocol,4,8,LTMTPRG_3_FV_P,V,+,0,MTCLD_500_PM_02-PA8,0.0,1.0,Mtcld_500_Pm_02 LTMTPRG_3_FV_P + Voltage Phase Angle,0,1,1,Degrees,Phasor,VPHA,Voltage Phase Angle,PA,-98.6,37.5,PPA:4052,2021-07-29 23:03:14
} | MaximumArchiveDays=90 | DesiredRemainingSpace=500,4053,GPA_MTPRG_500_PM_01:F,,149,8736f6c7-ad41-4b43-b4f6-e684e0d4ad20,MTPRG_500_PM_01,Mtprg_500_Pm_01,60,1,companyAcronym= | protocolName=IEEE C37.118.2-2011 | vendorAcronym= | vendorDeviceName= | interconnectionName=,,,,10,STTP,Streaming Telemetry Transport Protocol,5,,,,,,MTPRG_500_PM_01-FQ,0.0,1.0,Mtprg_500_Pm_01 Frequency,0,1,1,Hz,PMU,FREQ,Frequency,FQ,-98.6,37.5,PPA:4053,2021-07-29 23:03:14
} | MaximumArchiveDays=90 | DesiredRemainingSpace=500,4054,GPA_MTPRG_500_PM_01:DF,,149,8736f6c7-ad41-4b43-b4f6-e684e0d4ad20,MTPRG_500_PM_01,Mtprg_500_Pm_01,60,1,companyAcronym= | protocolName=IEEE C37.118.2-2011 | vendorAcronym= | vendorDeviceName= | interconnectionName=,,,,10,STTP,Streaming Telemetry Transport Protocol,6,,,,,,MTPRG_500_PM_01-DF,0.0,1.0,Mtprg_500_Pm_01 Frequency Delta (dF/dt),0,1,1,,PMU,DFDT,Frequency Delta (dF/dt),DF,-98.6,37.5,PPA:4054,2021-07-29 23:03:14
} | MaximumArchiveDays=90 | DesiredRemainingSpace=500,4055,GPA_MTPRG_500_PM_01:S,,149,8736f6c7-ad41-4b43-b4f6-e684e0d4ad20,MTPRG_500_PM_01,Mtprg_500_Pm_01,60,1,companyAcronym= | protocolName=IEEE C37.118.2-2011 | vendorAcronym= | vendorDeviceName= | interconnectionName=,,,,10,STTP,Streaming Telemetry Transport Protocol,8,,,,,,MTPRG_500_PM_01-SF,0.0,1.0,Mtprg_500_Pm_01 Status Flags,0,1,1,,PMU,FLAG,Status Flags,SF,-98.6,37.5,PPA:4055,2021-07-29 23:03:14
} | MaximumArchiveDays=90 | DesiredRemainingSpace=500,4056,GPA_MTPRG_500_PM_01-PM1:V,,149,8736f6c7-ad41-4b43-b4f6-e684e0d4ad20,MTPRG_500_PM_01,Mtprg_500_Pm_01,60,1,companyAcronym= | protocolName=IEEE C37.118.2-2011 | vendorAcronym= | vendorDeviceName= | interconnectionName=,,,,10,STTP,Streaming Telemetry Transport Protocol,3,1,LTMTCLD_3_FV_A,V,+,0,MTPRG_500_PM_01-PM1,0.0,1.0,Mtprg_500_Pm_01 LTMTCLD_3_FV_A + Voltage Magnitude,0,1,1,Volts,Phasor,VPHM,Voltage Magnitude,PM,-98.6,37.5,PPA:4056,2021-07-29 23:03:14
} | MaximumArchiveDays=90 | DesiredRemainingSpace=500,4057,GPA_MTPRG_500_PM_01-PA1:VH,,149,8736f6c7-ad41-4b43-b4f6-e684e0d4ad20,MTPRG_500_PM_01,Mtprg_500_Pm_01,60,1,companyAcronym= | protocolName=IEEE C37.118.2-2011 | vendorAcronym= | vendorDeviceName= | interconnectionName=,,,,10,STTP,Streaming Telemetry Transport Protocol,4,1,LTMTCLD_3_FV_A,V,+,0,MTPRG_500_PM_01-PA1,0.0,1.0,Mtprg_500_Pm_01 LTMTCLD_3_FV_A + Voltage Phase Angle,0,1,1,Degrees,Phasor,VPHA,Voltage Phase Angle,PA,-98.6,37.5,PPA:4057,2021-07-29 23:03:14
} | MaximumArchiveDays=90 | DesiredRemainingSpace=500,4058,GPA_MTPRG_500_PM_01-PM2:V,,149,8736f6c7-ad41-4b43-b4f6-e684e0d4ad20,MTPRG_500_PM_01,Mtprg_500_Pm_01,60,1,companyAcronym= | protocolName=IEEE C37.118.2-2011 | vendorAcronym= | vendorDeviceName= | interconnectionName=,,,,10,STTP,Streaming Telemetry Transport Protocol,3,2,LTMTCLD_3_FV_B,V,+,0,MTPRG_500_PM_01-PM2,0.0,1.0,Mtprg_500_Pm_01 LTMTCLD_3_FV_B + Voltage Magnitude,0,1,1,Volts,Phasor,VPHM,Voltage Magnitude,PM,-98.6,37.5,PPA:4058,2021-07-29 23:03:14
} | MaximumArchiveDays=90 | DesiredRemainingSpace=500,4059,GPA_MTPRG_500_PM_01-PA2:VH,,149,8736f6c7-ad41-4b43-b4f6-e684e0d4ad20,MTPRG_500_PM_01,Mtprg_500_Pm_01,60,1,companyAcronym= | protocolName=IEEE C37.118.2-2011 | vendorAcronym= | vendorDeviceName= | interconnectionName=,,,,10,STTP,Streaming Telemetry Transport Protocol,4,2,LTMTCLD_3_FV_B,V,+,0,MTPRG_500_PM_01-PA2,0.0,1.0,Mtprg_500_Pm_01 LTMTCLD_3_FV_B + Voltage Phase Angle,0,1,1,Degrees,Phasor,VPHA,Voltage Phase Angle,PA,-98.6,37.5,PPA:4059,2021-07-29 23:03:14
} | MaximumArchiveDays=90 | DesiredRemainingSpace=500,4060,GPA_MTPRG_500_PM_01-PM3:V,,149,8736f6c7-ad41-4b43-b4f6-e684e0d4ad20,MTPRG_500_PM_01,Mtprg_500_Pm_01,60,1,companyAcronym= | protocolName=IEEE C37.118.2-2011 | vendorAcronym= | vendorDeviceName= | interconnectionName=,,,,10,STTP,Streaming Telemetry Transport Protocol,3,3,LTMTCLD_3_FV_C,V,+,0,MTPRG_500_PM_01-PM3,0.0,1.0,Mtprg_500_Pm_01 LTMTCLD_3_FV_C + Voltage Magnitude,0,1,1,Volts,Phasor,VPHM,Voltage Magnitude,PM,-98.6,37.5,PPA:4060,2021-07-29 23:03:14
} | MaximumArchiveDays=90 | DesiredRemainingSpace=500,4061,GPA_MTPRG_500_PM_01-PA3:VH,,149,8736f6c7-ad41-4b43-b4f6-e684e0d4ad20,MTPRG_500_PM_01,Mtprg_500_Pm_01,60,1,companyAcronym= | protocolName=IEEE C37.118.2-2011 | vendorAcronym= | vendorDeviceName= | interconnectionName=,,,,10,STTP,Streaming Telemetry Transport Protocol,4,3,LTMTCLD_3_FV_C,V,+,0,MTPRG_500_PM_01-PA3,0.0,1.0,Mtprg_500_Pm_01 LTMTCLD_3_FV_C + Voltage Phase Angle,0,1,1,Degrees,Phasor,VPHA,Voltage Phase Angle,PA,-98.6,37.5,PPA:4061,2021-07-29 23:03:14
} | MaximumArchiveDays=90 | DesiredRemainingSpace=500,4062,GPA_MTPRG_500_PM_01-PM4:I,,149,8736f6c7-ad41-4b43-b4f6-e684e0d4ad20,MTPRG_500_PM_01,Mtprg_500_Pm_01,60,1,companyAcronym= | protocolName=IEEE C37.118.2-2011 | vendorAcronym= | vendorDeviceName= | interconnectionName=,,,,10,STTP,Streaming Telemetry Transport Protocol,1,4,LTMTCLD_3_FA_A,I,+,0,MTPRG_500_PM_01-PM4,0.0,1.0,Mtprg_500_Pm_01 LTMTCLD_3_FA_A + Current Magnitude,0,1,1,Amps,Phasor,IPHM,Current Magnitude,PM,-98.6,37.5,PPA:4062,2021-07-29 23:03:14
} | MaximumArchiveDays=90 | DesiredRemainingSpace=500,4063,GPA_MTPRG_500_PM_01-PA4:IH,,149,8736f6c7-ad41-4b43-b4f6-e684e0d4ad20,MTPRG_500_PM_01,Mtprg_500_Pm_01,60,1,companyAcronym= | protocolName=IEEE C37.118.2-2011 | vendorAcronym= | vendorDeviceName= | interconnectionName=,,,,10,STTP,Streaming Telemetry Transport Protocol,2,4,LTMTCLD_3_FA_A,I,+,0,MTPRG_500_PM_01-PA4,0.0,1.0,Mtprg_500_Pm_01 LTMTCLD_3_FA_A + Current Phase Angle,0,1,1,Degrees,Phasor,IPHA,Current Phase Angle,PA,-98.6,37.5,PPA:4063,2021-07-29 23:03:14
} | MaximumArchiveDays=90 | DesiredRemainingSpace=500,4064,GPA_MTPRG_500_PM_01-PM5:I,,149,8736f6c7-ad41-4b43-b4f6-e684e0d4ad20,MTPRG_500_PM_01,Mtprg_500_Pm_01,60,1,companyAcronym= | protocolName=IEEE C37.118.2-2011 | vendorAcronym= | vendorDeviceName= | interconnectionName=,,,,10,STTP,Streaming Telemetry Transport Protocol,1,5,LTMTCLD_3_FA_B,I,+,0,MTPRG_500_PM_01-PM5,0.0,1.0,Mtprg_500_Pm_01 LTMTCLD_3_FA_B + Current Magnitude,0,1,1,Amps,Phasor,IPHM,Current Magnitude,PM,-98.6,37.5,PPA:4064,2021-07-29 23:03:14
} | MaximumArchiveDays=90 | DesiredRemainingSpace=500,4065,GPA_MTPRG_500_PM_01-PA5:IH,,149,8736f6c7-ad41-4b43-b4f6-e684e0d4ad20,MTPRG_500_PM_01,Mtprg_500_Pm_01,60,1,companyAcronym= | protocolName=IEEE C37.118.2-2011 | vendorAcronym= | vendorDeviceName= | interconnectionName=,,,,10,STTP,Streaming Telemetry Transport Protocol,2,5,LTMTCLD_3_FA_B,I,+,0,MTPRG_500_PM_01-PA5,0.0,1.0,Mtprg_500_Pm_01 LTMTCLD_3_FA_B + Current Phase Angle,0,1,1,Degrees,Phasor,IPHA,Current Phase Angle,PA,-98.6,37.5,PPA:4065,2021-07-29 23:03:14
} | MaximumArchiveDays=90 | DesiredRemainingSpace=500,4066,GPA_MTPRG_500_PM_01-PM6:I,,149,8736f6c7-ad41-4b43-b4f6-e684e0d4ad20,MTPRG_500_PM_01,Mtprg_500_Pm_01,60,1,companyAcronym= | protocolName=IEEE C37.118.2-2011 | vendorAcronym= | vendorDeviceName= | interconnectionName=,,,,10,STTP,Streaming Telemetry Transport Protocol,1,6,LTMTCLD_3_FA_C,I,+,0,MTPRG_500_PM_01-PM6,0.0,1.0,Mtprg_500_Pm_01 LTMTCLD_3_FA_C + Current Magnitude,0,1,1,Amps,Phasor,IPHM,Current Magnitude,PM,-98.6,37.5,PPA:4066,2021-07-29 23:03:14