} | MaximumArchiveDays=90 | DesiredRemainingSpace=500,4067,GPA_MTPRG_500_PM_01-PA6:IH,,149,8736f6c7-ad41-4b43-b4f6-e684e0d4ad20,MTPRG_500_PM_01,Mtprg_500_Pm_01,60,1,companyAcronym= | protocolName=IEEE C37.118.2-2011 | vendorAcronym= | vendorDeviceName= | interconnectionName=,,,,10,STTP,Streaming Telemetry Transport Protocol,2,6,LTMTCLD_3_FA_C,I,+,0,MTPRG_500_PM_01-PA6,0.0,1.0,Mtprg_500_Pm_01 LTMTCLD_3_FA_C + Current Phase Angle,0,1,1,Degrees,Phasor,IPHA,Current Phase Angle,PA,-98.6,37.5,PPA:4067,2021-07-29 23:03:14
} | MaximumArchiveDays=90 | DesiredRemainingSpace=500,4068,GPA_MTPRG_500_PM_01-PM7:V,,149,8736f6c7-ad41-4b43-b4f6-e684e0d4ad20,MTPRG_500_PM_01,Mtprg_500_Pm_01,60,1,companyAcronym= | protocolName=IEEE C37.118.2-2011 | vendorAcronym= | vendorDeviceName= | interconnectionName=,,,,10,STTP,Streaming Telemetry Transport Protocol,3,7,LTMTCLD_3_FV_P,V,+,0,MTPRG_500_PM_01-PM7,0.0,1.0,Mtprg_500_Pm_01 LTMTCLD_3_FV_P + Voltage Magnitude,0,1,1,Volts,Phasor,VPHM,Voltage Magnitude,PM,-98.6,37.5,PPA:4068,2021-07-29 23:03:14
} | MaximumArchiveDays=90 | DesiredRemainingSpace=500,4069,GPA_MTPRG_500_PM_01-PA7:VH,,149,8736f6c7-ad41-4b43-b4f6-e684e0d4ad20,MTPRG_500_PM_01,Mtprg_500_Pm_01,60,1,companyAcronym= | protocolName=IEEE C37.118.2-2011 | vendorAcronym= | vendorDeviceName= | interconnectionName=,,,,10,STTP,Streaming Telemetry Transport Protocol,4,7,LTMTCLD_3_FV_P,V,+,0,MTPRG_500_PM_01-PA7,0.0,1.0,Mtprg_500_Pm_01 LTMTCLD_3_FV_P + Voltage Phase Angle,0,1,1,Degrees,Phasor,VPHA,Voltage Phase Angle,PA,-98.6,37.5,PPA:4069,2021-07-29 23:03:14
} | MaximumArchiveDays=90 | DesiredRemainingSpace=500,4070,GPA_MTPRG_500_PM_01-PM8:I,,149,8736f6c7-ad41-4b43-b4f6-e684e0d4ad20,MTPRG_500_PM_01,Mtprg_500_Pm_01,60,1,companyAcronym= | protocolName=IEEE C37.118.2-2011 | vendorAcronym= | vendorDeviceName= | interconnectionName=,,,,10,STTP,Streaming Telemetry Transport Protocol,1,8,LTMTCLD_3_FA_P,I,+,0,MTPRG_500_PM_01-PM8,0.0,1.0,Mtprg_500_Pm_01 LTMTCLD_3_FA_P + Current Magnitude,0,1,1,Amps,Phasor,IPHM,Current Magnitude,PM,-98.6,37.5,PPA:4070,2021-07-29 23:03:14
} | MaximumArchiveDays=90 | DesiredRemainingSpace=500,4071,GPA_MTPRG_500_PM_01-PA8:IH,,149,8736f6c7-ad41-4b43-b4f6-e684e0d4ad20,MTPRG_500_PM_01,Mtprg_500_Pm_01,60,1,companyAcronym= | protocolName=IEEE C37.118.2-2011 | vendorAcronym= | vendorDeviceName= | interconnectionName=,,,,10,STTP,Streaming Telemetry Transport Protocol,2,8,LTMTCLD_3_FA_P,I,+,0,MTPRG_500_PM_01-PA8,0.0,1.0,Mtprg_500_Pm_01 LTMTCLD_3_FA_P + Current Phase Angle,0,1,1,Degrees,Phasor,IPHA,Current Phase Angle,PA,-98.6,37.5,PPA:4071,2021-07-29 23:03:14
} | MaximumArchiveDays=90 | DesiredRemainingSpace=500,4072,GPA_MTPRG_500_PM_02:F,,150,8736f6c7-ad41-4b43-b4f6-e684e0d4ad20,MTPRG_500_PM_02,Mtprg_500_Pm_02,60,1,companyAcronym= | protocolName=IEEE C37.118.2-2011 | vendorAcronym= | vendorDeviceName= | interconnectionName=,,,,10,STTP,Streaming Telemetry Transport Protocol,5,,,,,,MTPRG_500_PM_02-FQ,0.0,1.0,Mtprg_500_Pm_02 Frequency,0,1,1,Hz,PMU,FREQ,Frequency,FQ,-98.6,37.5,PPA:4072,2021-07-29 23:03:14
} | MaximumArchiveDays=90 | DesiredRemainingSpace=500,4073,GPA_MTPRG_500_PM_02:DF,,150,8736f6c7-ad41-4b43-b4f6-e684e0d4ad20,MTPRG_500_PM_02,Mtprg_500_Pm_02,60,1,companyAcronym= | protocolName=IEEE C37.118.2-2011 | vendorAcronym= | vendorDeviceName= | interconnectionName=,,,,10,STTP,Streaming Telemetry Transport Protocol,6,,,,,,MTPRG_500_PM_02-DF,0.0,1.0,Mtprg_500_Pm_02 Frequency Delta (dF/dt),0,1,1,,PMU,DFDT,Frequency Delta (dF/dt),DF,-98.6,37.5,PPA:4073,2021-07-29 23:03:14
} | MaximumArchiveDays=90 | DesiredRemainingSpace=500,4074,GPA_MTPRG_500_PM_02:S,,150,8736f6c7-ad41-4b43-b4f6-e684e0d4ad20,MTPRG_500_PM_02,Mtprg_500_Pm_02,60,1,companyAcronym= | protocolName=IEEE C37.118.2-2011 | vendorAcronym= | vendorDeviceName= | interconnectionName=,,,,10,STTP,Streaming Telemetry Transport Protocol,8,,,,,,MTPRG_500_PM_02-SF,0.0,1.0,Mtprg_500_Pm_02 Status Flags,0,1,1,,PMU,FLAG,Status Flags,SF,-98.6,37.5,PPA:4074,2021-07-29 23:03:14
} | MaximumArchiveDays=90 | DesiredRemainingSpace=500,4075,GPA_MTPRG_500_PM_02-PM1:V,,150,8736f6c7-ad41-4b43-b4f6-e684e0d4ad20,MTPRG_500_PM_02,Mtprg_500_Pm_02,60,1,companyAcronym= | protocolName=IEEE C37.118.2-2011 | vendorAcronym= | vendorDeviceName= | interconnectionName=,,,,10,STTP,Streaming Telemetry Transport Protocol,3,1,LTMTRIB_3_FV_A,V,B,0,MTPRG_500_PM_02-PM1,0.0,1.0,Mtprg_500_Pm_02 LTMTRIB_3_FV_A B Voltage Magnitude,0,1,1,Volts,Phasor,VPHM,Voltage Magnitude,PM,-98.6,37.5,PPA:4075,2021-07-29 23:03:14
} | MaximumArchiveDays=90 | DesiredRemainingSpace=500,4076,GPA_MTPRG_500_PM_02-PA1:VH,,150,8736f6c7-ad41-4b43-b4f6-e684e0d4ad20,MTPRG_500_PM_02,Mtprg_500_Pm_02,60,1,companyAcronym= | protocolName=IEEE C37.118.2-2011 | vendorAcronym= | vendorDeviceName= | interconnectionName=,,,,10,STTP,Streaming Telemetry Transport Protocol,4,1,LTMTRIB_3_FV_A,V,B,0,MTPRG_500_PM_02-PA1,0.0,1.0,Mtprg_500_Pm_02 LTMTRIB_3_FV_A B Voltage Phase Angle,0,1,1,Degrees,Phasor,VPHA,Voltage Phase Angle,PA,-98.6,37.5,PPA:4076,2021-07-29 23:03:14
} | MaximumArchiveDays=90 | DesiredRemainingSpace=500,4077,GPA_MTPRG_500_PM_02-PM2:V,,150,8736f6c7-ad41-4b43-b4f6-e684e0d4ad20,MTPRG_500_PM_02,Mtprg_500_Pm_02,60,1,companyAcronym= | protocolName=IEEE C37.118.2-2011 | vendorAcronym= | vendorDeviceName= | interconnectionName=,,,,10,STTP,Streaming Telemetry Transport Protocol,3,2,LTMTRIB_3_FV_B,V,B,0,MTPRG_500_PM_02-PM2,0.0,1.0,Mtprg_500_Pm_02 LTMTRIB_3_FV_B B Voltage Magnitude,0,1,1,Volts,Phasor,VPHM,Voltage Magnitude,PM,-98.6,37.5,PPA:4077,2021-07-29 23:03:14
} | MaximumArchiveDays=90 | DesiredRemainingSpace=500,4078,GPA_MTPRG_500_PM_02-PA2:VH,,150,8736f6c7-ad41-4b43-b4f6-e684e0d4ad20,MTPRG_500_PM_02,Mtprg_500_Pm_02,60,1,companyAcronym= | protocolName=IEEE C37.118.2-2011 | vendorAcronym= | vendorDeviceName= | interconnectionName=,,,,10,STTP,Streaming Telemetry Transport Protocol,4,2,LTMTRIB_3_FV_B,V,B,0,MTPRG_500_PM_02-PA2,0.0,1.0,Mtprg_500_Pm_02 LTMTRIB_3_FV_B B Voltage Phase Angle,0,1,1,Degrees,Phasor,VPHA,Voltage Phase Angle,PA,-98.6,37.5,PPA:4078,2021-07-29 23:03:14
} | MaximumArchiveDays=90 | DesiredRemainingSpace=500,4079,GPA_MTPRG_500_PM_02-PM3:V,,150,8736f6c7-ad41-4b43-b4f6-e684e0d4ad20,MTPRG_500_PM_02,Mtprg_500_Pm_02,60,1,companyAcronym= | protocolName=IEEE C37.118.2-2011 | vendorAcronym= | vendorDeviceName= | interconnectionName=,,,,10,STTP,Streaming Telemetry Transport Protocol,3,3,LTMTRIB_3_FV_C,V,B,0,MTPRG_500_PM_02-PM3,0.0,1.0,Mtprg_500_Pm_02 LTMTRIB_3_FV_C B Voltage Magnitude,0,1,1,Volts,Phasor,VPHM,Voltage Magnitude,PM,-98.6,37.5,PPA:4079,2021-07-29 23:03:14
} | MaximumArchiveDays=90 | DesiredRemainingSpace=500,4080,GPA_MTPRG_500_PM_02-PA3:VH,,150,8736f6c7-ad41-4b43-b4f6-e684e0d4ad20,MTPRG_500_PM_02,Mtprg_500_Pm_02,60,1,companyAcronym= | protocolName=IEEE C37.118.2-2011 | vendorAcronym= | vendorDeviceName= | interconnectionName=,,,,10,STTP,Streaming Telemetry Transport Protocol,4,3,LTMTRIB_3_FV_C,V,B,0,MTPRG_500_PM_02-PA3,0.0,1.0,Mtprg_500_Pm_02 LTMTRIB_3_FV_C B Voltage Phase Angle,0,1,1,Degrees,Phasor,VPHA,Voltage Phase Angle,PA,-98.6,37.5,PPA:4080,2021-07-29 23:03:14
} | MaximumArchiveDays=90 | DesiredRemainingSpace=500,4081,GPA_MTPRG_500_PM_02-PM4:I,,150,8736f6c7-ad41-4b43-b4f6-e684e0d4ad20,MTPRG_500_PM_02,Mtprg_500_Pm_02,60,1,companyAcronym= | protocolName=IEEE C37.118.2-2011 | vendorAcronym= | vendorDeviceName= | interconnectionName=,,,,10,STTP,Streaming Telemetry Transport Protocol,1,4,LTMTRIB_3_FA_A,I,B,0,MTPRG_500_PM_02-PM4,0.0,1.0,Mtprg_500_Pm_02 LTMTRIB_3_FA_A B Current Magnitude,0,1,1,Amps,Phasor,IPHM,Current Magnitude,PM,-98.6,37.5,PPA:4081,2021-07-29 23:03:14
} | MaximumArchiveDays=90 | DesiredRemainingSpace=500,4082,GPA_MTPRG_500_PM_02-PA4:IH,,150,8736f6c7-ad41-4b43-b4f6-e684e0d4ad20,MTPRG_500_PM_02,Mtprg_500_Pm_02,60,1,companyAcronym= | protocolName=IEEE C37.118.2-2011 | vendorAcronym= | vendorDeviceName= | interconnectionName=,,,,10,STTP,Streaming Telemetry Transport Protocol,2,4,LTMTRIB_3_FA_A,I,B,0,MTPRG_500_PM_02-PA4,0.0,1.0,Mtprg_500_Pm_02 LTMTRIB_3_FA_A B Current Phase Angle,0,1,1,Degrees,Phasor,IPHA,Current Phase Angle,PA,-98.6,37.5,PPA:4082,2021-07-29 23:03:14
} | MaximumArchiveDays=90 | DesiredRemainingSpace=500,4083,GPA_MTPRG_500_PM_02-PM5:I,,150,8736f6c7-ad41-4b43-b4f6-e684e0d4ad20,MTPRG_500_PM_02,Mtprg_500_Pm_02,60,1,companyAcronym= | protocolName=IEEE C37.118.2-2011 | vendorAcronym= | vendorDeviceName= | interconnectionName=,,,,10,STTP,Streaming Telemetry Transport Protocol,1,5,LTMTRIB_3_FA_B,I,B,0,MTPRG_500_PM_02-PM5,0.0,1.0,Mtprg_500_Pm_02 LTMTRIB_3_FA_B B Current Magnitude,0,1,1,Amps,Phasor,IPHM,Current Magnitude,PM,-98.6,37.5,PPA:4083,2021-07-29 23:03:14
} | MaximumArchiveDays=90 | DesiredRemainingSpace=500,4084,GPA_MTPRG_500_PM_02-PA5:IH,,150,8736f6c7-ad41-4b43-b4f6-e684e0d4ad20,MTPRG_500_PM_02,Mtprg_500_Pm_02,60,1,companyAcronym= | protocolName=IEEE C37.118.2-2011 | vendorAcronym= | vendorDeviceName= | interconnectionName=,,,,10,STTP,Streaming Telemetry Transport Protocol,2,5,LTMTRIB_3_FA_B,I,B,0,MTPRG_500_PM_02-PA5,0.0,1.0,Mtprg_500_Pm_02 LTMTRIB_3_FA_B B Current Phase Angle,0,1,1,Degrees,Phasor,IPHA,Current Phase Angle,PA,-98.6,37.5,PPA:4084,2021-07-29 23:03:14
} | MaximumArchiveDays=90 | DesiredRemainingSpace=500,4085,GPA_MTPRG_500_PM_02-PM6:I,,150,8736f6c7-ad41-4b43-b4f6-e684e0d4ad20,MTPRG_500_PM_02,Mtprg_500_Pm_02,60,1,companyAcronym= | protocolName=IEEE C37.118.2-2011 | vendorAcronym= | vendorDeviceName= | interconnectionName=,,,,10,STTP,Streaming Telemetry Transport Protocol,1,6,LTMTRIB_3_FA_C,I,B,0,MTPRG_500_PM_02-PM6,0.0,1.0,Mtprg_500_Pm_02 LTMTRIB_3_FA_C B Current Magnitude,0,1,1,Amps,Phasor,IPHM,Current Magnitude,PM,-98.6,37.5,PPA:4085,2021-07-29 23:03:14
} | MaximumArchiveDays=90 | DesiredRemainingSpace=500,4086,GPA_MTPRG_500_PM_02-PA6:IH,,150,8736f6c7-ad41-4b43-b4f6-e684e0d4ad20,MTPRG_500_PM_02,Mtprg_500_Pm_02,60,1,companyAcronym= | protocolName=IEEE C37.118.2-2011 | vendorAcronym= | vendorDeviceName= | interconnectionName=,,,,10,STTP,Streaming Telemetry Transport Protocol,2,6,LTMTRIB_3_FA_C,I,B,0,MTPRG_500_PM_02-PA6,0.0,1.0,Mtprg_500_Pm_02 LTMTRIB_3_FA_C B Current Phase Angle,0,1,1,Degrees,Phasor,IPHA,Current Phase Angle,PA,-98.6,37.5,PPA:4086,2021-07-29 23:03:14
} | MaximumArchiveDays=90 | DesiredRemainingSpace=500,4087,GPA_MTPRG_500_PM_02-PM7:I,,150,8736f6c7-ad41-4b43-b4f6-e684e0d4ad20,MTPRG_500_PM_02,Mtprg_500_Pm_02,60,1,companyAcronym= | protocolName=IEEE C37.118.2-2011 | vendorAcronym= | vendorDeviceName= | interconnectionName=,,,,10,STTP,Streaming Telemetry Transport Protocol,1,7,LTMTRIB_3_FA_P,I,B,0,MTPRG_500_PM_02-PM7,0.0,1.0,Mtprg_500_Pm_02 LTMTRIB_3_FA_P B Current Magnitude,0,1,1,Amps,Phasor,IPHM,Current Magnitude,PM,-98.6,37.5,PPA:4087,2021-07-29 23:03:14
} | MaximumArchiveDays=90 | DesiredRemainingSpace=500,4088,GPA_MTPRG_500_PM_02-PA7:IH,,150,8736f6c7-ad41-4b43-b4f6-e684e0d4ad20,MTPRG_500_PM_02,Mtprg_500_Pm_02,60,1,companyAcronym= | protocolName=IEEE C37.118.2-2011 | vendorAcronym= | vendorDeviceName= | interconnectionName=,,,,10,STTP,Streaming Telemetry Transport Protocol,2,7,LTMTRIB_3_FA_P,I,B,0,MTPRG_500_PM_02-PA7,0.0,1.0,Mtprg_500_Pm_02 LTMTRIB_3_FA_P B Current Phase Angle,0,1,1,Degrees,Phasor,IPHA,Current Phase Angle,PA,-98.6,37.5,PPA:4088,2021-07-29 23:03:14
} | MaximumArchiveDays=90 | DesiredRemainingSpace=500,4089,GPA_MTPRG_500_PM_02-PM8:V,,150,8736f6c7-ad41-4b43-b4f6-e684e0d4ad20,MTPRG_500_PM_02,Mtprg_500_Pm_02,60,1,companyAcronym= | protocolName=IEEE C37.118.2-2011 | vendorAcronym= | vendorDeviceName= | interconnectionName=,,,,10,STTP,Streaming Telemetry Transport Protocol,3,8,LTMTRIB_3_FV_P,V,B,0,MTPRG_500_PM_02-PM8,0.0,1.0,Mtprg_500_Pm_02 LTMTRIB_3_FV_P B Voltage Magnitude,0,1,1,Volts,Phasor,VPHM,Voltage Magnitude,PM,-98.6,37.5,PPA:4089,2021-07-29 23:03:14
} | MaximumArchiveDays=90 | DesiredRemainingSpace=500,4090,GPA_MTPRG_500_PM_02-PA8:VH,,150,8736f6c7-ad41-4b43-b4f6-e684e0d4ad20,MTPRG_500_PM_02,Mtprg_500_Pm_02,60,1,companyAcronym= | protocolName=IEEE C37.118.2-2011 | vendorAcronym= | vendorDeviceName= | interconnectionName=,,,,10,STTP,Streaming Telemetry Transport Protocol,4,8,LTMTRIB_3_FV_P,V,B,0,MTPRG_500_PM_02-PA8,0.0,1.0,Mtprg_500_Pm_02 LTMTRIB_3_FV_P B Voltage Phase Angle,0,1,1,Degrees,Phasor,VPHA,Voltage Phase Angle,PA,-98.6,37.5,PPA:4090,2021-07-29 23:03:14
} | MaximumArchiveDays=90 | DesiredRemainingSpace=500,4091,GPA_MTRIB_500_PM_01:F,,151,8736f6c7-ad41-4b43-b4f6-e684e0d4ad20,MTRIB_500_PM_01,Mtrib_500_Pm_01,60,1,companyAcronym= | protocolName=IEEE C37.118.2-2011 | vendorAcronym= | vendorDeviceName= | interconnectionName=,,,,10,STTP,Streaming Telemetry Transport Protocol,5,,,,,,MTRIB_500_PM_01-FQ,0.0,1.0,Mtrib_500_Pm_01 Frequency,0,1,1,Hz,PMU,FREQ,Frequency,FQ,-98.6,37.5,PPA:4091,2021-07-29 23:03:14
} | MaximumArchiveDays=90 | DesiredRemainingSpace=500,4092,GPA_MTRIB_500_PM_01:DF,,151,8736f6c7-ad41-4b43-b4f6-e684e0d4ad20,MTRIB_500_PM_01,Mtrib_500_Pm_01,60,1,companyAcronym= | protocolName=IEEE C37.118.2-2011 | vendorAcronym= | vendorDeviceName= | interconnectionName=,,,,10,STTP,Streaming Telemetry Transport Protocol,6,,,,,,MTRIB_500_PM_01-DF,0.0,1.0,Mtrib_500_Pm_01 Frequency Delta (dF/dt),0,1,1,,PMU,DFDT,Frequency Delta (dF/dt),DF,-98.6,37.5,PPA:4092,2021-07-29 23:03:14
} | MaximumArchiveDays=90 | DesiredRemainingSpace=500,4093,GPA_MTRIB_500_PM_01:S,,151,8736f6c7-ad41-4b43-b4f6-e684e0d4ad20,MTRIB_500_PM_01,Mtrib_500_Pm_01,60,1,companyAcronym= | protocolName=IEEE C37.118.2-2011 | vendorAcronym= | vendorDeviceName= | interconnectionName=,,,,10,STTP,Streaming Telemetry Transport Protocol,8,,,,,,MTRIB_500_PM_01-SF,0.0,1.0,Mtrib_500_Pm_01 Status Flags,0,1,1,,PMU,FLAG,Status Flags,SF,-98.6,37.5,PPA:4093,2021-07-29 23:03:14
} | MaximumArchiveDays=90 | DesiredRemainingSpace=500,4094,GPA_MTRIB_500_PM_01-PM1:I,,151,8736f6c7-ad41-4b43-b4f6-e684e0d4ad20,MTRIB_500_PM_01,Mtrib_500_Pm_01,60,1,companyAcronym= | protocolName=IEEE C37.118.2-2011 | vendorAcronym= | vendorDeviceName= | interconnectionName=,,,,10,STTP,Streaming Telemetry Transport Protocol,1,1,LTMTPRG_3_FA_A,I,+,0,MTRIB_500_PM_01-PM1,0.0,1.0,Mtrib_500_Pm_01 LTMTPRG_3_FA_A + Current Magnitude,0,1,1,Amps,Phasor,IPHM,Current Magnitude,PM,-98.6,37.5,PPA:4094,2021-07-29 23:03:14
} | MaximumArchiveDays=90 | DesiredRemainingSpace=500,4095,GPA_MTRIB_500_PM_01-PA1:IH,,151,8736f6c7-ad41-4b43-b4f6-e684e0d4ad20,MTRIB_500_PM_01,Mtrib_500_Pm_01,60,1,companyAcronym= | protocolName=IEEE C37.118.2-2011 | vendorAcronym= | vendorDeviceName= | interconnectionName=,,,,10,STTP,Streaming Telemetry Transport Protocol,2,1,LTMTPRG_3_FA_A,I,+,0,MTRIB_500_PM_01-PA1,0.0,1.0,Mtrib_500_Pm_01 LTMTPRG_3_FA_A + Current Phase Angle,0,1,1,Degrees,Phasor,IPHA,Current Phase Angle,PA,-98.6,37.5,PPA:4095,2021-07-29 23:03:14
} | MaximumArchiveDays=90 | DesiredRemainingSpace=500,4096,GPA_MTRIB_500_PM_01-PM2:I,,151,8736f6c7-ad41-4b43-b4f6-e684e0d4ad20,MTRIB_500_PM_01,Mtrib_500_Pm_01,60,1,companyAcronym= | protocolName=IEEE C37.118.2-2011 | vendorAcronym= | vendorDeviceName= | interconnectionName=,,,,10,STTP,Streaming Telemetry Transport Protocol,1,2,LTMTPRG_3_FA_B,I,+,0,MTRIB_500_PM_01-PM2,0.0,1.0,Mtrib_500_Pm_01 LTMTPRG_3_FA_B + Current Magnitude,0,1,1,Amps,Phasor,IPHM,Current Magnitude,PM,-98.6,37.5,PPA:4096,2021-07-29 23:03:14
} | MaximumArchiveDays=90 | DesiredRemainingSpace=500,4097,GPA_MTRIB_500_PM_01-PA2:IH,,151,8736f6c7-ad41-4b43-b4f6-e684e0d4ad20,MTRIB_500_PM_01,Mtrib_500_Pm_01,60,1,companyAcronym= | protocolName=IEEE C37.118.2-2011 | vendorAcronym= | vendorDeviceName= | interconnectionName=,,,,10,STTP,Streaming Telemetry Transport Protocol,2,2,LTMTPRG_3_FA_B,I,+,0,MTRIB_500_PM_01-PA2,0.0,1.0,Mtrib_500_Pm_01 LTMTPRG_3_FA_B + Current Phase Angle,0,1,1,Degrees,Phasor,IPHA,Current Phase Angle,PA,-98.6,37.5,PPA:4097,2021-07-29 23:03:14
} | MaximumArchiveDays=90 | DesiredRemainingSpace=500,4098,GPA_MTRIB_500_PM_01-PM3:I,,151,8736f6c7-ad41-4b43-b4f6-e684e0d4ad20,MTRIB_500_PM_01,Mtrib_500_Pm_01,60,1,companyAcronym= | protocolName=IEEE C37.118.2-2011 | vendorAcronym= | vendorDeviceName= | interconnectionName=,,,,10,STTP,Streaming Telemetry Transport Protocol,1,3,LTMTPRG_3_FA_V,I,+,0,MTRIB_500_PM_01-PM3,0.0,1.0,Mtrib_500_Pm_01 LTMTPRG_3_FA_V + Current Magnitude,0,1,1,Amps,Phasor,IPHM,Current Magnitude,PM,-98.6,37.5,PPA:4098,2021-07-29 23:03:14
} | MaximumArchiveDays=90 | DesiredRemainingSpace=500,4099,GPA_MTRIB_500_PM_01-PA3:IH,,151,8736f6c7-ad41-4b43-b4f6-e684e0d4ad20,MTRIB_500_PM_01,Mtrib_500_Pm_01,60,1,companyAcronym= | protocolName=IEEE C37.118.2-2011 | vendorAcronym= | vendorDeviceName= | interconnectionName=,,,,10,STTP,Streaming Telemetry Transport Protocol,2,3,LTMTPRG_3_FA_V,I,+,0,MTRIB_500_PM_01-PA3,0.0,1.0,Mtrib_500_Pm_01 LTMTPRG_3_FA_V + Current Phase Angle,0,1,1,Degrees,Phasor,IPHA,Current Phase Angle,PA,-98.6,37.5,PPA:4099,2021-07-29 23:03:14
} | MaximumArchiveDays=90 | DesiredRemainingSpace=500,4100,GPA_MTRIB_500_PM_01-PM4:V,,151,8736f6c7-ad41-4b43-b4f6-e684e0d4ad20,MTRIB_500_PM_01,Mtrib_500_Pm_01,60,1,companyAcronym= | protocolName=IEEE C37.118.2-2011 | vendorAcronym= | vendorDeviceName= | interconnectionName=,,,,10,STTP,Streaming Telemetry Transport Protocol,3,4,LTMTPRG_3_FV_A,V,+,0,MTRIB_500_PM_01-PM4,0.0,1.0,Mtrib_500_Pm_01 LTMTPRG_3_FV_A + Voltage Magnitude,0,1,1,Volts,Phasor,VPHM,Voltage Magnitude,PM,-98.6,37.5,PPA:4100,2021-07-29 23:03:14
} | MaximumArchiveDays=90 | DesiredRemainingSpace=500,4101,GPA_MTRIB_500_PM_01-PA4:VH,,151,8736f6c7-ad41-4b43-b4f6-e684e0d4ad20,MTRIB_500_PM_01,Mtrib_500_Pm_01,60,1,companyAcronym= | protocolName=IEEE C37.118.2-2011 | vendorAcronym= | vendorDeviceName= | interconnectionName=,,,,10,STTP,Streaming Telemetry Transport Protocol,4,4,LTMTPRG_3_FV_A,V,+,0,MTRIB_500_PM_01-PA4,0.0,1.0,Mtrib_500_Pm_01 LTMTPRG_3_FV_A + Voltage Phase Angle,0,1,1,Degrees,Phasor,VPHA,Voltage Phase Angle,PA,-98.6,37.5,PPA:4101,2021-07-29 23:03:14
} | MaximumArchiveDays=90 | DesiredRemainingSpace=500,4102,GPA_MTRIB_500_PM_01-PM5:V,,151,8736f6c7-ad41-4b43-b4f6-e684e0d4ad20,MTRIB_500_PM_01,Mtrib_500_Pm_01,60,1,companyAcronym= | protocolName=IEEE C37.118.2-2011 | vendorAcronym= | vendorDeviceName= | interconnectionName=,,,,10,STTP,Streaming Telemetry Transport Protocol,3,5,LTMTPRG_3_FV_B,V,+,0,MTRIB_500_PM_01-PM5,0.0,1.0,Mtrib_500_Pm_01 LTMTPRG_3_FV_B + Voltage Magnitude,0,1,1,Volts,Phasor,VPHM,Voltage Magnitude,PM,-98.6,37.5,PPA:4102,2021-07-29 23:03:14
} | MaximumArchiveDays=90 | DesiredRemainingSpace=500,4103,GPA_MTRIB_500_PM_01-PA5:VH,,151,8736f6c7-ad41-4b43-b4f6-e684e0d4ad20,MTRIB_500_PM_01,Mtrib_500_Pm_01,60,1,companyAcronym= | protocolName=IEEE C37.118.2-2011 | vendorAcronym= | vendorDeviceName= | interconnectionName=,,,,10,STTP,Streaming Telemetry Transport Protocol,4,5,LTMTPRG_3_FV_B,V,+,0,MTRIB_500_PM_01-PA5,0.0,1.0,Mtrib_500_Pm_01 LTMTPRG_3_FV_B + Voltage Phase Angle,0,1,1,Degrees,Phasor,VPHA,Voltage Phase Angle,PA,-98.6,37.5,PPA:4103,2021-07-29 23:03:14
} | MaximumArchiveDays=90 | DesiredRemainingSpace=500,4104,GPA_MTRIB_500_PM_01-PM6:V,,151,8736f6c7-ad41-4b43-b4f6-e684e0d4ad20,MTRIB_500_PM_01,Mtrib_500_Pm_01,60,1,companyAcronym= | protocolName=IEEE C37.118.2-2011 | vendorAcronym= | vendorDeviceName= | interconnectionName=,,,,10,STTP,Streaming Telemetry Transport Protocol,3,6,LTMTPRG_3_FV_C,V,+,0,MTRIB_500_PM_01-PM6,0.0,1.0,Mtrib_500_Pm_01 LTMTPRG_3_FV_C + Voltage Magnitude,0,1,1,Volts,Phasor,VPHM,Voltage Magnitude,PM,-98.6,37.5,PPA:4104,2021-07-29 23:03:14
} | MaximumArchiveDays=90 | DesiredRemainingSpace=500,4105,GPA_MTRIB_500_PM_01-PA6:VH,,151,8736f6c7-ad41-4b43-b4f6-e684e0d4ad20,MTRIB_500_PM_01,Mtrib_500_Pm_01,60,1,companyAcronym= | protocolName=IEEE C37.118.2-2011 | vendorAcronym= | vendorDeviceName= | interconnectionName=,,,,10,STTP,Streaming Telemetry Transport Protocol,4,6,LTMTPRG_3_FV_C,V,+,0,MTRIB_500_PM_01-PA6,0.0,1.0,Mtrib_500_Pm_01 LTMTPRG_3_FV_C + Voltage Phase Angle,0,1,1,Degrees,Phasor,VPHA,Voltage Phase Angle,PA,-98.6,37.5,PPA:4105,2021-07-29 23:03:14
} | MaximumArchiveDays=90 | DesiredRemainingSpace=500,4106,GPA_MTRIB_500_PM_01-PM7:V,,151,8736f6c7-ad41-4b43-b4f6-e684e0d4ad20,MTRIB_500_PM_01,Mtrib_500_Pm_01,60,1,companyAcronym= | protocolName=IEEE C37.118.2-2011 | vendorAcronym= | vendorDeviceName= | interconnectionName=,,,,10,STTP,Streaming Telemetry Transport Protocol,3,7,LTMTPRG_3_FV_P,V,+,0,MTRIB_500_PM_01-PM7,0.0,1.0,Mtrib_500_Pm_01 LTMTPRG_3_FV_P + Voltage Magnitude,0,1,1,Volts,Phasor,VPHM,Voltage Magnitude,PM,-98.6,37.5,PPA:4106,2021-07-29 23:03:14
} | MaximumArchiveDays=90 | DesiredRemainingSpace=500,4107,GPA_MTRIB_500_PM_01-PA7:VH,,151,8736f6c7-ad41-4b43-b4f6-e684e0d4ad20,MTRIB_500_PM_01,Mtrib_500_Pm_01,60,1,companyAcronym= | protocolName=IEEE C37.118.2-2011 | vendorAcronym= | vendorDeviceName= | interconnectionName=,,,,10,STTP,Streaming Telemetry Transport Protocol,4,7,LTMTPRG_3_FV_P,V,+,0,MTRIB_500_PM_01-PA7,0.0,1.0,Mtrib_500_Pm_01 LTMTPRG_3_FV_P + Voltage Phase Angle,0,1,1,Degrees,Phasor,VPHA,Voltage Phase Angle,PA,-98.6,37.5,PPA:4107,2021-07-29 23:03:14
} | MaximumArchiveDays=90 | DesiredRemainingSpace=500,4108,GPA_MTRIB_500_PM_01-PM8:I,,151,8736f6c7-ad41-4b43-b4f6-e684e0d4ad20,MTRIB_500_PM_01,Mtrib_500_Pm_01,60,1,companyAcronym= | protocolName=IEEE C37.118.2-2011 | vendorAcronym= | vendorDeviceName= | interconnectionName=,,,,10,STTP,Streaming Telemetry Transport Protocol,1,8,LTMTPRG_3_FA_P,I,+,0,MTRIB_500_PM_01-PM8,0.0,1.0,Mtrib_500_Pm_01 LTMTPRG_3_FA_P + Current Magnitude,0,1,1,Amps,Phasor,IPHM,Current Magnitude,PM,-98.6,37.5,PPA:4108,2021-07-29 23:03:14
} | MaximumArchiveDays=90 | DesiredRemainingSpace=500,4109,GPA_MTRIB_500_PM_01-PA8:IH,,151,8736f6c7-ad41-4b43-b4f6-e684e0d4ad20,MTRIB_500_PM_01,Mtrib_500_Pm_01,60,1,companyAcronym= | protocolName=IEEE C37.118.2-2011 | vendorAcronym= | vendorDeviceName= | interconnectionName=,,,,10,STTP,Streaming Telemetry Transport Protocol,2,8,LTMTPRG_3_FA_P,I,+,0,MTRIB_500_PM_01-PA8,0.0,1.0,Mtrib_500_Pm_01 LTMTPRG_3_FA_P + Current Phase Angle,0,1,1,Degrees,Phasor,IPHA,Current Phase Angle,PA,-98.6,37.5,PPA:4109,2021-07-29 23:03:14
} | MaximumArchiveDays=90 | DesiredRemainingSpace=500,4110,GPA_MTPRT_500_PM_02:F,,152,8736f6c7-ad41-4b43-b4f6-e684e0d4ad20,MTPRT_500_PM_02,Mtprt_500_Pm_02,60,1,companyAcronym= | protocolName=IEEE C37.118.2-2011 | vendorAcronym= | vendorDeviceName= | interconnectionName=,,,,10,STTP,Streaming Telemetry Transport Protocol,5,,,,,,MTPRT_500_PM_02-FQ,0.0,1.0,Mtprt_500_Pm_02 Frequency,0,1,1,Hz,PMU,FREQ,Frequency,FQ,-98.6,37.5,PPA:4110,2021-07-29 23:03:14
} | MaximumArchiveDays=90 | DesiredRemainingSpace=500,4111,GPA_MTPRT_500_PM_02:DF,,152,8736f6c7-ad41-4b43-b4f6-e684e0d4ad20,MTPRT_500_PM_02,Mtprt_500_Pm_02,60,1,companyAcronym= | protocolName=IEEE C37.118.2-2011 | vendorAcronym= | vendorDeviceName= | interconnectionName=,,,,10,STTP,Streaming Telemetry Transport Protocol,6,,,,,,MTPRT_500_PM_02-DF,0.0,1.0,Mtprt_500_Pm_02 Frequency Delta (dF/dt),0,1,1,,PMU,DFDT,Frequency Delta (dF/dt),DF,-98.6,37.5,PPA:4111,2021-07-29 23:03:14
} | MaximumArchiveDays=90 | DesiredRemainingSpace=500,4112,GPA_MTPRT_500_PM_02:S,,152,8736f6c7-ad41-4b43-b4f6-e684e0d4ad20,MTPRT_500_PM_02,Mtprt_500_Pm_02,60,1,companyAcronym= | protocolName=IEEE C37.118.2-2011 | vendorAcronym= | vendorDeviceName= | interconnectionName=,,,,10,STTP,Streaming Telemetry Transport Protocol,8,,,,,,MTPRT_500_PM_02-SF,0.0,1.0,Mtprt_500_Pm_02 Status Flags,0,1,1,,PMU,FLAG,Status Flags,SF,-98.6,37.5,PPA:4112,2021-07-29 23:03:14
} | MaximumArchiveDays=90 | DesiredRemainingSpace=500,4113,GPA_MTPRT_500_PM_02-PM1:V,,152,8736f6c7-ad41-4b43-b4f6-e684e0d4ad20,MTPRT_500_PM_02,Mtprt_500_Pm_02,60,1,companyAcronym= | protocolName=IEEE C37.118.2-2011 | vendorAcronym= | vendorDeviceName= | interconnectionName=,,,,10,STTP,Streaming Telemetry Transport Protocol,3,1,BABarra_I_FV_B,V,+,0,MTPRT_500_PM_02-PM1,0.0,1.0,Mtprt_500_Pm_02 BABarra_I_FV_B + Voltage Magnitude,0,1,1,Volts,Phasor,VPHM,Voltage Magnitude,PM,-98.6,37.5,PPA:4113,2021-07-29 23:03:14
} | MaximumArchiveDays=90 | DesiredRemainingSpace=500,4114,GPA_MTPRT_500_PM_02-PA1:VH,,152,8736f6c7-ad41-4b43-b4f6-e684e0d4ad20,MTPRT_500_PM_02,Mtprt_500_Pm_02,60,1,companyAcronym= | protocolName=IEEE C37.118.2-2011 | vendorAcronym= | vendorDeviceName= | interconnectionName=,,,,10,STTP,Streaming Telemetry Transport Protocol,4,1,BABarra_I_FV_B,V,+,0,MTPRT_500_PM_02-PA1,0.0,1.0,Mtprt_500_Pm_02 BABarra_I_FV_B + Voltage Phase Angle,0,1,1,Degrees,Phasor,VPHA,Voltage Phase Angle,PA,-98.6,37.5,PPA:4114,2021-07-29 23:03:14
} | MaximumArchiveDays=90 | DesiredRemainingSpace=500,4115,GPA_MTCLD_500_PM_03:F,,153,8736f6c7-ad41-4b43-b4f6-e684e0d4ad20,MTCLD_500_PM_03,Mtcld_500_Pm_03,60,1,companyAcronym= | protocolName=IEEE C37.118.2-2011 | vendorAcronym= | vendorDeviceName= | interconnectionName=,,,,10,STTP,Streaming Telemetry Transport Protocol,5,,,,,,MTCLD_500_PM_03-FQ,0.0,1.0,Mtcld_500_Pm_03 Frequency,0,1,1,Hz,PMU,FREQ,Frequency,FQ,-98.6,37.5,PPA:4115,2021-07-29 23:03:14
} | MaximumArchiveDays=90 | DesiredRemainingSpace=500,4116,GPA_MTCLD_500_PM_03:DF,,153,8736f6c7-ad41-4b43-b4f6-e684e0d4ad20,MTCLD_500_PM_03,Mtcld_500_Pm_03,60,1,companyAcronym= | protocolName=IEEE C37.118.2-2011 | vendorAcronym= | vendorDeviceName= | interconnectionName=,,,,10,STTP,Streaming Telemetry Transport Protocol,6,,,,,,MTCLD_500_PM_03-DF,0.0,1.0,Mtcld_500_Pm_03 Frequency Delta (dF/dt),0,1,1,,PMU,DFDT,Frequency Delta (dF/dt),DF,-98.6,37.5,PPA:4116,2021-07-29 23:03:14
} | MaximumArchiveDays=90 | DesiredRemainingSpace=500,4117,GPA_MTCLD_500_PM_03:S,,153,8736f6c7-ad41-4b43-b4f6-e684e0d4ad20,MTCLD_500_PM_03,Mtcld_500_Pm_03,60,1,companyAcronym= | protocolName=IEEE C37.118.2-2011 | vendorAcronym= | vendorDeviceName= | interconnectionName=,,,,10,STTP,Streaming Telemetry Transport Protocol,8,,,,,,MTCLD_500_PM_03-SF,0.0,1.0,Mtcld_500_Pm_03 Status Flags,0,1,1,,PMU,FLAG,Status Flags,SF,-98.6,37.5,PPA:4117,2021-07-29 23:03:14
} | MaximumArchiveDays=90 | DesiredRemainingSpace=500,4118,GPA_MTCLD_500_PM_03-PM1:V,,153,8736f6c7-ad41-4b43-b4f6-e684e0d4ad20,MTCLD_500_PM_03,Mtcld_500_Pm_03,60,1,companyAcronym= | protocolName=IEEE C37.118.2-2011 | vendorAcronym= | vendorDeviceName= | interconnectionName=,,,,10,STTP,Streaming Telemetry Transport Protocol,3,1,BABarra_I_FV_B,V,+,0,MTCLD_500_PM_03-PM1,0.0,1.0,Mtcld_500_Pm_03 BABarra_I_FV_B + Voltage Magnitude,0,1,1,Volts,Phasor,VPHM,Voltage Magnitude,PM,-98.6,37.5,PPA:4118,2021-07-29 23:03:14
} | MaximumArchiveDays=90 | DesiredRemainingSpace=500,4119,GPA_MTCLD_500_PM_03-PA1:VH,,153,8736f6c7-ad41-4b43-b4f6-e684e0d4ad20,MTCLD_500_PM_03,Mtcld_500_Pm_03,60,1,companyAcronym= | protocolName=IEEE C37.118.2-2011 | vendorAcronym= | vendorDeviceName= | interconnectionName=,,,,10,STTP,Streaming Telemetry Transport Protocol,4,1,BABarra_I_FV_B,V,+,0,MTCLD_500_PM_03-PA1,0.0,1.0,Mtcld_500_Pm_03 BABarra_I_FV_B + Voltage Phase Angle,0,1,1,Degrees,Phasor,VPHA,Voltage Phase Angle,PA,-98.6,37.5,PPA:4119,2021-07-29 23:03:14
} | MaximumArchiveDays=90 | DesiredRemainingSpace=500,4120,GPA_MTPRG_500_PM_03:F,,154,8736f6c7-ad41-4b43-b4f6-e684e0d4ad20,MTPRG_500_PM_03,Mtprg_500_Pm_03,60,1,companyAcronym= | protocolName=IEEE C37.118.2-2011 | vendorAcronym= | vendorDeviceName= | interconnectionName=,,,,10,STTP,Streaming Telemetry Transport Protocol,5,,,,,,MTPRG_500_PM_03-FQ,0.0,1.0,Mtprg_500_Pm_03 Frequency,0,1,1,Hz,PMU,FREQ,Frequency,FQ,-98.6,37.5,PPA:4120,2021-07-29 23:03:14
} | MaximumArchiveDays=90 | DesiredRemainingSpace=500,4121,GPA_MTPRG_500_PM_03:DF,,154,8736f6c7-ad41-4b43-b4f6-e684e0d4ad20,MTPRG_500_PM_03,Mtprg_500_Pm_03,60,1,companyAcronym= | protocolName=IEEE C37.118.2-2011 | vendorAcronym= | vendorDeviceName= | interconnectionName=,,,,10,STTP,Streaming Telemetry Transport Protocol,6,,,,,,MTPRG_500_PM_03-DF,0.0,1.0,Mtprg_500_Pm_03 Frequency Delta (dF/dt),0,1,1,,PMU,DFDT,Frequency Delta (dF/dt),DF,-98.6,37.5,PPA:4121,2021-07-29 23:03:14
} | MaximumArchiveDays=90 | DesiredRemainingSpace=500,4122,GPA_MTPRG_500_PM_03:S,,154,8736f6c7-ad41-4b43-b4f6-e684e0d4ad20,MTPRG_500_PM_03,Mtprg_500_Pm_03,60,1,companyAcronym= | protocolName=IEEE C37.118.2-2011 | vendorAcronym= | vendorDeviceName= | interconnectionName=,,,,10,STTP,Streaming Telemetry Transport Protocol,8,,,,,,MTPRG_500_PM_03-SF,0.0,1.0,Mtprg_500_Pm_03 Status Flags,0,1,1,,PMU,FLAG,Status Flags,SF,-98.6,37.5,PPA:4122,2021-07-29 23:03:14
} | MaximumArchiveDays=90 | DesiredRemainingSpace=500,4123,GPA_MTPRG_500_PM_03-PM1:V,,154,8736f6c7-ad41-4b43-b4f6-e684e0d4ad20,MTPRG_500_PM_03,Mtprg_500_Pm_03,60,1,companyAcronym= | protocolName=IEEE C37.118.2-2011 | vendorAcronym= | vendorDeviceName= | interconnectionName=,,,,10,STTP,Streaming Telemetry Transport Protocol,3,1,BABarra_I_FV_B,V,+,0,MTPRG_500_PM_03-PM1,0.0,1.0,Mtprg_500_Pm_03 BABarra_I_FV_B + Voltage Magnitude,0,1,1,Volts,Phasor,VPHM,Voltage Magnitude,PM,-98.6,37.5,PPA:4123,2021-07-29 23:03:14
} | MaximumArchiveDays=90 | DesiredRemainingSpace=500,4124,GPA_MTPRG_500_PM_03-PA1:VH,,154,8736f6c7-ad41-4b43-b4f6-e684e0d4ad20,MTPRG_500_PM_03,Mtprg_500_Pm_03,60,1,companyAcronym= | protocolName=IEEE C37.118.2-2011 | vendorAcronym= | vendorDeviceName= | interconnectionName=,,,,10,STTP,Streaming Telemetry Transport Protocol,4,1,BABarra_I_FV_B,V,+,0,MTPRG_500_PM_03-PA1,0.0,1.0,Mtprg_500_Pm_03 BABarra_I_FV_B + Voltage Phase Angle,0,1,1,Degrees,Phasor,VPHA,Voltage Phase Angle,PA,-98.6,37.5,PPA:4124,2021-07-29 23:03:14
} | MaximumArchiveDays=90 | DesiredRemainingSpace=500,4125,GPA_MTRIB_500_PM_02:F,,155,8736f6c7-ad41-4b43-b4f6-e684e0d4ad20,MTRIB_500_PM_02,Mtrib_500_Pm_02,60,1,companyAcronym= | protocolName=IEEE C37.118.2-2011 | vendorAcronym= | vendorDeviceName= | interconnectionName=,,,,10,STTP,Streaming Telemetry Transport Protocol,5,,,,,,MTRIB_500_PM_02-FQ,0.0,1.0,Mtrib_500_Pm_02 Frequency,0,1,1,Hz,PMU,FREQ,Frequency,FQ,-98.6,37.5,PPA:4125,2021-07-29 23:03:14
} | MaximumArchiveDays=90 | DesiredRemainingSpace=500,4126,GPA_MTRIB_500_PM_02:DF,,155,8736f6c7-ad41-4b43-b4f6-e684e0d4ad20,MTRIB_500_PM_02,Mtrib_500_Pm_02,60,1,companyAcronym= | protocolName=IEEE C37.118.2-2011 | vendorAcronym= | vendorDeviceName= | interconnectionName=,,,,10,STTP,Streaming Telemetry Transport Protocol,6,,,,,,MTRIB_500_PM_02-DF,0.0,1.0,Mtrib_500_Pm_02 Frequency Delta (dF/dt),0,1,1,,PMU,DFDT,Frequency Delta (dF/dt),DF,-98.6,37.5,PPA:4126,2021-07-29 23:03:14
} | MaximumArchiveDays=90 | DesiredRemainingSpace=500,4127,GPA_MTRIB_500_PM_02:S,,155,8736f6c7-ad41-4b43-b4f6-e684e0d4ad20,MTRIB_500_PM_02,Mtrib_500_Pm_02,60,1,companyAcronym= | protocolName=IEEE C37.118.2-2011 | vendorAcronym= | vendorDeviceName= | interconnectionName=,,,,10,STTP,Streaming Telemetry Transport Protocol,8,,,,,,MTRIB_500_PM_02-SF,0.0,1.0,Mtrib_500_Pm_02 Status Flags,0,1,1,,PMU,FLAG,Status Flags,SF,-98.6,37.5,PPA:4127,2021-07-29 23:03:14
} | MaximumArchiveDays=90 | DesiredRemainingSpace=500,4128,GPA_MTRIB_500_PM_02-PM1:V,,155,8736f6c7-ad41-4b43-b4f6-e684e0d4ad20,MTRIB_500_PM_02,Mtrib_500_Pm_02,60,1,companyAcronym= | protocolName=IEEE C37.118.2-2011 | vendorAcronym= | vendorDeviceName= | interconnectionName=,,,,10,STTP,Streaming Telemetry Transport Protocol,3,1,BA9BR2_FV_B,V,+,0,MTRIB_500_PM_02-PM1,0.0,1.0,Mtrib_500_Pm_02 BA9BR2_FV_B + Voltage Magnitude,0,1,1,Volts,Phasor,VPHM,Voltage Magnitude,PM,-98.6,37.5,PPA:4128,2021-07-29 23:03:14
} | MaximumArchiveDays=90 | DesiredRemainingSpace=500,4129,GPA_MTRIB_500_PM_02-PA1:VH,,155,8736f6c7-ad41-4b43-b4f6-e684e0d4ad20,MTRIB_500_PM_02,Mtrib_500_Pm_02,60,1,companyAcronym= | protocolName=IEEE C37.118.2-2011 | vendorAcronym= | vendorDeviceName= | interconnectionName=,,,,10,STTP,Streaming Telemetry Transport Protocol,4,1,BA9BR2_FV_B,V,+,0,MTRIB_500_PM_02-PA1,0.0,1.0,Mtrib_500_Pm_02 BA9BR2_FV_B + Voltage Phase Angle,0,1,1,Degrees,Phasor,VPHA,Voltage Phase Angle,PA,-98.6,37.5,PPA:4129,2021-07-29 23:03:14
} | MaximumArchiveDays=90 | DesiredRemainingSpace=500,4284,ONS_MGJGSE_500_PM_01!PMU:ST1,,134,8736f6c7-ad41-4b43-b4f6-e684e0d4ad20,MGJGSE_500_PM_01,Mgjgse_500_Pm_01,60,1,companyAcronym= | protocolName=IEEE C37.118.2-2011 | vendorAcronym= | vendorDeviceName= | interconnectionName=,,,,10,STTP,Streaming Telemetry Transport Protocol,11,,,,,,MGJGSE_500_PM_01!PMU-ST1,0.0,1.0,Device statistic for Number of data quality errors reported by device during last reporting interval.,0,1,1,,Any,STAT,Statistic,ST,-98.6,37.5,PPA:4284,2021-07-29 23:03:17
} | MaximumArchiveDays=90 | DesiredRemainingSpace=500,4285,ONS_MGJGSE_500_PM_01!PMU:ST2,,134,8736f6c7-ad41-4b43-b4f6-e684e0d4ad20,MGJGSE_500_PM_01,Mgjgse_500_Pm_01,60,1,companyAcronym= | protocolName=IEEE C37.118.2-2011 | vendorAcronym= | vendorDeviceName= | interconnectionName=,,,,10,STTP,Streaming Telemetry Transport Protocol,11,,,,,,MGJGSE_500_PM_01!PMU-ST2,0.0,1.0,Device statistic for Number of time quality errors reported by device during last reporting interval.,0,1,1,,Any,STAT,Statistic,ST,-98.6,37.5,PPA:4285,2021-07-29 23:03:17
} | MaximumArchiveDays=90 | DesiredRemainingSpace=500,4286,ONS_MGJGSE_500_PM_01!PMU:ST3,,134,8736f6c7-ad41-4b43-b4f6-e684e0d4ad20,MGJGSE_500_PM_01,Mgjgse_500_Pm_01,60,1,companyAcronym= | protocolName=IEEE C37.118.2-2011 | vendorAcronym= | vendorDeviceName= | interconnectionName=,,,,10,STTP,Streaming Telemetry Transport Protocol,11,,,,,,MGJGSE_500_PM_01!PMU-ST3,0.0,1.0,Device statistic for Number of device errors reported by device during last reporting interval.,0,1,1,,Any,STAT,Statistic,ST,-98.6,37.5,PPA:4286,2021-07-29 23:03:17
} | MaximumArchiveDays=90 | DesiredRemainingSpace=500,4287,ONS_MGJGSE_500_PM_01!PMU:ST4,,134,8736f6c7-ad41-4b43-b4f6-e684e0d4ad20,MGJGSE_500_PM_01,Mgjgse_500_Pm_01,60,1,companyAcronym= | protocolName=IEEE C37.118.2-2011 | vendorAcronym= | vendorDeviceName= | interconnectionName=,,,,10,STTP,Streaming Telemetry Transport Protocol,11,,,,,,MGJGSE_500_PM_01!PMU-ST4,0.0,1.0,Device statistic for Number of measurements received from device during last reporting interval.,0,1,1,,Any,STAT,Statistic,ST,-98.6,37.5,PPA:4287,2021-07-29 23:03:17
} | MaximumArchiveDays=90 | DesiredRemainingSpace=500,4288,ONS_MGJGSE_500_PM_01!PMU:ST5,,134,8736f6c7-ad41-4b43-b4f6-e684e0d4ad20,MGJGSE_500_PM_01,Mgjgse_500_Pm_01,60,1,companyAcronym= | protocolName=IEEE C37.118.2-2011 | vendorAcronym= | vendorDeviceName= | interconnectionName=,,,,10,STTP,Streaming Telemetry Transport Protocol,11,,,,,,MGJGSE_500_PM_01!PMU-ST5,0.0,1.0,Device statistic for Expected number of measurements received from device during last reporting interval.,0,1,1,,Any,STAT,Statistic,ST,-98.6,37.5,PPA:4288,2021-07-29 23:03:17
} | MaximumArchiveDays=90 | DesiredRemainingSpace=500,4289,ONS_MGJGSE_500_PM_01!PMU:ST6,,134,8736f6c7-ad41-4b43-b4f6-e684e0d4ad20,MGJGSE_500_PM_01,Mgjgse_500_Pm_01,60,1,companyAcronym= | protocolName=IEEE C37.118.2-2011 | vendorAcronym= | vendorDeviceName= | interconnectionName=,,,,10,STTP,Streaming Telemetry Transport Protocol,11,,,,,,MGJGSE_500_PM_01!PMU-ST6,0.0,1.0,Device statistic for Number of measurements received while device was reporting errors during last reporting interval.,0,1,1,,Any,STAT,Statistic,ST,-98.6,37.5,PPA:4289,2021-07-29 23:03:17
} | MaximumArchiveDays=90 | DesiredRemainingSpace=500,4290,ONS_MGJGSE_500_PM_01!PMU:ST7,,134,8736f6c7-ad41-4b43-b4f6-e684e0d4ad20,MGJGSE_500_PM_01,Mgjgse_500_Pm_01,60,1,companyAcronym= | protocolName=IEEE C37.118.2-2011 | vendorAcronym= | vendorDeviceName= | interconnectionName=,,,,10,STTP,Streaming Telemetry Transport Protocol,11,,,,,,MGJGSE_500_PM_01!PMU-ST7,0.0,1.0,Device statistic for Number of defined measurements (per frame) from device during last reporting interval.,0,1,1,,Any,STAT,Statistic,ST,-98.6,37.5,PPA:4290,2021-07-29 23:03:17
} | MaximumArchiveDays=90 | DesiredRemainingSpace=500,4291,ONS_SPILS_440_PM_01!PMU:ST1,,135,8736f6c7-ad41-4b43-b4f6-e684e0d4ad20,SPILS_440_PM_01,Spils_440_Pm_01,60,1,companyAcronym= | protocolName=IEEE C37.118.2-2011 | vendorAcronym= | vendorDeviceName= | interconnectionName=,,,,10,STTP,Streaming Telemetry Transport Protocol,11,,,,,,SPILS_440_PM_01!PMU-ST1,0.0,1.0,Device statistic for Number of data quality errors reported by device during last reporting interval.,0,1,1,,Any,STAT,Statistic,ST,-98.6,37.5,PPA:4291,2021-07-29 23:03:17
} | MaximumArchiveDays=90 | DesiredRemainingSpace=500,4292,ONS_SPILS_440_PM_01!PMU:ST2,,135,8736f6c7-ad41-4b43-b4f6-e684e0d4ad20,SPILS_440_PM_01,Spils_440_Pm_01,60,1,companyAcronym= | protocolName=IEEE C37.118.2-2011 | vendorAcronym= | vendorDeviceName= | interconnectionName=,,,,10,STTP,Streaming Telemetry Transport Protocol,11,,,,,,SPILS_440_PM_01!PMU-ST2,0.0,1.0,Device statistic for Number of time quality errors reported by device during last reporting interval.,0,1,1,,Any,STAT,Statistic,ST,-98.6,37.5,PPA:4292,2021-07-29 23:03:17
} | MaximumArchiveDays=90 | DesiredRemainingSpace=500,4293,ONS_SPILS_440_PM_01!PMU:ST3,,135,8736f6c7-ad41-4b43-b4f6-e684e0d4ad20,SPILS_440_PM_01,Spils_440_Pm_01,60,1,companyAcronym= | protocolName=IEEE C37.118.2-2011 | vendorAcronym= | vendorDeviceName= | interconnectionName=,,,,10,STTP,Streaming Telemetry Transport Protocol,11,,,,,,SPILS_440_PM_01!PMU-ST3,0.0,1.0,Device statistic for Number of device errors reported by device during last reporting interval.,0,1,1,,Any,STAT,Statistic,ST,-98.6,37.5,PPA:4293,2021-07-29 23:03:17
} | MaximumArchiveDays=90 | DesiredRemainingSpace=500,4294,ONS_SPILS_440_PM_01!PMU:ST4,,135,8736f6c7-ad41-4b43-b4f6-e684e0d4ad20,SPILS_440_PM_01,Spils_440_Pm_01,60,1,companyAcronym= | protocolName=IEEE C37.118.2-2011 | vendorAcronym= | vendorDeviceName= | interconnectionName=,,,,10,STTP,Streaming Telemetry Transport Protocol,11,,,,,,SPILS_440_PM_01!PMU-ST4,0.0,1.0,Device statistic for Number of measurements received from device during last reporting interval.,0,1,1,,Any,STAT,Statistic,ST,-98.6,37.5,PPA:4294,2021-07-29 23:03:17
} | MaximumArchiveDays=90 | DesiredRemainingSpace=500,4295,ONS_SPILS_440_PM_01!PMU:ST5,,135,8736f6c7-ad41-4b43-b4f6-e684e0d4ad20,SPILS_440_PM_01,Spils_440_Pm_01,60,1,companyAcronym= | protocolName=IEEE C37.118.2-2011 | vendorAcronym= | vendorDeviceName= | interconnectionName=,,,,10,STTP,Streaming Telemetry Transport Protocol,11,,,,,,SPILS_440_PM_01!PMU-ST5,0.0,1.0,Device statistic for Expected number of measurements received from device during last reporting interval.,0,1,1,,Any,STAT,Statistic,ST,-98.6,37.5,PPA:4295,2021-07-29 23:03:17
} | MaximumArchiveDays=90 | DesiredRemainingSpace=500,4296,ONS_SPILS_440_PM_01!PMU:ST6,,135,8736f6c7-ad41-4b43-b4f6-e684e0d4ad20,SPILS_440_PM_01,Spils_440_Pm_01,60,1,companyAcronym= | protocolName=IEEE C37.118.2-2011 | vendorAcronym= | vendorDeviceName= | interconnectionName=,,,,10,STTP,Streaming Telemetry Transport Protocol,11,,,,,,SPILS_440_PM_01!PMU-ST6,0.0,1.0,Device statistic for Number of measurements received while device was reporting errors during last reporting interval.,0,1,1,,Any,STAT,Statistic,ST,-98.6,37.5,PPA:4296,2021-07-29 23:03:17
} | MaximumArchiveDays=90 | DesiredRemainingSpace=500,4297,ONS_SPILS_440_PM_01!PMU:ST7,,135,8736f6c7-ad41-4b43-b4f6-e684e0d4ad20,SPILS_440_PM_01,Spils_440_Pm_01,60,1,companyAcronym= | protocolName=IEEE C37.118.2-2011 | vendorAcronym= | vendorDeviceName= | interconnectionName=,,,,10,STTP,Streaming Telemetry Transport Protocol,11,,,,,,SPILS_440_PM_01!PMU-ST7,0.0,1.0,Device statistic for Number of defined measurements (per frame) from device during last reporting interval.,0,1,1,,Any,STAT,Statistic,ST,-98.6,37.5,PPA:4297,2021-07-29 23:03:17
} | MaximumArchiveDays=90 | DesiredRemainingSpace=500,4298,ONS_SPILS_440_PM_02!PMU:ST1,,136,8736f6c7-ad41-4b43-b4f6-e684e0d4ad20,SPILS_440_PM_02,Spils_440_Pm_02,60,1,companyAcronym= | protocolName=IEEE C37.118.2-2011 | vendorAcronym= | vendorDeviceName= | interconnectionName=,,,,10,STTP,Streaming Telemetry Transport Protocol,11,,,,,,SPILS_440_PM_02!PMU-ST1,0.0,1.0,Device statistic for Number of data quality errors reported by device during last reporting interval.,0,1,1,,Any,STAT,Statistic,ST,-98.6,37.5,PPA:4298,2021-07-29 23:03:17
} | MaximumArchiveDays=90 | DesiredRemainingSpace=500,4299,ONS_SPILS_440_PM_02!PMU:ST2,,136,8736f6c7-ad41-4b43-b4f6-e684e0d4ad20,SPILS_440_PM_02,Spils_440_Pm_02,60,1,companyAcronym= | protocolName=IEEE C37.118.2-2011 | vendorAcronym= | vendorDeviceName= | interconnectionName=,,,,10,STTP,Streaming Telemetry Transport Protocol,11,,,,,,SPILS_440_PM_02!PMU-ST2,0.0,1.0,Device statistic for Number of time quality errors reported by device during last reporting interval.,0,1,1,,Any,STAT,Statistic,ST,-98.6,37.5,PPA:4299,2021-07-29 23:03:17
} | MaximumArchiveDays=90 | DesiredRemainingSpace=500,4300,ONS_SPILS_440_PM_02!PMU:ST3,,136,8736f6c7-ad41-4b43-b4f6-e684e0d4ad20,SPILS_440_PM_02,Spils_440_Pm_02,60,1,companyAcronym= | protocolName=IEEE C37.118.2-2011 | vendorAcronym= | vendorDeviceName= | interconnectionName=,,,,10,STTP,Streaming Telemetry Transport Protocol,11,,,,,,SPILS_440_PM_02!PMU-ST3,0.0,1.0,Device statistic for Number of device errors reported by device during last reporting interval.,0,1,1,,Any,STAT,Statistic,ST,-98.6,37.5,PPA:4300,2021-07-29 23:03:17
} | MaximumArchiveDays=90 | DesiredRemainingSpace=500,4301,ONS_SPILS_440_PM_02!PMU:ST4,,136,8736f6c7-ad41-4b43-b4f6-e684e0d4ad20,SPILS_440_PM_02,Spils_440_Pm_02,60,1,companyAcronym= | protocolName=IEEE C37.118.2-2011 | vendorAcronym= | vendorDeviceName= | interconnectionName=,,,,10,STTP,Streaming Telemetry Transport Protocol,11,,,,,,SPILS_440_PM_02!PMU-ST4,0.0,1.0,Device statistic for Number of measurements received from device during last reporting interval.,0,1,1,,Any,STAT,Statistic,ST,-98.6,37.5,PPA:4301,2021-07-29 23:03:17
} | MaximumArchiveDays=90 | DesiredRemainingSpace=500,4302,ONS_SPILS_440_PM_02!PMU:ST5,,136,8736f6c7-ad41-4b43-b4f6-e684e0d4ad20,SPILS_440_PM_02,Spils_440_Pm_02,60,1,companyAcronym= | protocolName=IEEE C37.118.2-2011 | vendorAcronym= | vendorDeviceName= | interconnectionName=,,,,10,STTP,Streaming Telemetry Transport Protocol,11,,,,,,SPILS_440_PM_02!PMU-ST5,0.0,1.0,Device statistic for Expected number of measurements received from device during last reporting interval.,0,1,1,,Any,STAT,Statistic,ST,-98.6,37.5,PPA:4302,2021-07-29 23:03:17
} | MaximumArchiveDays=90 | DesiredRemainingSpace=500,4303,ONS_SPILS_440_PM_02!PMU:ST6,,136,8736f6c7-ad41-4b43-b4f6-e684e0d4ad20,SPILS_440_PM_02,Spils_440_Pm_02,60,1,companyAcronym= | protocolName=IEEE C37.118.2-2011 | vendorAcronym= | vendorDeviceName= | interconnectionName=,,,,10,STTP,Streaming Telemetry Transport Protocol,11,,,,,,SPILS_440_PM_02!PMU-ST6,0.0,1.0,Device statistic for Number of measurements received while device was reporting errors during last reporting interval.,0,1,1,,Any,STAT,Statistic,ST,-98.6,37.5,PPA:4303,2021-07-29 23:03:17
} | MaximumArchiveDays=90 | DesiredRemainingSpace=500,4304,ONS_SPILS_440_PM_02!PMU:ST7,,136,8736f6c7-ad41-4b43-b4f6-e684e0d4ad20,SPILS_440_PM_02,Spils_440_Pm_02,60,1,companyAcronym= | protocolName=IEEE C37.118.2-2011 | vendorAcronym= | vendorDeviceName= | interconnectionName=,,,,10,STTP,Streaming Telemetry Transport Protocol,11,,,,,,SPILS_440_PM_02!PMU-ST7,0.0,1.0,Device statistic for Number of defined measurements (per frame) from device during last reporting interval.,0,1,1,,Any,STAT,Statistic,ST,-98.6,37.5,PPA:4304,2021-07-29 23:03:17
} | MaximumArchiveDays=90 | DesiredRemainingSpace=500,4305,ONS_MGUSIM_500_PM_01!PMU:ST1,,137,8736f6c7-ad41-4b43-b4f6-e684e0d4ad20,MGUSIM_500_PM_01,Mgusim_500_Pm_01,60,1,companyAcronym= | protocolName=IEEE C37.118.2-2011 | vendorAcronym= | vendorDeviceName= | interconnectionName=,,,,10,STTP,Streaming Telemetry Transport Protocol,11,,,,,,MGUSIM_500_PM_01!PMU-ST1,0.0,1.0,Device statistic for Number of data quality errors reported by device during last reporting interval.,0,1,1,,Any,STAT,Statistic,ST,-98.6,37.5,PPA:4305,2021-07-29 23:03:17
} | MaximumArchiveDays=90 | DesiredRemainingSpace=500,4306,ONS_MGUSIM_500_PM_01!PMU:ST2,,137,8736f6c7-ad41-4b43-b4f6-e684e0d4ad20,MGUSIM_500_PM_01,Mgusim_500_Pm_01,60,1,companyAcronym= | protocolName=IEEE C37.118.2-2011 | vendorAcronym= | vendorDeviceName= | interconnectionName=,,,,10,STTP,Streaming Telemetry Transport Protocol,11,,,,,,MGUSIM_500_PM_01!PMU-ST2,0.0,1.0,Device statistic for Number of time quality errors reported by device during last reporting interval.,0,1,1,,Any,STAT,Statistic,ST,-98.6,37.5,PPA:4306,2021-07-29 23:03:17
} | MaximumArchiveDays=90 | DesiredRemainingSpace=500,4307,ONS_MGUSIM_500_PM_01!PMU:ST3,,137,8736f6c7-ad41-4b43-b4f6-e684e0d4ad20,MGUSIM_500_PM_01,Mgusim_500_Pm_01,60,1,companyAcronym= | protocolName=IEEE C37.118.2-2011 | vendorAcronym= | vendorDeviceName= | interconnectionName=,,,,10,STTP,Streaming Telemetry Transport Protocol,11,,,,,,MGUSIM_500_PM_01!PMU-ST3,0.0,1.0,Device statistic for Number of device errors reported by device during last reporting interval.,0,1,1,,Any,STAT,Statistic,ST,-98.6,37.5,PPA:4307,2021-07-29 23:03:17
} | MaximumArchiveDays=90 | DesiredRemainingSpace=500,4308,ONS_MGUSIM_500_PM_01!PMU:ST4,,137,8736f6c7-ad41-4b43-b4f6-e684e0d4ad20,MGUSIM_500_PM_01,Mgusim_500_Pm_01,60,1,companyAcronym= | protocolName=IEEE C37.118.2-2011 | vendorAcronym= | vendorDeviceName= | interconnectionName=,,,,10,STTP,Streaming Telemetry Transport Protocol,11,,,,,,MGUSIM_500_PM_01!PMU-ST4,0.0,1.0,Device statistic for Number of measurements received from device during last reporting interval.,0,1,1,,Any,STAT,Statistic,ST,-98.6,37.5,PPA:4308,2021-07-29 23:03:17
} | MaximumArchiveDays=90 | DesiredRemainingSpace=500,4309,ONS_MGUSIM_500_PM_01!PMU:ST5,,137,8736f6c7-ad41-4b43-b4f6-e684e0d4ad20,MGUSIM_500_PM_01,Mgusim_500_Pm_01,60,1,companyAcronym= | protocolName=IEEE C37.118.2-2011 | vendorAcronym= | vendorDeviceName= | interconnectionName=,,,,10,STTP,Streaming Telemetry Transport Protocol,11,,,,,,MGUSIM_500_PM_01!PMU-ST5,0.0,1.0,Device statistic for Expected number of measurements received from device during last reporting interval.,0,1,1,,Any,STAT,Statistic,ST,-98.6,37.5,PPA:4309,2021-07-29 23:03:17
} | MaximumArchiveDays=90 | DesiredRemainingSpace=500,4310,ONS_MGUSIM_500_PM_01!PMU:ST6,,137,8736f6c7-ad41-4b43-b4f6-e684e0d4ad20,MGUSIM_500_PM_01,Mgusim_500_Pm_01,60,1,companyAcronym= | protocolName=IEEE C37.118.2-2011 | vendorAcronym= | vendorDeviceName= | interconnectionName=,,,,10,STTP,Streaming Telemetry Transport Protocol,11,,,,,,MGUSIM_500_PM_01!PMU-ST6,0.0,1.0,Device statistic for Number of measurements received while device was reporting errors during last reporting interval.,0,1,1,,Any,STAT,Statistic,ST,-98.6,37.5,PPA:4310,2021-07-29 23:03:17
} | MaximumArchiveDays=90 | DesiredRemainingSpace=500,4311,ONS_MGUSIM_500_PM_01!PMU:ST7,,137,8736f6c7-ad41-4b43-b4f6-e684e0d4ad20,MGUSIM_500_PM_01,Mgusim_500_Pm_01,60,1,companyAcronym= | protocolName=IEEE C37.118.2-2011 | vendorAcronym= | vendorDeviceName= | interconnectionName=,,,,10,STTP,Streaming Telemetry Transport Protocol,11,,,,,,MGUSIM_500_PM_01!PMU-ST7,0.0,1.0,Device statistic for Number of defined measurements (per frame) from device during last reporting interval.,0,1,1,,Any,STAT,Statistic,ST,-98.6,37.5,PPA:4311,2021-07-29 23:03:17
} | MaximumArchiveDays=90 | DesiredRemainingSpace=500,4312,ONS_MGUSIM_500_PM_02!PMU:ST1,,138,8736f6c7-ad41-4b43-b4f6-e684e0d4ad20,MGUSIM_500_PM_02,Mgusim_500_Pm_02,60,1,companyAcronym= | protocolName=IEEE C37.118.2-2011 | vendorAcronym= | vendorDeviceName= | interconnectionName=,,,,10,STTP,Streaming Telemetry Transport Protocol,11,,,,,,MGUSIM_500_PM_02!PMU-ST1,0.0,1.0,Device statistic for Number of data quality errors reported by device during last reporting interval.,0,1,1,,Any,STAT,Statistic,ST,-98.6,37.5,PPA:4312,2021-07-29 23:03:17
} | MaximumArchiveDays=90 | DesiredRemainingSpace=500,4313,ONS_MGUSIM_500_PM_02!PMU:ST2,,138,8736f6c7-ad41-4b43-b4f6-e684e0d4ad20,MGUSIM_500_PM_02,Mgusim_500_Pm_02,60,1,companyAcronym= | protocolName=IEEE C37.118.2-2011 | vendorAcronym= | vendorDeviceName= | interconnectionName=,,,,10,STTP,Streaming Telemetry Transport Protocol,11,,,,,,MGUSIM_500_PM_02!PMU-ST2,0.0,1.0,Device statistic for Number of time quality errors reported by device during last reporting interval.,0,1,1,,Any,STAT,Statistic,ST,-98.6,37.5,PPA:4313,2021-07-29 23:03:17
} | MaximumArchiveDays=90 | DesiredRemainingSpace=500,4314,ONS_MGUSIM_500_PM_02!PMU:ST3,,138,8736f6c7-ad41-4b43-b4f6-e684e0d4ad20,MGUSIM_500_PM_02,Mgusim_500_Pm_02,60,1,companyAcronym= | protocolName=IEEE C37.118.2-2011 | vendorAcronym= | vendorDeviceName= | interconnectionName=,,,,10,STTP,Streaming Telemetry Transport Protocol,11,,,,,,MGUSIM_500_PM_02!PMU-ST3,0.0,1.0,Device statistic for Number of device errors reported by device during last reporting interval.,0,1,1,,Any,STAT,Statistic,ST,-98.6,37.5,PPA:4314,2021-07-29 23:03:17
} | MaximumArchiveDays=90 | DesiredRemainingSpace=500,4315,ONS_MGUSIM_500_PM_02!PMU:ST4,,138,8736f6c7-ad41-4b43-b4f6-e684e0d4ad20,MGUSIM_500_PM_02,Mgusim_500_Pm_02,60,1,companyAcronym= | protocolName=IEEE C37.118.2-2011 | vendorAcronym= | vendorDeviceName= | interconnectionName=,,,,10,STTP,Streaming Telemetry Transport Protocol,11,,,,,,MGUSIM_500_PM_02!PMU-ST4,0.0,1.0,Device statistic for Number of measurements received from device during last reporting interval.,0,1,1,,Any,STAT,Statistic,ST,-98.6,37.5,PPA:4315,2021-07-29 23:03:17
} | MaximumArchiveDays=90 | DesiredRemainingSpace=500,4316,ONS_MGUSIM_500_PM_02!PMU:ST5,,138,8736f6c7-ad41-4b43-b4f6-e684e0d4ad20,MGUSIM_500_PM_02,Mgusim_500_Pm_02,60,1,companyAcronym= | protocolName=IEEE C37.118.2-2011 | vendorAcronym= | vendorDeviceName= | interconnectionName=,,,,10,STTP,Streaming Telemetry Transport Protocol,11,,,,,,MGUSIM_500_PM_02!PMU-ST5,0.0,1.0,Device statistic for Expected number of measurements received from device during last reporting interval.,0,1,1,,Any,STAT,Statistic,ST,-98.6,37.5,PPA:4316,2021-07-29 23:03:17
} | MaximumArchiveDays=90 | DesiredRemainingSpace=500,4317,ONS_MGUSIM_500_PM_02!PMU:ST6,,138,8736f6c7-ad41-4b43-b4f6-e684e0d4ad20,MGUSIM_500_PM_02,Mgusim_500_Pm_02,60,1,companyAcronym= | protocolName=IEEE C37.118.2-2011 | vendorAcronym= | vendorDeviceName= | interconnectionName=,,,,10,STTP,Streaming Telemetry Transport Protocol,11,,,,,,MGUSIM_500_PM_02!PMU-ST6,0.0,1.0,Device statistic for Number of measurements received while device was reporting errors during last reporting interval.,0,1,1,,Any,STAT,Statistic,ST,-98.6,37.5,PPA:4317,2021-07-29 23:03:17
} | MaximumArchiveDays=90 | DesiredRemainingSpace=500,4318,ONS_MGUSIM_500_PM_02!PMU:ST7,,138,8736f6c7-ad41-4b43-b4f6-e684e0d4ad20,MGUSIM_500_PM_02,Mgusim_500_Pm_02,60,1,companyAcronym= | protocolName=IEEE C37.118.2-2011 | vendorAcronym= | vendorDeviceName= | interconnectionName=,,,,10,STTP,Streaming Telemetry Transport Protocol,11,,,,,,MGUSIM_500_PM_02!PMU-ST7,0.0,1.0,Device statistic for Number of defined measurements (per frame) from device during last reporting interval.,0,1,1,,Any,STAT,Statistic,ST,-98.6,37.5,PPA:4318,2021-07-29 23:03:17
} | MaximumArchiveDays=90 | DesiredRemainingSpace=500,4319,ONS_MGUSIM_500_PM_03!PMU:ST1,,139,8736f6c7-ad41-4b43-b4f6-e684e0d4ad20,MGUSIM_500_PM_03,Mgusim_500_Pm_03,60,1,companyAcronym= | protocolName=IEEE C37.118.2-2011 | vendorAcronym= | vendorDeviceName= | interconnectionName=,,,,10,STTP,Streaming Telemetry Transport Protocol,11,,,,,,MGUSIM_500_PM_03!PMU-ST1,0.0,1.0,Device statistic for Number of data quality errors reported by device during last reporting interval.,0,1,1,,Any,STAT,Statistic,ST,-98.6,37.5,PPA:4319,2021-07-29 23:03:17
} | MaximumArchiveDays=90 | DesiredRemainingSpace=500,4320,ONS_MGUSIM_500_PM_03!PMU:ST2,,139,8736f6c7-ad41-4b43-b4f6-e684e0d4ad20,MGUSIM_500_PM_03,Mgusim_500_Pm_03,60,1,companyAcronym= | protocolName=IEEE C37.118.2-2011 | vendorAcronym= | vendorDeviceName= | interconnectionName=,,,,10,STTP,Streaming Telemetry Transport Protocol,11,,,,,,MGUSIM_500_PM_03!PMU-ST2,0.0,1.0,Device statistic for Number of time quality errors reported by device during last reporting interval.,0,1,1,,Any,STAT,Statistic,ST,-98.6,37.5,PPA:4320,2021-07-29 23:03:17
} | MaximumArchiveDays=90 | DesiredRemainingSpace=500,4321,ONS_MGUSIM_500_PM_03!PMU:ST3,,139,8736f6c7-ad41-4b43-b4f6-e684e0d4ad20,MGUSIM_500_PM_03,Mgusim_500_Pm_03,60,1,companyAcronym= | protocolName=IEEE C37.118.2-2011 | vendorAcronym= | vendorDeviceName= | interconnectionName=,,,,10,STTP,Streaming Telemetry Transport Protocol,11,,,,,,MGUSIM_500_PM_03!PMU-ST3,0.0,1.0,Device statistic for Number of device errors reported by device during last reporting interval.,0,1,1,,Any,STAT,Statistic,ST,-98.6,37.5,PPA:4321,2021-07-29 23:03:17
} | MaximumArchiveDays=90 | DesiredRemainingSpace=500,4322,ONS_MGUSIM_500_PM_03!PMU:ST4,,139,8736f6c7-ad41-4b43-b4f6-e684e0d4ad20,MGUSIM_500_PM_03,Mgusim_500_Pm_03,60,1,companyAcronym= | protocolName=IEEE C37.118.2-2011 | vendorAcronym= | vendorDeviceName= | interconnectionName=,,,,10,STTP,Streaming Telemetry Transport Protocol,11,,,,,,MGUSIM_500_PM_03!PMU-ST4,0.0,1.0,Device statistic for Number of measurements received from device during last reporting interval.,0,1,1,,Any,STAT,Statistic,ST,-98.6,37.5,PPA:4322,2021-07-29 23:03:17
} | MaximumArchiveDays=90 | DesiredRemainingSpace=500,4323,ONS_MGUSIM_500_PM_03!PMU:ST5,,139,8736f6c7-ad41-4b43-b4f6-e684e0d4ad20,MGUSIM_500_PM_03,Mgusim_500_Pm_03,60,1,companyAcronym= | protocolName=IEEE C37.118.2-2011 | vendorAcronym= | vendorDeviceName= | interconnectionName=,,,,10,STTP,Streaming Telemetry Transport Protocol,11,,,,,,MGUSIM_500_PM_03!PMU-ST5,0.0,1.0,Device statistic for Expected number of measurements received from device during last reporting interval.,0,1,1,,Any,STAT,Statistic,ST,-98.6,37.5,PPA:4323,2021-07-29 23:03:17
} | MaximumArchiveDays=90 | DesiredRemainingSpace=500,4324,ONS_MGUSIM_500_PM_03!PMU:ST6,,139,8736f6c7-ad41-4b43-b4f6-e684e0d4ad20,MGUSIM_500_PM_03,Mgusim_500_Pm_03,60,1,companyAcronym= | protocolName=IEEE C37.118.2-2011 | vendorAcronym= | vendorDeviceName= | interconnectionName=,,,,10,STTP,Streaming Telemetry Transport Protocol,11,,,,,,MGUSIM_500_PM_03!PMU-ST6,0.0,1.0,Device statistic for Number of measurements received while device was reporting errors during last reporting interval.,0,1,1,,Any,STAT,Statistic,ST,-98.6,37.5,PPA:4324,2021-07-29 23:03:17
} | MaximumArchiveDays=90 | DesiredRemainingSpace=500,4325,ONS_MGUSIM_500_PM_03!PMU:ST7,,139,8736f6c7-ad41-4b43-b4f6-e684e0d4ad20,MGUSIM_500_PM_03,Mgusim_500_Pm_03,60,1,companyAcronym= | protocolName=IEEE C37.118.2-2011 | vendorAcronym= | vendorDeviceName= | interconnectionName=,,,,10,STTP,Streaming Telemetry Transport Protocol,11,,,,,,MGUSIM_500_PM_03!PMU-ST7,0.0,1.0,Device statistic for Number of defined measurements (per frame) from device during last reporting interval.,0,1,1,,Any,STAT,Statistic,ST,-98.6,37.5,PPA:4325,2021-07-29 23:03:17
} | MaximumArchiveDays=90 | DesiredRemainingSpace=500,4326,ONS_MGJGSE_500_PM_02!PMU:ST1,,140,8736f6c7-ad41-4b43-b4f6-e684e0d4ad20,MGJGSE_500_PM_02,Mgjgse_500_Pm_02,60,1,companyAcronym= | protocolName=IEEE C37.118.2-2011 | vendorAcronym= | vendorDeviceName= | interconnectionName=,,,,10,STTP,Streaming Telemetry Transport Protocol,11,,,,,,MGJGSE_500_PM_02!PMU-ST1,0.0,1.0,Device statistic for Number of data quality errors reported by device during last reporting interval.,0,1,1,,Any,STAT,Statistic,ST,-98.6,37.5,PPA:4326,2021-07-29 23:03:17
} | MaximumArchiveDays=90 | DesiredRemainingSpace=500,4327,ONS_MGJGSE_500_PM_02!PMU:ST2,,140,8736f6c7-ad41-4b43-b4f6-e684e0d4ad20,MGJGSE_500_PM_02,Mgjgse_500_Pm_02,60,1,companyAcronym= | protocolName=IEEE C37.118.2-2011 | vendorAcronym= | vendorDeviceName= | interconnectionName=,,,,10,STTP,Streaming Telemetry Transport Protocol,11,,,,,,MGJGSE_500_PM_02!PMU-ST2,0.0,1.0,Device statistic for Number of time quality errors reported by device during last reporting interval.,0,1,1,,Any,STAT,Statistic,ST,-98.6,37.5,PPA:4327,2021-07-29 23:03:17
} | MaximumArchiveDays=90 | DesiredRemainingSpace=500,4328,ONS_MGJGSE_500_PM_02!PMU:ST3,,140,8736f6c7-ad41-4b43-b4f6-e684e0d4ad20,MGJGSE_500_PM_02,Mgjgse_500_Pm_02,60,1,companyAcronym= | protocolName=IEEE C37.118.2-2011 | vendorAcronym= | vendorDeviceName= | interconnectionName=,,,,10,STTP,Streaming Telemetry Transport Protocol,11,,,,,,MGJGSE_500_PM_02!PMU-ST3,0.0,1.0,Device statistic for Number of device errors reported by device during last reporting interval.,0,1,1,,Any,STAT,Statistic,ST,-98.6,37.5,PPA:4328,2021-07-29 23:03:17
} | MaximumArchiveDays=90 | DesiredRemainingSpace=500,4329,ONS_MGJGSE_500_PM_02!PMU:ST4,,140,8736f6c7-ad41-4b43-b4f6-e684e0d4ad20,MGJGSE_500_PM_02,Mgjgse_500_Pm_02,60,1,companyAcronym= | protocolName=IEEE C37.118.2-2011 | vendorAcronym= | vendorDeviceName= | interconnectionName=,,,,10,STTP,Streaming Telemetry Transport Protocol,11,,,,,,MGJGSE_500_PM_02!PMU-ST4,0.0,1.0,Device statistic for Number of measurements received from device during last reporting interval.,0,1,1,,Any,STAT,Statistic,ST,-98.6,37.5,PPA:4329,2021-07-29 23:03:17
} | MaximumArchiveDays=90 | DesiredRemainingSpace=500,4330,ONS_MGJGSE_500_PM_02!PMU:ST5,,140,8736f6c7-ad41-4b43-b4f6-e684e0d4ad20,MGJGSE_500_PM_02,Mgjgse_500_Pm_02,60,1,companyAcronym= | protocolName=IEEE C37.118.2-2011 | vendorAcronym= | vendorDeviceName= | interconnectionName=,,,,10,STTP,Streaming Telemetry Transport Protocol,11,,,,,,MGJGSE_500_PM_02!PMU-ST5,0.0,1.0,Device statistic for Expected number of measurements received from device during last reporting interval.,0,1,1,,Any,STAT,Statistic,ST,-98.6,37.5,PPA:4330,2021-07-29 23:03:17
} | MaximumArchiveDays=90 | DesiredRemainingSpace=500,4331,ONS_MGJGSE_500_PM_02!PMU:ST6,,140,8736f6c7-ad41-4b43-b4f6-e684e0d4ad20,MGJGSE_500_PM_02,Mgjgse_500_Pm_02,60,1,companyAcronym= | protocolName=IEEE C37.118.2-2011 | vendorAcronym= | vendorDeviceName= | interconnectionName=,,,,10,STTP,Streaming Telemetry Transport Protocol,11,,,,,,MGJGSE_500_PM_02!PMU-ST6,0.0,1.0,Device statistic for Number of measurements received while device was reporting errors during last reporting interval.,0,1,1,,Any,STAT,Statistic,ST,-98.6,37.5,PPA:4331,2021-07-29 23:03:17
} | MaximumArchiveDays=90 | DesiredRemainingSpace=500,4332,ONS_MGJGSE_500_PM_02!PMU:ST7,,140,8736f6c7-ad41-4b43-b4f6-e684e0d4ad20,MGJGSE_500_PM_02,Mgjgse_500_Pm_02,60,1,companyAcronym= | protocolName=IEEE C37.118.2-2011 | vendorAcronym= | vendorDeviceName= | interconnectionName=,,,,10,STTP,Streaming Telemetry Transport Protocol,11,,,,,,MGJGSE_500_PM_02!PMU-ST7,0.0,1.0,Device statistic for Number of defined measurements (per frame) from device during last reporting interval.,0,1,1,,Any,STAT,Statistic,ST,-98.6,37.5,PPA:4332,2021-07-29 23:03:17
} | MaximumArchiveDays=90 | DesiredRemainingSpace=500,4333,ONS_SPILS_440_PM_03!PMU:ST1,,141,8736f6c7-ad41-4b43-b4f6-e684e0d4ad20,SPILS_440_PM_03,Spils_440_Pm_03,60,1,companyAcronym= | protocolName=IEEE C37.118.2-2011 | vendorAcronym= | vendorDeviceName= | interconnectionName=,,,,10,STTP,Streaming Telemetry Transport Protocol,11,,,,,,SPILS_440_PM_03!PMU-ST1,0.0,1.0,Device statistic for Number of data quality errors reported by device during last reporting interval.,0,1,1,,Any,STAT,Statistic,ST,-98.6,37.5,PPA:4333,2021-07-29 23:03:17
} | MaximumArchiveDays=90 | DesiredRemainingSpace=500,4334,ONS_SPILS_440_PM_03!PMU:ST2,,141,8736f6c7-ad41-4b43-b4f6-e684e0d4ad20,SPILS_440_PM_03,Spils_440_Pm_03,60,1,companyAcronym= | protocolName=IEEE C37.118.2-2011 | vendorAcronym= | vendorDeviceName= | interconnectionName=,,,,10,STTP,Streaming Telemetry Transport Protocol,11,,,,,,SPILS_440_PM_03!PMU-ST2,0.0,1.0,Device statistic for Number of time quality errors reported by device during last reporting interval.,0,1,1,,Any,STAT,Statistic,ST,-98.6,37.5,PPA:4334,2021-07-29 23:03:17
} | MaximumArchiveDays=90 | DesiredRemainingSpace=500,4335,ONS_SPILS_440_PM_03!PMU:ST3,,141,8736f6c7-ad41-4b43-b4f6-e684e0d4ad20,SPILS_440_PM_03,Spils_440_Pm_03,60,1,companyAcronym= | protocolName=IEEE C37.118.2-2011 | vendorAcronym= | vendorDeviceName= | interconnectionName=,,,,10,STTP,Streaming Telemetry Transport Protocol,11,,,,,,SPILS_440_PM_03!PMU-ST3,0.0,1.0,Device statistic for Number of device errors reported by device during last reporting interval.,0,1,1,,Any,STAT,Statistic,ST,-98.6,37.5,PPA:4335,2021-07-29 23:03:17
} | MaximumArchiveDays=90 | DesiredRemainingSpace=500,4336,ONS_SPILS_440_PM_03!PMU:ST4,,141,8736f6c7-ad41-4b43-b4f6-e684e0d4ad20,SPILS_440_PM_03,Spils_440_Pm_03,60,1,companyAcronym= | protocolName=IEEE C37.118.2-2011 | vendorAcronym= | vendorDeviceName= | interconnectionName=,,,,10,STTP,Streaming Telemetry Transport Protocol,11,,,,,,SPILS_440_PM_03!PMU-ST4,0.0,1.0,Device statistic for Number of measurements received from device during last reporting interval.,0,1,1,,Any,STAT,Statistic,ST,-98.6,37.5,PPA:4336,2021-07-29 23:03:17
} | MaximumArchiveDays=90 | DesiredRemainingSpace=500,4337,ONS_SPILS_440_PM_03!PMU:ST5,,141,8736f6c7-ad41-4b43-b4f6-e684e0d4ad20,SPILS_440_PM_03,Spils_440_Pm_03,60,1,companyAcronym= | protocolName=IEEE C37.118.2-2011 | vendorAcronym= | vendorDeviceName= | interconnectionName=,,,,10,STTP,Streaming Telemetry Transport Protocol,11,,,,,,SPILS_440_PM_03!PMU-ST5,0.0,1.0,Device statistic for Expected number of measurements received from device during last reporting interval.,0,1,1,,Any,STAT,Statistic,ST,-98.6,37.5,PPA:4337,2021-07-29 23:03:17
} | MaximumArchiveDays=90 | DesiredRemainingSpace=500,4338,ONS_SPILS_440_PM_03!PMU:ST6,,141,8736f6c7-ad41-4b43-b4f6-e684e0d4ad20,SPILS_440_PM_03,Spils_440_Pm_03,60,1,companyAcronym= | protocolName=IEEE C37.118.2-2011 | vendorAcronym= | vendorDeviceName= | interconnectionName=,,,,10,STTP,Streaming Telemetry Transport Protocol,11,,,,,,SPILS_440_PM_03!PMU-ST6,0.0,1.0,Device statistic for Number of measurements received while device was reporting errors during last reporting interval.,0,1,1,,Any,STAT,Statistic,ST,-98.6,37.5,PPA:4338,2021-07-29 23:03:17
} | MaximumArchiveDays=90 | DesiredRemainingSpace=500,4339,ONS_SPILS_440_PM_03!PMU:ST7,,141,8736f6c7-ad41-4b43-b4f6-e684e0d4ad20,SPILS_440_PM_03,Spils_440_Pm_03,60,1,companyAcronym= | protocolName=IEEE C37.118.2-2011 | vendorAcronym= | vendorDeviceName= | interconnectionName=,,,,10,STTP,Streaming Telemetry Transport Protocol,11,,,,,,SPILS_440_PM_03!PMU-ST7,0.0,1.0,Device statistic for Number of defined measurements (per frame) from device during last reporting interval.,0,1,1,,Any,STAT,Statistic,ST,-98.6,37.5,PPA:4339,2021-07-29 23:03:17
} | MaximumArchiveDays=90 | DesiredRemainingSpace=500,4340,ONS_SPILS_440_PM_04!PMU:ST1,,142,8736f6c7-ad41-4b43-b4f6-e684e0d4ad20,SPILS_440_PM_04,Spils_440_Pm_04,60,1,companyAcronym= | protocolName=IEEE C37.118.2-2011 | vendorAcronym= | vendorDeviceName= | interconnectionName=,,,,10,STTP,Streaming Telemetry Transport Protocol,11,,,,,,SPILS_440_PM_04!PMU-ST1,0.0,1.0,Device statistic for Number of data quality errors reported by device during last reporting interval.,0,1,1,,Any,STAT,Statistic,ST,-98.6,37.5,PPA:4340,2021-07-29 23:03:17
} | MaximumArchiveDays=90 | DesiredRemainingSpace=500,4341,ONS_SPILS_440_PM_04!PMU:ST2,,142,8736f6c7-ad41-4b43-b4f6-e684e0d4ad20,SPILS_440_PM_04,Spils_440_Pm_04,60,1,companyAcronym= | protocolName=IEEE C37.118.2-2011 | vendorAcronym= | vendorDeviceName= | interconnectionName=,,,,10,STTP,Streaming Telemetry Transport Protocol,11,,,,,,SPILS_440_PM_04!PMU-ST2,0.0,1.0,Device statistic for Number of time quality errors reported by device during last reporting interval.,0,1,1,,Any,STAT,Statistic,ST,-98.6,37.5,PPA:4341,2021-07-29 23:03:17
} | MaximumArchiveDays=90 | DesiredRemainingSpace=500,4342,ONS_SPILS_440_PM_04!PMU:ST3,,142,8736f6c7-ad41-4b43-b4f6-e684e0d4ad20,SPILS_440_PM_04,Spils_440_Pm_04,60,1,companyAcronym= | protocolName=IEEE C37.118.2-2011 | vendorAcronym= | vendorDeviceName= | interconnectionName=,,,,10,STTP,Streaming Telemetry Transport Protocol,11,,,,,,SPILS_440_PM_04!PMU-ST3,0.0,1.0,Device statistic for Number of device errors reported by device during last reporting interval.,0,1,1,,Any,STAT,Statistic,ST,-98.6,37.5,PPA:4342,2021-07-29 23:03:17
} | MaximumArchiveDays=90 | DesiredRemainingSpace=500,4343,ONS_SPILS_440_PM_04!PMU:ST4,,142,8736f6c7-ad41-4b43-b4f6-e684e0d4ad20,SPILS_440_PM_04,Spils_440_Pm_04,60,1,companyAcronym= | protocolName=IEEE C37.118.2-2011 | vendorAcronym= | vendorDeviceName= | interconnectionName=,,,,10,STTP,Streaming Telemetry Transport Protocol,11,,,,,,SPILS_440_PM_04!PMU-ST4,0.0,1.0,Device statistic for Number of measurements received from device during last reporting interval.,0,1,1,,Any,STAT,Statistic,ST,-98.6,37.5,PPA:4343,2021-07-29 23:03:17
} | MaximumArchiveDays=90 | DesiredRemainingSpace=500,4344,ONS_SPILS_440_PM_04!PMU:ST5,,142,8736f6c7-ad41-4b43-b4f6-e684e0d4ad20,SPILS_440_PM_04,Spils_440_Pm_04,60,1,companyAcronym= | protocolName=IEEE C37.118.2-2011 | vendorAcronym= | vendorDeviceName= | interconnectionName=,,,,10,STTP,Streaming Telemetry Transport Protocol,11,,,,,,SPILS_440_PM_04!PMU-ST5,0.0,1.0,Device statistic for Expected number of measurements received from device during last reporting interval.,0,1,1,,Any,STAT,Statistic,ST,-98.6,37.5,PPA:4344,2021-07-29 23:03:17
} | MaximumArchiveDays=90 | DesiredRemainingSpace=500,4345,ONS_SPILS_440_PM_04!PMU:ST6,,142,8736f6c7-ad41-4b43-b4f6-e684e0d4ad20,SPILS_440_PM_04,Spils_440_Pm_04,60,1,companyAcronym= | protocolName=IEEE C37.118.2-2011 | vendorAcronym= | vendorDeviceName= | interconnectionName=,,,,10,STTP,Streaming Telemetry Transport Protocol,11,,,,,,SPILS_440_PM_04!PMU-ST6,0.0,1.0,Device statistic for Number of measurements received while device was reporting errors during last reporting interval.,0,1,1,,Any,STAT,Statistic,ST,-98.6,37.5,PPA:4345,2021-07-29 23:03:17
} | MaximumArchiveDays=90 | DesiredRemainingSpace=500,4346,ONS_SPILS_440_PM_04!PMU:ST7,,142,8736f6c7-ad41-4b43-b4f6-e684e0d4ad20,SPILS_440_PM_04,Spils_440_Pm_04,60,1,companyAcronym= | protocolName=IEEE C37.118.2-2011 | vendorAcronym= | vendorDeviceName= | interconnectionName=,,,,10,STTP,Streaming Telemetry Transport Protocol,11,,,,,,SPILS_440_PM_04!PMU-ST7,0.0,1.0,Device statistic for Number of defined measurements (per frame) from device during last reporting interval.,0,1,1,,Any,STAT,Statistic,ST,-98.6,37.5,PPA:4346,2021-07-29 23:03:17
} | MaximumArchiveDays=90 | DesiredRemainingSpace=500,4347,ONS_USIM01B!PMU:ST1,,143,8736f6c7-ad41-4b43-b4f6-e684e0d4ad20,USIM01B,Usim01b,60,1,companyAcronym= | protocolName=IEEE C37.118.2-2011 | vendorAcronym= | vendorDeviceName= | interconnectionName=,,,,10,STTP,Streaming Telemetry Transport Protocol,11,,,,,,USIM01B!PMU-ST1,0.0,1.0,Device statistic for Number of data quality errors reported by device during last reporting interval.,0,1,1,,Any,STAT,Statistic,ST,-98.6,37.5,PPA:4347,2021-07-29 23:03:17
} | MaximumArchiveDays=90 | DesiredRemainingSpace=500,4348,ONS_USIM01B!PMU:ST2,,143,8736f6c7-ad41-4b43-b4f6-e684e0d4ad20,USIM01B,Usim01b,60,1,companyAcronym= | protocolName=IEEE C37.118.2-2011 | vendorAcronym= | vendorDeviceName= | interconnectionName=,,,,10,STTP,Streaming Telemetry Transport Protocol,11,,,,,,USIM01B!PMU-ST2,0.0,1.0,Device statistic for Number of time quality errors reported by device during last reporting interval.,0,1,1,,Any,STAT,Statistic,ST,-98.6,37.5,PPA:4348,2021-07-29 23:03:17
} | MaximumArchiveDays=90 | DesiredRemainingSpace=500,4349,ONS_USIM01B!PMU:ST3,,143,8736f6c7-ad41-4b43-b4f6-e684e0d4ad20,USIM01B,Usim01b,60,1,companyAcronym= | protocolName=IEEE C37.118.2-2011 | vendorAcronym= | vendorDeviceName= | interconnectionName=,,,,10,STTP,Streaming Telemetry Transport Protocol,11,,,,,,USIM01B!PMU-ST3,0.0,1.0,Device statistic for Number of device errors reported by device during last reporting interval.,0,1,1,,Any,STAT,Statistic,ST,-98.6,37.5,PPA:4349,2021-07-29 23:03:17
} | MaximumArchiveDays=90 | DesiredRemainingSpace=500,4350,ONS_USIM01B!PMU:ST4,,143,8736f6c7-ad41-4b43-b4f6-e684e0d4ad20,USIM01B,Usim01b,60,1,companyAcronym= | protocolName=IEEE C37.118.2-2011 | vendorAcronym= | vendorDeviceName= | interconnectionName=,,,,10,STTP,Streaming Telemetry Transport Protocol,11,,,,,,USIM01B!PMU-ST4,0.0,1.0,Device statistic for Number of measurements received from device during last reporting interval.,0,1,1,,Any,STAT,Statistic,ST,-98.6,37.5,PPA:4350,2021-07-29 23:03:17
} | MaximumArchiveDays=90 | DesiredRemainingSpace=500,4351,ONS_USIM01B!PMU:ST5,,143,8736f6c7-ad41-4b43-b4f6-e684e0d4ad20,USIM01B,Usim01b,60,1,companyAcronym= | protocolName=IEEE C37.118.2-2011 | vendorAcronym= | vendorDeviceName= | interconnectionName=,,,,10,STTP,Streaming Telemetry Transport Protocol,11,,,,,,USIM01B!PMU-ST5,0.0,1.0,Device statistic for Expected number of measurements received from device during last reporting interval.,0,1,1,,Any,STAT,Statistic,ST,-98.6,37.5,PPA:4351,2021-07-29 23:03:17
} | MaximumArchiveDays=90 | DesiredRemainingSpace=500,4352,ONS_USIM01B!PMU:ST6,,143,8736f6c7-ad41-4b43-b4f6-e684e0d4ad20,USIM01B,Usim01b,60,1,companyAcronym= | protocolName=IEEE C37.118.2-2011 | vendorAcronym= | vendorDeviceName= | interconnectionName=,,,,10,STTP,Streaming Telemetry Transport Protocol,11,,,,,,USIM01B!PMU-ST6,0.0,1.0,Device statistic for Number of measurements received while device was reporting errors during last reporting interval.,0,1,1,,Any,STAT,Statistic,ST,-98.6,37.5,PPA:4352,2021-07-29 23:03:17
} | MaximumArchiveDays=90 | DesiredRemainingSpace=500,4353,ONS_USIM01B!PMU:ST7,,143,8736f6c7-ad41-4b43-b4f6-e684e0d4ad20,USIM01B,Usim01b,60,1,companyAcronym= | protocolName=IEEE C37.118.2-2011 | vendorAcronym= | vendorDeviceName= | interconnectionName=,,,,10,STTP,Streaming Telemetry Transport Protocol,11,,,,,,USIM01B!PMU-ST7,0.0,1.0,Device statistic for Number of defined measurements (per frame) from device during last reporting interval.,0,1,1,,Any,STAT,Statistic,ST,-98.6,37.5,PPA:4353,2021-07-29 23:03:17
} | MaximumArchiveDays=90 | DesiredRemainingSpace=500,4354,ONS_MGUSIM_500_PM_05!PMU:ST1,,144,8736f6c7-ad41-4b43-b4f6-e684e0d4ad20,MGUSIM_500_PM_05,Mgusim_500_Pm_05,60,1,companyAcronym= | protocolName=IEEE C37.118.2-2011 | vendorAcronym= | vendorDeviceName= | interconnectionName=,,,,10,STTP,Streaming Telemetry Transport Protocol,11,,,,,,MGUSIM_500_PM_05!PMU-ST1,0.0,1.0,Device statistic for Number of data quality errors reported by device during last reporting interval.,0,1,1,,Any,STAT,Statistic,ST,-98.6,37.5,PPA:4354,2021-07-29 23:03:17
} | MaximumArchiveDays=90 | DesiredRemainingSpace=500,4355,ONS_MGUSIM_500_PM_05!PMU:ST2,,144,8736f6c7-ad41-4b43-b4f6-e684e0d4ad20,MGUSIM_500_PM_05,Mgusim_500_Pm_05,60,1,companyAcronym= | protocolName=IEEE C37.118.2-2011 | vendorAcronym= | vendorDeviceName= | interconnectionName=,,,,10,STTP,Streaming Telemetry Transport Protocol,11,,,,,,MGUSIM_500_PM_05!PMU-ST2,0.0,1.0,Device statistic for Number of time quality errors reported by device during last reporting interval.,0,1,1,,Any,STAT,Statistic,ST,-98.6,37.5,PPA:4355,2021-07-29 23:03:17
} | MaximumArchiveDays=90 | DesiredRemainingSpace=500,4356,ONS_MGUSIM_500_PM_05!PMU:ST3,,144,8736f6c7-ad41-4b43-b4f6-e684e0d4ad20,MGUSIM_500_PM_05,Mgusim_500_Pm_05,60,1,companyAcronym= | protocolName=IEEE C37.118.2-2011 | vendorAcronym= | vendorDeviceName= | interconnectionName=,,,,10,STTP,Streaming Telemetry Transport Protocol,11,,,,,,MGUSIM_500_PM_05!PMU-ST3,0.0,1.0,Device statistic for Number of device errors reported by device during last reporting interval.,0,1,1,,Any,STAT,Statistic,ST,-98.6,37.5,PPA:4356,2021-07-29 23:03:17
} | MaximumArchiveDays=90 | DesiredRemainingSpace=500,4357,ONS_MGUSIM_500_PM_05!PMU:ST4,,144,8736f6c7-ad41-4b43-b4f6-e684e0d4ad20,MGUSIM_500_PM_05,Mgusim_500_Pm_05,60,1,companyAcronym= | protocolName=IEEE C37.118.2-2011 | vendorAcronym= | vendorDeviceName= | interconnectionName=,,,,10,STTP,Streaming Telemetry Transport Protocol,11,,,,,,MGUSIM_500_PM_05!PMU-ST4,0.0,1.0,Device statistic for Number of measurements received from device during last reporting interval.,0,1,1,,Any,STAT,Statistic,ST,-98.6,37.5,PPA:4357,2021-07-29 23:03:17
} | MaximumArchiveDays=90 | DesiredRemainingSpace=500,4358,ONS_MGUSIM_500_PM_05!PMU:ST5,,144,8736f6c7-ad41-4b43-b4f6-e684e0d4ad20,MGUSIM_500_PM_05,Mgusim_500_Pm_05,60,1,companyAcronym= | protocolName=IEEE C37.118.2-2011 | vendorAcronym= | vendorDeviceName= | interconnectionName=,,,,10,STTP,Streaming Telemetry Transport Protocol,11,,,,,,MGUSIM_500_PM_05!PMU-ST5,0.0,1.0,Device statistic for Expected number of measurements received from device during last reporting interval.,0,1,1,,Any,STAT,Statistic,ST,-98.6,37.5,PPA:4358,2021-07-29 23:03:17
} | MaximumArchiveDays=90 | DesiredRemainingSpace=500,4359,ONS_MGUSIM_500_PM_05!PMU:ST6,,144,8736f6c7-ad41-4b43-b4f6-e684e0d4ad20,MGUSIM_500_PM_05,Mgusim_500_Pm_05,60,1,companyAcronym= | protocolName=IEEE C37.118.2-2011 | vendorAcronym= | vendorDeviceName= | interconnectionName=,,,,10,STTP,Streaming Telemetry Transport Protocol,11,,,,,,MGUSIM_500_PM_05!PMU-ST6,0.0,1.0,Device statistic for Number of measurements received while device was reporting errors during last reporting interval.,0,1,1,,Any,STAT,Statistic,ST,-98.6,37.5,PPA:4359,2021-07-29 23:03:17
} | MaximumArchiveDays=90 | DesiredRemainingSpace=500,4360,ONS_MGUSIM_500_PM_05!PMU:ST7,,144,8736f6c7-ad41-4b43-b4f6-e684e0d4ad20,MGUSIM_500_PM_05,Mgusim_500_Pm_05,60,1,companyAcronym= | protocolName=IEEE C37.118.2-2011 | vendorAcronym= | vendorDeviceName= | interconnectionName=,,,,10,STTP,Streaming Telemetry Transport Protocol,11,,,,,,MGUSIM_500_PM_05!PMU-ST7,0.0,1.0,Device statistic for Number of defined measurements (per frame) from device during last reporting interval.,0,1,1,,Any,STAT,Statistic,ST,-98.6,37.5,PPA:4360,2021-07-29 23:03:17
} | MaximumArchiveDays=90 | DesiredRemainingSpace=500,4361,ONS_MGUSIM_500_PM_06!PMU:ST1,,145,8736f6c7-ad41-4b43-b4f6-e684e0d4ad20,MGUSIM_500_PM_06,Mgusim_500_Pm_06,60,1,companyAcronym= | protocolName=IEEE C37.118.2-2011 | vendorAcronym= | vendorDeviceName= | interconnectionName=,,,,10,STTP,Streaming Telemetry Transport Protocol,11,,,,,,MGUSIM_500_PM_06!PMU-ST1,0.0,1.0,Device statistic for Number of data quality errors reported by device during last reporting interval.,0,1,1,,Any,STAT,Statistic,ST,-98.6,37.5,PPA:4361,2021-07-29 23:03:17
} | MaximumArchiveDays=90 | DesiredRemainingSpace=500,4362,ONS_MGUSIM_500_PM_06!PMU:ST2,,145,8736f6c7-ad41-4b43-b4f6-e684e0d4ad20,MGUSIM_500_PM_06,Mgusim_500_Pm_06,60,1,companyAcronym= | protocolName=IEEE C37.118.2-2011 | vendorAcronym= | vendorDeviceName= | interconnectionName=,,,,10,STTP,Streaming Telemetry Transport Protocol,11,,,,,,MGUSIM_500_PM_06!PMU-ST2,0.0,1.0,Device statistic for Number of time quality errors reported by device during last reporting interval.,0,1,1,,Any,STAT,Statistic,ST,-98.6,37.5,PPA:4362,2021-07-29 23:03:17
} | MaximumArchiveDays=90 | DesiredRemainingSpace=500,4363,ONS_MGUSIM_500_PM_06!PMU:ST3,,145,8736f6c7-ad41-4b43-b4f6-e684e0d4ad20,MGUSIM_500_PM_06,Mgusim_500_Pm_06,60,1,companyAcronym= | protocolName=IEEE C37.118.2-2011 | vendorAcronym= | vendorDeviceName= | interconnectionName=,,,,10,STTP,Streaming Telemetry Transport Protocol,11,,,,,,MGUSIM_500_PM_06!PMU-ST3,0.0,1.0,Device statistic for Number of device errors reported by device during last reporting interval.,0,1,1,,Any,STAT,Statistic,ST,-98.6,37.5,PPA:4363,2021-07-29 23:03:17
} | MaximumArchiveDays=90 | DesiredRemainingSpace=500,4364,ONS_MGUSIM_500_PM_06!PMU:ST4,,145,8736f6c7-ad41-4b43-b4f6-e684e0d4ad20,MGUSIM_500_PM_06,Mgusim_500_Pm_06,60,1,companyAcronym= | protocolName=IEEE C37.118.2-2011 | vendorAcronym= | vendorDeviceName= | interconnectionName=,,,,10,STTP,Streaming Telemetry Transport Protocol,11,,,,,,MGUSIM_500_PM_06!PMU-ST4,0.0,1.0,Device statistic for Number of measurements received from device during last reporting interval.,0,1,1,,Any,STAT,Statistic,ST,-98.6,37.5,PPA:4364,2021-07-29 23:03:17
} | MaximumArchiveDays=90 | DesiredRemainingSpace=500,4365,ONS_MGUSIM_500_PM_06!PMU:ST5,,145,8736f6c7-ad41-4b43-b4f6-e684e0d4ad20,MGUSIM_500_PM_06,Mgusim_500_Pm_06,60,1,companyAcronym= | protocolName=IEEE C37.118.2-2011 | vendorAcronym= | vendorDeviceName= | interconnectionName=,,,,10,STTP,Streaming Telemetry Transport Protocol,11,,,,,,MGUSIM_500_PM_06!PMU-ST5,0.0,1.0,Device statistic for Expected number of measurements received from device during last reporting interval.,0,1,1,,Any,STAT,Statistic,ST,-98.6,37.5,PPA:4365,2021-07-29 23:03:17
} | MaximumArchiveDays=90 | DesiredRemainingSpace=500,4366,ONS_MGUSIM_500_PM_06!PMU:ST6,,145,8736f6c7-ad41-4b43-b4f6-e684e0d4ad20,MGUSIM_500_PM_06,Mgusim_500_Pm_06,60,1,companyAcronym= | protocolName=IEEE C37.118.2-2011 | vendorAcronym= | vendorDeviceName= | interconnectionName=,,,,10,STTP,Streaming Telemetry Transport Protocol,11,,,,,,MGUSIM_500_PM_06!PMU-ST6,0.0,1.0,Device statistic for Number of measurements received while device was reporting errors during last reporting interval.,0,1,1,,Any,STAT,Statistic,ST,-98.6,37.5,PPA:4366,2021-07-29 23:03:17
} | MaximumArchiveDays=90 | DesiredRemainingSpace=500,4367,ONS_MGUSIM_500_PM_06!PMU:ST7,,145,8736f6c7-ad41-4b43-b4f6-e684e0d4ad20,MGUSIM_500_PM_06,Mgusim_500_Pm_06,60,1,companyAcronym= | protocolName=IEEE C37.118.2-2011 | vendorAcronym= | vendorDeviceName= | interconnectionName=,,,,10,STTP,Streaming Telemetry Transport Protocol,11,,,,,,MGUSIM_500_PM_06!PMU-ST7,0.0,1.0,Device statistic for Number of defined measurements (per frame) from device during last reporting interval.,0,1,1,,Any,STAT,Statistic,ST,-98.6,37.5,PPA:4367,2021-07-29 23:03:17
} | MaximumArchiveDays=90 | DesiredRemainingSpace=500,4368,ONS_MTPRT_500_PM_01!PMU:ST1,,146,8736f6c7-ad41-4b43-b4f6-e684e0d4ad20,MTPRT_500_PM_01,Mtprt_500_Pm_01,60,1,companyAcronym= | protocolName=IEEE C37.118.2-2011 | vendorAcronym= | vendorDeviceName= | interconnectionName=,,,,10,STTP,Streaming Telemetry Transport Protocol,11,,,,,,MTPRT_500_PM_01!PMU-ST1,0.0,1.0,Device statistic for Number of data quality errors reported by device during last reporting interval.,0,1,1,,Any,STAT,Statistic,ST,-98.6,37.5,PPA:4368,2021-07-29 23:03:17
} | MaximumArchiveDays=90 | DesiredRemainingSpace=500,4369,ONS_MTPRT_500_PM_01!PMU:ST2,,146,8736f6c7-ad41-4b43-b4f6-e684e0d4ad20,MTPRT_500_PM_01,Mtprt_500_Pm_01,60,1,companyAcronym= | protocolName=IEEE C37.118.2-2011 | vendorAcronym= | vendorDeviceName= | interconnectionName=,,,,10,STTP,Streaming Telemetry Transport Protocol,11,,,,,,MTPRT_500_PM_01!PMU-ST2,0.0,1.0,Device statistic for Number of time quality errors reported by device during last reporting interval.,0,1,1,,Any,STAT,Statistic,ST,-98.6,37.5,PPA:4369,2021-07-29 23:03:17
} | MaximumArchiveDays=90 | DesiredRemainingSpace=500,4370,ONS_MTPRT_500_PM_01!PMU:ST3,,146,8736f6c7-ad41-4b43-b4f6-e684e0d4ad20,MTPRT_500_PM_01,Mtprt_500_Pm_01,60,1,companyAcronym= | protocolName=IEEE C37.118.2-2011 | vendorAcronym= | vendorDeviceName= | interconnectionName=,,,,10,STTP,Streaming Telemetry Transport Protocol,11,,,,,,MTPRT_500_PM_01!PMU-ST3,0.0,1.0,Device statistic for Number of device errors reported by device during last reporting interval.,0,1,1,,Any,STAT,Statistic,ST,-98.6,37.5,PPA:4370,2021-07-29 23:03:17
} | MaximumArchiveDays=90 | DesiredRemainingSpace=500,4371,ONS_MTPRT_500_PM_01!PMU:ST4,,146,8736f6c7-ad41-4b43-b4f6-e684e0d4ad20,MTPRT_500_PM_01,Mtprt_500_Pm_01,60,1,companyAcronym= | protocolName=IEEE C37.118.2-2011 | vendorAcronym= | vendorDeviceName= | interconnectionName=,,,,10,STTP,Streaming Telemetry Transport Protocol,11,,,,,,MTPRT_500_PM_01!PMU-ST4,0.0,1.0,Device statistic for Number of measurements received from device during last reporting interval.,0,1,1,,Any,STAT,Statistic,ST,-98.6,37.5,PPA:4371,2021-07-29 23:03:17
} | MaximumArchiveDays=90 | DesiredRemainingSpace=500,4372,ONS_MTPRT_500_PM_01!PMU:ST5,,146,8736f6c7-ad41-4b43-b4f6-e684e0d4ad20,MTPRT_500_PM_01,Mtprt_500_Pm_01,60,1,companyAcronym= | protocolName=IEEE C37.118.2-2011 | vendorAcronym= | vendorDeviceName= | interconnectionName=,,,,10,STTP,Streaming Telemetry Transport Protocol,11,,,,,,MTPRT_500_PM_01!PMU-ST5,0.0,1.0,Device statistic for Expected number of measurements received from device during last reporting interval.,0,1,1,,Any,STAT,Statistic,ST,-98.6,37.5,PPA:4372,2021-07-29 23:03:17
} | MaximumArchiveDays=90 | DesiredRemainingSpace=500,4373,ONS_MTPRT_500_PM_01!PMU:ST6,,146,8736f6c7-ad41-4b43-b4f6-e684e0d4ad20,MTPRT_500_PM_01,Mtprt_500_Pm_01,60,1,companyAcronym= | protocolName=IEEE C37.118.2-2011 | vendorAcronym= | vendorDeviceName= | interconnectionName=,,,,10,STTP,Streaming Telemetry Transport Protocol,11,,,,,,MTPRT_500_PM_01!PMU-ST6,0.0,1.0,Device statistic for Number of measurements received while device was reporting errors during last reporting interval.,0,1,1,,Any,STAT,Statistic,ST,-98.6,37.5,PPA:4373,2021-07-29 23:03:17
} | MaximumArchiveDays=90 | DesiredRemainingSpace=500,4374,ONS_MTPRT_500_PM_01!PMU:ST7,,146,8736f6c7-ad41-4b43-b4f6-e684e0d4ad20,MTPRT_500_PM_01,Mtprt_500_Pm_01,60,1,companyAcronym= | protocolName=IEEE C37.118.2-2011 | vendorAcronym= | vendorDeviceName= | interconnectionName=,,,,10,STTP,Streaming Telemetry Transport Protocol,11,,,,,,MTPRT_500_PM_01!PMU-ST7,0.0,1.0,Device statistic for Number of defined measurements (per frame) from device during last reporting interval.,0,1,1,,Any,STAT,Statistic,ST,-98.6,37.5,PPA:4374,2021-07-29 23:03:17
} | MaximumArchiveDays=90 | DesiredRemainingSpace=500,4375,ONS_MTCLD_500_PM_01!PMU:ST1,,147,8736f6c7-ad41-4b43-b4f6-e684e0d4ad20,MTCLD_500_PM_01,Mtcld_500_Pm_01,60,1,companyAcronym= | protocolName=IEEE C37.118.2-2011 | vendorAcronym= | vendorDeviceName= | interconnectionName=,,,,10,STTP,Streaming Telemetry Transport Protocol,11,,,,,,MTCLD_500_PM_01!PMU-ST1,0.0,1.0,Device statistic for Number of data quality errors reported by device during last reporting interval.,0,1,1,,Any,STAT,Statistic,ST,-98.6,37.5,PPA:4375,2021-07-29 23:03:17
} | MaximumArchiveDays=90 | DesiredRemainingSpace=500,4376,ONS_MTCLD_500_PM_01!PMU:ST2,,147,8736f6c7-ad41-4b43-b4f6-e684e0d4ad20,MTCLD_500_PM_01,Mtcld_500_Pm_01,60,1,companyAcronym= | protocolName=IEEE C37.118.2-2011 | vendorAcronym= | vendorDeviceName= | interconnectionName=,,,,10,STTP,Streaming Telemetry Transport Protocol,11,,,,,,MTCLD_500_PM_01!PMU-ST2,0.0,1.0,Device statistic for Number of time quality errors reported by device during last reporting interval.,0,1,1,,Any,STAT,Statistic,ST,-98.6,37.5,PPA:4376,2021-07-29 23:03:17
} | MaximumArchiveDays=90 | DesiredRemainingSpace=500,4377,ONS_MTCLD_500_PM_01!PMU:ST3,,147,8736f6c7-ad41-4b43-b4f6-e684e0d4ad20,MTCLD_500_PM_01,Mtcld_500_Pm_01,60,1,companyAcronym= | protocolName=IEEE C37.118.2-2011 | vendorAcronym= | vendorDeviceName= | interconnectionName=,,,,10,STTP,Streaming Telemetry Transport Protocol,11,,,,,,MTCLD_500_PM_01!PMU-ST3,0.0,1.0,Device statistic for Number of device errors reported by device during last reporting interval.,0,1,1,,Any,STAT,Statistic,ST,-98.6,37.5,PPA:4377,2021-07-29 23:03:17
} | MaximumArchiveDays=90 | DesiredRemainingSpace=500,4378,ONS_MTCLD_500_PM_01!PMU:ST4,,147,8736f6c7-ad41-4b43-b4f6-e684e0d4ad20,MTCLD_500_PM_01,Mtcld_500_Pm_01,60,1,companyAcronym= | protocolName=IEEE C37.118.2-2011 | vendorAcronym= | vendorDeviceName= | interconnectionName=,,,,10,STTP,Streaming Telemetry Transport Protocol,11,,,,,,MTCLD_500_PM_01!PMU-ST4,0.0,1.0,Device statistic for Number of measurements received from device during last reporting interval.,0,1,1,,Any,STAT,Statistic,ST,-98.6,37.5,PPA:4378,2021-07-29 23:03:17
} | MaximumArchiveDays=90 | DesiredRemainingSpace=500,4379,ONS_MTCLD_500_PM_01!PMU:ST5,,147,8736f6c7-ad41-4b43-b4f6-e684e0d4ad20,MTCLD_500_PM_01,Mtcld_500_Pm_01,60,1,companyAcronym= | protocolName=IEEE C37.118.2-2011 | vendorAcronym= | vendorDeviceName= | interconnectionName=,,,,10,STTP,Streaming Telemetry Transport Protocol,11,,,,,,MTCLD_500_PM_01!PMU-ST5,0.0,1.0,Device statistic for Expected number of measurements received from device during last reporting interval.,0,1,1,,Any,STAT,Statistic,ST,-98.6,37.5,PPA:4379,2021-07-29 23:03:17
} | MaximumArchiveDays=90 | DesiredRemainingSpace=500,4380,ONS_MTCLD_500_PM_01!PMU:ST6,,147,8736f6c7-ad41-4b43-b4f6-e684e0d4ad20,MTCLD_500_PM_01,Mtcld_500_Pm_01,60,1,companyAcronym= | protocolName=IEEE C37.118.2-2011 | vendorAcronym= | vendorDeviceName= | interconnectionName=,,,,10,STTP,Streaming Telemetry Transport Protocol,11,,,,,,MTCLD_500_PM_01!PMU-ST6,0.0,1.0,Device statistic for Number of measurements received while device was reporting errors during last reporting interval.,0,1,1,,Any,STAT,Statistic,ST,-98.6,37.5,PPA:4380,2021-07-29 23:03:17
} | MaximumArchiveDays=90 | DesiredRemainingSpace=500,4381,ONS_MTCLD_500_PM_01!PMU:ST7,,147,8736f6c7-ad41-4b43-b4f6-e684e0d4ad20,MTCLD_500_PM_01,Mtcld_500_Pm_01,60,1,companyAcronym= | protocolName=IEEE C37.118.2-2011 | vendorAcronym= | vendorDeviceName= | interconnectionName=,,,,10,STTP,Streaming Telemetry Transport Protocol,11,,,,,,MTCLD_500_PM_01!PMU-ST7,0.0,1.0,Device statistic for Number of defined measurements (per frame) from device during last reporting interval.,0,1,1,,Any,STAT,Statistic,ST,-98.6,37.5,PPA:4381,2021-07-29 23:03:17
} | MaximumArchiveDays=90 | DesiredRemainingSpace=500,4382,ONS_MTCLD_500_PM_02!PMU:ST1,,148,8736f6c7-ad41-4b43-b4f6-e684e0d4ad20,MTCLD_500_PM_02,Mtcld_500_Pm_02,60,1,companyAcronym= | protocolName=IEEE C37.118.2-2011 | vendorAcronym= | vendorDeviceName= | interconnectionName=,,,,10,STTP,Streaming Telemetry Transport Protocol,11,,,,,,MTCLD_500_PM_02!PMU-ST1,0.0,1.0,Device statistic for Number of data quality errors reported by device during last reporting interval.,0,1,1,,Any,STAT,Statistic,ST,-98.6,37.5,PPA:4382,2021-07-29 23:03:17
} | MaximumArchiveDays=90 | DesiredRemainingSpace=500,4383,ONS_MTCLD_500_PM_02!PMU:ST2,,148,8736f6c7-ad41-4b43-b4f6-e684e0d4ad20,MTCLD_500_PM_02,Mtcld_500_Pm_02,60,1,companyAcronym= | protocolName=IEEE C37.118.2-2011 | vendorAcronym= | vendorDeviceName= | interconnectionName=,,,,10,STTP,Streaming Telemetry Transport Protocol,11,,,,,,MTCLD_500_PM_02!PMU-ST2,0.0,1.0,Device statistic for Number of time quality errors reported by device during last reporting interval.,0,1,1,,Any,STAT,Statistic,ST,-98.6,37.5,PPA:4383,2021-07-29 23:03:17
} | MaximumArchiveDays=90 | DesiredRemainingSpace=500,4384,ONS_MTCLD_500_PM_02!PMU:ST3,,148,8736f6c7-ad41-4b43-b4f6-e684e0d4ad20,MTCLD_500_PM_02,Mtcld_500_Pm_02,60,1,companyAcronym= | protocolName=IEEE C37.118.2-2011 | vendorAcronym= | vendorDeviceName= | interconnectionName=,,,,10,STTP,Streaming Telemetry Transport Protocol,11,,,,,,MTCLD_500_PM_02!PMU-ST3,0.0,1.0,Device statistic for Number of device errors reported by device during last reporting interval.,0,1,1,,Any,STAT,Statistic,ST,-98.6,37.5,PPA:4384,2021-07-29 23:03:17
} | MaximumArchiveDays=90 | DesiredRemainingSpace=500,4385,ONS_MTCLD_500_PM_02!PMU:ST4,,148,8736f6c7-ad41-4b43-b4f6-e684e0d4ad20,MTCLD_500_PM_02,Mtcld_500_Pm_02,60,1,companyAcronym= | protocolName=IEEE C37.118.2-2011 | vendorAcronym= | vendorDeviceName= | interconnectionName=,,,,10,STTP,Streaming Telemetry Transport Protocol,11,,,,,,MTCLD_500_PM_02!PMU-ST4,0.0,1.0,Device statistic for Number of measurements received from device during last reporting interval.,0,1,1,,Any,STAT,Statistic,ST,-98.6,37.5,PPA:4385,2021-07-29 23:03:17
} | MaximumArchiveDays=90 | DesiredRemainingSpace=500,4386,ONS_MTCLD_500_PM_02!PMU:ST5,,148,8736f6c7-ad41-4b43-b4f6-e684e0d4ad20,MTCLD_500_PM_02,Mtcld_500_Pm_02,60,1,companyAcronym= | protocolName=IEEE C37.118.2-2011 | vendorAcronym= | vendorDeviceName= | interconnectionName=,,,,10,STTP,Streaming Telemetry Transport Protocol,11,,,,,,MTCLD_500_PM_02!PMU-ST5,0.0,1.0,Device statistic for Expected number of measurements received from device during last reporting interval.,0,1,1,,Any,STAT,Statistic,ST,-98.6,37.5,PPA:4386,2021-07-29 23:03:17
} | MaximumArchiveDays=90 | DesiredRemainingSpace=500,4387,ONS_MTCLD_500_PM_02!PMU:ST6,,148,8736f6c7-ad41-4b43-b4f6-e684e0d4ad20,MTCLD_500_PM_02,Mtcld_500_Pm_02,60,1,companyAcronym= | protocolName=IEEE C37.118.2-2011 | vendorAcronym= | vendorDeviceName= | interconnectionName=,,,,10,STTP,Streaming Telemetry Transport Protocol,11,,,,,,MTCLD_500_PM_02!PMU-ST6,0.0,1.0,Device statistic for Number of measurements received while device was reporting errors during last reporting interval.,0,1,1,,Any,STAT,Statistic,ST,-98.6,37.5,PPA:4387,2021-07-29 23:03:17
} | MaximumArchiveDays=90 | DesiredRemainingSpace=500,4388,ONS_MTCLD_500_PM_02!PMU:ST7,,148,8736f6c7-ad41-4b43-b4f6-e684e0d4ad20,MTCLD_500_PM_02,Mtcld_500_Pm_02,60,1,companyAcronym= | protocolName=IEEE C37.118.2-2011 | vendorAcronym= | vendorDeviceName= | interconnectionName=,,,,10,STTP,Streaming Telemetry Transport Protocol,11,,,,,,MTCLD_500_PM_02!PMU-ST7,0.0,1.0,Device statistic for Number of defined measurements (per frame) from device during last reporting interval.,0,1,1,,Any,STAT,Statistic,ST,-98.6,37.5,PPA:4388,2021-07-29 23:03:17
} | MaximumArchiveDays=90 | DesiredRemainingSpace=500,4389,ONS_MTPRG_500_PM_01!PMU:ST1,,149,8736f6c7-ad41-4b43-b4f6-e684e0d4ad20,MTPRG_500_PM_01,Mtprg_500_Pm_01,60,1,companyAcronym= | protocolName=IEEE C37.118.2-2011 | vendorAcronym= | vendorDeviceName= | interconnectionName=,,,,10,STTP,Streaming Telemetry Transport Protocol,11,,,,,,MTPRG_500_PM_01!PMU-ST1,0.0,1.0,Device statistic for Number of data quality errors reported by device during last reporting interval.,0,1,1,,Any,STAT,Statistic,ST,-98.6,37.5,PPA:4389,2021-07-29 23:03:17
} | MaximumArchiveDays=90 | DesiredRemainingSpace=500,4390,ONS_MTPRG_500_PM_01!PMU:ST2,,149,8736f6c7-ad41-4b43-b4f6-e684e0d4ad20,MTPRG_500_PM_01,Mtprg_500_Pm_01,60,1,companyAcronym= | protocolName=IEEE C37.118.2-2011 | vendorAcronym= | vendorDeviceName= | interconnectionName=,,,,10,STTP,Streaming Telemetry Transport Protocol,11,,,,,,MTPRG_500_PM_01!PMU-ST2,0.0,1.0,Device statistic for Number of time quality errors reported by device during last reporting interval.,0,1,1,,Any,STAT,Statistic,ST,-98.6,37.5,PPA:4390,2021-07-29 23:03:17
} | MaximumArchiveDays=90 | DesiredRemainingSpace=500,4391,ONS_MTPRG_500_PM_01!PMU:ST3,,149,8736f6c7-ad41-4b43-b4f6-e684e0d4ad20,MTPRG_500_PM_01,Mtprg_500_Pm_01,60,1,companyAcronym= | protocolName=IEEE C37.118.2-2011 | vendorAcronym= | vendorDeviceName= | interconnectionName=,,,,10,STTP,Streaming Telemetry Transport Protocol,11,,,,,,MTPRG_500_PM_01!PMU-ST3,0.0,1.0,Device statistic for Number of device errors reported by device during last reporting interval.,0,1,1,,Any,STAT,Statistic,ST,-98.6,37.5,PPA:4391,2021-07-29 23:03:17
} | MaximumArchiveDays=90 | DesiredRemainingSpace=500,4392,ONS_MTPRG_500_PM_01!PMU:ST4,,149,8736f6c7-ad41-4b43-b4f6-e684e0d4ad20,MTPRG_500_PM_01,Mtprg_500_Pm_01,60,1,companyAcronym= | protocolName=IEEE C37.118.2-2011 | vendorAcronym= | vendorDeviceName= | interconnectionName=,,,,10,STTP,Streaming Telemetry Transport Protocol,11,,,,,,MTPRG_500_PM_01!PMU-ST4,0.0,1.0,Device statistic for Number of measurements received from device during last reporting interval.,0,1,1,,Any,STAT,Statistic,ST,-98.6,37.5,PPA:4392,2021-07-29 23:03:17
} | MaximumArchiveDays=90 | DesiredRemainingSpace=500,4393,ONS_MTPRG_500_PM_01!PMU:ST5,,149,8736f6c7-ad41-4b43-b4f6-e684e0d4ad20,MTPRG_500_PM_01,Mtprg_500_Pm_01,60,1,companyAcronym= | protocolName=IEEE C37.118.2-2011 | vendorAcronym= | vendorDeviceName= | interconnectionName=,,,,10,STTP,Streaming Telemetry Transport Protocol,11,,,,,,MTPRG_500_PM_01!PMU-ST5,0.0,1.0,Device statistic for Expected number of measurements received from device during last reporting interval.,0,1,1,,Any,STAT,Statistic,ST,-98.6,37.5,PPA:4393,2021-07-29 23:03:17
} | MaximumArchiveDays=90 | DesiredRemainingSpace=500,4394,ONS_MTPRG_500_PM_01!PMU:ST6,,149,8736f6c7-ad41-4b43-b4f6-e684e0d4ad20,MTPRG_500_PM_01,Mtprg_500_Pm_01,60,1,companyAcronym= | protocolName=IEEE C37.118.2-2011 | vendorAcronym= | vendorDeviceName= | interconnectionName=,,,,10,STTP,Streaming Telemetry Transport Protocol,11,,,,,,MTPRG_500_PM_01!PMU-ST6,0.0,1.0,Device statistic for Number of measurements received while device was reporting errors during last reporting interval.,0,1,1,,Any,STAT,Statistic,ST,-98.6,37.5,PPA:4394,2021-07-29 23:03:17
} | MaximumArchiveDays=90 | DesiredRemainingSpace=500,4395,ONS_MTPRG_500_PM_01!PMU:ST7,,149,8736f6c7-ad41-4b43-b4f6-e684e0d4ad20,MTPRG_500_PM_01,Mtprg_500_Pm_01,60,1,companyAcronym= | protocolName=IEEE C37.118.2-2011 | vendorAcronym= | vendorDeviceName= | interconnectionName=,,,,10,STTP,Streaming Telemetry Transport Protocol,11,,,,,,MTPRG_500_PM_01!PMU-ST7,0.0,1.0,Device statistic for Number of defined measurements (per frame) from device during last reporting interval.,0,1,1,,Any,STAT,Statistic,ST,-98.6,37.5,PPA:4395,2021-07-29 23:03:17
} | MaximumArchiveDays=90 | DesiredRemainingSpace=500,4396,ONS_MTPRG_500_PM_02!PMU:ST1,,150,8736f6c7-ad41-4b43-b4f6-e684e0d4ad20,MTPRG_500_PM_02,Mtprg_500_Pm_02,60,1,companyAcronym= | protocolName=IEEE C37.118.2-2011 | vendorAcronym= | vendorDeviceName= | interconnectionName=,,,,10,STTP,Streaming Telemetry Transport Protocol,11,,,,,,MTPRG_500_PM_02!PMU-ST1,0.0,1.0,Device statistic for Number of data quality errors reported by device during last reporting interval.,0,1,1,,Any,STAT,Statistic,ST,-98.6,37.5,PPA:4396,2021-07-29 23:03:17
} | MaximumArchiveDays=90 | DesiredRemainingSpace=500,4397,ONS_MTPRG_500_PM_02!PMU:ST2,,150,8736f6c7-ad41-4b43-b4f6-e684e0d4ad20,MTPRG_500_PM_02,Mtprg_500_Pm_02,60,1,companyAcronym= | protocolName=IEEE C37.118.2-2011 | vendorAcronym= | vendorDeviceName= | interconnectionName=,,,,10,STTP,Streaming Telemetry Transport Protocol,11,,,,,,MTPRG_500_PM_02!PMU-ST2,0.0,1.0,Device statistic for Number of time quality errors reported by device during last reporting interval.,0,1,1,,Any,STAT,Statistic,ST,-98.6,37.5,PPA:4397,2021-07-29 23:03:17
} | MaximumArchiveDays=90 | DesiredRemainingSpace=500,4398,ONS_MTPRG_500_PM_02!PMU:ST3,,150,8736f6c7-ad41-4b43-b4f6-e684e0d4ad20,MTPRG_500_PM_02,Mtprg_500_Pm_02,60,1,companyAcronym= | protocolName=IEEE C37.118.2-2011 | vendorAcronym= | vendorDeviceName= | interconnectionName=,,,,10,STTP,Streaming Telemetry Transport Protocol,11,,,,,,MTPRG_500_PM_02!PMU-ST3,0.0,1.0,Device statistic for Number of device errors reported by device during last reporting interval.,0,1,1,,Any,STAT,Statistic,ST,-98.6,37.5,PPA:4398,2021-07-29 23:03:17
} | MaximumArchiveDays=90 | DesiredRemainingSpace=500,4399,ONS_MTPRG_500_PM_02!PMU:ST4,,150,8736f6c7-ad41-4b43-b4f6-e684e0d4ad20,MTPRG_500_PM_02,Mtprg_500_Pm_02,60,1,companyAcronym= | protocolName=IEEE C37.118.2-2011 | vendorAcronym= | vendorDeviceName= | interconnectionName=,,,,10,STTP,Streaming Telemetry Transport Protocol,11,,,,,,MTPRG_500_PM_02!PMU-ST4,0.0,1.0,Device statistic for Number of measurements received from device during last reporting interval.,0,1,1,,Any,STAT,Statistic,ST,-98.6,37.5,PPA:4399,2021-07-29 23:03:17
} | MaximumArchiveDays=90 | DesiredRemainingSpace=500,4400,ONS_MTPRG_500_PM_02!PMU:ST5,,150,8736f6c7-ad41-4b43-b4f6-e684e0d4ad20,MTPRG_500_PM_02,Mtprg_500_Pm_02,60,1,companyAcronym= | protocolName=IEEE C37.118.2-2011 | vendorAcronym= | vendorDeviceName= | interconnectionName=,,,,10,STTP,Streaming Telemetry Transport Protocol,11,,,,,,MTPRG_500_PM_02!PMU-ST5,0.0,1.0,Device statistic for Expected number of measurements received from device during last reporting interval.,0,1,1,,Any,STAT,Statistic,ST,-98.6,37.5,PPA:4400,2021-07-29 23:03:17
} | MaximumArchiveDays=90 | DesiredRemainingSpace=500,4401,ONS_MTPRG_500_PM_02!PMU:ST6,,150,8736f6c7-ad41-4b43-b4f6-e684e0d4ad20,MTPRG_500_PM_02,Mtprg_500_Pm_02,60,1,companyAcronym= | protocolName=IEEE C37.118.2-2011 | vendorAcronym= | vendorDeviceName= | interconnectionName=,,,,10,STTP,Streaming Telemetry Transport Protocol,11,,,,,,MTPRG_500_PM_02!PMU-ST6,0.0,1.0,Device statistic for Number of measurements received while device was reporting errors during last reporting interval.,0,1,1,,Any,STAT,Statistic,ST,-98.6,37.5,PPA:4401,2021-07-29 23:03:17
} | MaximumArchiveDays=90 | DesiredRemainingSpace=500,4402,ONS_MTPRG_500_PM_02!PMU:ST7,,150,8736f6c7-ad41-4b43-b4f6-e684e0d4ad20,MTPRG_500_PM_02,Mtprg_500_Pm_02,60,1,companyAcronym= | protocolName=IEEE C37.118.2-2011 | vendorAcronym= | vendorDeviceName= | interconnectionName=,,,,10,STTP,Streaming Telemetry Transport Protocol,11,,,,,,MTPRG_500_PM_02!PMU-ST7,0.0,1.0,Device statistic for Number of defined measurements (per frame) from device during last reporting interval.,0,1,1,,Any,STAT,Statistic,ST,-98.6,37.5,PPA:4402,2021-07-29 23:03:17
} | MaximumArchiveDays=90 | DesiredRemainingSpace=500,4403,ONS_MTRIB_500_PM_01!PMU:ST1,,151,8736f6c7-ad41-4b43-b4f6-e684e0d4ad20,MTRIB_500_PM_01,Mtrib_500_Pm_01,60,1,companyAcronym= | protocolName=IEEE C37.118.2-2011 | vendorAcronym= | vendorDeviceName= | interconnectionName=,,,,10,STTP,Streaming Telemetry Transport Protocol,11,,,,,,MTRIB_500_PM_01!PMU-ST1,0.0,1.0,Device statistic for Number of data quality errors reported by device during last reporting interval.,0,1,1,,Any,STAT,Statistic,ST,-98.6,37.5,PPA:4403,2021-07-29 23:03:17
} | MaximumArchiveDays=90 | DesiredRemainingSpace=500,4404,ONS_MTRIB_500_PM_01!PMU:ST2,,151,8736f6c7-ad41-4b43-b4f6-e684e0d4ad20,MTRIB_500_PM_01,Mtrib_500_Pm_01,60,1,companyAcronym= | protocolName=IEEE C37.118.2-2011 | vendorAcronym= | vendorDeviceName= | interconnectionName=,,,,10,STTP,Streaming Telemetry Transport Protocol,11,,,,,,MTRIB_500_PM_01!PMU-ST2,0.0,1.0,Device statistic for Number of time quality errors reported by device during last reporting interval.,0,1,1,,Any,STAT,Statistic,ST,-98.6,37.5,PPA:4404,2021-07-29 23:03:17
} | MaximumArchiveDays=90 | DesiredRemainingSpace=500,4405,ONS_MTRIB_500_PM_01!PMU:ST3,,151,8736f6c7-ad41-4b43-b4f6-e684e0d4ad20,MTRIB_500_PM_01,Mtrib_500_Pm_01,60,1,companyAcronym= | protocolName=IEEE C37.118.2-2011 | vendorAcronym= | vendorDeviceName= | interconnectionName=,,,,10,STTP,Streaming Telemetry Transport Protocol,11,,,,,,MTRIB_500_PM_01!PMU-ST3,0.0,1.0,Device statistic for Number of device errors reported by device during last reporting interval.,0,1,1,,Any,STAT,Statistic,ST,-98.6,37.5,PPA:4405,2021-07-29 23:03:17
} | MaximumArchiveDays=90 | DesiredRemainingSpace=500,4406,ONS_MTRIB_500_PM_01!PMU:ST4,,151,8736f6c7-ad41-4b43-b4f6-e684e0d4ad20,MTRIB_500_PM_01,Mtrib_500_Pm_01,60,1,companyAcronym= | protocolName=IEEE C37.118.2-2011 | vendorAcronym= | vendorDeviceName= | interconnectionName=,,,,10,STTP,Streaming Telemetry Transport Protocol,11,,,,,,MTRIB_500_PM_01!PMU-ST4,0.0,1.0,Device statistic for Number of measurements received from device during last reporting interval.,0,1,1,,Any,STAT,Statistic,ST,-98.6,37.5,PPA:4406,2021-07-29 23:03:17
} | MaximumArchiveDays=90 | DesiredRemainingSpace=500,4407,ONS_MTRIB_500_PM_01!PMU:ST5,,151,8736f6c7-ad41-4b43-b4f6-e684e0d4ad20,MTRIB_500_PM_01,Mtrib_500_Pm_01,60,1,companyAcronym= | protocolName=IEEE C37.118.2-2011 | vendorAcronym= | vendorDeviceName= | interconnectionName=,,,,10,STTP,Streaming Telemetry Transport Protocol,11,,,,,,MTRIB_500_PM_01!PMU-ST5,0.0,1.0,Device statistic for Expected number of measurements received from device during last reporting interval.,0,1,1,,Any,STAT,Statistic,ST,-98.6,37.5,PPA:4407,2021-07-29 23:03:17
} | MaximumArchiveDays=90 | DesiredRemainingSpace=500,4408,ONS_MTRIB_500_PM_01!PMU:ST6,,151,8736f6c7-ad41-4b43-b4f6-e684e0d4ad20,MTRIB_500_PM_01,Mtrib_500_Pm_01,60,1,companyAcronym= | protocolName=IEEE C37.118.2-2011 | vendorAcronym= | vendorDeviceName= | interconnectionName=,,,,10,STTP,Streaming Telemetry Transport Protocol,11,,,,,,MTRIB_500_PM_01!PMU-ST6,0.0,1.0,Device statistic for Number of measurements received while device was reporting errors during last reporting interval.,0,1,1,,Any,STAT,Statistic,ST,-98.6,37.5,PPA:4408,2021-07-29 23:03:17
} | MaximumArchiveDays=90 | DesiredRemainingSpace=500,4409,ONS_MTRIB_500_PM_01!PMU:ST7,,151,8736f6c7-ad41-4b43-b4f6-e684e0d4ad20,MTRIB_500_PM_01,Mtrib_500_Pm_01,60,1,companyAcronym= | protocolName=IEEE C37.118.2-2011 | vendorAcronym= | vendorDeviceName= | interconnectionName=,,,,10,STTP,Streaming Telemetry Transport Protocol,11,,,,,,MTRIB_500_PM_01!PMU-ST7,0.0,1.0,Device statistic for Number of defined measurements (per frame) from device during last reporting interval.,0,1,1,,Any,STAT,Statistic,ST,-98.6,37.5,PPA:4409,2021-07-29 23:03:17
} | MaximumArchiveDays=90 | DesiredRemainingSpace=500,4410,ONS_MTPRT_500_PM_02!PMU:ST1,,152,8736f6c7-ad41-4b43-b4f6-e684e0d4ad20,MTPRT_500_PM_02,Mtprt_500_Pm_02,60,1,companyAcronym= | protocolName=IEEE C37.118.2-2011 | vendorAcronym= | vendorDeviceName= | interconnectionName=,,,,10,STTP,Streaming Telemetry Transport Protocol,11,,,,,,MTPRT_500_PM_02!PMU-ST1,0.0,1.0,Device statistic for Number of data quality errors reported by device during last reporting interval.,0,1,1,,Any,STAT,Statistic,ST,-98.6,37.5,PPA:4410,2021-07-29 23:03:17
} | MaximumArchiveDays=90 | DesiredRemainingSpace=500,4411,ONS_MTPRT_500_PM_02!PMU:ST2,,152,8736f6c7-ad41-4b43-b4f6-e684e0d4ad20,MTPRT_500_PM_02,Mtprt_500_Pm_02,60,1,companyAcronym= | protocolName=IEEE C37.118.2-2011 | vendorAcronym= | vendorDeviceName= | interconnectionName=,,,,10,STTP,Streaming Telemetry Transport Protocol,11,,,,,,MTPRT_500_PM_02!PMU-ST2,0.0,1.0,Device statistic for Number of time quality errors reported by device during last reporting interval.,0,1,1,,Any,STAT,Statistic,ST,-98.6,37.5,PPA:4411,2021-07-29 23:03:17
} | MaximumArchiveDays=90 | DesiredRemainingSpace=500,4412,ONS_MTPRT_500_PM_02!PMU:ST3,,152,8736f6c7-ad41-4b43-b4f6-e684e0d4ad20,MTPRT_500_PM_02,Mtprt_500_Pm_02,60,1,companyAcronym= | protocolName=IEEE C37.118.2-2011 | vendorAcronym= | vendorDeviceName= | interconnectionName=,,,,10,STTP,Streaming Telemetry Transport Protocol,11,,,,,,MTPRT_500_PM_02!PMU-ST3,0.0,1.0,Device statistic for Number of device errors reported by device during last reporting interval.,0,1,1,,Any,STAT,Statistic,ST,-98.6,37.5,PPA:4412,2021-07-29 23:03:17
} | MaximumArchiveDays=90 | DesiredRemainingSpace=500,4413,ONS_MTPRT_500_PM_02!PMU:ST4,,152,8736f6c7-ad41-4b43-b4f6-e684e0d4ad20,MTPRT_500_PM_02,Mtprt_500_Pm_02,60,1,companyAcronym= | protocolName=IEEE C37.118.2-2011 | vendorAcronym= | vendorDeviceName= | interconnectionName=,,,,10,STTP,Streaming Telemetry Transport Protocol,11,,,,,,MTPRT_500_PM_02!PMU-ST4,0.0,1.0,Device statistic for Number of measurements received from device during last reporting interval.,0,1,1,,Any,STAT,Statistic,ST,-98.6,37.5,PPA:4413,2021-07-29 23:03:17
} | MaximumArchiveDays=90 | DesiredRemainingSpace=500,4414,ONS_MTPRT_500_PM_02!PMU:ST5,,152,8736f6c7-ad41-4b43-b4f6-e684e0d4ad20,MTPRT_500_PM_02,Mtprt_500_Pm_02,60,1,companyAcronym= | protocolName=IEEE C37.118.2-2011 | vendorAcronym= | vendorDeviceName= | interconnectionName=,,,,10,STTP,Streaming Telemetry Transport Protocol,11,,,,,,MTPRT_500_PM_02!PMU-ST5,0.0,1.0,Device statistic for Expected number of measurements received from device during last reporting interval.,0,1,1,,Any,STAT,Statistic,ST,-98.6,37.5,PPA:4414,2021-07-29 23:03:17
} | MaximumArchiveDays=90 | DesiredRemainingSpace=500,4415,ONS_MTPRT_500_PM_02!PMU:ST6,,152,8736f6c7-ad41-4b43-b4f6-e684e0d4ad20,MTPRT_500_PM_02,Mtprt_500_Pm_02,60,1,companyAcronym= | protocolName=IEEE C37.118.2-2011 | vendorAcronym= | vendorDeviceName= | interconnectionName=,,,,10,STTP,Streaming Telemetry Transport Protocol,11,,,,,,MTPRT_500_PM_02!PMU-ST6,0.0,1.0,Device statistic for Number of measurements received while device was reporting errors during last reporting interval.,0,1,1,,Any,STAT,Statistic,ST,-98.6,37.5,PPA:4415,2021-07-29 23:03:17
} | MaximumArchiveDays=90 | DesiredRemainingSpace=500,4416,ONS_MTPRT_500_PM_02!PMU:ST7,,152,8736f6c7-ad41-4b43-b4f6-e684e0d4ad20,MTPRT_500_PM_02,Mtprt_500_Pm_02,60,1,companyAcronym= | protocolName=IEEE C37.118.2-2011 | vendorAcronym= | vendorDeviceName= | interconnectionName=,,,,10,STTP,Streaming Telemetry Transport Protocol,11,,,,,,MTPRT_500_PM_02!PMU-ST7,0.0,1.0,Device statistic for Number of defined measurements (per frame) from device during last reporting interval.,0,1,1,,Any,STAT,Statistic,ST,-98.6,37.5,PPA:4416,2021-07-29 23:03:17
} | MaximumArchiveDays=90 | DesiredRemainingSpace=500,4417,ONS_MTCLD_500_PM_03!PMU:ST1,,153,8736f6c7-ad41-4b43-b4f6-e684e0d4ad20,MTCLD_500_PM_03,Mtcld_500_Pm_03,60,1,companyAcronym= | protocolName=IEEE C37.118.2-2011 | vendorAcronym= | vendorDeviceName= | interconnectionName=,,,,10,STTP,Streaming Telemetry Transport Protocol,11,,,,,,MTCLD_500_PM_03!PMU-ST1,0.0,1.0,Device statistic for Number of data quality errors reported by device during last reporting interval.,0,1,1,,Any,STAT,Statistic,ST,-98.6,37.5,PPA:4417,2021-07-29 23:03:17
} | MaximumArchiveDays=90 | DesiredRemainingSpace=500,4418,ONS_MTCLD_500_PM_03!PMU:ST2,,153,8736f6c7-ad41-4b43-b4f6-e684e0d4ad20,MTCLD_500_PM_03,Mtcld_500_Pm_03,60,1,companyAcronym= | protocolName=IEEE C37.118.2-2011 | vendorAcronym= | vendorDeviceName= | interconnectionName=,,,,10,STTP,Streaming Telemetry Transport Protocol,11,,,,,,MTCLD_500_PM_03!PMU-ST2,0.0,1.0,Device statistic for Number of time quality errors reported by device during last reporting interval.,0,1,1,,Any,STAT,Statistic,ST,-98.6,37.5,PPA:4418,2021-07-29 23:03:17
} | MaximumArchiveDays=90 | DesiredRemainingSpace=500,4419,ONS_MTCLD_500_PM_03!PMU:ST3,,153,8736f6c7-ad41-4b43-b4f6-e684e0d4ad20,MTCLD_500_PM_03,Mtcld_500_Pm_03,60,1,companyAcronym= | protocolName=IEEE C37.118.2-2011 | vendorAcronym= | vendorDeviceName= | interconnectionName=,,,,10,STTP,Streaming Telemetry Transport Protocol,11,,,,,,MTCLD_500_PM_03!PMU-ST3,0.0,1.0,Device statistic for Number of device errors reported by device during last reporting interval.,0,1,1,,Any,STAT,Statistic,ST,-98.6,37.5,PPA:4419,2021-07-29 23:03:17
} | MaximumArchiveDays=90 | DesiredRemainingSpace=500,4420,ONS_MTCLD_500_PM_03!PMU:ST4,,153,8736f6c7-ad41-4b43-b4f6-e684e0d4ad20,MTCLD_500_PM_03,Mtcld_500_Pm_03,60,1,companyAcronym= | protocolName=IEEE C37.118.2-2011 | vendorAcronym= | vendorDeviceName= | interconnectionName=,,,,10,STTP,Streaming Telemetry Transport Protocol,11,,,,,,MTCLD_500_PM_03!PMU-ST4,0.0,1.0,Device statistic for Number of measurements received from device during last reporting interval.,0,1,1,,Any,STAT,Statistic,ST,-98.6,37.5,PPA:4420,2021-07-29 23:03:17
} | MaximumArchiveDays=90 | DesiredRemainingSpace=500,4421,ONS_MTCLD_500_PM_03!PMU:ST5,,153,8736f6c7-ad41-4b43-b4f6-e684e0d4ad20,MTCLD_500_PM_03,Mtcld_500_Pm_03,60,1,companyAcronym= | protocolName=IEEE C37.118.2-2011 | vendorAcronym= | vendorDeviceName= | interconnectionName=,,,,10,STTP,Streaming Telemetry Transport Protocol,11,,,,,,MTCLD_500_PM_03!PMU-ST5,0.0,1.0,Device statistic for Expected number of measurements received from device during last reporting interval.,0,1,1,,Any,STAT,Statistic,ST,-98.6,37.5,PPA:4421,2021-07-29 23:03:17
} | MaximumArchiveDays=90 | DesiredRemainingSpace=500,4422,ONS_MTCLD_500_PM_03!PMU:ST6,,153,8736f6c7-ad41-4b43-b4f6-e684e0d4ad20,MTCLD_500_PM_03,Mtcld_500_Pm_03,60,1,companyAcronym= | protocolName=IEEE C37.118.2-2011 | vendorAcronym= | vendorDeviceName= | interconnectionName=,,,,10,STTP,Streaming Telemetry Transport Protocol,11,,,,,,MTCLD_500_PM_03!PMU-ST6,0.0,1.0,Device statistic for Number of measurements received while device was reporting errors during last reporting interval.,0,1,1,,Any,STAT,Statistic,ST,-98.6,37.5,PPA:4422,2021-07-29 23:03:17
} | MaximumArchiveDays=90 | DesiredRemainingSpace=500,4423,ONS_MTCLD_500_PM_03!PMU:ST7,,153,8736f6c7-ad41-4b43-b4f6-e684e0d4ad20,MTCLD_500_PM_03,Mtcld_500_Pm_03,60,1,companyAcronym= | protocolName=IEEE C37.118.2-2011 | vendorAcronym= | vendorDeviceName= | interconnectionName=,,,,10,STTP,Streaming Telemetry Transport Protocol,11,,,,,,MTCLD_500_PM_03!PMU-ST7,0.0,1.0,Device statistic for Number of defined measurements (per frame) from device during last reporting interval.,0,1,1,,Any,STAT,Statistic,ST,-98.6,37.5,PPA:4423,2021-07-29 23:03:17
} | MaximumArchiveDays=90 | DesiredRemainingSpace=500,4424,ONS_MTPRG_500_PM_03!PMU:ST1,,154,8736f6c7-ad41-4b43-b4f6-e684e0d4ad20,MTPRG_500_PM_03,Mtprg_500_Pm_03,60,1,companyAcronym= | protocolName=IEEE C37.118.2-2011 | vendorAcronym= | vendorDeviceName= | interconnectionName=,,,,10,STTP,Streaming Telemetry Transport Protocol,11,,,,,,MTPRG_500_PM_03!PMU-ST1,0.0,1.0,Device statistic for Number of data quality errors reported by device during last reporting interval.,0,1,1,,Any,STAT,Statistic,ST,-98.6,37.5,PPA:4424,2021-07-29 23:03:17
} | MaximumArchiveDays=90 | DesiredRemainingSpace=500,4425,ONS_MTPRG_500_PM_03!PMU:ST2,,154,8736f6c7-ad41-4b43-b4f6-e684e0d4ad20,MTPRG_500_PM_03,Mtprg_500_Pm_03,60,1,companyAcronym= | protocolName=IEEE C37.118.2-2011 | vendorAcronym= | vendorDeviceName= | interconnectionName=,,,,10,STTP,Streaming Telemetry Transport Protocol,11,,,,,,MTPRG_500_PM_03!PMU-ST2,0.0,1.0,Device statistic for Number of time quality errors reported by device during last reporting interval.,0,1,1,,Any,STAT,Statistic,ST,-98.6,37.5,PPA:4425,2021-07-29 23:03:17
} | MaximumArchiveDays=90 | DesiredRemainingSpace=500,4426,ONS_MTPRG_500_PM_03!PMU:ST3,,154,8736f6c7-ad41-4b43-b4f6-e684e0d4ad20,MTPRG_500_PM_03,Mtprg_500_Pm_03,60,1,companyAcronym= | protocolName=IEEE C37.118.2-2011 | vendorAcronym= | vendorDeviceName= | interconnectionName=,,,,10,STTP,Streaming Telemetry Transport Protocol,11,,,,,,MTPRG_500_PM_03!PMU-ST3,0.0,1.0,Device statistic for Number of device errors reported by device during last reporting interval.,0,1,1,,Any,STAT,Statistic,ST,-98.6,37.5,PPA:4426,2021-07-29 23:03:17
} | MaximumArchiveDays=90 | DesiredRemainingSpace=500,4427,ONS_MTPRG_500_PM_03!PMU:ST4,,154,8736f6c7-ad41-4b43-b4f6-e684e0d4ad20,MTPRG_500_PM_03,Mtprg_500_Pm_03,60,1,companyAcronym= | protocolName=IEEE C37.118.2-2011 | vendorAcronym= | vendorDeviceName= | interconnectionName=,,,,10,STTP,Streaming Telemetry Transport Protocol,11,,,,,,MTPRG_500_PM_03!PMU-ST4,0.0,1.0,Device statistic for Number of measurements received from device during last reporting interval.,0,1,1,,Any,STAT,Statistic,ST,-98.6,37.5,PPA:4427,2021-07-29 23:03:17
} | MaximumArchiveDays=90 | DesiredRemainingSpace=500,4428,ONS_MTPRG_500_PM_03!PMU:ST5,,154,8736f6c7-ad41-4b43-b4f6-e684e0d4ad20,MTPRG_500_PM_03,Mtprg_500_Pm_03,60,1,companyAcronym= | protocolName=IEEE C37.118.2-2011 | vendorAcronym= | vendorDeviceName= | interconnectionName=,,,,10,STTP,Streaming Telemetry Transport Protocol,11,,,,,,MTPRG_500_PM_03!PMU-ST5,0.0,1.0,Device statistic for Expected number of measurements received from device during last reporting interval.,0,1,1,,Any,STAT,Statistic,ST,-98.6,37.5,PPA:4428,2021-07-29 23:03:17
} | MaximumArchiveDays=90 | DesiredRemainingSpace=500,4429,ONS_MTPRG_500_PM_03!PMU:ST6,,154,8736f6c7-ad41-4b43-b4f6-e684e0d4ad20,MTPRG_500_PM_03,Mtprg_500_Pm_03,60,1,companyAcronym= | protocolName=IEEE C37.118.2-2011 | vendorAcronym= | vendorDeviceName= | interconnectionName=,,,,10,STTP,Streaming Telemetry Transport Protocol,11,,,,,,MTPRG_500_PM_03!PMU-ST6,0.0,1.0,Device statistic for Number of measurements received while device was reporting errors during last reporting interval.,0,1,1,,Any,STAT,Statistic,ST,-98.6,37.5,PPA:4429,2021-07-29 23:03:17
} | MaximumArchiveDays=90 | DesiredRemainingSpace=500,4430,ONS_MTPRG_500_PM_03!PMU:ST7,,154,8736f6c7-ad41-4b43-b4f6-e684e0d4ad20,MTPRG_500_PM_03,Mtprg_500_Pm_03,60,1,companyAcronym= | protocolName=IEEE C37.118.2-2011 | vendorAcronym= | vendorDeviceName= | interconnectionName=,,,,10,STTP,Streaming Telemetry Transport Protocol,11,,,,,,MTPRG_500_PM_03!PMU-ST7,0.0,1.0,Device statistic for Number of defined measurements (per frame) from device during last reporting interval.,0,1,1,,Any,STAT,Statistic,ST,-98.6,37.5,PPA:4430,2021-07-29 23:03:17
} | MaximumArchiveDays=90 | DesiredRemainingSpace=500,4431,ONS_MTRIB_500_PM_02!PMU:ST1,,155,8736f6c7-ad41-4b43-b4f6-e684e0d4ad20,MTRIB_500_PM_02,Mtrib_500_Pm_02,60,1,companyAcronym= | protocolName=IEEE C37.118.2-2011 | vendorAcronym= | vendorDeviceName= | interconnectionName=,,,,10,STTP,Streaming Telemetry Transport Protocol,11,,,,,,MTRIB_500_PM_02!PMU-ST1,0.0,1.0,Device statistic for Number of data quality errors reported by device during last reporting interval.,0,1,1,,Any,STAT,Statistic,ST,-98.6,37.5,PPA:4431,2021-07-29 23:03:17
} | MaximumArchiveDays=90 | DesiredRemainingSpace=500,4432,ONS_MTRIB_500_PM_02!PMU:ST2,,155,8736f6c7-ad41-4b43-b4f6-e684e0d4ad20,MTRIB_500_PM_02,Mtrib_500_Pm_02,60,1,companyAcronym= | protocolName=IEEE C37.118.2-2011 | vendorAcronym= | vendorDeviceName= | interconnectionName=,,,,10,STTP,Streaming Telemetry Transport Protocol,11,,,,,,MTRIB_500_PM_02!PMU-ST2,0.0,1.0,Device statistic for Number of time quality errors reported by device during last reporting interval.,0,1,1,,Any,STAT,Statistic,ST,-98.6,37.5,PPA:4432,2021-07-29 23:03:17
} | MaximumArchiveDays=90 | DesiredRemainingSpace=500,4433,ONS_MTRIB_500_PM_02!PMU:ST3,,155,8736f6c7-ad41-4b43-b4f6-e684e0d4ad20,MTRIB_500_PM_02,Mtrib_500_Pm_02,60,1,companyAcronym= | protocolName=IEEE C37.118.2-2011 | vendorAcronym= | vendorDeviceName= | interconnectionName=,,,,10,STTP,Streaming Telemetry Transport Protocol,11,,,,,,MTRIB_500_PM_02!PMU-ST3,0.0,1.0,Device statistic for Number of device errors reported by device during last reporting interval.,0,1,1,,Any,STAT,Statistic,ST,-98.6,37.5,PPA:4433,2021-07-29 23:03:17
} | MaximumArchiveDays=90 | DesiredRemainingSpace=500,4434,ONS_MTRIB_500_PM_02!PMU:ST4,,155,8736f6c7-ad41-4b43-b4f6-e684e0d4ad20,MTRIB_500_PM_02,Mtrib_500_Pm_02,60,1,companyAcronym= | protocolName=IEEE C37.118.2-2011 | vendorAcronym= | vendorDeviceName= | interconnectionName=,,,,10,STTP,Streaming Telemetry Transport Protocol,11,,,,,,MTRIB_500_PM_02!PMU-ST4,0.0,1.0,Device statistic for Number of measurements received from device during last reporting interval.,0,1,1,,Any,STAT,Statistic,ST,-98.6,37.5,PPA:4434,2021-07-29 23:03:17
} | MaximumArchiveDays=90 | DesiredRemainingSpace=500,4435,ONS_MTRIB_500_PM_02!PMU:ST5,,155,8736f6c7-ad41-4b43-b4f6-e684e0d4ad20,MTRIB_500_PM_02,Mtrib_500_Pm_02,60,1,companyAcronym= | protocolName=IEEE C37.118.2-2011 | vendorAcronym= | vendorDeviceName= | interconnectionName=,,,,10,STTP,Streaming Telemetry Transport Protocol,11,,,,,,MTRIB_500_PM_02!PMU-ST5,0.0,1.0,Device statistic for Expected number of measurements received from device during last reporting interval.,0,1,1,,Any,STAT,Statistic,ST,-98.6,37.5,PPA:4435,2021-07-29 23:03:17
} | MaximumArchiveDays=90 | DesiredRemainingSpace=500,4436,ONS_MTRIB_500_PM_02!PMU:ST6,,155,8736f6c7-ad41-4b43-b4f6-e684e0d4ad20,MTRIB_500_PM_02,Mtrib_500_Pm_02,60,1,companyAcronym= | protocolName=IEEE C37.118.2-2011 | vendorAcronym= | vendorDeviceName= | interconnectionName=,,,,10,STTP,Streaming Telemetry Transport Protocol,11,,,,,,MTRIB_500_PM_02!PMU-ST6,0.0,1.0,Device statistic for Number of measurements received while device was reporting errors during last reporting interval.,0,1,1,,Any,STAT,Statistic,ST,-98.6,37.5,PPA:4436,2021-07-29 23:03:17
} | MaximumArchiveDays=90 | DesiredRemainingSpace=500,4437,ONS_MTRIB_500_PM_02!PMU:ST7,,155,8736f6c7-ad41-4b43-b4f6-e684e0d4ad20,MTRIB_500_PM_02,Mtrib_500_Pm_02,60,1,companyAcronym= | protocolName=IEEE C37.118.2-2011 | vendorAcronym= | vendorDeviceName= | interconnectionName=,,,,10,STTP,Streaming Telemetry Transport Protocol,11,,,,,,MTRIB_500_PM_02!PMU-ST7,0.0,1.0,Device statistic for Number of defined measurements (per frame) from device during last reporting interval.,0,1,1,,Any,STAT,Statistic,ST,-98.6,37.5,PPA:4437,2021-07-29 23:03:17
} | MaximumArchiveDays=90 | DesiredRemainingSpace=500,4438,GPA_SCCNO_525_PM_03:F,,156,8736f6c7-ad41-4b43-b4f6-e684e0d4ad20,SCCNO_525_PM_03,Sccno_525_Pm_03,60,1,companyAcronym= | protocolName=IEEE C37.118.2-2011 | vendorAcronym= | vendorDeviceName= | interconnectionName=,,,,10,STTP,Streaming Telemetry Transport Protocol,5,,,,,,SCCNO_525_PM_03-FQ,0.0,1.0,Sccno_525_Pm_03 Frequency,0,1,1,Hz,PMU,FREQ,Frequency,FQ,-98.6,37.5,PPA:4438,2021-08-03 20:58:44
} | MaximumArchiveDays=90 | DesiredRemainingSpace=500,4439,GPA_SCCNO_525_PM_03:DF,,156,8736f6c7-ad41-4b43-b4f6-e684e0d4ad20,SCCNO_525_PM_03,Sccno_525_Pm_03,60,1,companyAcronym= | protocolName=IEEE C37.118.2-2011 | vendorAcronym= | vendorDeviceName= | interconnectionName=,,,,10,STTP,Streaming Telemetry Transport Protocol,6,,,,,,SCCNO_525_PM_03-DF,0.0,1.0,Sccno_525_Pm_03 Frequency Delta (dF/dt),0,1,1,,PMU,DFDT,Frequency Delta (dF/dt),DF,-98.6,37.5,PPA:4439,2021-08-03 20:58:44
} | MaximumArchiveDays=90 | DesiredRemainingSpace=500,4440,GPA_SCCNO_525_PM_03:S,,156,8736f6c7-ad41-4b43-b4f6-e684e0d4ad20,SCCNO_525_PM_03,Sccno_525_Pm_03,60,1,companyAcronym= | protocolName=IEEE C37.118.2-2011 | vendorAcronym= | vendorDeviceName= | interconnectionName=,,,,10,STTP,Streaming Telemetry Transport Protocol,8,,,,,,SCCNO_525_PM_03-SF,0.0,1.0,Sccno_525_Pm_03 Status Flags,0,1,1,,PMU,FLAG,Status Flags,SF,-98.6,37.5,PPA:4440,2021-08-03 20:58:44
} | MaximumArchiveDays=90 | DesiredRemainingSpace=500,4441,GPA_SCCNO_525_PM_03-PM1:V,,156,8736f6c7-ad41-4b43-b4f6-e684e0d4ad20,SCCNO_525_PM_03,Sccno_525_Pm_03,60,1,companyAcronym= | protocolName=IEEE C37.118.2-2011 | vendorAcronym= | vendorDeviceName= | interconnectionName=,,,,10,STTP,Streaming Telemetry Transport Protocol,3,1,LTSCMCH_2_FV_A,V,+,0,SCCNO_525_PM_03-PM1,0.0,1.0,Sccno_525_Pm_03 LTSCMCH_2_FV_A + Voltage Magnitude,0,1,1,Volts,Phasor,VPHM,Voltage Magnitude,PM,-98.6,37.5,PPA:4441,2021-08-03 20:58:44
} | MaximumArchiveDays=90 | DesiredRemainingSpace=500,4442,GPA_SCCNO_525_PM_03-PA1:VH,,156,8736f6c7-ad41-4b43-b4f6-e684e0d4ad20,SCCNO_525_PM_03,Sccno_525_Pm_03,60,1,companyAcronym= | protocolName=IEEE C37.118.2-2011 | vendorAcronym= | vendorDeviceName= | interconnectionName=,,,,10,STTP,Streaming Telemetry Transport Protocol,4,1,LTSCMCH_2_FV_A,V,+,0,SCCNO_525_PM_03-PA1,0.0,1.0,Sccno_525_Pm_03 LTSCMCH_2_FV_A + Voltage Phase Angle,0,1,1,Degrees,Phasor,VPHA,Voltage Phase Angle,PA,-98.6,37.5,PPA:4442,2021-08-03 20:58:44
} | MaximumArchiveDays=90 | DesiredRemainingSpace=500,4443,GPA_SCCNO_525_PM_03-PM2:V,,156,8736f6c7-ad41-4b43-b4f6-e684e0d4ad20,SCCNO_525_PM_03,Sccno_525_Pm_03,60,1,companyAcronym= | protocolName=IEEE C37.118.2-2011 | vendorAcronym= | vendorDeviceName= | interconnectionName=,,,,10,STTP,Streaming Telemetry Transport Protocol,3,2,LTSCMCH_2_FV_B,V,+,0,SCCNO_525_PM_03-PM2,0.0,1.0,Sccno_525_Pm_03 LTSCMCH_2_FV_B + Voltage Magnitude,0,1,1,Volts,Phasor,VPHM,Voltage Magnitude,PM,-98.6,37.5,PPA:4443,2021-08-03 20:58:44
} | MaximumArchiveDays=90 | DesiredRemainingSpace=500,4444,GPA_SCCNO_525_PM_03-PA2:VH,,156,8736f6c7-ad41-4b43-b4f6-e684e0d4ad20,SCCNO_525_PM_03,Sccno_525_Pm_03,60,1,companyAcronym= | protocolName=IEEE C37.118.2-2011 | vendorAcronym= | vendorDeviceName= | interconnectionName=,,,,10,STTP,Streaming Telemetry Transport Protocol,4,2,LTSCMCH_2_FV_B,V,+,0,SCCNO_525_PM_03-PA2,0.0,1.0,Sccno_525_Pm_03 LTSCMCH_2_FV_B + Voltage Phase Angle,0,1,1,Degrees,Phasor,VPHA,Voltage Phase Angle,PA,-98.6,37.5,PPA:4444,2021-08-03 20:58:44
} | MaximumArchiveDays=90 | DesiredRemainingSpace=500,4445,GPA_SCCNO_525_PM_03-PM3:V,,156,8736f6c7-ad41-4b43-b4f6-e684e0d4ad20,SCCNO_525_PM_03,Sccno_525_Pm_03,60,1,companyAcronym= | protocolName=IEEE C37.118.2-2011 | vendorAcronym= | vendorDeviceName= | interconnectionName=,,,,10,STTP,Streaming Telemetry Transport Protocol,3,3,LTSCMCH_2_FV_C,V,+,0,SCCNO_525_PM_03-PM3,0.0,1.0,Sccno_525_Pm_03 LTSCMCH_2_FV_C + Voltage Magnitude,0,1,1,Volts,Phasor,VPHM,Voltage Magnitude,PM,-98.6,37.5,PPA:4445,2021-08-03 20:58:44
} | MaximumArchiveDays=90 | DesiredRemainingSpace=500,4446,GPA_SCCNO_525_PM_03-PA3:VH,,156,8736f6c7-ad41-4b43-b4f6-e684e0d4ad20,SCCNO_525_PM_03,Sccno_525_Pm_03,60,1,companyAcronym= | protocolName=IEEE C37.118.2-2011 | vendorAcronym= | vendorDeviceName= | interconnectionName=,,,,10,STTP,Streaming Telemetry Transport Protocol,4,3,LTSCMCH_2_FV_C,V,+,0,SCCNO_525_PM_03-PA3,0.0,1.0,Sccno_525_Pm_03 LTSCMCH_2_FV_C + Voltage Phase Angle,0,1,1,Degrees,Phasor,VPHA,Voltage Phase Angle,PA,-98.6,37.5,PPA:4446,2021-08-03 20:58:44
} | MaximumArchiveDays=90 | DesiredRemainingSpace=500,4447,GPA_SCCNO_525_PM_03-PM4:I,,156,8736f6c7-ad41-4b43-b4f6-e684e0d4ad20,SCCNO_525_PM_03,Sccno_525_Pm_03,60,1,companyAcronym= | protocolName=IEEE C37.118.2-2011 | vendorAcronym= | vendorDeviceName= | interconnectionName=,,,,10,STTP,Streaming Telemetry Transport Protocol,1,4,LTSCMCH_2_FA_A,I,+,0,SCCNO_525_PM_03-PM4,0.0,1.0,Sccno_525_Pm_03 LTSCMCH_2_FA_A + Current Magnitude,0,1,1,Amps,Phasor,IPHM,Current Magnitude,PM,-98.6,37.5,PPA:4447,2021-08-03 20:58:44
} | MaximumArchiveDays=90 | DesiredRemainingSpace=500,4448,GPA_SCCNO_525_PM_03-PA4:IH,,156,8736f6c7-ad41-4b43-b4f6-e684e0d4ad20,SCCNO_525_PM_03,Sccno_525_Pm_03,60,1,companyAcronym= | protocolName=IEEE C37.118.2-2011 | vendorAcronym= | vendorDeviceName= | interconnectionName=,,,,10,STTP,Streaming Telemetry Transport Protocol,2,4,LTSCMCH_2_FA_A,I,+,0,SCCNO_525_PM_03-PA4,0.0,1.0,Sccno_525_Pm_03 LTSCMCH_2_FA_A + Current Phase Angle,0,1,1,Degrees,Phasor,IPHA,Current Phase Angle,PA,-98.6,37.5,PPA:4448,2021-08-03 20:58:44
} | MaximumArchiveDays=90 | DesiredRemainingSpace=500,4449,GPA_SCCNO_525_PM_03-PM5:I,,156,8736f6c7-ad41-4b43-b4f6-e684e0d4ad20,SCCNO_525_PM_03,Sccno_525_Pm_03,60,1,companyAcronym= | protocolName=IEEE C37.118.2-2011 | vendorAcronym= | vendorDeviceName= | interconnectionName=,,,,10,STTP,Streaming Telemetry Transport Protocol,1,5,LTSCMCH_2_FA_B,I,+,0,SCCNO_525_PM_03-PM5,0.0,1.0,Sccno_525_Pm_03 LTSCMCH_2_FA_B + Current Magnitude,0,1,1,Amps,Phasor,IPHM,Current Magnitude,PM,-98.6,37.5,PPA:4449,2021-08-03 20:58:44
} | MaximumArchiveDays=90 | DesiredRemainingSpace=500,4450,GPA_SCCNO_525_PM_03-PA5:IH,,156,8736f6c7-ad41-4b43-b4f6-e684e0d4ad20,SCCNO_525_PM_03,Sccno_525_Pm_03,60,1,companyAcronym= | protocolName=IEEE C37.118.2-2011 | vendorAcronym= | vendorDeviceName= | interconnectionName=,,,,10,STTP,Streaming Telemetry Transport Protocol,2,5,LTSCMCH_2_FA_B,I,+,0,SCCNO_525_PM_03-PA5,0.0,1.0,Sccno_525_Pm_03 LTSCMCH_2_FA_B + Current Phase Angle,0,1,1,Degrees,Phasor,IPHA,Current Phase Angle,PA,-98.6,37.5,PPA:4450,2021-08-03 20:58:44
} | MaximumArchiveDays=90 | DesiredRemainingSpace=500,4451,GPA_SCCNO_525_PM_03-PM6:I,,156,8736f6c7-ad41-4b43-b4f6-e684e0d4ad20,SCCNO_525_PM_03,Sccno_525_Pm_03,60,1,companyAcronym= | protocolName=IEEE C37.118.2-2011 | vendorAcronym= | vendorDeviceName= | interconnectionName=,,,,10,STTP,Streaming Telemetry Transport Protocol,1,6,LTSCMCH_2_FA_C,I,+,0,SCCNO_525_PM_03-PM6,0.0,1.0,Sccno_525_Pm_03 LTSCMCH_2_FA_C + Current Magnitude,0,1,1,Amps,Phasor,IPHM,Current Magnitude,PM,-98.6,37.5,PPA:4451,2021-08-03 20:58:44
} | MaximumArchiveDays=90 | DesiredRemainingSpace=500,4452,GPA_SCCNO_525_PM_03-PA6:IH,,156,8736f6c7-ad41-4b43-b4f6-e684e0d4ad20,SCCNO_525_PM_03,Sccno_525_Pm_03,60,1,companyAcronym= | protocolName=IEEE C37.118.2-2011 | vendorAcronym= | vendorDeviceName= | interconnectionName=,,,,10,STTP,Streaming Telemetry Transport Protocol,2,6,LTSCMCH_2_FA_C,I,+,0,SCCNO_525_PM_03-PA6,0.0,1.0,Sccno_525_Pm_03 LTSCMCH_2_FA_C + Current Phase Angle,0,1,1,Degrees,Phasor,IPHA,Current Phase Angle,PA,-98.6,37.5,PPA:4452,2021-08-03 20:58:44
} | MaximumArchiveDays=90 | DesiredRemainingSpace=500,4453,GPA_SCCNO_525_PM_03-PM7:V,,156,8736f6c7-ad41-4b43-b4f6-e684e0d4ad20,SCCNO_525_PM_03,Sccno_525_Pm_03,60,1,companyAcronym= | protocolName=IEEE C37.118.2-2011 | vendorAcronym= | vendorDeviceName= | interconnectionName=,,,,10,STTP,Streaming Telemetry Transport Protocol,3,7,LTSCMCH_2_FV_P,V,+,0,SCCNO_525_PM_03-PM7,0.0,1.0,Sccno_525_Pm_03 LTSCMCH_2_FV_P + Voltage Magnitude,0,1,1,Volts,Phasor,VPHM,Voltage Magnitude,PM,-98.6,37.5,PPA:4453,2021-08-03 20:58:44
} | MaximumArchiveDays=90 | DesiredRemainingSpace=500,4454,GPA_SCCNO_525_PM_03-PA7:VH,,156,8736f6c7-ad41-4b43-b4f6-e684e0d4ad20,SCCNO_525_PM_03,Sccno_525_Pm_03,60,1,companyAcronym= | protocolName=IEEE C37.118.2-2011 | vendorAcronym= | vendorDeviceName= | interconnectionName=,,,,10,STTP,Streaming Telemetry Transport Protocol,4,7,LTSCMCH_2_FV_P,V,+,0,SCCNO_525_PM_03-PA7,0.0,1.0,Sccno_525_Pm_03 LTSCMCH_2_FV_P + Voltage Phase Angle,0,1,1,Degrees,Phasor,VPHA,Voltage Phase Angle,PA,-98.6,37.5,PPA:4454,2021-08-03 20:58:44
} | MaximumArchiveDays=90 | DesiredRemainingSpace=500,4455,GPA_SCCNO_525_PM_03-PM8:I,,156,8736f6c7-ad41-4b43-b4f6-e684e0d4ad20,SCCNO_525_PM_03,Sccno_525_Pm_03,60,1,companyAcronym= | protocolName=IEEE C37.118.2-2011 | vendorAcronym= | vendorDeviceName= | interconnectionName=,,,,10,STTP,Streaming Telemetry Transport Protocol,1,8,LTSCMCH_2_FA_P,I,+,0,SCCNO_525_PM_03-PM8,0.0,1.0,Sccno_525_Pm_03 LTSCMCH_2_FA_P + Current Magnitude,0,1,1,Amps,Phasor,IPHM,Current Magnitude,PM,-98.6,37.5,PPA:4455,2021-08-03 20:58:44
} | MaximumArchiveDays=90 | DesiredRemainingSpace=500,4456,GPA_SCCNO_525_PM_03-PA8:IH,,156,8736f6c7-ad41-4b43-b4f6-e684e0d4ad20,SCCNO_525_PM_03,Sccno_525_Pm_03,60,1,companyAcronym= | protocolName=IEEE C37.118.2-2011 | vendorAcronym= | vendorDeviceName= | interconnectionName=,,,,10,STTP,Streaming Telemetry Transport Protocol,2,8,LTSCMCH_2_FA_P,I,+,0,SCCNO_525_PM_03-PA8,0.0,1.0,Sccno_525_Pm_03 LTSCMCH_2_FA_P + Current Phase Angle,0,1,1,Degrees,Phasor,IPHA,Current Phase Angle,PA,-98.6,37.5,PPA:4456,2021-08-03 20:58:44
} | MaximumArchiveDays=90 | DesiredRemainingSpace=500,4457,GPA_MAIZ_500_PM_01:F,,157,8736f6c7-ad41-4b43-b4f6-e684e0d4ad20,MAIZ_500_PM_01,Maiz_500_Pm_01,60,1,companyAcronym= | protocolName=IEEE C37.118.2-2011 | vendorAcronym= | vendorDeviceName= | interconnectionName=,,,,10,STTP,Streaming Telemetry Transport Protocol,5,,,,,,MAIZ_500_PM_01-FQ,0.0,1.0,Maiz_500_Pm_01 Frequency,0,1,1,Hz,PMU,FREQ,Frequency,FQ,-98.6,37.5,PPA:4457,2021-08-03 20:58:44
} | MaximumArchiveDays=90 | DesiredRemainingSpace=500,4458,GPA_MAIZ_500_PM_01:DF,,157,8736f6c7-ad41-4b43-b4f6-e684e0d4ad20,MAIZ_500_PM_01,Maiz_500_Pm_01,60,1,companyAcronym= | protocolName=IEEE C37.118.2-2011 | vendorAcronym= | vendorDeviceName= | interconnectionName=,,,,10,STTP,Streaming Telemetry Transport Protocol,6,,,,,,MAIZ_500_PM_01-DF,0.0,1.0,Maiz_500_Pm_01 Frequency Delta (dF/dt),0,1,1,,PMU,DFDT,Frequency Delta (dF/dt),DF,-98.6,37.5,PPA:4458,2021-08-03 20:58:44
} | MaximumArchiveDays=90 | DesiredRemainingSpace=500,4459,GPA_MAIZ_500_PM_01:S,,157,8736f6c7-ad41-4b43-b4f6-e684e0d4ad20,MAIZ_500_PM_01,Maiz_500_Pm_01,60,1,companyAcronym= | protocolName=IEEE C37.118.2-2011 | vendorAcronym= | vendorDeviceName= | interconnectionName=,,,,10,STTP,Streaming Telemetry Transport Protocol,8,,,,,,MAIZ_500_PM_01-SF,0.0,1.0,Maiz_500_Pm_01 Status Flags,0,1,1,,PMU,FLAG,Status Flags,SF,-98.6,37.5,PPA:4459,2021-08-03 20:58:44
} | MaximumArchiveDays=90 | DesiredRemainingSpace=500,4460,GPA_MAIZ_500_PM_01-PM1:I,,157,8736f6c7-ad41-4b43-b4f6-e684e0d4ad20,MAIZ_500_PM_01,Maiz_500_Pm_01,60,1,companyAcronym= | protocolName=IEEE C37.118.2-2011 | vendorAcronym= | vendorDeviceName= | interconnectionName=,,,,10,STTP,Streaming Telemetry Transport Protocol,1,1,LTMAAC_1_FA_A,I,+,0,MAIZ_500_PM_01-PM1,0.0,1.0,Maiz_500_Pm_01 LTMAAC_1_FA_A + Current Magnitude,0,1,1,Amps,Phasor,IPHM,Current Magnitude,PM,-98.6,37.5,PPA:4460,2021-08-03 20:58:44
} | MaximumArchiveDays=90 | DesiredRemainingSpace=500,4461,GPA_MAIZ_500_PM_01-PA1:IH,,157,8736f6c7-ad41-4b43-b4f6-e684e0d4ad20,MAIZ_500_PM_01,Maiz_500_Pm_01,60,1,companyAcronym= | protocolName=IEEE C37.118.2-2011 | vendorAcronym= | vendorDeviceName= | interconnectionName=,,,,10,STTP,Streaming Telemetry Transport Protocol,2,1,LTMAAC_1_FA_A,I,+,0,MAIZ_500_PM_01-PA1,0.0,1.0,Maiz_500_Pm_01 LTMAAC_1_FA_A + Current Phase Angle,0,1,1,Degrees,Phasor,IPHA,Current Phase Angle,PA,-98.6,37.5,PPA:4461,2021-08-03 20:58:44
} | MaximumArchiveDays=90 | DesiredRemainingSpace=500,4462,GPA_MAIZ_500_PM_01-PM2:I,,157,8736f6c7-ad41-4b43-b4f6-e684e0d4ad20,MAIZ_500_PM_01,Maiz_500_Pm_01,60,1,companyAcronym= | protocolName=IEEE C37.118.2-2011 | vendorAcronym= | vendorDeviceName= | interconnectionName=,,,,10,STTP,Streaming Telemetry Transport Protocol,1,2,LTMAAC_1_FA_B,I,+,0,MAIZ_500_PM_01-PM2,0.0,1.0,Maiz_500_Pm_01 LTMAAC_1_FA_B + Current Magnitude,0,1,1,Amps,Phasor,IPHM,Current Magnitude,PM,-98.6,37.5,PPA:4462,2021-08-03 20:58:44
} | MaximumArchiveDays=90 | DesiredRemainingSpace=500,4463,GPA_MAIZ_500_PM_01-PA2:IH,,157,8736f6c7-ad41-4b43-b4f6-e684e0d4ad20,MAIZ_500_PM_01,Maiz_500_Pm_01,60,1,companyAcronym= | protocolName=IEEE C37.118.2-2011 | vendorAcronym= | vendorDeviceName= | interconnectionName=,,,,10,STTP,Streaming Telemetry Transport Protocol,2,2,LTMAAC_1_FA_B,I,+,0,MAIZ_500_PM_01-PA2,0.0,1.0,Maiz_500_Pm_01 LTMAAC_1_FA_B + Current Phase Angle,0,1,1,Degrees,Phasor,IPHA,Current Phase Angle,PA,-98.6,37.5,PPA:4463,2021-08-03 20:58:44
} | MaximumArchiveDays=90 | DesiredRemainingSpace=500,4464,GPA_MAIZ_500_PM_01-PM3:I,,157,8736f6c7-ad41-4b43-b4f6-e684e0d4ad20,MAIZ_500_PM_01,Maiz_500_Pm_01,60,1,companyAcronym= | protocolName=IEEE C37.118.2-2011 | vendorAcronym= | vendorDeviceName= | interconnectionName=,,,,10,STTP,Streaming Telemetry Transport Protocol,1,3,LTMAAC_1_FA_C,I,+,0,MAIZ_500_PM_01-PM3,0.0,1.0,Maiz_500_Pm_01 LTMAAC_1_FA_C + Current Magnitude,0,1,1,Amps,Phasor,IPHM,Current Magnitude,PM,-98.6,37.5,PPA:4464,2021-08-03 20:58:44
} | MaximumArchiveDays=90 | DesiredRemainingSpace=500,4465,GPA_MAIZ_500_PM_01-PA3:IH,,157,8736f6c7-ad41-4b43-b4f6-e684e0d4ad20,MAIZ_500_PM_01,Maiz_500_Pm_01,60,1,companyAcronym= | protocolName=IEEE C37.118.2-2011 | vendorAcronym= | vendorDeviceName= | interconnectionName=,,,,10,STTP,Streaming Telemetry Transport Protocol,2,3,LTMAAC_1_FA_C,I,+,0,MAIZ_500_PM_01-PA3,0.0,1.0,Maiz_500_Pm_01 LTMAAC_1_FA_C + Current Phase Angle,0,1,1,Degrees,Phasor,IPHA,Current Phase Angle,PA,-98.6,37.5,PPA:4465,2021-08-03 20:58:44
} | MaximumArchiveDays=90 | DesiredRemainingSpace=500,4466,GPA_MAIZ_500_PM_01-PM4:V,,157,8736f6c7-ad41-4b43-b4f6-e684e0d4ad20,MAIZ_500_PM_01,Maiz_500_Pm_01,60,1,companyAcronym= | protocolName=IEEE C37.118.2-2011 | vendorAcronym= | vendorDeviceName= | interconnectionName=,,,,10,STTP,Streaming Telemetry Transport Protocol,3,4,LTMAAC_1_FV_A,V,+,0,MAIZ_500_PM_01-PM4,0.0,1.0,Maiz_500_Pm_01 LTMAAC_1_FV_A + Voltage Magnitude,0,1,1,Volts,Phasor,VPHM,Voltage Magnitude,PM,-98.6,37.5,PPA:4466,2021-08-03 20:58:44
} | MaximumArchiveDays=90 | DesiredRemainingSpace=500,4467,GPA_MAIZ_500_PM_01-PA4:VH,,157,8736f6c7-ad41-4b43-b4f6-e684e0d4ad20,MAIZ_500_PM_01,Maiz_500_Pm_01,60,1,companyAcronym= | protocolName=IEEE C37.118.2-2011 | vendorAcronym= | vendorDeviceName= | interconnectionName=,,,,10,STTP,Streaming Telemetry Transport Protocol,4,4,LTMAAC_1_FV_A,V,+,0,MAIZ_500_PM_01-PA4,0.0,1.0,Maiz_500_Pm_01 LTMAAC_1_FV_A + Voltage Phase Angle,0,1,1,Degrees,Phasor,VPHA,Voltage Phase Angle,PA,-98.6,37.5,PPA:4467,2021-08-03 20:58:44
} | MaximumArchiveDays=90 | DesiredRemainingSpace=500,4468,GPA_MAIZ_500_PM_01-PM5:V,,157,8736f6c7-ad41-4b43-b4f6-e684e0d4ad20,MAIZ_500_PM_01,Maiz_500_Pm_01,60,1,companyAcronym= | protocolName=IEEE C37.118.2-2011 | vendorAcronym= | vendorDeviceName= | interconnectionName=,,,,10,STTP,Streaming Telemetry Transport Protocol,3,5,LTMAAC_1_FV_B,V,+,0,MAIZ_500_PM_01-PM5,0.0,1.0,Maiz_500_Pm_01 LTMAAC_1_FV_B + Voltage Magnitude,0,1,1,Volts,Phasor,VPHM,Voltage Magnitude,PM,-98.6,37.5,PPA:4468,2021-08-03 20:58:44
} | MaximumArchiveDays=90 | DesiredRemainingSpace=500,4469,GPA_MAIZ_500_PM_01-PA5:VH,,157,8736f6c7-ad41-4b43-b4f6-e684e0d4ad20,MAIZ_500_PM_01,Maiz_500_Pm_01,60,1,companyAcronym= | protocolName=IEEE C37.118.2-2011 | vendorAcronym= | vendorDeviceName= | interconnectionName=,,,,10,STTP,Streaming Telemetry Transport Protocol,4,5,LTMAAC_1_FV_B,V,+,0,MAIZ_500_PM_01-PA5,0.0,1.0,Maiz_500_Pm_01 LTMAAC_1_FV_B + Voltage Phase Angle,0,1,1,Degrees,Phasor,VPHA,Voltage Phase Angle,PA,-98.6,37.5,PPA:4469,2021-08-03 20:58:44
} | MaximumArchiveDays=90 | DesiredRemainingSpace=500,4470,GPA_MAIZ_500_PM_01-PM6:V,,157,8736f6c7-ad41-4b43-b4f6-e684e0d4ad20,MAIZ_500_PM_01,Maiz_500_Pm_01,60,1,companyAcronym= | protocolName=IEEE C37.118.2-2011 | vendorAcronym= | vendorDeviceName= | interconnectionName=,,,,10,STTP,Streaming Telemetry Transport Protocol,3,6,LTMAAC_1_FV_C,V,+,0,MAIZ_500_PM_01-PM6,0.0,1.0,Maiz_500_Pm_01 LTMAAC_1_FV_C + Voltage Magnitude,0,1,1,Volts,Phasor,VPHM,Voltage Magnitude,PM,-98.6,37.5,PPA:4470,2021-08-03 20:58:44
} | MaximumArchiveDays=90 | DesiredRemainingSpace=500,4471,GPA_MAIZ_500_PM_01-PA6:VH,,157,8736f6c7-ad41-4b43-b4f6-e684e0d4ad20,MAIZ_500_PM_01,Maiz_500_Pm_01,60,1,companyAcronym= | protocolName=IEEE C37.118.2-2011 | vendorAcronym= | vendorDeviceName= | interconnectionName=,,,,10,STTP,Streaming Telemetry Transport Protocol,4,6,LTMAAC_1_FV_C,V,+,0,MAIZ_500_PM_01-PA6,0.0,1.0,Maiz_500_Pm_01 LTMAAC_1_FV_C + Voltage Phase Angle,0,1,1,Degrees,Phasor,VPHA,Voltage Phase Angle,PA,-98.6,37.5,PPA:4471,2021-08-03 20:58:44
} | MaximumArchiveDays=90 | DesiredRemainingSpace=500,4472,GPA_MAIZ_500_PM_01-PM7:V,,157,8736f6c7-ad41-4b43-b4f6-e684e0d4ad20,MAIZ_500_PM_01,Maiz_500_Pm_01,60,1,companyAcronym= | protocolName=IEEE C37.118.2-2011 | vendorAcronym= | vendorDeviceName= | interconnectionName=,,,,10,STTP,Streaming Telemetry Transport Protocol,3,7,LTMAAC_1_FV_P,V,+,0,MAIZ_500_PM_01-PM7,0.0,1.0,Maiz_500_Pm_01 LTMAAC_1_FV_P + Voltage Magnitude,0,1,1,Volts,Phasor,VPHM,Voltage Magnitude,PM,-98.6,37.5,PPA:4472,2021-08-03 20:58:44
} | MaximumArchiveDays=90 | DesiredRemainingSpace=500,4473,GPA_MAIZ_500_PM_01-PA7:VH,,157,8736f6c7-ad41-4b43-b4f6-e684e0d4ad20,MAIZ_500_PM_01,Maiz_500_Pm_01,60,1,companyAcronym= | protocolName=IEEE C37.118.2-2011 | vendorAcronym= | vendorDeviceName= | interconnectionName=,,,,10,STTP,Streaming Telemetry Transport Protocol,4,7,LTMAAC_1_FV_P,V,+,0,MAIZ_500_PM_01-PA7,0.0,1.0,Maiz_500_Pm_01 LTMAAC_1_FV_P + Voltage Phase Angle,0,1,1,Degrees,Phasor,VPHA,Voltage Phase Angle,PA,-98.6,37.5,PPA:4473,2021-08-03 20:58:44
} | MaximumArchiveDays=90 | DesiredRemainingSpace=500,4474,GPA_MAIZ_500_PM_01-PM8:I,,157,8736f6c7-ad41-4b43-b4f6-e684e0d4ad20,MAIZ_500_PM_01,Maiz_500_Pm_01,60,1,companyAcronym= | protocolName=IEEE C37.118.2-2011 | vendorAcronym= | vendorDeviceName= | interconnectionName=,,,,10,STTP,Streaming Telemetry Transport Protocol,1,8,LTMAAC_1_FA_P,I,+,0,MAIZ_500_PM_01-PM8,0.0,1.0,Maiz_500_Pm_01 LTMAAC_1_FA_P + Current Magnitude,0,1,1,Amps,Phasor,IPHM,Current Magnitude,PM,-98.6,37.5,PPA:4474,2021-08-03 20:58:44
} | MaximumArchiveDays=90 | DesiredRemainingSpace=500,4475,GPA_MAIZ_500_PM_01-PA8:IH,,157,8736f6c7-ad41-4b43-b4f6-e684e0d4ad20,MAIZ_500_PM_01,Maiz_500_Pm_01,60,1,companyAcronym= | protocolName=IEEE C37.118.2-2011 | vendorAcronym= | vendorDeviceName= | interconnectionName=,,,,10,STTP,Streaming Telemetry Transport Protocol,2,8,LTMAAC_1_FA_P,I,+,0,MAIZ_500_PM_01-PA8,0.0,1.0,Maiz_500_Pm_01 LTMAAC_1_FA_P + Current Phase Angle,0,1,1,Degrees,Phasor,IPHA,Current Phase Angle,PA,-98.6,37.5,PPA:4475,2021-08-03 20:58:44
} | MaximumArchiveDays=90 | DesiredRemainingSpace=500,4476,GPA_PATC_500_PM_08:F,,158,8736f6c7-ad41-4b43-b4f6-e684e0d4ad20,PATC_500_PM_08,Patc_500_Pm_08,60,1,companyAcronym= | protocolName=IEEE C37.118.2-2011 | vendorAcronym= | vendorDeviceName= | interconnectionName=,,,,10,STTP,Streaming Telemetry Transport Protocol,5,,,,,,PATC_500_PM_08-FQ,0.0,1.0,Patc_500_Pm_08 Frequency,0,1,1,Hz,PMU,FREQ,Frequency,FQ,-98.6,37.5,PPA:4476,2021-08-03 20:58:44
} | MaximumArchiveDays=90 | DesiredRemainingSpace=500,4477,GPA_PATC_500_PM_08:DF,,158,8736f6c7-ad41-4b43-b4f6-e684e0d4ad20,PATC_500_PM_08,Patc_500_Pm_08,60,1,companyAcronym= | protocolName=IEEE C37.118.2-2011 | vendorAcronym= | vendorDeviceName= | interconnectionName=,,,,10,STTP,Streaming Telemetry Transport Protocol,6,,,,,,PATC_500_PM_08-DF,0.0,1.0,Patc_500_Pm_08 Frequency Delta (dF/dt),0,1,1,,PMU,DFDT,Frequency Delta (dF/dt),DF,-98.6,37.5,PPA:4477,2021-08-03 20:58:44
} | MaximumArchiveDays=90 | DesiredRemainingSpace=500,4478,GPA_PATC_500_PM_08:S,,158,8736f6c7-ad41-4b43-b4f6-e684e0d4ad20,PATC_500_PM_08,Patc_500_Pm_08,60,1,companyAcronym= | protocolName=IEEE C37.118.2-2011 | vendorAcronym= | vendorDeviceName= | interconnectionName=,,,,10,STTP,Streaming Telemetry Transport Protocol,8,,,,,,PATC_500_PM_08-SF,0.0,1.0,Patc_500_Pm_08 Status Flags,0,1,1,,PMU,FLAG,Status Flags,SF,-98.6,37.5,PPA:4478,2021-08-03 20:58:44
} | MaximumArchiveDays=90 | DesiredRemainingSpace=500,4479,GPA_PATC_500_PM_08-PM1:V,,158,8736f6c7-ad41-4b43-b4f6-e684e0d4ad20,PATC_500_PM_08,Patc_500_Pm_08,60,1,companyAcronym= | protocolName=IEEE C37.118.2-2011 | vendorAcronym= | vendorDeviceName= | interconnectionName=,,,,10,STTP,Streaming Telemetry Transport Protocol,3,1,LTPAMB_3_FV_A,V,+,0,PATC_500_PM_08-PM1,0.0,1.0,Patc_500_Pm_08 LTPAMB_3_FV_A + Voltage Magnitude,0,1,1,Volts,Phasor,VPHM,Voltage Magnitude,PM,-98.6,37.5,PPA:4479,2021-08-03 20:58:44
} | MaximumArchiveDays=90 | DesiredRemainingSpace=500,4480,GPA_PATC_500_PM_08-PA1:VH,,158,8736f6c7-ad41-4b43-b4f6-e684e0d4ad20,PATC_500_PM_08,Patc_500_Pm_08,60,1,companyAcronym= | protocolName=IEEE C37.118.2-2011 | vendorAcronym= | vendorDeviceName= | interconnectionName=,,,,10,STTP,Streaming Telemetry Transport Protocol,4,1,LTPAMB_3_FV_A,V,+,0,PATC_500_PM_08-PA1,0.0,1.0,Patc_500_Pm_08 LTPAMB_3_FV_A + Voltage Phase Angle,0,1,1,Degrees,Phasor,VPHA,Voltage Phase Angle,PA,-98.6,37.5,PPA:4480,2021-08-03 20:58:44
} | MaximumArchiveDays=90 | DesiredRemainingSpace=500,4481,GPA_PATC_500_PM_08-PM2:V,,158,8736f6c7-ad41-4b43-b4f6-e684e0d4ad20,PATC_500_PM_08,Patc_500_Pm_08,60,1,companyAcronym= | protocolName=IEEE C37.118.2-2011 | vendorAcronym= | vendorDeviceName= | interconnectionName=,,,,10,STTP,Streaming Telemetry Transport Protocol,3,2,LTPAMB_3_FV_B,V,+,0,PATC_500_PM_08-PM2,0.0,1.0,Patc_500_Pm_08 LTPAMB_3_FV_B + Voltage Magnitude,0,1,1,Volts,Phasor,VPHM,Voltage Magnitude,PM,-98.6,37.5,PPA:4481,2021-08-03 20:58:44
} | MaximumArchiveDays=90 | DesiredRemainingSpace=500,4482,GPA_PATC_500_PM_08-PA2:VH,,158,8736f6c7-ad41-4b43-b4f6-e684e0d4ad20,PATC_500_PM_08,Patc_500_Pm_08,60,1,companyAcronym= | protocolName=IEEE C37.118.2-2011 | vendorAcronym= | vendorDeviceName= | interconnectionName=,,,,10,STTP,Streaming Telemetry Transport Protocol,4,2,LTPAMB_3_FV_B,V,+,0,PATC_500_PM_08-PA2,0.0,1.0,Patc_500_Pm_08 LTPAMB_3_FV_B + Voltage Phase Angle,0,1,1,Degrees,Phasor,VPHA,Voltage Phase Angle,PA,-98.6,37.5,PPA:4482,2021-08-03 20:58:44
} | MaximumArchiveDays=90 | DesiredRemainingSpace=500,4483,GPA_PATC_500_PM_08-PM3:V,,158,8736f6c7-ad41-4b43-b4f6-e684e0d4ad20,PATC_500_PM_08,Patc_500_Pm_08,60,1,companyAcronym= | protocolName=IEEE C37.118.2-2011 | vendorAcronym= | vendorDeviceName= | interconnectionName=,,,,10,STTP,Streaming Telemetry Transport Protocol,3,3,LTPAMB_3_FV_C,V,+,0,PATC_500_PM_08-PM3,0.0,1.0,Patc_500_Pm_08 LTPAMB_3_FV_C + Voltage Magnitude,0,1,1,Volts,Phasor,VPHM,Voltage Magnitude,PM,-98.6,37.5,PPA:4483,2021-08-03 20:58:44
} | MaximumArchiveDays=90 | DesiredRemainingSpace=500,4484,GPA_PATC_500_PM_08-PA3:VH,,158,8736f6c7-ad41-4b43-b4f6-e684e0d4ad20,PATC_500_PM_08,Patc_500_Pm_08,60,1,companyAcronym= | protocolName=IEEE C37.118.2-2011 | vendorAcronym= | vendorDeviceName= | interconnectionName=,,,,10,STTP,Streaming Telemetry Transport Protocol,4,3,LTPAMB_3_FV_C,V,+,0,PATC_500_PM_08-PA3,0.0,1.0,Patc_500_Pm_08 LTPAMB_3_FV_C + Voltage Phase Angle,0,1,1,Degrees,Phasor,VPHA,Voltage Phase Angle,PA,-98.6,37.5,PPA:4484,2021-08-03 20:58:44
} | MaximumArchiveDays=90 | DesiredRemainingSpace=500,4485,GPA_PATC_500_PM_08-PM4:I,,158,8736f6c7-ad41-4b43-b4f6-e684e0d4ad20,PATC_500_PM_08,Patc_500_Pm_08,60,1,companyAcronym= | protocolName=IEEE C37.118.2-2011 | vendorAcronym= | vendorDeviceName= | interconnectionName=,,,,10,STTP,Streaming Telemetry Transport Protocol,1,4,LTPAMB_3_FA_A,I,+,0,PATC_500_PM_08-PM4,0.0,1.0,Patc_500_Pm_08 LTPAMB_3_FA_A + Current Magnitude,0,1,1,Amps,Phasor,IPHM,Current Magnitude,PM,-98.6,37.5,PPA:4485,2021-08-03 20:58:44
} | MaximumArchiveDays=90 | DesiredRemainingSpace=500,4486,GPA_PATC_500_PM_08-PA4:IH,,158,8736f6c7-ad41-4b43-b4f6-e684e0d4ad20,PATC_500_PM_08,Patc_500_Pm_08,60,1,companyAcronym= | protocolName=IEEE C37.118.2-2011 | vendorAcronym= | vendorDeviceName= | interconnectionName=,,,,10,STTP,Streaming Telemetry Transport Protocol,2,4,LTPAMB_3_FA_A,I,+,0,PATC_500_PM_08-PA4,0.0,1.0,Patc_500_Pm_08 LTPAMB_3_FA_A + Current Phase Angle,0,1,1,Degrees,Phasor,IPHA,Current Phase Angle,PA,-98.6,37.5,PPA:4486,2021-08-03 20:58:44
} | MaximumArchiveDays=90 | DesiredRemainingSpace=500,4487,GPA_PATC_500_PM_08-PM5:I,,158,8736f6c7-ad41-4b43-b4f6-e684e0d4ad20,PATC_500_PM_08,Patc_500_Pm_08,60,1,companyAcronym= | protocolName=IEEE C37.118.2-2011 | vendorAcronym= | vendorDeviceName= | interconnectionName=,,,,10,STTP,Streaming Telemetry Transport Protocol,1,5,LTPAMB_3_FA_B,I,+,0,PATC_500_PM_08-PM5,0.0,1.0,Patc_500_Pm_08 LTPAMB_3_FA_B + Current Magnitude,0,1,1,Amps,Phasor,IPHM,Current Magnitude,PM,-98.6,37.5,PPA:4487,2021-08-03 20:58:44
} | MaximumArchiveDays=90 | DesiredRemainingSpace=500,4488,GPA_PATC_500_PM_08-PA5:IH,,158,8736f6c7-ad41-4b43-b4f6-e684e0d4ad20,PATC_500_PM_08,Patc_500_Pm_08,60,1,companyAcronym= | protocolName=IEEE C37.118.2-2011 | vendorAcronym= | vendorDeviceName= | interconnectionName=,,,,10,STTP,Streaming Telemetry Transport Protocol,2,5,LTPAMB_3_FA_B,I,+,0,PATC_500_PM_08-PA5,0.0,1.0,Patc_500_Pm_08 LTPAMB_3_FA_B + Current Phase Angle,0,1,1,Degrees,Phasor,IPHA,Current Phase Angle,PA,-98.6,37.5,PPA:4488,2021-08-03 20:58:44
} | MaximumArchiveDays=90 | DesiredRemainingSpace=500,4489,GPA_PATC_500_PM_08-PM6:I,,158,8736f6c7-ad41-4b43-b4f6-e684e0d4ad20,PATC_500_PM_08,Patc_500_Pm_08,60,1,companyAcronym= | protocolName=IEEE C37.118.2-2011 | vendorAcronym= | vendorDeviceName= | interconnectionName=,,,,10,STTP,Streaming Telemetry Transport Protocol,1,6,LTPAMB_3_FA_C,I,+,0,PATC_500_PM_08-PM6,0.0,1.0,Patc_500_Pm_08 LTPAMB_3_FA_C + Current Magnitude,0,1,1,Amps,Phasor,IPHM,Current Magnitude,PM,-98.6,37.5,PPA:4489,2021-08-03 20:58:44
} | MaximumArchiveDays=90 | DesiredRemainingSpace=500,4490,GPA_PATC_500_PM_08-PA6:IH,,158,8736f6c7-ad41-4b43-b4f6-e684e0d4ad20,PATC_500_PM_08,Patc_500_Pm_08,60,1,companyAcronym= | protocolName=IEEE C37.118.2-2011 | vendorAcronym= | vendorDeviceName= | interconnectionName=,,,,10,STTP,Streaming Telemetry Transport Protocol,2,6,LTPAMB_3_FA_C,I,+,0,PATC_500_PM_08-PA6,0.0,1.0,Patc_500_Pm_08 LTPAMB_3_FA_C + Current Phase Angle,0,1,1,Degrees,Phasor,IPHA,Current Phase Angle,PA,-98.6,37.5,PPA:4490,2021-08-03 20:58:44
} | MaximumArchiveDays=90 | DesiredRemainingSpace=500,4491,GPA_PATC_500_PM_08-PM7:V,,158,8736f6c7-ad41-4b43-b4f6-e684e0d4ad20,PATC_500_PM_08,Patc_500_Pm_08,60,1,companyAcronym= | protocolName=IEEE C37.118.2-2011 | vendorAcronym= | vendorDeviceName= | interconnectionName=,,,,10,STTP,Streaming Telemetry Transport Protocol,3,7,LTPAMB_3_FV_P,V,+,0,PATC_500_PM_08-PM7,0.0,1.0,Patc_500_Pm_08 LTPAMB_3_FV_P + Voltage Magnitude,0,1,1,Volts,Phasor,VPHM,Voltage Magnitude,PM,-98.6,37.5,PPA:4491,2021-08-03 20:58:44
} | MaximumArchiveDays=90 | DesiredRemainingSpace=500,4492,GPA_PATC_500_PM_08-PA7:VH,,158,8736f6c7-ad41-4b43-b4f6-e684e0d4ad20,PATC_500_PM_08,Patc_500_Pm_08,60,1,companyAcronym= | protocolName=IEEE C37.118.2-2011 | vendorAcronym= | vendorDeviceName= | interconnectionName=,,,,10,STTP,Streaming Telemetry Transport Protocol,4,7,LTPAMB_3_FV_P,V,+,0,PATC_500_PM_08-PA7,0.0,1.0,Patc_500_Pm_08 LTPAMB_3_FV_P + Voltage Phase Angle,0,1,1,Degrees,Phasor,VPHA,Voltage Phase Angle,PA,-98.6,37.5,PPA:4492,2021-08-03 20:58:44
} | MaximumArchiveDays=90 | DesiredRemainingSpace=500,4493,GPA_PATC_500_PM_08-PM8:I,,158,8736f6c7-ad41-4b43-b4f6-e684e0d4ad20,PATC_500_PM_08,Patc_500_Pm_08,60,1,companyAcronym= | protocolName=IEEE C37.118.2-2011 | vendorAcronym= | vendorDeviceName= | interconnectionName=,,,,10,STTP,Streaming Telemetry Transport Protocol,1,8,LTPAMB_3_FA_P,I,+,0,PATC_500_PM_08-PM8,0.0,1.0,Patc_500_Pm_08 LTPAMB_3_FA_P + Current Magnitude,0,1,1,Amps,Phasor,IPHM,Current Magnitude,PM,-98.6,37.5,PPA:4493,2021-08-03 20:58:44
} | MaximumArchiveDays=90 | DesiredRemainingSpace=500,4494,GPA_PATC_500_PM_08-PA8:IH,,158,8736f6c7-ad41-4b43-b4f6-e684e0d4ad20,PATC_500_PM_08,Patc_500_Pm_08,60,1,companyAcronym= | protocolName=IEEE C37.118.2-2011 | vendorAcronym= | vendorDeviceName= | interconnectionName=,,,,10,STTP,Streaming Telemetry Transport Protocol,2,8,LTPAMB_3_FA_P,I,+,0,PATC_500_PM_08-PA8,0.0,1.0,Patc_500_Pm_08 LTPAMB_3_FA_P + Current Phase Angle,0,1,1,Degrees,Phasor,IPHA,Current Phase Angle,PA,-98.6,37.5,PPA:4494,2021-08-03 20:58:44
} | MaximumArchiveDays=90 | DesiredRemainingSpace=500,4495,GPA_PATC_500_PM_05:F,,159,8736f6c7-ad41-4b43-b4f6-e684e0d4ad20,PATC_500_PM_05,Patc_500_Pm_05,60,1,companyAcronym= | protocolName=IEEE C37.118.2-2011 | vendorAcronym= | vendorDeviceName= | interconnectionName=,,,,10,STTP,Streaming Telemetry Transport Protocol,5,,,,,,PATC_500_PM_05-FQ,0.0,1.0,Patc_500_Pm_05 Frequency,0,1,1,Hz,PMU,FREQ,Frequency,FQ,-98.6,37.5,PPA:4495,2021-08-03 20:58:44
} | MaximumArchiveDays=90 | DesiredRemainingSpace=500,4496,GPA_PATC_500_PM_05:DF,,159,8736f6c7-ad41-4b43-b4f6-e684e0d4ad20,PATC_500_PM_05,Patc_500_Pm_05,60,1,companyAcronym= | protocolName=IEEE C37.118.2-2011 | vendorAcronym= | vendorDeviceName= | interconnectionName=,,,,10,STTP,Streaming Telemetry Transport Protocol,6,,,,,,PATC_500_PM_05-DF,0.0,1.0,Patc_500_Pm_05 Frequency Delta (dF/dt),0,1,1,,PMU,DFDT,Frequency Delta (dF/dt),DF,-98.6,37.5,PPA:4496,2021-08-03 20:58:44
} | MaximumArchiveDays=90 | DesiredRemainingSpace=500,4497,GPA_PATC_500_PM_05:S,,159,8736f6c7-ad41-4b43-b4f6-e684e0d4ad20,PATC_500_PM_05,Patc_500_Pm_05,60,1,companyAcronym= | protocolName=IEEE C37.118.2-2011 | vendorAcronym= | vendorDeviceName= | interconnectionName=,,,,10,STTP,Streaming Telemetry Transport Protocol,8,,,,,,PATC_500_PM_05-SF,0.0,1.0,Patc_500_Pm_05 Status Flags,0,1,1,,PMU,FLAG,Status Flags,SF,-98.6,37.5,PPA:4497,2021-08-03 20:58:44
} | MaximumArchiveDays=90 | DesiredRemainingSpace=500,4498,GPA_PATC_500_PM_05-PM1:V,,159,8736f6c7-ad41-4b43-b4f6-e684e0d4ad20,PATC_500_PM_05,Patc_500_Pm_05,60,1,companyAcronym= | protocolName=IEEE C37.118.2-2011 | vendorAcronym= | vendorDeviceName= | interconnectionName=,,,,10,STTP,Streaming Telemetry Transport Protocol,3,1,LTPAMB_4_FV_A,V,+,0,PATC_500_PM_05-PM1,0.0,1.0,Patc_500_Pm_05 LTPAMB_4_FV_A + Voltage Magnitude,0,1,1,Volts,Phasor,VPHM,Voltage Magnitude,PM,-98.6,37.5,PPA:4498,2021-08-03 20:58:44
} | MaximumArchiveDays=90 | DesiredRemainingSpace=500,4499,GPA_PATC_500_PM_05-PA1:VH,,159,8736f6c7-ad41-4b43-b4f6-e684e0d4ad20,PATC_500_PM_05,Patc_500_Pm_05,60,1,companyAcronym= | protocolName=IEEE C37.118.2-2011 | vendorAcronym= | vendorDeviceName= | interconnectionName=,,,,10,STTP,Streaming Telemetry Transport Protocol,4,1,LTPAMB_4_FV_A,V,+,0,PATC_500_PM_05-PA1,0.0,1.0,Patc_500_Pm_05 LTPAMB_4_FV_A + Voltage Phase Angle,0,1,1,Degrees,Phasor,VPHA,Voltage Phase Angle,PA,-98.6,37.5,PPA:4499,2021-08-03 20:58:44
} | MaximumArchiveDays=90 | DesiredRemainingSpace=500,4500,GPA_PATC_500_PM_05-PM2:V,,159,8736f6c7-ad41-4b43-b4f6-e684e0d4ad20,PATC_500_PM_05,Patc_500_Pm_05,60,1,companyAcronym= | protocolName=IEEE C37.118.2-2011 | vendorAcronym= | vendorDeviceName= | interconnectionName=,,,,10,STTP,Streaming Telemetry Transport Protocol,3,2,LTPAMB_4_FV_B,V,+,0,PATC_500_PM_05-PM2,0.0,1.0,Patc_500_Pm_05 LTPAMB_4_FV_B + Voltage Magnitude,0,1,1,Volts,Phasor,VPHM,Voltage Magnitude,PM,-98.6,37.5,PPA:4500,2021-08-03 20:58:44
} | MaximumArchiveDays=90 | DesiredRemainingSpace=500,4501,GPA_PATC_500_PM_05-PA2:VH,,159,8736f6c7-ad41-4b43-b4f6-e684e0d4ad20,PATC_500_PM_05,Patc_500_Pm_05,60,1,companyAcronym= | protocolName=IEEE C37.118.2-2011 | vendorAcronym= | vendorDeviceName= | interconnectionName=,,,,10,STTP,Streaming Telemetry Transport Protocol,4,2,LTPAMB_4_FV_B,V,+,0,PATC_500_PM_05-PA2,0.0,1.0,Patc_500_Pm_05 LTPAMB_4_FV_B + Voltage Phase Angle,0,1,1,Degrees,Phasor,VPHA,Voltage Phase Angle,PA,-98.6,37.5,PPA:4501,2021-08-03 20:58:44
} | MaximumArchiveDays=90 | DesiredRemainingSpace=500,4502,GPA_PATC_500_PM_05-PM3:V,,159,8736f6c7-ad41-4b43-b4f6-e684e0d4ad20,PATC_500_PM_05,Patc_500_Pm_05,60,1,companyAcronym= | protocolName=IEEE C37.118.2-2011 | vendorAcronym= | vendorDeviceName= | interconnectionName=,,,,10,STTP,Streaming Telemetry Transport Protocol,3,3,LTPAMB_4_FV_C,V,+,0,PATC_500_PM_05-PM3,0.0,1.0,Patc_500_Pm_05 LTPAMB_4_FV_C + Voltage Magnitude,0,1,1,Volts,Phasor,VPHM,Voltage Magnitude,PM,-98.6,37.5,PPA:4502,2021-08-03 20:58:44
} | MaximumArchiveDays=90 | DesiredRemainingSpace=500,4503,GPA_PATC_500_PM_05-PA3:VH,,159,8736f6c7-ad41-4b43-b4f6-e684e0d4ad20,PATC_500_PM_05,Patc_500_Pm_05,60,1,companyAcronym= | protocolName=IEEE C37.118.2-2011 | vendorAcronym= | vendorDeviceName= | interconnectionName=,,,,10,STTP,Streaming Telemetry Transport Protocol,4,3,LTPAMB_4_FV_C,V,+,0,PATC_500_PM_05-PA3,0.0,1.0,Patc_500_Pm_05 LTPAMB_4_FV_C + Voltage Phase Angle,0,1,1,Degrees,Phasor,VPHA,Voltage Phase Angle,PA,-98.6,37.5,PPA:4503,2021-08-03 20:58:44
} | MaximumArchiveDays=90 | DesiredRemainingSpace=500,4504,GPA_PATC_500_PM_05-PM4:I,,159,8736f6c7-ad41-4b43-b4f6-e684e0d4ad20,PATC_500_PM_05,Patc_500_Pm_05,60,1,companyAcronym= | protocolName=IEEE C37.118.2-2011 | vendorAcronym= | vendorDeviceName= | interconnectionName=,,,,10,STTP,Streaming Telemetry Transport Protocol,1,4,LTPAMB_4_FA_A,I,+,0,PATC_500_PM_05-PM4,0.0,1.0,Patc_500_Pm_05 LTPAMB_4_FA_A + Current Magnitude,0,1,1,Amps,Phasor,IPHM,Current Magnitude,PM,-98.6,37.5,PPA:4504,2021-08-03 20:58:44
} | MaximumArchiveDays=90 | DesiredRemainingSpace=500,4505,GPA_PATC_500_PM_05-PA4:IH,,159,8736f6c7-ad41-4b43-b4f6-e684e0d4ad20,PATC_500_PM_05,Patc_500_Pm_05,60,1,companyAcronym= | protocolName=IEEE C37.118.2-2011 | vendorAcronym= | vendorDeviceName= | interconnectionName=,,,,10,STTP,Streaming Telemetry Transport Protocol,2,4,LTPAMB_4_FA_A,I,+,0,PATC_500_PM_05-PA4,0.0,1.0,Patc_500_Pm_05 LTPAMB_4_FA_A + Current Phase Angle,0,1,1,Degrees,Phasor,IPHA,Current Phase Angle,PA,-98.6,37.5,PPA:4505,2021-08-03 20:58:44
} | MaximumArchiveDays=90 | DesiredRemainingSpace=500,4506,GPA_PATC_500_PM_05-PM5:I,,159,8736f6c7-ad41-4b43-b4f6-e684e0d4ad20,PATC_500_PM_05,Patc_500_Pm_05,60,1,companyAcronym= | protocolName=IEEE C37.118.2-2011 | vendorAcronym= | vendorDeviceName= | interconnectionName=,,,,10,STTP,Streaming Telemetry Transport Protocol,1,5,LTPAMB_4_FA_B,I,+,0,PATC_500_PM_05-PM5,0.0,1.0,Patc_500_Pm_05 LTPAMB_4_FA_B + Current Magnitude,0,1,1,Amps,Phasor,IPHM,Current Magnitude,PM,-98.6,37.5,PPA:4506,2021-08-03 20:58:44
} | MaximumArchiveDays=90 | DesiredRemainingSpace=500,4507,GPA_PATC_500_PM_05-PA5:IH,,159,8736f6c7-ad41-4b43-b4f6-e684e0d4ad20,PATC_500_PM_05,Patc_500_Pm_05,60,1,companyAcronym= | protocolName=IEEE C37.118.2-2011 | vendorAcronym= | vendorDeviceName= | interconnectionName=,,,,10,STTP,Streaming Telemetry Transport Protocol,2,5,LTPAMB_4_FA_B,I,+,0,PATC_500_PM_05-PA5,0.0,1.0,Patc_500_Pm_05 LTPAMB_4_FA_B + Current Phase Angle,0,1,1,Degrees,Phasor,IPHA,Current Phase Angle,PA,-98.6,37.5,PPA:4507,2021-08-03 20:58:44
} | MaximumArchiveDays=90 | DesiredRemainingSpace=500,4508,GPA_PATC_500_PM_05-PM6:I,,159,8736f6c7-ad41-4b43-b4f6-e684e0d4ad20,PATC_500_PM_05,Patc_500_Pm_05,60,1,companyAcronym= | protocolName=IEEE C37.118.2-2011 | vendorAcronym= | vendorDeviceName= | interconnectionName=,,,,10,STTP,Streaming Telemetry Transport Protocol,1,6,LTPAMB_4_FA_C,I,+,0,PATC_500_PM_05-PM6,0.0,1.0,Patc_500_Pm_05 LTPAMB_4_FA_C + Current Magnitude,0,1,1,Amps,Phasor,IPHM,Current Magnitude,PM,-98.6,37.5,PPA:4508,2021-08-03 20:58:44
} | MaximumArchiveDays=90 | DesiredRemainingSpace=500,4509,GPA_PATC_500_PM_05-PA6:IH,,159,8736f6c7-ad41-4b43-b4f6-e684e0d4ad20,PATC_500_PM_05,Patc_500_Pm_05,60,1,companyAcronym= | protocolName=IEEE C37.118.2-2011 | vendorAcronym= | vendorDeviceName= | interconnectionName=,,,,10,STTP,Streaming Telemetry Transport Protocol,2,6,LTPAMB_4_FA_C,I,+,0,PATC_500_PM_05-PA6,0.0,1.0,Patc_500_Pm_05 LTPAMB_4_FA_C + Current Phase Angle,0,1,1,Degrees,Phasor,IPHA,Current Phase Angle,PA,-98.6,37.5,PPA:4509,2021-08-03 20:58:44
} | MaximumArchiveDays=90 | DesiredRemainingSpace=500,4510,GPA_PATC_500_PM_05-PM7:V,,159,8736f6c7-ad41-4b43-b4f6-e684e0d4ad20,PATC_500_PM_05,Patc_500_Pm_05,60,1,companyAcronym= | protocolName=IEEE C37.118.2-2011 | vendorAcronym= | vendorDeviceName= | interconnectionName=,,,,10,STTP,Streaming Telemetry Transport Protocol,3,7,LTPAMB_4_FV_P,V,+,0,PATC_500_PM_05-PM7,0.0,1.0,Patc_500_Pm_05 LTPAMB_4_FV_P + Voltage Magnitude,0,1,1,Volts,Phasor,VPHM,Voltage Magnitude,PM,-98.6,37.5,PPA:4510,2021-08-03 20:58:44
} | MaximumArchiveDays=90 | DesiredRemainingSpace=500,4511,GPA_PATC_500_PM_05-PA7:VH,,159,8736f6c7-ad41-4b43-b4f6-e684e0d4ad20,PATC_500_PM_05,Patc_500_Pm_05,60,1,companyAcronym= | protocolName=IEEE C37.118.2-2011 | vendorAcronym= | vendorDeviceName= | interconnectionName=,,,,10,STTP,Streaming Telemetry Transport Protocol,4,7,LTPAMB_4_FV_P,V,+,0,PATC_500_PM_05-PA7,0.0,1.0,Patc_500_Pm_05 LTPAMB_4_FV_P + Voltage Phase Angle,0,1,1,Degrees,Phasor,VPHA,Voltage Phase Angle,PA,-98.6,37.5,PPA:4511,2021-08-03 20:58:44
} | MaximumArchiveDays=90 | DesiredRemainingSpace=500,4512,GPA_PATC_500_PM_05-PM8:I,,159,8736f6c7-ad41-4b43-b4f6-e684e0d4ad20,PATC_500_PM_05,Patc_500_Pm_05,60,1,companyAcronym= | protocolName=IEEE C37.118.2-2011 | vendorAcronym= | vendorDeviceName= | interconnectionName=,,,,10,STTP,Streaming Telemetry Transport Protocol,1,8,LTPAMB_4_FA_P,I,+,0,PATC_500_PM_05-PM8,0.0,1.0,Patc_500_Pm_05 LTPAMB_4_FA_P + Current Magnitude,0,1,1,Amps,Phasor,IPHM,Current Magnitude,PM,-98.6,37.5,PPA:4512,2021-08-03 20:58:44
} | MaximumArchiveDays=90 | DesiredRemainingSpace=500,4513,GPA_PATC_500_PM_05-PA8:IH,,159,8736f6c7-ad41-4b43-b4f6-e684e0d4ad20,PATC_500_PM_05,Patc_500_Pm_05,60,1,companyAcronym= | protocolName=IEEE C37.118.2-2011 | vendorAcronym= | vendorDeviceName= | interconnectionName=,,,,10,STTP,Streaming Telemetry Transport Protocol,2,8,LTPAMB_4_FA_P,I,+,0,PATC_500_PM_05-PA8,0.0,1.0,Patc_500_Pm_05 LTPAMB_4_FA_P + Current Phase Angle,0,1,1,Degrees,Phasor,IPHA,Current Phase Angle,PA,-98.6,37.5,PPA:4513,2021-08-03 20:58:44
} | MaximumArchiveDays=90 | DesiredRemainingSpace=500,4514,GPA_MAPD_500_PM_01:F,,160,8736f6c7-ad41-4b43-b4f6-e684e0d4ad20,MAPD_500_PM_01,Mapd_500_Pm_01,60,1,companyAcronym= | protocolName=IEEE C37.118.2-2011 | vendorAcronym= | vendorDeviceName= | interconnectionName=,,,,10,STTP,Streaming Telemetry Transport Protocol,5,,,,,,MAPD_500_PM_01-FQ,0.0,1.0,Mapd_500_Pm_01 Frequency,0,1,1,Hz,PMU,FREQ,Frequency,FQ,-98.6,37.5,PPA:4514,2021-08-03 20:58:44
} | MaximumArchiveDays=90 | DesiredRemainingSpace=500,4515,GPA_MAPD_500_PM_01:DF,,160,8736f6c7-ad41-4b43-b4f6-e684e0d4ad20,MAPD_500_PM_01,Mapd_500_Pm_01,60,1,companyAcronym= | protocolName=IEEE C37.118.2-2011 | vendorAcronym= | vendorDeviceName= | interconnectionName=,,,,10,STTP,Streaming Telemetry Transport Protocol,6,,,,,,MAPD_500_PM_01-DF,0.0,1.0,Mapd_500_Pm_01 Frequency Delta (dF/dt),0,1,1,,PMU,DFDT,Frequency Delta (dF/dt),DF,-98.6,37.5,PPA:4515,2021-08-03 20:58:44
} | MaximumArchiveDays=90 | DesiredRemainingSpace=500,4516,GPA_MAPD_500_PM_01:S,,160,8736f6c7-ad41-4b43-b4f6-e684e0d4ad20,MAPD_500_PM_01,Mapd_500_Pm_01,60,1,companyAcronym= | protocolName=IEEE C37.118.2-2011 | vendorAcronym= | vendorDeviceName= | interconnectionName=,,,,10,STTP,Streaming Telemetry Transport Protocol,8,,,,,,MAPD_500_PM_01-SF,0.0,1.0,Mapd_500_Pm_01 Status Flags,0,1,1,,PMU,FLAG,Status Flags,SF,-98.6,37.5,PPA:4516,2021-08-03 20:58:44
} | MaximumArchiveDays=90 | DesiredRemainingSpace=500,4517,GPA_MAPD_500_PM_01-PM1:I,,160,8736f6c7-ad41-4b43-b4f6-e684e0d4ad20,MAPD_500_PM_01,Mapd_500_Pm_01,60,1,companyAcronym= | protocolName=IEEE C37.118.2-2011 | vendorAcronym= | vendorDeviceName= | interconnectionName=,,,,10,STTP,Streaming Telemetry Transport Protocol,1,1,LTMAAC_1_FA_A,I,+,0,MAPD_500_PM_01-PM1,0.0,1.0,Mapd_500_Pm_01 LTMAAC_1_FA_A + Current Magnitude,0,1,1,Amps,Phasor,IPHM,Current Magnitude,PM,-98.6,37.5,PPA:4517,2021-08-03 20:58:44
} | MaximumArchiveDays=90 | DesiredRemainingSpace=500,4518,GPA_MAPD_500_PM_01-PA1:IH,,160,8736f6c7-ad41-4b43-b4f6-e684e0d4ad20,MAPD_500_PM_01,Mapd_500_Pm_01,60,1,companyAcronym= | protocolName=IEEE C37.118.2-2011 | vendorAcronym= | vendorDeviceName= | interconnectionName=,,,,10,STTP,Streaming Telemetry Transport Protocol,2,1,LTMAAC_1_FA_A,I,+,0,MAPD_500_PM_01-PA1,0.0,1.0,Mapd_500_Pm_01 LTMAAC_1_FA_A + Current Phase Angle,0,1,1,Degrees,Phasor,IPHA,Current Phase Angle,PA,-98.6,37.5,PPA:4518,2021-08-03 20:58:44
} | MaximumArchiveDays=90 | DesiredRemainingSpace=500,4519,GPA_MAPD_500_PM_01-PM2:I,,160,8736f6c7-ad41-4b43-b4f6-e684e0d4ad20,MAPD_500_PM_01,Mapd_500_Pm_01,60,1,companyAcronym= | protocolName=IEEE C37.118.2-2011 | vendorAcronym= | vendorDeviceName= | interconnectionName=,,,,10,STTP,Streaming Telemetry Transport Protocol,1,2,LTMAAC_1_FA_B,I,+,0,MAPD_500_PM_01-PM2,0.0,1.0,Mapd_500_Pm_01 LTMAAC_1_FA_B + Current Magnitude,0,1,1,Amps,Phasor,IPHM,Current Magnitude,PM,-98.6,37.5,PPA:4519,2021-08-03 20:58:44
} | MaximumArchiveDays=90 | DesiredRemainingSpace=500,4520,GPA_MAPD_500_PM_01-PA2:IH,,160,8736f6c7-ad41-4b43-b4f6-e684e0d4ad20,MAPD_500_PM_01,Mapd_500_Pm_01,60,1,companyAcronym= | protocolName=IEEE C37.118.2-2011 | vendorAcronym= | vendorDeviceName= | interconnectionName=,,,,10,STTP,Streaming Telemetry Transport Protocol,2,2,LTMAAC_1_FA_B,I,+,0,MAPD_500_PM_01-PA2,0.0,1.0,Mapd_500_Pm_01 LTMAAC_1_FA_B + Current Phase Angle,0,1,1,Degrees,Phasor,IPHA,Current Phase Angle,PA,-98.6,37.5,PPA:4520,2021-08-03 20:58:44
} | MaximumArchiveDays=90 | DesiredRemainingSpace=500,4521,GPA_MAPD_500_PM_01-PM3:I,,160,8736f6c7-ad41-4b43-b4f6-e684e0d4ad20,MAPD_500_PM_01,Mapd_500_Pm_01,60,1,companyAcronym= | protocolName=IEEE C37.118.2-2011 | vendorAcronym= | vendorDeviceName= | interconnectionName=,,,,10,STTP,Streaming Telemetry Transport Protocol,1,3,LTMAAC_1_FA_C,I,+,0,MAPD_500_PM_01-PM3,0.0,1.0,Mapd_500_Pm_01 LTMAAC_1_FA_C + Current Magnitude,0,1,1,Amps,Phasor,IPHM,Current Magnitude,PM,-98.6,37.5,PPA:4521,2021-08-03 20:58:44
} | MaximumArchiveDays=90 | DesiredRemainingSpace=500,4522,GPA_MAPD_500_PM_01-PA3:IH,,160,8736f6c7-ad41-4b43-b4f6-e684e0d4ad20,MAPD_500_PM_01,Mapd_500_Pm_01,60,1,companyAcronym= | protocolName=IEEE C37.118.2-2011 | vendorAcronym= | vendorDeviceName= | interconnectionName=,,,,10,STTP,Streaming Telemetry Transport Protocol,2,3,LTMAAC_1_FA_C,I,+,0,MAPD_500_PM_01-PA3,0.0,1.0,Mapd_500_Pm_01 LTMAAC_1_FA_C + Current Phase Angle,0,1,1,Degrees,Phasor,IPHA,Current Phase Angle,PA,-98.6,37.5,PPA:4522,2021-08-03 20:58:44
} | MaximumArchiveDays=90 | DesiredRemainingSpace=500,4523,GPA_MAPD_500_PM_01-PM4:V,,160,8736f6c7-ad41-4b43-b4f6-e684e0d4ad20,MAPD_500_PM_01,Mapd_500_Pm_01,60,1,companyAcronym= | protocolName=IEEE C37.118.2-2011 | vendorAcronym= | vendorDeviceName= | interconnectionName=,,,,10,STTP,Streaming Telemetry Transport Protocol,3,4,LTMAAC_1_FV_A,V,+,0,MAPD_500_PM_01-PM4,0.0,1.0,Mapd_500_Pm_01 LTMAAC_1_FV_A + Voltage Magnitude,0,1,1,Volts,Phasor,VPHM,Voltage Magnitude,PM,-98.6,37.5,PPA:4523,2021-08-03 20:58:44
} | MaximumArchiveDays=90 | DesiredRemainingSpace=500,4524,GPA_MAPD_500_PM_01-PA4:VH,,160,8736f6c7-ad41-4b43-b4f6-e684e0d4ad20,MAPD_500_PM_01,Mapd_500_Pm_01,60,1,companyAcronym= | protocolName=IEEE C37.118.2-2011 | vendorAcronym= | vendorDeviceName= | interconnectionName=,,,,10,STTP,Streaming Telemetry Transport Protocol,4,4,LTMAAC_1_FV_A,V,+,0,MAPD_500_PM_01-PA4,0.0,1.0,Mapd_500_Pm_01 LTMAAC_1_FV_A + Voltage Phase Angle,0,1,1,Degrees,Phasor,VPHA,Voltage Phase Angle,PA,-98.6,37.5,PPA:4524,2021-08-03 20:58:44
} | MaximumArchiveDays=90 | DesiredRemainingSpace=500,4525,GPA_MAPD_500_PM_01-PM5:V,,160,8736f6c7-ad41-4b43-b4f6-e684e0d4ad20,MAPD_500_PM_01,Mapd_500_Pm_01,60,1,companyAcronym= | protocolName=IEEE C37.118.2-2011 | vendorAcronym= | vendorDeviceName= | interconnectionName=,,,,10,STTP,Streaming Telemetry Transport Protocol,3,5,LTMAAC_1_FV_B,V,+,0,MAPD_500_PM_01-PM5,0.0,1.0,Mapd_500_Pm_01 LTMAAC_1_FV_B + Voltage Magnitude,0,1,1,Volts,Phasor,VPHM,Voltage Magnitude,PM,-98.6,37.5,PPA:4525,2021-08-03 20:58:44
} | MaximumArchiveDays=90 | DesiredRemainingSpace=500,4526,GPA_MAPD_500_PM_01-PA5:VH,,160,8736f6c7-ad41-4b43-b4f6-e684e0d4ad20,MAPD_500_PM_01,Mapd_500_Pm_01,60,1,companyAcronym= | protocolName=IEEE C37.118.2-2011 | vendorAcronym= | vendorDeviceName= | interconnectionName=,,,,10,STTP,Streaming Telemetry Transport Protocol,4,5,LTMAAC_1_FV_B,V,+,0,MAPD_500_PM_01-PA5,0.0,1.0,Mapd_500_Pm_01 LTMAAC_1_FV_B + Voltage Phase Angle,0,1,1,Degrees,Phasor,VPHA,Voltage Phase Angle,PA,-98.6,37.5,PPA:4526,2021-08-03 20:58:44
} | MaximumArchiveDays=90 | DesiredRemainingSpace=500,4527,GPA_MAPD_500_PM_01-PM6:V,,160,8736f6c7-ad41-4b43-b4f6-e684e0d4ad20,MAPD_500_PM_01,Mapd_500_Pm_01,60,1,companyAcronym= | protocolName=IEEE C37.118.2-2011 | vendorAcronym= | vendorDeviceName= | interconnectionName=,,,,10,STTP,Streaming Telemetry Transport Protocol,3,6,LTMAAC_1_FV_C,V,+,0,MAPD_500_PM_01-PM6,0.0,1.0,Mapd_500_Pm_01 LTMAAC_1_FV_C + Voltage Magnitude,0,1,1,Volts,Phasor,VPHM,Voltage Magnitude,PM,-98.6,37.5,PPA:4527,2021-08-03 20:58:44
} | MaximumArchiveDays=90 | DesiredRemainingSpace=500,4528,GPA_MAPD_500_PM_01-PA6:VH,,160,8736f6c7-ad41-4b43-b4f6-e684e0d4ad20,MAPD_500_PM_01,Mapd_500_Pm_01,60,1,companyAcronym= | protocolName=IEEE C37.118.2-2011 | vendorAcronym= | vendorDeviceName= | interconnectionName=,,,,10,STTP,Streaming Telemetry Transport Protocol,4,6,LTMAAC_1_FV_C,V,+,0,MAPD_500_PM_01-PA6,0.0,1.0,Mapd_500_Pm_01 LTMAAC_1_FV_C + Voltage Phase Angle,0,1,1,Degrees,Phasor,VPHA,Voltage Phase Angle,PA,-98.6,37.5,PPA:4528,2021-08-03 20:58:44
} | MaximumArchiveDays=90 | DesiredRemainingSpace=500,4529,GPA_MAPD_500_PM_01-PM7:V,,160,8736f6c7-ad41-4b43-b4f6-e684e0d4ad20,MAPD_500_PM_01,Mapd_500_Pm_01,60,1,companyAcronym= | protocolName=IEEE C37.118.2-2011 | vendorAcronym= | vendorDeviceName= | interconnectionName=,,,,10,STTP,Streaming Telemetry Transport Protocol,3,7,LTMAAC_1_FV_P,V,+,0,MAPD_500_PM_01-PM7,0.0,1.0,Mapd_500_Pm_01 LTMAAC_1_FV_P + Voltage Magnitude,0,1,1,Volts,Phasor,VPHM,Voltage Magnitude,PM,-98.6,37.5,PPA:4529,2021-08-03 20:58:44
} | MaximumArchiveDays=90 | DesiredRemainingSpace=500,4530,GPA_MAPD_500_PM_01-PA7:VH,,160,8736f6c7-ad41-4b43-b4f6-e684e0d4ad20,MAPD_500_PM_01,Mapd_500_Pm_01,60,1,companyAcronym= | protocolName=IEEE C37.118.2-2011 | vendorAcronym= | vendorDeviceName= | interconnectionName=,,,,10,STTP,Streaming Telemetry Transport Protocol,4,7,LTMAAC_1_FV_P,V,+,0,MAPD_500_PM_01-PA7,0.0,1.0,Mapd_500_Pm_01 LTMAAC_1_FV_P + Voltage Phase Angle,0,1,1,Degrees,Phasor,VPHA,Voltage Phase Angle,PA,-98.6,37.5,PPA:4530,2021-08-03 20:58:44
} | MaximumArchiveDays=90 | DesiredRemainingSpace=500,4531,GPA_MAPD_500_PM_01-PM8:I,,160,8736f6c7-ad41-4b43-b4f6-e684e0d4ad20,MAPD_500_PM_01,Mapd_500_Pm_01,60,1,companyAcronym= | protocolName=IEEE C37.118.2-2011 | vendorAcronym= | vendorDeviceName= | interconnectionName=,,,,10,STTP,Streaming Telemetry Transport Protocol,1,8,LTMAAC_1_FA_P,I,+,0,MAPD_500_PM_01-PM8,0.0,1.0,Mapd_500_Pm_01 LTMAAC_1_FA_P + Current Magnitude,0,1,1,Amps,Phasor,IPHM,Current Magnitude,PM,-98.6,37.5,PPA:4531,2021-08-03 20:58:44
} | MaximumArchiveDays=90 | DesiredRemainingSpace=500,4532,GPA_MAPD_500_PM_01-PA8:IH,,160,8736f6c7-ad41-4b43-b4f6-e684e0d4ad20,MAPD_500_PM_01,Mapd_500_Pm_01,60,1,companyAcronym= | protocolName=IEEE C37.118.2-2011 | vendorAcronym= | vendorDeviceName= | interconnectionName=,,,,10,STTP,Streaming Telemetry Transport Protocol,2,8,LTMAAC_1_FA_P,I,+,0,MAPD_500_PM_01-PA8,0.0,1.0,Mapd_500_Pm_01 LTMAAC_1_FA_P + Current Phase Angle,0,1,1,Degrees,Phasor,IPHA,Current Phase Angle,PA,-98.6,37.5,PPA:4532,2021-08-03 20:58:44
} | MaximumArchiveDays=90 | DesiredRemainingSpace=500,4533,GPA_PATC_500_PM_07:F,,161,8736f6c7-ad41-4b43-b4f6-e684e0d4ad20,PATC_500_PM_07,Patc_500_Pm_07,60,1,companyAcronym= | protocolName=IEEE C37.118.2-2011 | vendorAcronym= | vendorDeviceName= | interconnectionName=,,,,10,STTP,Streaming Telemetry Transport Protocol,5,,,,,,PATC_500_PM_07-FQ,0.0,1.0,Patc_500_Pm_07 Frequency,0,1,1,Hz,PMU,FREQ,Frequency,FQ,-98.6,37.5,PPA:4533,2021-08-03 20:58:44
} | MaximumArchiveDays=90 | DesiredRemainingSpace=500,4534,GPA_PATC_500_PM_07:DF,,161,8736f6c7-ad41-4b43-b4f6-e684e0d4ad20,PATC_500_PM_07,Patc_500_Pm_07,60,1,companyAcronym= | protocolName=IEEE C37.118.2-2011 | vendorAcronym= | vendorDeviceName= | interconnectionName=,,,,10,STTP,Streaming Telemetry Transport Protocol,6,,,,,,PATC_500_PM_07-DF,0.0,1.0,Patc_500_Pm_07 Frequency Delta (dF/dt),0,1,1,,PMU,DFDT,Frequency Delta (dF/dt),DF,-98.6,37.5,PPA:4534,2021-08-03 20:58:44
} | MaximumArchiveDays=90 | DesiredRemainingSpace=500,4535,GPA_PATC_500_PM_07:S,,161,8736f6c7-ad41-4b43-b4f6-e684e0d4ad20,PATC_500_PM_07,Patc_500_Pm_07,60,1,companyAcronym= | protocolName=IEEE C37.118.2-2011 | vendorAcronym= | vendorDeviceName= | interconnectionName=,,,,10,STTP,Streaming Telemetry Transport Protocol,8,,,,,,PATC_500_PM_07-SF,0.0,1.0,Patc_500_Pm_07 Status Flags,0,1,1,,PMU,FLAG,Status Flags,SF,-98.6,37.5,PPA:4535,2021-08-03 20:58:44
} | MaximumArchiveDays=90 | DesiredRemainingSpace=500,4536,GPA_PATC_500_PM_07-PM1:V,,161,8736f6c7-ad41-4b43-b4f6-e684e0d4ad20,PATC_500_PM_07,Patc_500_Pm_07,60,1,companyAcronym= | protocolName=IEEE C37.118.2-2011 | vendorAcronym= | vendorDeviceName= | interconnectionName=,,,,10,STTP,Streaming Telemetry Transport Protocol,3,1,LTPAVC_2_FV_A,V,C,0,PATC_500_PM_07-PM1,0.0,1.0,Patc_500_Pm_07 LTPAVC_2_FV_A C Voltage Magnitude,0,1,1,Volts,Phasor,VPHM,Voltage Magnitude,PM,-98.6,37.5,PPA:4536,2021-08-03 20:58:44
} | MaximumArchiveDays=90 | DesiredRemainingSpace=500,4537,GPA_PATC_500_PM_07-PA1:VH,,161,8736f6c7-ad41-4b43-b4f6-e684e0d4ad20,PATC_500_PM_07,Patc_500_Pm_07,60,1,companyAcronym= | protocolName=IEEE C37.118.2-2011 | vendorAcronym= | vendorDeviceName= | interconnectionName=,,,,10,STTP,Streaming Telemetry Transport Protocol,4,1,LTPAVC_2_FV_A,V,C,0,PATC_500_PM_07-PA1,0.0,1.0,Patc_500_Pm_07 LTPAVC_2_FV_A C Voltage Phase Angle,0,1,1,Degrees,Phasor,VPHA,Voltage Phase Angle,PA,-98.6,37.5,PPA:4537,2021-08-03 20:58:44
} | MaximumArchiveDays=90 | DesiredRemainingSpace=500,4538,GPA_PATC_500_PM_07-PM2:V,,161,8736f6c7-ad41-4b43-b4f6-e684e0d4ad20,PATC_500_PM_07,Patc_500_Pm_07,60,1,companyAcronym= | protocolName=IEEE C37.118.2-2011 | vendorAcronym= | vendorDeviceName= | interconnectionName=,,,,10,STTP,Streaming Telemetry Transport Protocol,3,2,LTPAVC_2_FV_B,V,C,0,PATC_500_PM_07-PM2,0.0,1.0,Patc_500_Pm_07 LTPAVC_2_FV_B C Voltage Magnitude,0,1,1,Volts,Phasor,VPHM,Voltage Magnitude,PM,-98.6,37.5,PPA:4538,2021-08-03 20:58:44
} | MaximumArchiveDays=90 | DesiredRemainingSpace=500,4539,GPA_PATC_500_PM_07-PA2:VH,,161,8736f6c7-ad41-4b43-b4f6-e684e0d4ad20,PATC_500_PM_07,Patc_500_Pm_07,60,1,companyAcronym= | protocolName=IEEE C37.118.2-2011 | vendorAcronym= | vendorDeviceName= | interconnectionName=,,,,10,STTP,Streaming Telemetry Transport Protocol,4,2,LTPAVC_2_FV_B,V,C,0,PATC_500_PM_07-PA2,0.0,1.0,Patc_500_Pm_07 LTPAVC_2_FV_B C Voltage Phase Angle,0,1,1,Degrees,Phasor,VPHA,Voltage Phase Angle,PA,-98.6,37.5,PPA:4539,2021-08-03 20:58:44
} | MaximumArchiveDays=90 | DesiredRemainingSpace=500,4540,GPA_PATC_500_PM_07-PM3:V,,161,8736f6c7-ad41-4b43-b4f6-e684e0d4ad20,PATC_500_PM_07,Patc_500_Pm_07,60,1,companyAcronym= | protocolName=IEEE C37.118.2-2011 | vendorAcronym= | vendorDeviceName= | interconnectionName=,,,,10,STTP,Streaming Telemetry Transport Protocol,3,3,LTPAVC_2_FV_C,V,C,0,PATC_500_PM_07-PM3,0.0,1.0,Patc_500_Pm_07 LTPAVC_2_FV_C C Voltage Magnitude,0,1,1,Volts,Phasor,VPHM,Voltage Magnitude,PM,-98.6,37.5,PPA:4540,2021-08-03 20:58:44
} | MaximumArchiveDays=90 | DesiredRemainingSpace=500,4541,GPA_PATC_500_PM_07-PA3:VH,,161,8736f6c7-ad41-4b43-b4f6-e684e0d4ad20,PATC_500_PM_07,Patc_500_Pm_07,60,1,companyAcronym= | protocolName=IEEE C37.118.2-2011 | vendorAcronym= | vendorDeviceName= | interconnectionName=,,,,10,STTP,Streaming Telemetry Transport Protocol,4,3,LTPAVC_2_FV_C,V,C,0,PATC_500_PM_07-PA3,0.0,1.0,Patc_500_Pm_07 LTPAVC_2_FV_C C Voltage Phase Angle,0,1,1,Degrees,Phasor,VPHA,Voltage Phase Angle,PA,-98.6,37.5,PPA:4541,2021-08-03 20:58:44
} | MaximumArchiveDays=90 | DesiredRemainingSpace=500,4542,GPA_PATC_500_PM_07-PM4:I,,161,8736f6c7-ad41-4b43-b4f6-e684e0d4ad20,PATC_500_PM_07,Patc_500_Pm_07,60,1,companyAcronym= | protocolName=IEEE C37.118.2-2011 | vendorAcronym= | vendorDeviceName= | interconnectionName=,,,,10,STTP,Streaming Telemetry Transport Protocol,1,4,LTPAVC_2_FA_A,I,C,0,PATC_500_PM_07-PM4,0.0,1.0,Patc_500_Pm_07 LTPAVC_2_FA_A C Current Magnitude,0,1,1,Amps,Phasor,IPHM,Current Magnitude,PM,-98.6,37.5,PPA:4542,2021-08-03 20:58:44
} | MaximumArchiveDays=90 | DesiredRemainingSpace=500,4543,GPA_PATC_500_PM_07-PA4:IH,,161,8736f6c7-ad41-4b43-b4f6-e684e0d4ad20,PATC_500_PM_07,Patc_500_Pm_07,60,1,companyAcronym= | protocolName=IEEE C37.118.2-2011 | vendorAcronym= | vendorDeviceName= | interconnectionName=,,,,10,STTP,Streaming Telemetry Transport Protocol,2,4,LTPAVC_2_FA_A,I,C,0,PATC_500_PM_07-PA4,0.0,1.0,Patc_500_Pm_07 LTPAVC_2_FA_A C Current Phase Angle,0,1,1,Degrees,Phasor,IPHA,Current Phase Angle,PA,-98.6,37.5,PPA:4543,2021-08-03 20:58:44
} | MaximumArchiveDays=90 | DesiredRemainingSpace=500,4544,GPA_PATC_500_PM_07-PM5:I,,161,8736f6c7-ad41-4b43-b4f6-e684e0d4ad20,PATC_500_PM_07,Patc_500_Pm_07,60,1,companyAcronym= | protocolName=IEEE C37.118.2-2011 | vendorAcronym= | vendorDeviceName= | interconnectionName=,,,,10,STTP,Streaming Telemetry Transport Protocol,1,5,LTPAVC_2_FA_B,I,C,0,PATC_500_PM_07-PM5,0.0,1.0,Patc_500_Pm_07 LTPAVC_2_FA_B C Current Magnitude,0,1,1,Amps,Phasor,IPHM,Current Magnitude,PM,-98.6,37.5,PPA:4544,2021-08-03 20:58:44
} | MaximumArchiveDays=90 | DesiredRemainingSpace=500,4545,GPA_PATC_500_PM_07-PA5:IH,,161,8736f6c7-ad41-4b43-b4f6-e684e0d4ad20,PATC_500_PM_07,Patc_500_Pm_07,60,1,companyAcronym= | protocolName=IEEE C37.118.2-2011 | vendorAcronym= | vendorDeviceName= | interconnectionName=,,,,10,STTP,Streaming Telemetry Transport Protocol,2,5,LTPAVC_2_FA_B,I,C,0,PATC_500_PM_07-PA5,0.0,1.0,Patc_500_Pm_07 LTPAVC_2_FA_B C Current Phase Angle,0,1,1,Degrees,Phasor,IPHA,Current Phase Angle,PA,-98.6,37.5,PPA:4545,2021-08-03 20:58:44
} | MaximumArchiveDays=90 | DesiredRemainingSpace=500,4546,GPA_PATC_500_PM_07-PM6:I,,161,8736f6c7-ad41-4b43-b4f6-e684e0d4ad20,PATC_500_PM_07,Patc_500_Pm_07,60,1,companyAcronym= | protocolName=IEEE C37.118.2-2011 | vendorAcronym= | vendorDeviceName= | interconnectionName=,,,,10,STTP,Streaming Telemetry Transport Protocol,1,6,LTPAVC_2_FA_C,I,C,0,PATC_500_PM_07-PM6,0.0,1.0,Patc_500_Pm_07 LTPAVC_2_FA_C C Current Magnitude,0,1,1,Amps,Phasor,IPHM,Current Magnitude,PM,-98.6,37.5,PPA:4546,2021-08-03 20:58:44
} | MaximumArchiveDays=90 | DesiredRemainingSpace=500,4547,GPA_PATC_500_PM_07-PA6:IH,,161,8736f6c7-ad41-4b43-b4f6-e684e0d4ad20,PATC_500_PM_07,Patc_500_Pm_07,60,1,companyAcronym= | protocolName=IEEE C37.118.2-2011 | vendorAcronym= | vendorDeviceName= | interconnectionName=,,,,10,STTP,Streaming Telemetry Transport Protocol,2,6,LTPAVC_2_FA_C,I,C,0,PATC_500_PM_07-PA6,0.0,1.0,Patc_500_Pm_07 LTPAVC_2_FA_C C Current Phase Angle,0,1,1,Degrees,Phasor,IPHA,Current Phase Angle,PA,-98.6,37.5,PPA:4547,2021-08-03 20:58:44
} | MaximumArchiveDays=90 | DesiredRemainingSpace=500,4548,GPA_PATC_500_PM_07-PM7:V,,161,8736f6c7-ad41-4b43-b4f6-e684e0d4ad20,PATC_500_PM_07,Patc_500_Pm_07,60,1,companyAcronym= | protocolName=IEEE C37.118.2-2011 | vendorAcronym= | vendorDeviceName= | interconnectionName=,,,,10,STTP,Streaming Telemetry Transport Protocol,3,7,LTPAVC_2_FV_P,V,C,0,PATC_500_PM_07-PM7,0.0,1.0,Patc_500_Pm_07 LTPAVC_2_FV_P C Voltage Magnitude,0,1,1,Volts,Phasor,VPHM,Voltage Magnitude,PM,-98.6,37.5,PPA:4548,2021-08-03 20:58:44
} | MaximumArchiveDays=90 | DesiredRemainingSpace=500,4549,GPA_PATC_500_PM_07-PA7:VH,,161,8736f6c7-ad41-4b43-b4f6-e684e0d4ad20,PATC_500_PM_07,Patc_500_Pm_07,60,1,companyAcronym= | protocolName=IEEE C37.118.2-2011 | vendorAcronym= | vendorDeviceName= | interconnectionName=,,,,10,STTP,Streaming Telemetry Transport Protocol,4,7,LTPAVC_2_FV_P,V,C,0,PATC_500_PM_07-PA7,0.0,1.0,Patc_500_Pm_07 LTPAVC_2_FV_P C Voltage Phase Angle,0,1,1,Degrees,Phasor,VPHA,Voltage Phase Angle,PA,-98.6,37.5,PPA:4549,2021-08-03 20:58:44
} | MaximumArchiveDays=90 | DesiredRemainingSpace=500,4550,GPA_PATC_500_PM_07-PM8:I,,161,8736f6c7-ad41-4b43-b4f6-e684e0d4ad20,PATC_500_PM_07,Patc_500_Pm_07,60,1,companyAcronym= | protocolName=IEEE C37.118.2-2011 | vendorAcronym= | vendorDeviceName= | interconnectionName=,,,,10,STTP,Streaming Telemetry Transport Protocol,1,8,LTPAVC_2_FA_P,I,C,0,PATC_500_PM_07-PM8,0.0,1.0,Patc_500_Pm_07 LTPAVC_2_FA_P C Current Magnitude,0,1,1,Amps,Phasor,IPHM,Current Magnitude,PM,-98.6,37.5,PPA:4550,2021-08-03 20:58:44
} | MaximumArchiveDays=90 | DesiredRemainingSpace=500,4551,GPA_PATC_500_PM_07-PA8:IH,,161,8736f6c7-ad41-4b43-b4f6-e684e0d4ad20,PATC_500_PM_07,Patc_500_Pm_07,60,1,companyAcronym= | protocolName=IEEE C37.118.2-2011 | vendorAcronym= | vendorDeviceName= | interconnectionName=,,,,10,STTP,Streaming Telemetry Transport Protocol,2,8,LTPAVC_2_FA_P,I,C,0,PATC_500_PM_07-PA8,0.0,1.0,Patc_500_Pm_07 LTPAVC_2_FA_P C Current Phase Angle,0,1,1,Degrees,Phasor,IPHA,Current Phase Angle,PA,-98.6,37.5,PPA:4551,2021-08-03 20:58:44
} | MaximumArchiveDays=90 | DesiredRemainingSpace=500,4552,GPA_SCCNO_525_PM_04:F,,162,8736f6c7-ad41-4b43-b4f6-e684e0d4ad20,SCCNO_525_PM_04,Sccno_525_Pm_04,60,1,companyAcronym= | protocolName=IEEE C37.118.2-2011 | vendorAcronym= | vendorDeviceName= | interconnectionName=,,,,10,STTP,Streaming Telemetry Transport Protocol,5,,,,,,SCCNO_525_PM_04-FQ,0.0,1.0,Sccno_525_Pm_04 Frequency,0,1,1,Hz,PMU,FREQ,Frequency,FQ,-98.6,37.5,PPA:4552,2021-08-03 20:58:44
} | MaximumArchiveDays=90 | DesiredRemainingSpace=500,4553,GPA_SCCNO_525_PM_04:DF,,162,8736f6c7-ad41-4b43-b4f6-e684e0d4ad20,SCCNO_525_PM_04,Sccno_525_Pm_04,60,1,companyAcronym= | protocolName=IEEE C37.118.2-2011 | vendorAcronym= | vendorDeviceName= | interconnectionName=,,,,10,STTP,Streaming Telemetry Transport Protocol,6,,,,,,SCCNO_525_PM_04-DF,0.0,1.0,Sccno_525_Pm_04 Frequency Delta (dF/dt),0,1,1,,PMU,DFDT,Frequency Delta (dF/dt),DF,-98.6,37.5,PPA:4553,2021-08-03 20:58:44
} | MaximumArchiveDays=90 | DesiredRemainingSpace=500,4554,GPA_SCCNO_525_PM_04:S,,162,8736f6c7-ad41-4b43-b4f6-e684e0d4ad20,SCCNO_525_PM_04,Sccno_525_Pm_04,60,1,companyAcronym= | protocolName=IEEE C37.118.2-2011 | vendorAcronym= | vendorDeviceName= | interconnectionName=,,,,10,STTP,Streaming Telemetry Transport Protocol,8,,,,,,SCCNO_525_PM_04-SF,0.0,1.0,Sccno_525_Pm_04 Status Flags,0,1,1,,PMU,FLAG,Status Flags,SF,-98.6,37.5,PPA:4554,2021-08-03 20:58:44
} | MaximumArchiveDays=90 | DesiredRemainingSpace=500,4555,GPA_SCCNO_525_PM_04-PM1:V,,162,8736f6c7-ad41-4b43-b4f6-e684e0d4ad20,SCCNO_525_PM_04,Sccno_525_Pm_04,60,1,companyAcronym= | protocolName=IEEE C37.118.2-2011 | vendorAcronym= | vendorDeviceName= | interconnectionName=,,,,10,STTP,Streaming Telemetry Transport Protocol,3,1,LTSCBLU_1_FV_A,V,+,0,SCCNO_525_PM_04-PM1,0.0,1.0,Sccno_525_Pm_04 LTSCBLU_1_FV_A + Voltage Magnitude,0,1,1,Volts,Phasor,VPHM,Voltage Magnitude,PM,-98.6,37.5,PPA:4555,2021-08-03 20:58:44
} | MaximumArchiveDays=90 | DesiredRemainingSpace=500,4556,GPA_SCCNO_525_PM_04-PA1:VH,,162,8736f6c7-ad41-4b43-b4f6-e684e0d4ad20,SCCNO_525_PM_04,Sccno_525_Pm_04,60,1,companyAcronym= | protocolName=IEEE C37.118.2-2011 | vendorAcronym= | vendorDeviceName= | interconnectionName=,,,,10,STTP,Streaming Telemetry Transport Protocol,4,1,LTSCBLU_1_FV_A,V,+,0,SCCNO_525_PM_04-PA1,0.0,1.0,Sccno_525_Pm_04 LTSCBLU_1_FV_A + Voltage Phase Angle,0,1,1,Degrees,Phasor,VPHA,Voltage Phase Angle,PA,-98.6,37.5,PPA:4556,2021-08-03 20:58:44
} | MaximumArchiveDays=90 | DesiredRemainingSpace=500,4557,GPA_SCCNO_525_PM_04-PM2:V,,162,8736f6c7-ad41-4b43-b4f6-e684e0d4ad20,SCCNO_525_PM_04,Sccno_525_Pm_04,60,1,companyAcronym= | protocolName=IEEE C37.118.2-2011 | vendorAcronym= | vendorDeviceName= | interconnectionName=,,,,10,STTP,Streaming Telemetry Transport Protocol,3,2,LTSCBLU_1_FV_B,V,+,0,SCCNO_525_PM_04-PM2,0.0,1.0,Sccno_525_Pm_04 LTSCBLU_1_FV_B + Voltage Magnitude,0,1,1,Volts,Phasor,VPHM,Voltage Magnitude,PM,-98.6,37.5,PPA:4557,2021-08-03 20:58:44
} | MaximumArchiveDays=90 | DesiredRemainingSpace=500,4558,GPA_SCCNO_525_PM_04-PA2:VH,,162,8736f6c7-ad41-4b43-b4f6-e684e0d4ad20,SCCNO_525_PM_04,Sccno_525_Pm_04,60,1,companyAcronym= | protocolName=IEEE C37.118.2-2011 | vendorAcronym= | vendorDeviceName= | interconnectionName=,,,,10,STTP,Streaming Telemetry Transport Protocol,4,2,LTSCBLU_1_FV_B,V,+,0,SCCNO_525_PM_04-PA2,0.0,1.0,Sccno_525_Pm_04 LTSCBLU_1_FV_B + Voltage Phase Angle,0,1,1,Degrees,Phasor,VPHA,Voltage Phase Angle,PA,-98.6,37.5,PPA:4558,2021-08-03 20:58:44
} | MaximumArchiveDays=90 | DesiredRemainingSpace=500,4559,GPA_SCCNO_525_PM_04-PM3:V,,162,8736f6c7-ad41-4b43-b4f6-e684e0d4ad20,SCCNO_525_PM_04,Sccno_525_Pm_04,60,1,companyAcronym= | protocolName=IEEE C37.118.2-2011 | vendorAcronym= | vendorDeviceName= | interconnectionName=,,,,10,STTP,Streaming Telemetry Transport Protocol,3,3,LTSCBLU_1_FV_C,V,+,0,SCCNO_525_PM_04-PM3,0.0,1.0,Sccno_525_Pm_04 LTSCBLU_1_FV_C + Voltage Magnitude,0,1,1,Volts,Phasor,VPHM,Voltage Magnitude,PM,-98.6,37.5,PPA:4559,2021-08-03 20:58:44
} | MaximumArchiveDays=90 | DesiredRemainingSpace=500,4560,GPA_SCCNO_525_PM_04-PA3:VH,,162,8736f6c7-ad41-4b43-b4f6-e684e0d4ad20,SCCNO_525_PM_04,Sccno_525_Pm_04,60,1,companyAcronym= | protocolName=IEEE C37.118.2-2011 | vendorAcronym= | vendorDeviceName= | interconnectionName=,,,,10,STTP,Streaming Telemetry Transport Protocol,4,3,LTSCBLU_1_FV_C,V,+,0,SCCNO_525_PM_04-PA3,0.0,1.0,Sccno_525_Pm_04 LTSCBLU_1_FV_C + Voltage Phase Angle,0,1,1,Degrees,Phasor,VPHA,Voltage Phase Angle,PA,-98.6,37.5,PPA:4560,2021-08-03 20:58:44
} | MaximumArchiveDays=90 | DesiredRemainingSpace=500,4561,GPA_SCCNO_525_PM_04-PM4:I,,162,8736f6c7-ad41-4b43-b4f6-e684e0d4ad20,SCCNO_525_PM_04,Sccno_525_Pm_04,60,1,companyAcronym= | protocolName=IEEE C37.118.2-2011 | vendorAcronym= | vendorDeviceName= | interconnectionName=,,,,10,STTP,Streaming Telemetry Transport Protocol,1,4,LTSCBLU_1_FA_A,I,+,0,SCCNO_525_PM_04-PM4,0.0,1.0,Sccno_525_Pm_04 LTSCBLU_1_FA_A + Current Magnitude,0,1,1,Amps,Phasor,IPHM,Current Magnitude,PM,-98.6,37.5,PPA:4561,2021-08-03 20:58:44
} | MaximumArchiveDays=90 | DesiredRemainingSpace=500,4562,GPA_SCCNO_525_PM_04-PA4:IH,,162,8736f6c7-ad41-4b43-b4f6-e684e0d4ad20,SCCNO_525_PM_04,Sccno_525_Pm_04,60,1,companyAcronym= | protocolName=IEEE C37.118.2-2011 | vendorAcronym= | vendorDeviceName= | interconnectionName=,,,,10,STTP,Streaming Telemetry Transport Protocol,2,4,LTSCBLU_1_FA_A,I,+,0,SCCNO_525_PM_04-PA4,0.0,1.0,Sccno_525_Pm_04 LTSCBLU_1_FA_A + Current Phase Angle,0,1,1,Degrees,Phasor,IPHA,Current Phase Angle,PA,-98.6,37.5,PPA:4562,2021-08-03 20:58:44
} | MaximumArchiveDays=90 | DesiredRemainingSpace=500,4563,GPA_SCCNO_525_PM_04-PM5:I,,162,8736f6c7-ad41-4b43-b4f6-e684e0d4ad20,SCCNO_525_PM_04,Sccno_525_Pm_04,60,1,companyAcronym= | protocolName=IEEE C37.118.2-2011 | vendorAcronym= | vendorDeviceName= | interconnectionName=,,,,10,STTP,Streaming Telemetry Transport Protocol,1,5,LTSCBLU_1_FA_B,I,+,0,SCCNO_525_PM_04-PM5,0.0,1.0,Sccno_525_Pm_04 LTSCBLU_1_FA_B + Current Magnitude,0,1,1,Amps,Phasor,IPHM,Current Magnitude,PM,-98.6,37.5,PPA:4563,2021-08-03 20:58:44
} | MaximumArchiveDays=90 | DesiredRemainingSpace=500,4564,GPA_SCCNO_525_PM_04-PA5:IH,,162,8736f6c7-ad41-4b43-b4f6-e684e0d4ad20,SCCNO_525_PM_04,Sccno_525_Pm_04,60,1,companyAcronym= | protocolName=IEEE C37.118.2-2011 | vendorAcronym= | vendorDeviceName= | interconnectionName=,,,,10,STTP,Streaming Telemetry Transport Protocol,2,5,LTSCBLU_1_FA_B,I,+,0,SCCNO_525_PM_04-PA5,0.0,1.0,Sccno_525_Pm_04 LTSCBLU_1_FA_B + Current Phase Angle,0,1,1,Degrees,Phasor,IPHA,Current Phase Angle,PA,-98.6,37.5,PPA:4564,2021-08-03 20:58:44
} | MaximumArchiveDays=90 | DesiredRemainingSpace=500,4565,GPA_SCCNO_525_PM_04-PM6:I,,162,8736f6c7-ad41-4b43-b4f6-e684e0d4ad20,SCCNO_525_PM_04,Sccno_525_Pm_04,60,1,companyAcronym= | protocolName=IEEE C37.118.2-2011 | vendorAcronym= | vendorDeviceName= | interconnectionName=,,,,10,STTP,Streaming Telemetry Transport Protocol,1,6,LTSCBLU_1_FA_C,I,+,0,SCCNO_525_PM_04-PM6,0.0,1.0,Sccno_525_Pm_04 LTSCBLU_1_FA_C + Current Magnitude,0,1,1,Amps,Phasor,IPHM,Current Magnitude,PM,-98.6,37.5,PPA:4565,2021-08-03 20:58:44
} | MaximumArchiveDays=90 | DesiredRemainingSpace=500,4566,GPA_SCCNO_525_PM_04-PA6:IH,,162,8736f6c7-ad41-4b43-b4f6-e684e0d4ad20,SCCNO_525_PM_04,Sccno_525_Pm_04,60,1,companyAcronym= | protocolName=IEEE C37.118.2-2011 | vendorAcronym= | vendorDeviceName= | interconnectionName=,,,,10,STTP,Streaming Telemetry Transport Protocol,2,6,LTSCBLU_1_FA_C,I,+,0,SCCNO_525_PM_04-PA6,0.0,1.0,Sccno_525_Pm_04 LTSCBLU_1_FA_C + Current Phase Angle,0,1,1,Degrees,Phasor,IPHA,Current Phase Angle,PA,-98.6,37.5,PPA:4566,2021-08-03 20:58:44
} | MaximumArchiveDays=90 | DesiredRemainingSpace=500,4567,GPA_SCCNO_525_PM_04-PM7:V,,162,8736f6c7-ad41-4b43-b4f6-e684e0d4ad20,SCCNO_525_PM_04,Sccno_525_Pm_04,60,1,companyAcronym= | protocolName=IEEE C37.118.2-2011 | vendorAcronym= | vendorDeviceName= | interconnectionName=,,,,10,STTP,Streaming Telemetry Transport Protocol,3,7,LTSCBLU_1_FV_P,V,+,0,SCCNO_525_PM_04-PM7,0.0,1.0,Sccno_525_Pm_04 LTSCBLU_1_FV_P + Voltage Magnitude,0,1,1,Volts,Phasor,VPHM,Voltage Magnitude,PM,-98.6,37.5,PPA:4567,2021-08-03 20:58:44
} | MaximumArchiveDays=90 | DesiredRemainingSpace=500,4568,GPA_SCCNO_525_PM_04-PA7:VH,,162,8736f6c7-ad41-4b43-b4f6-e684e0d4ad20,SCCNO_525_PM_04,Sccno_525_Pm_04,60,1,companyAcronym= | protocolName=IEEE C37.118.2-2011 | vendorAcronym= | vendorDeviceName= | interconnectionName=,,,,10,STTP,Streaming Telemetry Transport Protocol,4,7,LTSCBLU_1_FV_P,V,+,0,SCCNO_525_PM_04-PA7,0.0,1.0,Sccno_525_Pm_04 LTSCBLU_1_FV_P + Voltage Phase Angle,0,1,1,Degrees,Phasor,VPHA,Voltage Phase Angle,PA,-98.6,37.5,PPA:4568,2021-08-03 20:58:44
} | MaximumArchiveDays=90 | DesiredRemainingSpace=500,4569,GPA_SCCNO_525_PM_04-PM8:I,,162,8736f6c7-ad41-4b43-b4f6-e684e0d4ad20,SCCNO_525_PM_04,Sccno_525_Pm_04,60,1,companyAcronym= | protocolName=IEEE C37.118.2-2011 | vendorAcronym= | vendorDeviceName= | interconnectionName=,,,,10,STTP,Streaming Telemetry Transport Protocol,1,8,LTSCBLU_1_FA_P,I,+,0,SCCNO_525_PM_04-PM8,0.0,1.0,Sccno_525_Pm_04 LTSCBLU_1_FA_P + Current Magnitude,0,1,1,Amps,Phasor,IPHM,Current Magnitude,PM,-98.6,37.5,PPA:4569,2021-08-03 20:58:44
} | MaximumArchiveDays=90 | DesiredRemainingSpace=500,4570,GPA_SCCNO_525_PM_04-PA8:IH,,162,8736f6c7-ad41-4b43-b4f6-e684e0d4ad20,SCCNO_525_PM_04,Sccno_525_Pm_04,60,1,companyAcronym= | protocolName=IEEE C37.118.2-2011 | vendorAcronym= | vendorDeviceName= | interconnectionName=,,,,10,STTP,Streaming Telemetry Transport Protocol,2,8,LTSCBLU_1_FA_P,I,+,0,SCCNO_525_PM_04-PA8,0.0,1.0,Sccno_525_Pm_04 LTSCBLU_1_FA_P + Current Phase Angle,0,1,1,Degrees,Phasor,IPHA,Current Phase Angle,PA,-98.6,37.5,PPA:4570,2021-08-03 20:58:44
} | MaximumArchiveDays=90 | DesiredRemainingSpace=500,4571,GPA_BAPOT_500_PM_01:F,,163,8736f6c7-ad41-4b43-b4f6-e684e0d4ad20,BAPOT_500_PM_01,Bapot_500_Pm_01,60,1,companyAcronym= | protocolName=IEEE C37.118.2-2011 | vendorAcronym= | vendorDeviceName= | interconnectionName=,,,,10,STTP,Streaming Telemetry Transport Protocol,5,,,,,,BAPOT_500_PM_01-FQ,0.0,1.0,Bapot_500_Pm_01 Frequency,0,1,1,Hz,PMU,FREQ,Frequency,FQ,-98.6,37.5,PPA:4571,2021-08-03 20:58:44
} | MaximumArchiveDays=90 | DesiredRemainingSpace=500,4572,GPA_BAPOT_500_PM_01:DF,,163,8736f6c7-ad41-4b43-b4f6-e684e0d4ad20,BAPOT_500_PM_01,Bapot_500_Pm_01,60,1,companyAcronym= | protocolName=IEEE C37.118.2-2011 | vendorAcronym= | vendorDeviceName= | interconnectionName=,,,,10,STTP,Streaming Telemetry Transport Protocol,6,,,,,,BAPOT_500_PM_01-DF,0.0,1.0,Bapot_500_Pm_01 Frequency Delta (dF/dt),0,1,1,,PMU,DFDT,Frequency Delta (dF/dt),DF,-98.6,37.5,PPA:4572,2021-08-03 20:58:44
} | MaximumArchiveDays=90 | DesiredRemainingSpace=500,4573,GPA_BAPOT_500_PM_01:S,,163,8736f6c7-ad41-4b43-b4f6-e684e0d4ad20,BAPOT_500_PM_01,Bapot_500_Pm_01,60,1,companyAcronym= | protocolName=IEEE C37.118.2-2011 | vendorAcronym= | vendorDeviceName= | interconnectionName=,,,,10,STTP,Streaming Telemetry Transport Protocol,8,,,,,,BAPOT_500_PM_01-SF,0.0,1.0,Bapot_500_Pm_01 Status Flags,0,1,1,,PMU,FLAG,Status Flags,SF,-98.6,37.5,PPA:4573,2021-08-03 20:58:44
} | MaximumArchiveDays=90 | DesiredRemainingSpace=500,4574,GPA_BAPOT_500_PM_01-PM1:V,,163,8736f6c7-ad41-4b43-b4f6-e684e0d4ad20,BAPOT_500_PM_01,Bapot_500_Pm_01,60,1,companyAcronym= | protocolName=IEEE C37.118.2-2011 | vendorAcronym= | vendorDeviceName= | interconnectionName=,,,,10,STTP,Streaming Telemetry Transport Protocol,3,1,LTBAICA_L5_FV_A,V,+,0,BAPOT_500_PM_01-PM1,0.0,1.0,Bapot_500_Pm_01 LTBAICA_L5_FV_A + Voltage Magnitude,0,1,1,Volts,Phasor,VPHM,Voltage Magnitude,PM,-98.6,37.5,PPA:4574,2021-08-03 20:58:44
} | MaximumArchiveDays=90 | DesiredRemainingSpace=500,4575,GPA_BAPOT_500_PM_01-PA1:VH,,163,8736f6c7-ad41-4b43-b4f6-e684e0d4ad20,BAPOT_500_PM_01,Bapot_500_Pm_01,60,1,companyAcronym= | protocolName=IEEE C37.118.2-2011 | vendorAcronym= | vendorDeviceName= | interconnectionName=,,,,10,STTP,Streaming Telemetry Transport Protocol,4,1,LTBAICA_L5_FV_A,V,+,0,BAPOT_500_PM_01-PA1,0.0,1.0,Bapot_500_Pm_01 LTBAICA_L5_FV_A + Voltage Phase Angle,0,1,1,Degrees,Phasor,VPHA,Voltage Phase Angle,PA,-98.6,37.5,PPA:4575,2021-08-03 20:58:44
} | MaximumArchiveDays=90 | DesiredRemainingSpace=500,4576,GPA_BAPOT_500_PM_01-PM2:V,,163,8736f6c7-ad41-4b43-b4f6-e684e0d4ad20,BAPOT_500_PM_01,Bapot_500_Pm_01,60,1,companyAcronym= | protocolName=IEEE C37.118.2-2011 | vendorAcronym= | vendorDeviceName= | interconnectionName=,,,,10,STTP,Streaming Telemetry Transport Protocol,3,2,LTBAICA_L5_FV_B,V,+,0,BAPOT_500_PM_01-PM2,0.0,1.0,Bapot_500_Pm_01 LTBAICA_L5_FV_B + Voltage Magnitude,0,1,1,Volts,Phasor,VPHM,Voltage Magnitude,PM,-98.6,37.5,PPA:4576,2021-08-03 20:58:44
} | MaximumArchiveDays=90 | DesiredRemainingSpace=500,4577,GPA_BAPOT_500_PM_01-PA2:VH,,163,8736f6c7-ad41-4b43-b4f6-e684e0d4ad20,BAPOT_500_PM_01,Bapot_500_Pm_01,60,1,companyAcronym= | protocolName=IEEE C37.118.2-2011 | vendorAcronym= | vendorDeviceName= | interconnectionName=,,,,10,STTP,Streaming Telemetry Transport Protocol,4,2,LTBAICA_L5_FV_B,V,+,0,BAPOT_500_PM_01-PA2,0.0,1.0,Bapot_500_Pm_01 LTBAICA_L5_FV_B + Voltage Phase Angle,0,1,1,Degrees,Phasor,VPHA,Voltage Phase Angle,PA,-98.6,37.5,PPA:4577,2021-08-03 20:58:44
} | MaximumArchiveDays=90 | DesiredRemainingSpace=500,4578,GPA_BAPOT_500_PM_01-PM3:V,,163,8736f6c7-ad41-4b43-b4f6-e684e0d4ad20,BAPOT_500_PM_01,Bapot_500_Pm_01,60,1,companyAcronym= | protocolName=IEEE C37.118.2-2011 | vendorAcronym= | vendorDeviceName= | interconnectionName=,,,,10,STTP,Streaming Telemetry Transport Protocol,3,3,LTBAICA_L5_FV_C,V,+,0,BAPOT_500_PM_01-PM3,0.0,1.0,Bapot_500_Pm_01 LTBAICA_L5_FV_C + Voltage Magnitude,0,1,1,Volts,Phasor,VPHM,Voltage Magnitude,PM,-98.6,37.5,PPA:4578,2021-08-03 20:58:44
} | MaximumArchiveDays=90 | DesiredRemainingSpace=500,4579,GPA_BAPOT_500_PM_01-PA3:VH,,163,8736f6c7-ad41-4b43-b4f6-e684e0d4ad20,BAPOT_500_PM_01,Bapot_500_Pm_01,60,1,companyAcronym= | protocolName=IEEE C37.118.2-2011 | vendorAcronym= | vendorDeviceName= | interconnectionName=,,,,10,STTP,Streaming Telemetry Transport Protocol,4,3,LTBAICA_L5_FV_C,V,+,0,BAPOT_500_PM_01-PA3,0.0,1.0,Bapot_500_Pm_01 LTBAICA_L5_FV_C + Voltage Phase Angle,0,1,1,Degrees,Phasor,VPHA,Voltage Phase Angle,PA,-98.6,37.5,PPA:4579,2021-08-03 20:58:44
} | MaximumArchiveDays=90 | DesiredRemainingSpace=500,4580,GPA_BAPOT_500_PM_01-PM4:I,,163,8736f6c7-ad41-4b43-b4f6-e684e0d4ad20,BAPOT_500_PM_01,Bapot_500_Pm_01,60,1,companyAcronym= | protocolName=IEEE C37.118.2-2011 | vendorAcronym= | vendorDeviceName= | interconnectionName=,,,,10,STTP,Streaming Telemetry Transport Protocol,1,4,LTBAICA_L5_FA_A,I,+,0,BAPOT_500_PM_01-PM4,0.0,1.0,Bapot_500_Pm_01 LTBAICA_L5_FA_A + Current Magnitude,0,1,1,Amps,Phasor,IPHM,Current Magnitude,PM,-98.6,37.5,PPA:4580,2021-08-03 20:58:44
} | MaximumArchiveDays=90 | DesiredRemainingSpace=500,4581,GPA_BAPOT_500_PM_01-PA4:IH,,163,8736f6c7-ad41-4b43-b4f6-e684e0d4ad20,BAPOT_500_PM_01,Bapot_500_Pm_01,60,1,companyAcronym= | protocolName=IEEE C37.118.2-2011 | vendorAcronym= | vendorDeviceName= | interconnectionName=,,,,10,STTP,Streaming Telemetry Transport Protocol,2,4,LTBAICA_L5_FA_A,I,+,0,BAPOT_500_PM_01-PA4,0.0,1.0,Bapot_500_Pm_01 LTBAICA_L5_FA_A + Current Phase Angle,0,1,1,Degrees,Phasor,IPHA,Current Phase Angle,PA,-98.6,37.5,PPA:4581,2021-08-03 20:58:44
} | MaximumArchiveDays=90 | DesiredRemainingSpace=500,4582,GPA_BAPOT_500_PM_01-PM5:I,,163,8736f6c7-ad41-4b43-b4f6-e684e0d4ad20,BAPOT_500_PM_01,Bapot_500_Pm_01,60,1,companyAcronym= | protocolName=IEEE C37.118.2-2011 | vendorAcronym= | vendorDeviceName= | interconnectionName=,,,,10,STTP,Streaming Telemetry Transport Protocol,1,5,LTBAICA_L5_FA_B,I,+,0,BAPOT_500_PM_01-PM5,0.0,1.0,Bapot_500_Pm_01 LTBAICA_L5_FA_B + Current Magnitude,0,1,1,Amps,Phasor,IPHM,Current Magnitude,PM,-98.6,37.5,PPA:4582,2021-08-03 20:58:44
} | MaximumArchiveDays=90 | DesiredRemainingSpace=500,4583,GPA_BAPOT_500_PM_01-PA5:IH,,163,8736f6c7-ad41-4b43-b4f6-e684e0d4ad20,BAPOT_500_PM_01,Bapot_500_Pm_01,60,1,companyAcronym= | protocolName=IEEE C37.118.2-2011 | vendorAcronym= | vendorDeviceName= | interconnectionName=,,,,10,STTP,Streaming Telemetry Transport Protocol,2,5,LTBAICA_L5_FA_B,I,+,0,BAPOT_500_PM_01-PA5,0.0,1.0,Bapot_500_Pm_01 LTBAICA_L5_FA_B + Current Phase Angle,0,1,1,Degrees,Phasor,IPHA,Current Phase Angle,PA,-98.6,37.5,PPA:4583,2021-08-03 20:58:44
} | MaximumArchiveDays=90 | DesiredRemainingSpace=500,4584,GPA_BAPOT_500_PM_01-PM6:I,,163,8736f6c7-ad41-4b43-b4f6-e684e0d4ad20,BAPOT_500_PM_01,Bapot_500_Pm_01,60,1,companyAcronym= | protocolName=IEEE C37.118.2-2011 | vendorAcronym= | vendorDeviceName= | interconnectionName=,,,,10,STTP,Streaming Telemetry Transport Protocol,1,6,LTBAICA_L5_FA_C,I,+,0,BAPOT_500_PM_01-PM6,0.0,1.0,Bapot_500_Pm_01 LTBAICA_L5_FA_C + Current Magnitude,0,1,1,Amps,Phasor,IPHM,Current Magnitude,PM,-98.6,37.5,PPA:4584,2021-08-03 20:58:44
} | MaximumArchiveDays=90 | DesiredRemainingSpace=500,4585,GPA_BAPOT_500_PM_01-PA6:IH,,163,8736f6c7-ad41-4b43-b4f6-e684e0d4ad20,BAPOT_500_PM_01,Bapot_500_Pm_01,60,1,companyAcronym= | protocolName=IEEE C37.118.2-2011 | vendorAcronym= | vendorDeviceName= | interconnectionName=,,,,10,STTP,Streaming Telemetry Transport Protocol,2,6,LTBAICA_L5_FA_C,I,+,0,BAPOT_500_PM_01-PA6,0.0,1.0,Bapot_500_Pm_01 LTBAICA_L5_FA_C + Current Phase Angle,0,1,1,Degrees,Phasor,IPHA,Current Phase Angle,PA,-98.6,37.5,PPA:4585,2021-08-03 20:58:44
} | MaximumArchiveDays=90 | DesiredRemainingSpace=500,4586,GPA_BAPOT_500_PM_01-PM7:V,,163,8736f6c7-ad41-4b43-b4f6-e684e0d4ad20,BAPOT_500_PM_01,Bapot_500_Pm_01,60,1,companyAcronym= | protocolName=IEEE C37.118.2-2011 | vendorAcronym= | vendorDeviceName= | interconnectionName=,,,,10,STTP,Streaming Telemetry Transport Protocol,3,7,LTBAICA_L5_FV_P,V,+,0,BAPOT_500_PM_01-PM7,0.0,1.0,Bapot_500_Pm_01 LTBAICA_L5_FV_P + Voltage Magnitude,0,1,1,Volts,Phasor,VPHM,Voltage Magnitude,PM,-98.6,37.5,PPA:4586,2021-08-03 20:58:44
} | MaximumArchiveDays=90 | DesiredRemainingSpace=500,4587,GPA_BAPOT_500_PM_01-PA7:VH,,163,8736f6c7-ad41-4b43-b4f6-e684e0d4ad20,BAPOT_500_PM_01,Bapot_500_Pm_01,60,1,companyAcronym= | protocolName=IEEE C37.118.2-2011 | vendorAcronym= | vendorDeviceName= | interconnectionName=,,,,10,STTP,Streaming Telemetry Transport Protocol,4,7,LTBAICA_L5_FV_P,V,+,0,BAPOT_500_PM_01-PA7,0.0,1.0,Bapot_500_Pm_01 LTBAICA_L5_FV_P + Voltage Phase Angle,0,1,1,Degrees,Phasor,VPHA,Voltage Phase Angle,PA,-98.6,37.5,PPA:4587,2021-08-03 20:58:44
} | MaximumArchiveDays=90 | DesiredRemainingSpace=500,4588,GPA_BAPOT_500_PM_01-PM8:I,,163,8736f6c7-ad41-4b43-b4f6-e684e0d4ad20,BAPOT_500_PM_01,Bapot_500_Pm_01,60,1,companyAcronym= | protocolName=IEEE C37.118.2-2011 | vendorAcronym= | vendorDeviceName= | interconnectionName=,,,,10,STTP,Streaming Telemetry Transport Protocol,1,8,LTBAICA_L5_FA_P,I,+,0,BAPOT_500_PM_01-PM8,0.0,1.0,Bapot_500_Pm_01 LTBAICA_L5_FA_P + Current Magnitude,0,1,1,Amps,Phasor,IPHM,Current Magnitude,PM,-98.6,37.5,PPA:4588,2021-08-03 20:58:44
} | MaximumArchiveDays=90 | DesiredRemainingSpace=500,4589,GPA_BAPOT_500_PM_01-PA8:IH,,163,8736f6c7-ad41-4b43-b4f6-e684e0d4ad20,BAPOT_500_PM_01,Bapot_500_Pm_01,60,1,companyAcronym= | protocolName=IEEE C37.118.2-2011 | vendorAcronym= | vendorDeviceName= | interconnectionName=,,,,10,STTP,Streaming Telemetry Transport Protocol,2,8,LTBAICA_L5_FA_P,I,+,0,BAPOT_500_PM_01-PA8,0.0,1.0,Bapot_500_Pm_01 LTBAICA_L5_FA_P + Current Phase Angle,0,1,1,Degrees,Phasor,IPHA,Current Phase Angle,PA,-98.6,37.5,PPA:4589,2021-08-03 20:58:44
} | MaximumArchiveDays=90 | DesiredRemainingSpace=500,4590,GPA_BAICA_500_PM_01:F,,164,8736f6c7-ad41-4b43-b4f6-e684e0d4ad20,BAICA_500_PM_01,Baica_500_Pm_01,60,1,companyAcronym= | protocolName=IEEE C37.118.2-2011 | vendorAcronym= | vendorDeviceName= | interconnectionName=,,,,10,STTP,Streaming Telemetry Transport Protocol,5,,,,,,BAICA_500_PM_01-FQ,0.0,1.0,Baica_500_Pm_01 Frequency,0,1,1,Hz,PMU,FREQ,Frequency,FQ,-98.6,37.5,PPA:4590,2021-08-03 20:58:44
} | MaximumArchiveDays=90 | DesiredRemainingSpace=500,4591,GPA_BAICA_500_PM_01:DF,,164,8736f6c7-ad41-4b43-b4f6-e684e0d4ad20,BAICA_500_PM_01,Baica_500_Pm_01,60,1,companyAcronym= | protocolName=IEEE C37.118.2-2011 | vendorAcronym= | vendorDeviceName= | interconnectionName=,,,,10,STTP,Streaming Telemetry Transport Protocol,6,,,,,,BAICA_500_PM_01-DF,0.0,1.0,Baica_500_Pm_01 Frequency Delta (dF/dt),0,1,1,,PMU,DFDT,Frequency Delta (dF/dt),DF,-98.6,37.5,PPA:4591,2021-08-03 20:58:44
} | MaximumArchiveDays=90 | DesiredRemainingSpace=500,4592,GPA_BAICA_500_PM_01:S,,164,8736f6c7-ad41-4b43-b4f6-e684e0d4ad20,BAICA_500_PM_01,Baica_500_Pm_01,60,1,companyAcronym= | protocolName=IEEE C37.118.2-2011 | vendorAcronym= | vendorDeviceName= | interconnectionName=,,,,10,STTP,Streaming Telemetry Transport Protocol,8,,,,,,BAICA_500_PM_01-SF,0.0,1.0,Baica_500_Pm_01 Status Flags,0,1,1,,PMU,FLAG,Status Flags,SF,-98.6,37.5,PPA:4592,2021-08-03 20:58:44
} | MaximumArchiveDays=90 | DesiredRemainingSpace=500,4593,GPA_BAICA_500_PM_01-PM1:I,,164,8736f6c7-ad41-4b43-b4f6-e684e0d4ad20,BAICA_500_PM_01,Baica_500_Pm_01,60,1,companyAcronym= | protocolName=IEEE C37.118.2-2011 | vendorAcronym= | vendorDeviceName= | interconnectionName=,,,,10,STTP,Streaming Telemetry Transport Protocol,1,1,LTBAPOT_L5_FA_A,I,+,0,BAICA_500_PM_01-PM1,0.0,1.0,Baica_500_Pm_01 LTBAPOT_L5_FA_A + Current Magnitude,0,1,1,Amps,Phasor,IPHM,Current Magnitude,PM,-98.6,37.5,PPA:4593,2021-08-03 20:58:44
} | MaximumArchiveDays=90 | DesiredRemainingSpace=500,4594,GPA_BAICA_500_PM_01-PA1:IH,,164,8736f6c7-ad41-4b43-b4f6-e684e0d4ad20,BAICA_500_PM_01,Baica_500_Pm_01,60,1,companyAcronym= | protocolName=IEEE C37.118.2-2011 | vendorAcronym= | vendorDeviceName= | interconnectionName=,,,,10,STTP,Streaming Telemetry Transport Protocol,2,1,LTBAPOT_L5_FA_A,I,+,0,BAICA_500_PM_01-PA1,0.0,1.0,Baica_500_Pm_01 LTBAPOT_L5_FA_A + Current Phase Angle,0,1,1,Degrees,Phasor,IPHA,Current Phase Angle,PA,-98.6,37.5,PPA:4594,2021-08-03 20:58:44
} | MaximumArchiveDays=90 | DesiredRemainingSpace=500,4595,GPA_BAICA_500_PM_01-PM2:I,,164,8736f6c7-ad41-4b43-b4f6-e684e0d4ad20,BAICA_500_PM_01,Baica_500_Pm_01,60,1,companyAcronym= | protocolName=IEEE C37.118.2-2011 | vendorAcronym= | vendorDeviceName= | interconnectionName=,,,,10,STTP,Streaming Telemetry Transport Protocol,1,2,LTBAPOT_L5_FA_B,I,+,0,BAICA_500_PM_01-PM2,0.0,1.0,Baica_500_Pm_01 LTBAPOT_L5_FA_B + Current Magnitude,0,1,1,Amps,Phasor,IPHM,Current Magnitude,PM,-98.6,37.5,PPA:4595,2021-08-03 20:58:44
} | MaximumArchiveDays=90 | DesiredRemainingSpace=500,4596,GPA_BAICA_500_PM_01-PA2:IH,,164,8736f6c7-ad41-4b43-b4f6-e684e0d4ad20,BAICA_500_PM_01,Baica_500_Pm_01,60,1,companyAcronym= | protocolName=IEEE C37.118.2-2011 | vendorAcronym= | vendorDeviceName= | interconnectionName=,,,,10,STTP,Streaming Telemetry Transport Protocol,2,2,LTBAPOT_L5_FA_B,I,+,0,BAICA_500_PM_01-PA2,0.0,1.0,Baica_500_Pm_01 LTBAPOT_L5_FA_B + Current Phase Angle,0,1,1,Degrees,Phasor,IPHA,Current Phase Angle,PA,-98.6,37.5,PPA:4596,2021-08-03 20:58:44
} | MaximumArchiveDays=90 | DesiredRemainingSpace=500,4597,GPA_BAICA_500_PM_01-PM3:I,,164,8736f6c7-ad41-4b43-b4f6-e684e0d4ad20,BAICA_500_PM_01,Baica_500_Pm_01,60,1,companyAcronym= | protocolName=IEEE C37.118.2-2011 | vendorAcronym= | vendorDeviceName= | interconnectionName=,,,,10,STTP,Streaming Telemetry Transport Protocol,1,3,LTBAPOT_L5_FA_C,I,+,0,BAICA_500_PM_01-PM3,0.0,1.0,Baica_500_Pm_01 LTBAPOT_L5_FA_C + Current Magnitude,0,1,1,Amps,Phasor,IPHM,Current Magnitude,PM,-98.6,37.5,PPA:4597,2021-08-03 20:58:44
} | MaximumArchiveDays=90 | DesiredRemainingSpace=500,4598,GPA_BAICA_500_PM_01-PA3:IH,,164,8736f6c7-ad41-4b43-b4f6-e684e0d4ad20,BAICA_500_PM_01,Baica_500_Pm_01,60,1,companyAcronym= | protocolName=IEEE C37.118.2-2011 | vendorAcronym= | vendorDeviceName= | interconnectionName=,,,,10,STTP,Streaming Telemetry Transport Protocol,2,3,LTBAPOT_L5_FA_C,I,+,0,BAICA_500_PM_01-PA3,0.0,1.0,Baica_500_Pm_01 LTBAPOT_L5_FA_C + Current Phase Angle,0,1,1,Degrees,Phasor,IPHA,Current Phase Angle,PA,-98.6,37.5,PPA:4598,2021-08-03 20:58:44
} | MaximumArchiveDays=90 | DesiredRemainingSpace=500,4599,GPA_BAICA_500_PM_01-PM4:V,,164,8736f6c7-ad41-4b43-b4f6-e684e0d4ad20,BAICA_500_PM_01,Baica_500_Pm_01,60,1,companyAcronym= | protocolName=IEEE C37.118.2-2011 | vendorAcronym= | vendorDeviceName= | interconnectionName=,,,,10,STTP,Streaming Telemetry Transport Protocol,3,4,LTBAPOT_L5_FV_A,V,+,0,BAICA_500_PM_01-PM4,0.0,1.0,Baica_500_Pm_01 LTBAPOT_L5_FV_A + Voltage Magnitude,0,1,1,Volts,Phasor,VPHM,Voltage Magnitude,PM,-98.6,37.5,PPA:4599,2021-08-03 20:58:44
} | MaximumArchiveDays=90 | DesiredRemainingSpace=500,4600,GPA_BAICA_500_PM_01-PA4:VH,,164,8736f6c7-ad41-4b43-b4f6-e684e0d4ad20,BAICA_500_PM_01,Baica_500_Pm_01,60,1,companyAcronym= | protocolName=IEEE C37.118.2-2011 | vendorAcronym= | vendorDeviceName= | interconnectionName=,,,,10,STTP,Streaming Telemetry Transport Protocol,4,4,LTBAPOT_L5_FV_A,V,+,0,BAICA_500_PM_01-PA4,0.0,1.0,Baica_500_Pm_01 LTBAPOT_L5_FV_A + Voltage Phase Angle,0,1,1,Degrees,Phasor,VPHA,Voltage Phase Angle,PA,-98.6,37.5,PPA:4600,2021-08-03 20:58:44
} | MaximumArchiveDays=90 | DesiredRemainingSpace=500,4601,GPA_BAICA_500_PM_01-PM5:V,,164,8736f6c7-ad41-4b43-b4f6-e684e0d4ad20,BAICA_500_PM_01,Baica_500_Pm_01,60,1,companyAcronym= | protocolName=IEEE C37.118.2-2011 | vendorAcronym= | vendorDeviceName= | interconnectionName=,,,,10,STTP,Streaming Telemetry Transport Protocol,3,5,LTBAPOT_L5_FV_B,V,+,0,BAICA_500_PM_01-PM5,0.0,1.0,Baica_500_Pm_01 LTBAPOT_L5_FV_B + Voltage Magnitude,0,1,1,Volts,Phasor,VPHM,Voltage Magnitude,PM,-98.6,37.5,PPA:4601,2021-08-03 20:58:44
} | MaximumArchiveDays=90 | DesiredRemainingSpace=500,4602,GPA_BAICA_500_PM_01-PA5:VH,,164,8736f6c7-ad41-4b43-b4f6-e684e0d4ad20,BAICA_500_PM_01,Baica_500_Pm_01,60,1,companyAcronym= | protocolName=IEEE C37.118.2-2011 | vendorAcronym= | vendorDeviceName= | interconnectionName=,,,,10,STTP,Streaming Telemetry Transport Protocol,4,5,LTBAPOT_L5_FV_B,V,+,0,BAICA_500_PM_01-PA5,0.0,1.0,Baica_500_Pm_01 LTBAPOT_L5_FV_B + Voltage Phase Angle,0,1,1,Degrees,Phasor,VPHA,Voltage Phase Angle,PA,-98.6,37.5,PPA:4602,2021-08-03 20:58:44
} | MaximumArchiveDays=90 | DesiredRemainingSpace=500,4603,GPA_BAICA_500_PM_01-PM6:V,,164,8736f6c7-ad41-4b43-b4f6-e684e0d4ad20,BAICA_500_PM_01,Baica_500_Pm_01,60,1,companyAcronym= | protocolName=IEEE C37.118.2-2011 | vendorAcronym= | vendorDeviceName= | interconnectionName=,,,,10,STTP,Streaming Telemetry Transport Protocol,3,6,LTBAPOT_L5_FV_C,V,+,0,BAICA_500_PM_01-PM6,0.0,1.0,Baica_500_Pm_01 LTBAPOT_L5_FV_C + Voltage Magnitude,0,1,1,Volts,Phasor,VPHM,Voltage Magnitude,PM,-98.6,37.5,PPA:4603,2021-08-03 20:58:44
} | MaximumArchiveDays=90 | DesiredRemainingSpace=500,4604,GPA_BAICA_500_PM_01-PA6:VH,,164,8736f6c7-ad41-4b43-b4f6-e684e0d4ad20,BAICA_500_PM_01,Baica_500_Pm_01,60,1,companyAcronym= | protocolName=IEEE C37.118.2-2011 | vendorAcronym= | vendorDeviceName= | interconnectionName=,,,,10,STTP,Streaming Telemetry Transport Protocol,4,6,LTBAPOT_L5_FV_C,V,+,0,BAICA_500_PM_01-PA6,0.0,1.0,Baica_500_Pm_01 LTBAPOT_L5_FV_C + Voltage Phase Angle,0,1,1,Degrees,Phasor,VPHA,Voltage Phase Angle,PA,-98.6,37.5,PPA:4604,2021-08-03 20:58:44
} | MaximumArchiveDays=90 | DesiredRemainingSpace=500,4605,GPA_BAICA_500_PM_01-PM7:V,,164,8736f6c7-ad41-4b43-b4f6-e684e0d4ad20,BAICA_500_PM_01,Baica_500_Pm_01,60,1,companyAcronym= | protocolName=IEEE C37.118.2-2011 | vendorAcronym= | vendorDeviceName= | interconnectionName=,,,,10,STTP,Streaming Telemetry Transport Protocol,3,7,LTBAPOT_L5_FV_P,V,+,0,BAICA_500_PM_01-PM7,0.0,1.0,Baica_500_Pm_01 LTBAPOT_L5_FV_P + Voltage Magnitude,0,1,1,Volts,Phasor,VPHM,Voltage Magnitude,PM,-98.6,37.5,PPA:4605,2021-08-03 20:58:44
} | MaximumArchiveDays=90 | DesiredRemainingSpace=500,4606,GPA_BAICA_500_PM_01-PA7:VH,,164,8736f6c7-ad41-4b43-b4f6-e684e0d4ad20,BAICA_500_PM_01,Baica_500_Pm_01,60,1,companyAcronym= | protocolName=IEEE C37.118.2-2011 | vendorAcronym= | vendorDeviceName= | interconnectionName=,,,,10,STTP,Streaming Telemetry Transport Protocol,4,7,LTBAPOT_L5_FV_P,V,+,0,BAICA_500_PM_01-PA7,0.0,1.0,Baica_500_Pm_01 LTBAPOT_L5_FV_P + Voltage Phase Angle,0,1,1,Degrees,Phasor,VPHA,Voltage Phase Angle,PA,-98.6,37.5,PPA:4606,2021-08-03 20:58:44
} | MaximumArchiveDays=90 | DesiredRemainingSpace=500,4607,GPA_BAICA_500_PM_01-PM8:I,,164,8736f6c7-ad41-4b43-b4f6-e684e0d4ad20,BAICA_500_PM_01,Baica_500_Pm_01,60,1,companyAcronym= | protocolName=IEEE C37.118.2-2011 | vendorAcronym= | vendorDeviceName= | interconnectionName=,,,,10,STTP,Streaming Telemetry Transport Protocol,1,8,LTBAPOT_L5_FA_P,I,+,0,BAICA_500_PM_01-PM8,0.0,1.0,Baica_500_Pm_01 LTBAPOT_L5_FA_P + Current Magnitude,0,1,1,Amps,Phasor,IPHM,Current Magnitude,PM,-98.6,37.5,PPA:4607,2021-08-03 20:58:44
} | MaximumArchiveDays=90 | DesiredRemainingSpace=500,4608,GPA_BAICA_500_PM_01-PA8:IH,,164,8736f6c7-ad41-4b43-b4f6-e684e0d4ad20,BAICA_500_PM_01,Baica_500_Pm_01,60,1,companyAcronym= | protocolName=IEEE C37.118.2-2011 | vendorAcronym= | vendorDeviceName= | interconnectionName=,,,,10,STTP,Streaming Telemetry Transport Protocol,2,8,LTBAPOT_L5_FA_P,I,+,0,BAICA_500_PM_01-PA8,0.0,1.0,Baica_500_Pm_01 LTBAPOT_L5_FA_P + Current Phase Angle,0,1,1,Degrees,Phasor,IPHA,Current Phase Angle,PA,-98.6,37.5,PPA:4608,2021-08-03 20:58:44
} | MaximumArchiveDays=90 | DesiredRemainingSpace=500,4609,GPA_BAPOT_500_PM_02:F,,165,8736f6c7-ad41-4b43-b4f6-e684e0d4ad20,BAPOT_500_PM_02,Bapot_500_Pm_02,60,1,companyAcronym= | protocolName=IEEE C37.118.2-2011 | vendorAcronym= | vendorDeviceName= | interconnectionName=,,,,10,STTP,Streaming Telemetry Transport Protocol,5,,,,,,BAPOT_500_PM_02-FQ,0.0,1.0,Bapot_500_Pm_02 Frequency,0,1,1,Hz,PMU,FREQ,Frequency,FQ,-98.6,37.5,PPA:4609,2021-08-03 20:58:44
} | MaximumArchiveDays=90 | DesiredRemainingSpace=500,4610,GPA_BAPOT_500_PM_02:DF,,165,8736f6c7-ad41-4b43-b4f6-e684e0d4ad20,BAPOT_500_PM_02,Bapot_500_Pm_02,60,1,companyAcronym= | protocolName=IEEE C37.118.2-2011 | vendorAcronym= | vendorDeviceName= | interconnectionName=,,,,10,STTP,Streaming Telemetry Transport Protocol,6,,,,,,BAPOT_500_PM_02-DF,0.0,1.0,Bapot_500_Pm_02 Frequency Delta (dF/dt),0,1,1,,PMU,DFDT,Frequency Delta (dF/dt),DF,-98.6,37.5,PPA:4610,2021-08-03 20:58:44
} | MaximumArchiveDays=90 | DesiredRemainingSpace=500,4611,GPA_BAPOT_500_PM_02:S,,165,8736f6c7-ad41-4b43-b4f6-e684e0d4ad20,BAPOT_500_PM_02,Bapot_500_Pm_02,60,1,companyAcronym= | protocolName=IEEE C37.118.2-2011 | vendorAcronym= | vendorDeviceName= | interconnectionName=,,,,10,STTP,Streaming Telemetry Transport Protocol,8,,,,,,BAPOT_500_PM_02-SF,0.0,1.0,Bapot_500_Pm_02 Status Flags,0,1,1,,PMU,FLAG,Status Flags,SF,-98.6,37.5,PPA:4611,2021-08-03 20:58:44
} | MaximumArchiveDays=90 | DesiredRemainingSpace=500,4612,GPA_BAPOT_500_PM_02-PM1:V,,165,8736f6c7-ad41-4b43-b4f6-e684e0d4ad20,BAPOT_500_PM_02,Bapot_500_Pm_02,60,1,companyAcronym= | protocolName=IEEE C37.118.2-2011 | vendorAcronym= | vendorDeviceName= | interconnectionName=,,,,10,STTP,Streaming Telemetry Transport Protocol,3,1,BAB1_FV_B,V,+,0,BAPOT_500_PM_02-PM1,0.0,1.0,Bapot_500_Pm_02 BAB1_FV_B + Voltage Magnitude,0,1,1,Volts,Phasor,VPHM,Voltage Magnitude,PM,-98.6,37.5,PPA:4612,2021-08-03 20:58:44
} | MaximumArchiveDays=90 | DesiredRemainingSpace=500,4613,GPA_BAPOT_500_PM_02-PA1:VH,,165,8736f6c7-ad41-4b43-b4f6-e684e0d4ad20,BAPOT_500_PM_02,Bapot_500_Pm_02,60,1,companyAcronym= | protocolName=IEEE C37.118.2-2011 | vendorAcronym= | vendorDeviceName= | interconnectionName=,,,,10,STTP,Streaming Telemetry Transport Protocol,4,1,BAB1_FV_B,V,+,0,BAPOT_500_PM_02-PA1,0.0,1.0,Bapot_500_Pm_02 BAB1_FV_B + Voltage Phase Angle,0,1,1,Degrees,Phasor,VPHA,Voltage Phase Angle,PA,-98.6,37.5,PPA:4613,2021-08-03 20:58:44
} | MaximumArchiveDays=90 | DesiredRemainingSpace=500,4614,GPA_BAPOT_500_PM_03:F,,166,8736f6c7-ad41-4b43-b4f6-e684e0d4ad20,BAPOT_500_PM_03,Bapot_500_Pm_03,60,1,companyAcronym= | protocolName=IEEE C37.118.2-2011 | vendorAcronym= | vendorDeviceName= | interconnectionName=,,,,10,STTP,Streaming Telemetry Transport Protocol,5,,,,,,BAPOT_500_PM_03-FQ,0.0,1.0,Bapot_500_Pm_03 Frequency,0,1,1,Hz,PMU,FREQ,Frequency,FQ,-98.6,37.5,PPA:4614,2021-08-03 20:58:44
} | MaximumArchiveDays=90 | DesiredRemainingSpace=500,4615,GPA_BAPOT_500_PM_03:DF,,166,8736f6c7-ad41-4b43-b4f6-e684e0d4ad20,BAPOT_500_PM_03,Bapot_500_Pm_03,60,1,companyAcronym= | protocolName=IEEE C37.118.2-2011 | vendorAcronym= | vendorDeviceName= | interconnectionName=,,,,10,STTP,Streaming Telemetry Transport Protocol,6,,,,,,BAPOT_500_PM_03-DF,0.0,1.0,Bapot_500_Pm_03 Frequency Delta (dF/dt),0,1,1,,PMU,DFDT,Frequency Delta (dF/dt),DF,-98.6,37.5,PPA:4615,2021-08-03 20:58:44
} | MaximumArchiveDays=90 | DesiredRemainingSpace=500,4616,GPA_BAPOT_500_PM_03:S,,166,8736f6c7-ad41-4b43-b4f6-e684e0d4ad20,BAPOT_500_PM_03,Bapot_500_Pm_03,60,1,companyAcronym= | protocolName=IEEE C37.118.2-2011 | vendorAcronym= | vendorDeviceName= | interconnectionName=,,,,10,STTP,Streaming Telemetry Transport Protocol,8,,,,,,BAPOT_500_PM_03-SF,0.0,1.0,Bapot_500_Pm_03 Status Flags,0,1,1,,PMU,FLAG,Status Flags,SF,-98.6,37.5,PPA:4616,2021-08-03 20:58:44
} | MaximumArchiveDays=90 | DesiredRemainingSpace=500,4617,GPA_BAPOT_500_PM_03-PM1:V,,166,8736f6c7-ad41-4b43-b4f6-e684e0d4ad20,BAPOT_500_PM_03,Bapot_500_Pm_03,60,1,companyAcronym= | protocolName=IEEE C37.118.2-2011 | vendorAcronym= | vendorDeviceName= | interconnectionName=,,,,10,STTP,Streaming Telemetry Transport Protocol,3,1,BAB2_FV_B,V,+,0,BAPOT_500_PM_03-PM1,0.0,1.0,Bapot_500_Pm_03 BAB2_FV_B + Voltage Magnitude,0,1,1,Volts,Phasor,VPHM,Voltage Magnitude,PM,-98.6,37.5,PPA:4617,2021-08-03 20:58:44
} | MaximumArchiveDays=90 | DesiredRemainingSpace=500,4618,GPA_BAPOT_500_PM_03-PA1:VH,,166,8736f6c7-ad41-4b43-b4f6-e684e0d4ad20,BAPOT_500_PM_03,Bapot_500_Pm_03,60,1,companyAcronym= | protocolName=IEEE C37.118.2-2011 | vendorAcronym= | vendorDeviceName= | interconnectionName=,,,,10,STTP,Streaming Telemetry Transport Protocol,4,1,BAB2_FV_B,V,+,0,BAPOT_500_PM_03-PA1,0.0,1.0,Bapot_500_Pm_03 BAB2_FV_B + Voltage Phase Angle,0,1,1,Degrees,Phasor,VPHA,Voltage Phase Angle,PA,-98.6,37.5,PPA:4618,2021-08-03 20:58:44
} | MaximumArchiveDays=90 | DesiredRemainingSpace=500,4619,ONS_SCCNO_525_PM_03!PMU:ST1,,156,8736f6c7-ad41-4b43-b4f6-e684e0d4ad20,SCCNO_525_PM_03,Sccno_525_Pm_03,60,1,companyAcronym= | protocolName=IEEE C37.118.2-2011 | vendorAcronym= | vendorDeviceName= | interconnectionName=,,,,10,STTP,Streaming Telemetry Transport Protocol,11,,,,,,SCCNO_525_PM_03!PMU-ST1,0.0,1.0,Device statistic for Number of data quality errors reported by device during last reporting interval.,0,1,1,,Any,STAT,Statistic,ST,-98.6,37.5,PPA:4619,2021-08-03 20:58:45
} | MaximumArchiveDays=90 | DesiredRemainingSpace=500,4620,ONS_SCCNO_525_PM_03!PMU:ST2,,156,8736f6c7-ad41-4b43-b4f6-e684e0d4ad20,SCCNO_525_PM_03,Sccno_525_Pm_03,60,1,companyAcronym= | protocolName=IEEE C37.118.2-2011 | vendorAcronym= | vendorDeviceName= | interconnectionName=,,,,10,STTP,Streaming Telemetry Transport Protocol,11,,,,,,SCCNO_525_PM_03!PMU-ST2,0.0,1.0,Device statistic for Number of time quality errors reported by device during last reporting interval.,0,1,1,,Any,STAT,Statistic,ST,-98.6,37.5,PPA:4620,2021-08-03 20:58:45
} | MaximumArchiveDays=90 | DesiredRemainingSpace=500,4621,ONS_SCCNO_525_PM_03!PMU:ST3,,156,8736f6c7-ad41-4b43-b4f6-e684e0d4ad20,SCCNO_525_PM_03,Sccno_525_Pm_03,60,1,companyAcronym= | protocolName=IEEE C37.118.2-2011 | vendorAcronym= | vendorDeviceName= | interconnectionName=,,,,10,STTP,Streaming Telemetry Transport Protocol,11,,,,,,SCCNO_525_PM_03!PMU-ST3,0.0,1.0,Device statistic for Number of device errors reported by device during last reporting interval.,0,1,1,,Any,STAT,Statistic,ST,-98.6,37.5,PPA:4621,2021-08-03 20:58:45
} | MaximumArchiveDays=90 | DesiredRemainingSpace=500,4622,ONS_SCCNO_525_PM_03!PMU:ST4,,156,8736f6c7-ad41-4b43-b4f6-e684e0d4ad20,SCCNO_525_PM_03,Sccno_525_Pm_03,60,1,companyAcronym= | protocolName=IEEE C37.118.2-2011 | vendorAcronym= | vendorDeviceName= | interconnectionName=,,,,10,STTP,Streaming Telemetry Transport Protocol,11,,,,,,SCCNO_525_PM_03!PMU-ST4,0.0,1.0,Device statistic for Number of measurements received from device during last reporting interval.,0,1,1,,Any,STAT,Statistic,ST,-98.6,37.5,PPA:4622,2021-08-03 20:58:45
} | MaximumArchiveDays=90 | DesiredRemainingSpace=500,4623,ONS_SCCNO_525_PM_03!PMU:ST5,,156,8736f6c7-ad41-4b43-b4f6-e684e0d4ad20,SCCNO_525_PM_03,Sccno_525_Pm_03,60,1,companyAcronym= | protocolName=IEEE C37.118.2-2011 | vendorAcronym= | vendorDeviceName= | interconnectionName=,,,,10,STTP,Streaming Telemetry Transport Protocol,11,,,,,,SCCNO_525_PM_03!PMU-ST5,0.0,1.0,Device statistic for Expected number of measurements received from device during last reporting interval.,0,1,1,,Any,STAT,Statistic,ST,-98.6,37.5,PPA:4623,2021-08-03 20:58:45
} | MaximumArchiveDays=90 | DesiredRemainingSpace=500,4624,ONS_SCCNO_525_PM_03!PMU:ST6,,156,8736f6c7-ad41-4b43-b4f6-e684e0d4ad20,SCCNO_525_PM_03,Sccno_525_Pm_03,60,1,companyAcronym= | protocolName=IEEE C37.118.2-2011 | vendorAcronym= | vendorDeviceName= | interconnectionName=,,,,10,STTP,Streaming Telemetry Transport Protocol,11,,,,,,SCCNO_525_PM_03!PMU-ST6,0.0,1.0,Device statistic for Number of measurements received while device was reporting errors during last reporting interval.,0,1,1,,Any,STAT,Statistic,ST,-98.6,37.5,PPA:4624,2021-08-03 20:58:45
} | MaximumArchiveDays=90 | DesiredRemainingSpace=500,4625,ONS_SCCNO_525_PM_03!PMU:ST7,,156,8736f6c7-ad41-4b43-b4f6-e684e0d4ad20,SCCNO_525_PM_03,Sccno_525_Pm_03,60,1,companyAcronym= | protocolName=IEEE C37.118.2-2011 | vendorAcronym= | vendorDeviceName= | interconnectionName=,,,,10,STTP,Streaming Telemetry Transport Protocol,11,,,,,,SCCNO_525_PM_03!PMU-ST7,0.0,1.0,Device statistic for Number of defined measurements (per frame) from device during last reporting interval.,0,1,1,,Any,STAT,Statistic,ST,-98.6,37.5,PPA:4625,2021-08-03 20:58:45
} | MaximumArchiveDays=90 | DesiredRemainingSpace=500,4626,ONS_MAIZ_500_PM_01!PMU:ST1,,157,8736f6c7-ad41-4b43-b4f6-e684e0d4ad20,MAIZ_500_PM_01,Maiz_500_Pm_01,60,1,companyAcronym= | protocolName=IEEE C37.118.2-2011 | vendorAcronym= | vendorDeviceName= | interconnectionName=,,,,10,STTP,Streaming Telemetry Transport Protocol,11,,,,,,MAIZ_500_PM_01!PMU-ST1,0.0,1.0,Device statistic for Number of data quality errors reported by device during last reporting interval.,0,1,1,,Any,STAT,Statistic,ST,-98.6,37.5,PPA:4626,2021-08-03 20:58:45
} | MaximumArchiveDays=90 | DesiredRemainingSpace=500,4627,ONS_MAIZ_500_PM_01!PMU:ST2,,157,8736f6c7-ad41-4b43-b4f6-e684e0d4ad20,MAIZ_500_PM_01,Maiz_500_Pm_01,60,1,companyAcronym= | protocolName=IEEE C37.118.2-2011 | vendorAcronym= | vendorDeviceName= | interconnectionName=,,,,10,STTP,Streaming Telemetry Transport Protocol,11,,,,,,MAIZ_500_PM_01!PMU-ST2,0.0,1.0,Device statistic for Number of time quality errors reported by device during last reporting interval.,0,1,1,,Any,STAT,Statistic,ST,-98.6,37.5,PPA:4627,2021-08-03 20:58:45
} | MaximumArchiveDays=90 | DesiredRemainingSpace=500,4628,ONS_MAIZ_500_PM_01!PMU:ST3,,157,8736f6c7-ad41-4b43-b4f6-e684e0d4ad20,MAIZ_500_PM_01,Maiz_500_Pm_01,60,1,companyAcronym= | protocolName=IEEE C37.118.2-2011 | vendorAcronym= | vendorDeviceName= | interconnectionName=,,,,10,STTP,Streaming Telemetry Transport Protocol,11,,,,,,MAIZ_500_PM_01!PMU-ST3,0.0,1.0,Device statistic for Number of device errors reported by device during last reporting interval.,0,1,1,,Any,STAT,Statistic,ST,-98.6,37.5,PPA:4628,2021-08-03 20:58:45
} | MaximumArchiveDays=90 | DesiredRemainingSpace=500,4629,ONS_MAIZ_500_PM_01!PMU:ST4,,157,8736f6c7-ad41-4b43-b4f6-e684e0d4ad20,MAIZ_500_PM_01,Maiz_500_Pm_01,60,1,companyAcronym= | protocolName=IEEE C37.118.2-2011 | vendorAcronym= | vendorDeviceName= | interconnectionName=,,,,10,STTP,Streaming Telemetry Transport Protocol,11,,,,,,MAIZ_500_PM_01!PMU-ST4,0.0,1.0,Device statistic for Number of measurements received from device during last reporting interval.,0,1,1,,Any,STAT,Statistic,ST,-98.6,37.5,PPA:4629,2021-08-03 20:58:45
} | MaximumArchiveDays=90 | DesiredRemainingSpace=500,4630,ONS_MAIZ_500_PM_01!PMU:ST5,,157,8736f6c7-ad41-4b43-b4f6-e684e0d4ad20,MAIZ_500_PM_01,Maiz_500_Pm_01,60,1,companyAcronym= | protocolName=IEEE C37.118.2-2011 | vendorAcronym= | vendorDeviceName= | interconnectionName=,,,,10,STTP,Streaming Telemetry Transport Protocol,11,,,,,,MAIZ_500_PM_01!PMU-ST5,0.0,1.0,Device statistic for Expected number of measurements received from device during last reporting interval.,0,1,1,,Any,STAT,Statistic,ST,-98.6,37.5,PPA:4630,2021-08-03 20:58:45
} | MaximumArchiveDays=90 | DesiredRemainingSpace=500,4631,ONS_MAIZ_500_PM_01!PMU:ST6,,157,8736f6c7-ad41-4b43-b4f6-e684e0d4ad20,MAIZ_500_PM_01,Maiz_500_Pm_01,60,1,companyAcronym= | protocolName=IEEE C37.118.2-2011 | vendorAcronym= | vendorDeviceName= | interconnectionName=,,,,10,STTP,Streaming Telemetry Transport Protocol,11,,,,,,MAIZ_500_PM_01!PMU-ST6,0.0,1.0,Device statistic for Number of measurements received while device was reporting errors during last reporting interval.,0,1,1,,Any,STAT,Statistic,ST,-98.6,37.5,PPA:4631,2021-08-03 20:58:45
} | MaximumArchiveDays=90 | DesiredRemainingSpace=500,4632,ONS_MAIZ_500_PM_01!PMU:ST7,,157,8736f6c7-ad41-4b43-b4f6-e684e0d4ad20,MAIZ_500_PM_01,Maiz_500_Pm_01,60,1,companyAcronym= | protocolName=IEEE C37.118.2-2011 | vendorAcronym= | vendorDeviceName= | interconnectionName=,,,,10,STTP,Streaming Telemetry Transport Protocol,11,,,,,,MAIZ_500_PM_01!PMU-ST7,0.0,1.0,Device statistic for Number of defined measurements (per frame) from device during last reporting interval.,0,1,1,,Any,STAT,Statistic,ST,-98.6,37.5,PPA:4632,2021-08-03 20:58:45
} | MaximumArchiveDays=90 | DesiredRemainingSpace=500,4633,ONS_PATC_500_PM_08!PMU:ST1,,158,8736f6c7-ad41-4b43-b4f6-e684e0d4ad20,PATC_500_PM_08,Patc_500_Pm_08,60,1,companyAcronym= | protocolName=IEEE C37.118.2-2011 | vendorAcronym= | vendorDeviceName= | interconnectionName=,,,,10,STTP,Streaming Telemetry Transport Protocol,11,,,,,,PATC_500_PM_08!PMU-ST1,0.0,1.0,Device statistic for Number of data quality errors reported by device during last reporting interval.,0,1,1,,Any,STAT,Statistic,ST,-98.6,37.5,PPA:4633,2021-08-03 20:58:45
} | MaximumArchiveDays=90 | DesiredRemainingSpace=500,4634,ONS_PATC_500_PM_08!PMU:ST2,,158,8736f6c7-ad41-4b43-b4f6-e684e0d4ad20,PATC_500_PM_08,Patc_500_Pm_08,60,1,companyAcronym= | protocolName=IEEE C37.118.2-2011 | vendorAcronym= | vendorDeviceName= | interconnectionName=,,,,10,STTP,Streaming Telemetry Transport Protocol,11,,,,,,PATC_500_PM_08!PMU-ST2,0.0,1.0,Device statistic for Number of time quality errors reported by device during last reporting interval.,0,1,1,,Any,STAT,Statistic,ST,-98.6,37.5,PPA:4634,2021-08-03 20:58:45
} | MaximumArchiveDays=90 | DesiredRemainingSpace=500,4635,ONS_PATC_500_PM_08!PMU:ST3,,158,8736f6c7-ad41-4b43-b4f6-e684e0d4ad20,PATC_500_PM_08,Patc_500_Pm_08,60,1,companyAcronym= | protocolName=IEEE C37.118.2-2011 | vendorAcronym= | vendorDeviceName= | interconnectionName=,,,,10,STTP,Streaming Telemetry Transport Protocol,11,,,,,,PATC_500_PM_08!PMU-ST3,0.0,1.0,Device statistic for Number of device errors reported by device during last reporting interval.,0,1,1,,Any,STAT,Statistic,ST,-98.6,37.5,PPA:4635,2021-08-03 20:58:45
} | MaximumArchiveDays=90 | DesiredRemainingSpace=500,4636,ONS_PATC_500_PM_08!PMU:ST4,,158,8736f6c7-ad41-4b43-b4f6-e684e0d4ad20,PATC_500_PM_08,Patc_500_Pm_08,60,1,companyAcronym= | protocolName=IEEE C37.118.2-2011 | vendorAcronym= | vendorDeviceName= | interconnectionName=,,,,10,STTP,Streaming Telemetry Transport Protocol,11,,,,,,PATC_500_PM_08!PMU-ST4,0.0,1.0,Device statistic for Number of measurements received from device during last reporting interval.,0,1,1,,Any,STAT,Statistic,ST,-98.6,37.5,PPA:4636,2021-08-03 20:58:45
} | MaximumArchiveDays=90 | DesiredRemainingSpace=500,4637,ONS_PATC_500_PM_08!PMU:ST5,,158,8736f6c7-ad41-4b43-b4f6-e684e0d4ad20,PATC_500_PM_08,Patc_500_Pm_08,60,1,companyAcronym= | protocolName=IEEE C37.118.2-2011 | vendorAcronym= | vendorDeviceName= | interconnectionName=,,,,10,STTP,Streaming Telemetry Transport Protocol,11,,,,,,PATC_500_PM_08!PMU-ST5,0.0,1.0,Device statistic for Expected number of measurements received from device during last reporting interval.,0,1,1,,Any,STAT,Statistic,ST,-98.6,37.5,PPA:4637,2021-08-03 20:58:45
} | MaximumArchiveDays=90 | DesiredRemainingSpace=500,4638,ONS_PATC_500_PM_08!PMU:ST6,,158,8736f6c7-ad41-4b43-b4f6-e684e0d4ad20,PATC_500_PM_08,Patc_500_Pm_08,60,1,companyAcronym= | protocolName=IEEE C37.118.2-2011 | vendorAcronym= | vendorDeviceName= | interconnectionName=,,,,10,STTP,Streaming Telemetry Transport Protocol,11,,,,,,PATC_500_PM_08!PMU-ST6,0.0,1.0,Device statistic for Number of measurements received while device was reporting errors during last reporting interval.,0,1,1,,Any,STAT,Statistic,ST,-98.6,37.5,PPA:4638,2021-08-03 20:58:45
} | MaximumArchiveDays=90 | DesiredRemainingSpace=500,4639,ONS_PATC_500_PM_08!PMU:ST7,,158,8736f6c7-ad41-4b43-b4f6-e684e0d4ad20,PATC_500_PM_08,Patc_500_Pm_08,60,1,companyAcronym= | protocolName=IEEE C37.118.2-2011 | vendorAcronym= | vendorDeviceName= | interconnectionName=,,,,10,STTP,Streaming Telemetry Transport Protocol,11,,,,,,PATC_500_PM_08!PMU-ST7,0.0,1.0,Device statistic for Number of defined measurements (per frame) from device during last reporting interval.,0,1,1,,Any,STAT,Statistic,ST,-98.6,37.5,PPA:4639,2021-08-03 20:58:45
} | MaximumArchiveDays=90 | DesiredRemainingSpace=500,4640,ONS_PATC_500_PM_05!PMU:ST1,,159,8736f6c7-ad41-4b43-b4f6-e684e0d4ad20,PATC_500_PM_05,Patc_500_Pm_05,60,1,companyAcronym= | protocolName=IEEE C37.118.2-2011 | vendorAcronym= | vendorDeviceName= | interconnectionName=,,,,10,STTP,Streaming Telemetry Transport Protocol,11,,,,,,PATC_500_PM_05!PMU-ST1,0.0,1.0,Device statistic for Number of data quality errors reported by device during last reporting interval.,0,1,1,,Any,STAT,Statistic,ST,-98.6,37.5,PPA:4640,2021-08-03 20:58:45
} | MaximumArchiveDays=90 | DesiredRemainingSpace=500,4641,ONS_PATC_500_PM_05!PMU:ST2,,159,8736f6c7-ad41-4b43-b4f6-e684e0d4ad20,PATC_500_PM_05,Patc_500_Pm_05,60,1,companyAcronym= | protocolName=IEEE C37.118.2-2011 | vendorAcronym= | vendorDeviceName= | interconnectionName=,,,,10,STTP,Streaming Telemetry Transport Protocol,11,,,,,,PATC_500_PM_05!PMU-ST2,0.0,1.0,Device statistic for Number of time quality errors reported by device during last reporting interval.,0,1,1,,Any,STAT,Statistic,ST,-98.6,37.5,PPA:4641,2021-08-03 20:58:45
} | MaximumArchiveDays=90 | DesiredRemainingSpace=500,4642,ONS_PATC_500_PM_05!PMU:ST3,,159,8736f6c7-ad41-4b43-b4f6-e684e0d4ad20,PATC_500_PM_05,Patc_500_Pm_05,60,1,companyAcronym= | protocolName=IEEE C37.118.2-2011 | vendorAcronym= | vendorDeviceName= | interconnectionName=,,,,10,STTP,Streaming Telemetry Transport Protocol,11,,,,,,PATC_500_PM_05!PMU-ST3,0.0,1.0,Device statistic for Number of device errors reported by device during last reporting interval.,0,1,1,,Any,STAT,Statistic,ST,-98.6,37.5,PPA:4642,2021-08-03 20:58:45
} | MaximumArchiveDays=90 | DesiredRemainingSpace=500,4643,ONS_PATC_500_PM_05!PMU:ST4,,159,8736f6c7-ad41-4b43-b4f6-e684e0d4ad20,PATC_500_PM_05,Patc_500_Pm_05,60,1,companyAcronym= | protocolName=IEEE C37.118.2-2011 | vendorAcronym= | vendorDeviceName= | interconnectionName=,,,,10,STTP,Streaming Telemetry Transport Protocol,11,,,,,,PATC_500_PM_05!PMU-ST4,0.0,1.0,Device statistic for Number of measurements received from device during last reporting interval.,0,1,1,,Any,STAT,Statistic,ST,-98.6,37.5,PPA:4643,2021-08-03 20:58:45
} | MaximumArchiveDays=90 | DesiredRemainingSpace=500,4644,ONS_PATC_500_PM_05!PMU:ST5,,159,8736f6c7-ad41-4b43-b4f6-e684e0d4ad20,PATC_500_PM_05,Patc_500_Pm_05,60,1,companyAcronym= | protocolName=IEEE C37.118.2-2011 | vendorAcronym= | vendorDeviceName= | interconnectionName=,,,,10,STTP,Streaming Telemetry Transport Protocol,11,,,,,,PATC_500_PM_05!PMU-ST5,0.0,1.0,Device statistic for Expected number of measurements received from device during last reporting interval.,0,1,1,,Any,STAT,Statistic,ST,-98.6,37.5,PPA:4644,2021-08-03 20:58:45
} | MaximumArchiveDays=90 | DesiredRemainingSpace=500,4645,ONS_PATC_500_PM_05!PMU:ST6,,159,8736f6c7-ad41-4b43-b4f6-e684e0d4ad20,PATC_500_PM_05,Patc_500_Pm_05,60,1,companyAcronym= | protocolName=IEEE C37.118.2-2011 | vendorAcronym= | vendorDeviceName= | interconnectionName=,,,,10,STTP,Streaming Telemetry Transport Protocol,11,,,,,,PATC_500_PM_05!PMU-ST6,0.0,1.0,Device statistic for Number of measurements received while device was reporting errors during last reporting interval.,0,1,1,,Any,STAT,Statistic,ST,-98.6,37.5,PPA:4645,2021-08-03 20:58:45
} | MaximumArchiveDays=90 | DesiredRemainingSpace=500,4646,ONS_PATC_500_PM_05!PMU:ST7,,159,8736f6c7-ad41-4b43-b4f6-e684e0d4ad20,PATC_500_PM_05,Patc_500_Pm_05,60,1,companyAcronym= | protocolName=IEEE C37.118.2-2011 | vendorAcronym= | vendorDeviceName= | interconnectionName=,,,,10,STTP,Streaming Telemetry Transport Protocol,11,,,,,,PATC_500_PM_05!PMU-ST7,0.0,1.0,Device statistic for Number of defined measurements (per frame) from device during last reporting interval.,0,1,1,,Any,STAT,Statistic,ST,-98.6,37.5,PPA:4646,2021-08-03 20:58:45
} | MaximumArchiveDays=90 | DesiredRemainingSpace=500,4647,ONS_MAPD_500_PM_01!PMU:ST1,,160,8736f6c7-ad41-4b43-b4f6-e684e0d4ad20,MAPD_500_PM_01,Mapd_500_Pm_01,60,1,companyAcronym= | protocolName=IEEE C37.118.2-2011 | vendorAcronym= | vendorDeviceName= | interconnectionName=,,,,10,STTP,Streaming Telemetry Transport Protocol,11,,,,,,MAPD_500_PM_01!PMU-ST1,0.0,1.0,Device statistic for Number of data quality errors reported by device during last reporting interval.,0,1,1,,Any,STAT,Statistic,ST,-98.6,37.5,PPA:4647,2021-08-03 20:58:45
} | MaximumArchiveDays=90 | DesiredRemainingSpace=500,4648,ONS_MAPD_500_PM_01!PMU:ST2,,160,8736f6c7-ad41-4b43-b4f6-e684e0d4ad20,MAPD_500_PM_01,Mapd_500_Pm_01,60,1,companyAcronym= | protocolName=IEEE C37.118.2-2011 | vendorAcronym= | vendorDeviceName= | interconnectionName=,,,,10,STTP,Streaming Telemetry Transport Protocol,11,,,,,,MAPD_500_PM_01!PMU-ST2,0.0,1.0,Device statistic for Number of time quality errors reported by device during last reporting interval.,0,1,1,,Any,STAT,Statistic,ST,-98.6,37.5,PPA:4648,2021-08-03 20:58:45
} | MaximumArchiveDays=90 | DesiredRemainingSpace=500,4649,ONS_MAPD_500_PM_01!PMU:ST3,,160,8736f6c7-ad41-4b43-b4f6-e684e0d4ad20,MAPD_500_PM_01,Mapd_500_Pm_01,60,1,companyAcronym= | protocolName=IEEE C37.118.2-2011 | vendorAcronym= | vendorDeviceName= | interconnectionName=,,,,10,STTP,Streaming Telemetry Transport Protocol,11,,,,,,MAPD_500_PM_01!PMU-ST3,0.0,1.0,Device statistic for Number of device errors reported by device during last reporting interval.,0,1,1,,Any,STAT,Statistic,ST,-98.6,37.5,PPA:4649,2021-08-03 20:58:45
} | MaximumArchiveDays=90 | DesiredRemainingSpace=500,4650,ONS_MAPD_500_PM_01!PMU:ST4,,160,8736f6c7-ad41-4b43-b4f6-e684e0d4ad20,MAPD_500_PM_01,Mapd_500_Pm_01,60,1,companyAcronym= | protocolName=IEEE C37.118.2-2011 | vendorAcronym= | vendorDeviceName= | interconnectionName=,,,,10,STTP,Streaming Telemetry Transport Protocol,11,,,,,,MAPD_500_PM_01!PMU-ST4,0.0,1.0,Device statistic for Number of measurements received from device during last reporting interval.,0,1,1,,Any,STAT,Statistic,ST,-98.6,37.5,PPA:4650,2021-08-03 20:58:45
} | MaximumArchiveDays=90 | DesiredRemainingSpace=500,4651,ONS_MAPD_500_PM_01!PMU:ST5,,160,8736f6c7-ad41-4b43-b4f6-e684e0d4ad20,MAPD_500_PM_01,Mapd_500_Pm_01,60,1,companyAcronym= | protocolName=IEEE C37.118.2-2011 | vendorAcronym= | vendorDeviceName= | interconnectionName=,,,,10,STTP,Streaming Telemetry Transport Protocol,11,,,,,,MAPD_500_PM_01!PMU-ST5,0.0,1.0,Device statistic for Expected number of measurements received from device during last reporting interval.,0,1,1,,Any,STAT,Statistic,ST,-98.6,37.5,PPA:4651,2021-08-03 20:58:45
} | MaximumArchiveDays=90 | DesiredRemainingSpace=500,4652,ONS_MAPD_500_PM_01!PMU:ST6,,160,8736f6c7-ad41-4b43-b4f6-e684e0d4ad20,MAPD_500_PM_01,Mapd_500_Pm_01,60,1,companyAcronym= | protocolName=IEEE C37.118.2-2011 | vendorAcronym= | vendorDeviceName= | interconnectionName=,,,,10,STTP,Streaming Telemetry Transport Protocol,11,,,,,,MAPD_500_PM_01!PMU-ST6,0.0,1.0,Device statistic for Number of measurements received while device was reporting errors during last reporting interval.,0,1,1,,Any,STAT,Statistic,ST,-98.6,37.5,PPA:4652,2021-08-03 20:58:45
} | MaximumArchiveDays=90 | DesiredRemainingSpace=500,4653,ONS_MAPD_500_PM_01!PMU:ST7,,160,8736f6c7-ad41-4b43-b4f6-e684e0d4ad20,MAPD_500_PM_01,Mapd_500_Pm_01,60,1,companyAcronym= | protocolName=IEEE C37.118.2-2011 | vendorAcronym= | vendorDeviceName= | interconnectionName=,,,,10,STTP,Streaming Telemetry Transport Protocol,11,,,,,,MAPD_500_PM_01!PMU-ST7,0.0,1.0,Device statistic for Number of defined measurements (per frame) from device during last reporting interval.,0,1,1,,Any,STAT,Statistic,ST,-98.6,37.5,PPA:4653,2021-08-03 20:58:45
} | MaximumArchiveDays=90 | DesiredRemainingSpace=500,4654,ONS_PATC_500_PM_07!PMU:ST1,,161,8736f6c7-ad41-4b43-b4f6-e684e0d4ad20,PATC_500_PM_07,Patc_500_Pm_07,60,1,companyAcronym= | protocolName=IEEE C37.118.2-2011 | vendorAcronym= | vendorDeviceName= | interconnectionName=,,,,10,STTP,Streaming Telemetry Transport Protocol,11,,,,,,PATC_500_PM_07!PMU-ST1,0.0,1.0,Device statistic for Number of data quality errors reported by device during last reporting interval.,0,1,1,,Any,STAT,Statistic,ST,-98.6,37.5,PPA:4654,2021-08-03 20:58:45
} | MaximumArchiveDays=90 | DesiredRemainingSpace=500,4655,ONS_PATC_500_PM_07!PMU:ST2,,161,8736f6c7-ad41-4b43-b4f6-e684e0d4ad20,PATC_500_PM_07,Patc_500_Pm_07,60,1,companyAcronym= | protocolName=IEEE C37.118.2-2011 | vendorAcronym= | vendorDeviceName= | interconnectionName=,,,,10,STTP,Streaming Telemetry Transport Protocol,11,,,,,,PATC_500_PM_07!PMU-ST2,0.0,1.0,Device statistic for Number of time quality errors reported by device during last reporting interval.,0,1,1,,Any,STAT,Statistic,ST,-98.6,37.5,PPA:4655,2021-08-03 20:58:45
} | MaximumArchiveDays=90 | DesiredRemainingSpace=500,4656,ONS_PATC_500_PM_07!PMU:ST3,,161,8736f6c7-ad41-4b43-b4f6-e684e0d4ad20,PATC_500_PM_07,Patc_500_Pm_07,60,1,companyAcronym= | protocolName=IEEE C37.118.2-2011 | vendorAcronym= | vendorDeviceName= | interconnectionName=,,,,10,STTP,Streaming Telemetry Transport Protocol,11,,,,,,PATC_500_PM_07!PMU-ST3,0.0,1.0,Device statistic for Number of device errors reported by device during last reporting interval.,0,1,1,,Any,STAT,Statistic,ST,-98.6,37.5,PPA:4656,2021-08-03 20:58:45
} | MaximumArchiveDays=90 | DesiredRemainingSpace=500,4657,ONS_PATC_500_PM_07!PMU:ST4,,161,8736f6c7-ad41-4b43-b4f6-e684e0d4ad20,PATC_500_PM_07,Patc_500_Pm_07,60,1,companyAcronym= | protocolName=IEEE C37.118.2-2011 | vendorAcronym= | vendorDeviceName= | interconnectionName=,,,,10,STTP,Streaming Telemetry Transport Protocol,11,,,,,,PATC_500_PM_07!PMU-ST4,0.0,1.0,Device statistic for Number of measurements received from device during last reporting interval.,0,1,1,,Any,STAT,Statistic,ST,-98.6,37.5,PPA:4657,2021-08-03 20:58:45
} | MaximumArchiveDays=90 | DesiredRemainingSpace=500,4658,ONS_PATC_500_PM_07!PMU:ST5,,161,8736f6c7-ad41-4b43-b4f6-e684e0d4ad20,PATC_500_PM_07,Patc_500_Pm_07,60,1,companyAcronym= | protocolName=IEEE C37.118.2-2011 | vendorAcronym= | vendorDeviceName= | interconnectionName=,,,,10,STTP,Streaming Telemetry Transport Protocol,11,,,,,,PATC_500_PM_07!PMU-ST5,0.0,1.0,Device statistic for Expected number of measurements received from device during last reporting interval.,0,1,1,,Any,STAT,Statistic,ST,-98.6,37.5,PPA:4658,2021-08-03 20:58:45
} | MaximumArchiveDays=90 | DesiredRemainingSpace=500,4659,ONS_PATC_500_PM_07!PMU:ST6,,161,8736f6c7-ad41-4b43-b4f6-e684e0d4ad20,PATC_500_PM_07,Patc_500_Pm_07,60,1,companyAcronym= | protocolName=IEEE C37.118.2-2011 | vendorAcronym= | vendorDeviceName= | interconnectionName=,,,,10,STTP,Streaming Telemetry Transport Protocol,11,,,,,,PATC_500_PM_07!PMU-ST6,0.0,1.0,Device statistic for Number of measurements received while device was reporting errors during last reporting interval.,0,1,1,,Any,STAT,Statistic,ST,-98.6,37.5,PPA:4659,2021-08-03 20:58:45
} | MaximumArchiveDays=90 | DesiredRemainingSpace=500,4660,ONS_PATC_500_PM_07!PMU:ST7,,161,8736f6c7-ad41-4b43-b4f6-e684e0d4ad20,PATC_500_PM_07,Patc_500_Pm_07,60,1,companyAcronym= | protocolName=IEEE C37.118.2-2011 | vendorAcronym= | vendorDeviceName= | interconnectionName=,,,,10,STTP,Streaming Telemetry Transport Protocol,11,,,,,,PATC_500_PM_07!PMU-ST7,0.0,1.0,Device statistic for Number of defined measurements (per frame) from device during last reporting interval.,0,1,1,,Any,STAT,Statistic,ST,-98.6,37.5,PPA:4660,2021-08-03 20:58:45
} | MaximumArchiveDays=90 | DesiredRemainingSpace=500,4661,ONS_SCCNO_525_PM_04!PMU:ST1,,162,8736f6c7-ad41-4b43-b4f6-e684e0d4ad20,SCCNO_525_PM_04,Sccno_525_Pm_04,60,1,companyAcronym= | protocolName=IEEE C37.118.2-2011 | vendorAcronym= | vendorDeviceName= | interconnectionName=,,,,10,STTP,Streaming Telemetry Transport Protocol,11,,,,,,SCCNO_525_PM_04!PMU-ST1,0.0,1.0,Device statistic for Number of data quality errors reported by device during last reporting interval.,0,1,1,,Any,STAT,Statistic,ST,-98.6,37.5,PPA:4661,2021-08-03 20:58:45
} | MaximumArchiveDays=90 | DesiredRemainingSpace=500,4662,ONS_SCCNO_525_PM_04!PMU:ST2,,162,8736f6c7-ad41-4b43-b4f6-e684e0d4ad20,SCCNO_525_PM_04,Sccno_525_Pm_04,60,1,companyAcronym= | protocolName=IEEE C37.118.2-2011 | vendorAcronym= | vendorDeviceName= | interconnectionName=,,,,10,STTP,Streaming Telemetry Transport Protocol,11,,,,,,SCCNO_525_PM_04!PMU-ST2,0.0,1.0,Device statistic for Number of time quality errors reported by device during last reporting interval.,0,1,1,,Any,STAT,Statistic,ST,-98.6,37.5,PPA:4662,2021-08-03 20:58:45
} | MaximumArchiveDays=90 | DesiredRemainingSpace=500,4663,ONS_SCCNO_525_PM_04!PMU:ST3,,162,8736f6c7-ad41-4b43-b4f6-e684e0d4ad20,SCCNO_525_PM_04,Sccno_525_Pm_04,60,1,companyAcronym= | protocolName=IEEE C37.118.2-2011 | vendorAcronym= | vendorDeviceName= | interconnectionName=,,,,10,STTP,Streaming Telemetry Transport Protocol,11,,,,,,SCCNO_525_PM_04!PMU-ST3,0.0,1.0,Device statistic for Number of device errors reported by device during last reporting interval.,0,1,1,,Any,STAT,Statistic,ST,-98.6,37.5,PPA:4663,2021-08-03 20:58:45
} | MaximumArchiveDays=90 | DesiredRemainingSpace=500,4664,ONS_SCCNO_525_PM_04!PMU:ST4,,162,8736f6c7-ad41-4b43-b4f6-e684e0d4ad20,SCCNO_525_PM_04,Sccno_525_Pm_04,60,1,companyAcronym= | protocolName=IEEE C37.118.2-2011 | vendorAcronym= | vendorDeviceName= | interconnectionName=,,,,10,STTP,Streaming Telemetry Transport Protocol,11,,,,,,SCCNO_525_PM_04!PMU-ST4,0.0,1.0,Device statistic for Number of measurements received from device during last reporting interval.,0,1,1,,Any,STAT,Statistic,ST,-98.6,37.5,PPA:4664,2021-08-03 20:58:45
} | MaximumArchiveDays=90 | DesiredRemainingSpace=500,4665,ONS_SCCNO_525_PM_04!PMU:ST5,,162,8736f6c7-ad41-4b43-b4f6-e684e0d4ad20,SCCNO_525_PM_04,Sccno_525_Pm_04,60,1,companyAcronym= | protocolName=IEEE C37.118.2-2011 | vendorAcronym= | vendorDeviceName= | interconnectionName=,,,,10,STTP,Streaming Telemetry Transport Protocol,11,,,,,,SCCNO_525_PM_04!PMU-ST5,0.0,1.0,Device statistic for Expected number of measurements received from device during last reporting interval.,0,1,1,,Any,STAT,Statistic,ST,-98.6,37.5,PPA:4665,2021-08-03 20:58:45
} | MaximumArchiveDays=90 | DesiredRemainingSpace=500,4666,ONS_SCCNO_525_PM_04!PMU:ST6,,162,8736f6c7-ad41-4b43-b4f6-e684e0d4ad20,SCCNO_525_PM_04,Sccno_525_Pm_04,60,1,companyAcronym= | protocolName=IEEE C37.118.2-2011 | vendorAcronym= | vendorDeviceName= | interconnectionName=,,,,10,STTP,Streaming Telemetry Transport Protocol,11,,,,,,SCCNO_525_PM_04!PMU-ST6,0.0,1.0,Device statistic for Number of measurements received while device was reporting errors during last reporting interval.,0,1,1,,Any,STAT,Statistic,ST,-98.6,37.5,PPA:4666,2021-08-03 20:58:45
} | MaximumArchiveDays=90 | DesiredRemainingSpace=500,4667,ONS_SCCNO_525_PM_04!PMU:ST7,,162,8736f6c7-ad41-4b43-b4f6-e684e0d4ad20,SCCNO_525_PM_04,Sccno_525_Pm_04,60,1,companyAcronym= | protocolName=IEEE C37.118.2-2011 | vendorAcronym= | vendorDeviceName= | interconnectionName=,,,,10,STTP,Streaming Telemetry Transport Protocol,11,,,,,,SCCNO_525_PM_04!PMU-ST7,0.0,1.0,Device statistic for Number of defined measurements (per frame) from device during last reporting interval.,0,1,1,,Any,STAT,Statistic,ST,-98.6,37.5,PPA:4667,2021-08-03 20:58:45
} | MaximumArchiveDays=90 | DesiredRemainingSpace=500,4668,ONS_BAPOT_500_PM_01!PMU:ST1,,163,8736f6c7-ad41-4b43-b4f6-e684e0d4ad20,BAPOT_500_PM_01,Bapot_500_Pm_01,60,1,companyAcronym= | protocolName=IEEE C37.118.2-2011 | vendorAcronym= | vendorDeviceName= | interconnectionName=,,,,10,STTP,Streaming Telemetry Transport Protocol,11,,,,,,BAPOT_500_PM_01!PMU-ST1,0.0,1.0,Device statistic for Number of data quality errors reported by device during last reporting interval.,0,1,1,,Any,STAT,Statistic,ST,-98.6,37.5,PPA:4668,2021-08-03 20:58:45
} | MaximumArchiveDays=90 | DesiredRemainingSpace=500,4669,ONS_BAPOT_500_PM_01!PMU:ST2,,163,8736f6c7-ad41-4b43-b4f6-e684e0d4ad20,BAPOT_500_PM_01,Bapot_500_Pm_01,60,1,companyAcronym= | protocolName=IEEE C37.118.2-2011 | vendorAcronym= | vendorDeviceName= | interconnectionName=,,,,10,STTP,Streaming Telemetry Transport Protocol,11,,,,,,BAPOT_500_PM_01!PMU-ST2,0.0,1.0,Device statistic for Number of time quality errors reported by device during last reporting interval.,0,1,1,,Any,STAT,Statistic,ST,-98.6,37.5,PPA:4669,2021-08-03 20:58:45
} | MaximumArchiveDays=90 | DesiredRemainingSpace=500,4670,ONS_BAPOT_500_PM_01!PMU:ST3,,163,8736f6c7-ad41-4b43-b4f6-e684e0d4ad20,BAPOT_500_PM_01,Bapot_500_Pm_01,60,1,companyAcronym= | protocolName=IEEE C37.118.2-2011 | vendorAcronym= | vendorDeviceName= | interconnectionName=,,,,10,STTP,Streaming Telemetry Transport Protocol,11,,,,,,BAPOT_500_PM_01!PMU-ST3,0.0,1.0,Device statistic for Number of device errors reported by device during last reporting interval.,0,1,1,,Any,STAT,Statistic,ST,-98.6,37.5,PPA:4670,2021-08-03 20:58:45
} | MaximumArchiveDays=90 | DesiredRemainingSpace=500,4671,ONS_BAPOT_500_PM_01!PMU:ST4,,163,8736f6c7-ad41-4b43-b4f6-e684e0d4ad20,BAPOT_500_PM_01,Bapot_500_Pm_01,60,1,companyAcronym= | protocolName=IEEE C37.118.2-2011 | vendorAcronym= | vendorDeviceName= | interconnectionName=,,,,10,STTP,Streaming Telemetry Transport Protocol,11,,,,,,BAPOT_500_PM_01!PMU-ST4,0.0,1.0,Device statistic for Number of measurements received from device during last reporting interval.,0,1,1,,Any,STAT,Statistic,ST,-98.6,37.5,PPA:4671,2021-08-03 20:58:45
} | MaximumArchiveDays=90 | DesiredRemainingSpace=500,4672,ONS_BAPOT_500_PM_01!PMU:ST5,,163,8736f6c7-ad41-4b43-b4f6-e684e0d4ad20,BAPOT_500_PM_01,Bapot_500_Pm_01,60,1,companyAcronym= | protocolName=IEEE C37.118.2-2011 | vendorAcronym= | vendorDeviceName= | interconnectionName=,,,,10,STTP,Streaming Telemetry Transport Protocol,11,,,,,,BAPOT_500_PM_01!PMU-ST5,0.0,1.0,Device statistic for Expected number of measurements received from device during last reporting interval.,0,1,1,,Any,STAT,Statistic,ST,-98.6,37.5,PPA:4672,2021-08-03 20:58:45
} | MaximumArchiveDays=90 | DesiredRemainingSpace=500,4673,ONS_BAPOT_500_PM_01!PMU:ST6,,163,8736f6c7-ad41-4b43-b4f6-e684e0d4ad20,BAPOT_500_PM_01,Bapot_500_Pm_01,60,1,companyAcronym= | protocolName=IEEE C37.118.2-2011 | vendorAcronym= | vendorDeviceName= | interconnectionName=,,,,10,STTP,Streaming Telemetry Transport Protocol,11,,,,,,BAPOT_500_PM_01!PMU-ST6,0.0,1.0,Device statistic for Number of measurements received while device was reporting errors during last reporting interval.,0,1,1,,Any,STAT,Statistic,ST,-98.6,37.5,PPA:4673,2021-08-03 20:58:45
} | MaximumArchiveDays=90 | DesiredRemainingSpace=500,4674,ONS_BAPOT_500_PM_01!PMU:ST7,,163,8736f6c7-ad41-4b43-b4f6-e684e0d4ad20,BAPOT_500_PM_01,Bapot_500_Pm_01,60,1,companyAcronym= | protocolName=IEEE C37.118.2-2011 | vendorAcronym= | vendorDeviceName= | interconnectionName=,,,,10,STTP,Streaming Telemetry Transport Protocol,11,,,,,,BAPOT_500_PM_01!PMU-ST7,0.0,1.0,Device statistic for Number of defined measurements (per frame) from device during last reporting interval.,0,1,1,,Any,STAT,Statistic,ST,-98.6,37.5,PPA:4674,2021-08-03 20:58:45
} | MaximumArchiveDays=90 | DesiredRemainingSpace=500,4675,ONS_BAICA_500_PM_01!PMU:ST1,,164,8736f6c7-ad41-4b43-b4f6-e684e0d4ad20,BAICA_500_PM_01,Baica_500_Pm_01,60,1,companyAcronym= | protocolName=IEEE C37.118.2-2011 | vendorAcronym= | vendorDeviceName= | interconnectionName=,,,,10,STTP,Streaming Telemetry Transport Protocol,11,,,,,,BAICA_500_PM_01!PMU-ST1,0.0,1.0,Device statistic for Number of data quality errors reported by device during last reporting interval.,0,1,1,,Any,STAT,Statistic,ST,-98.6,37.5,PPA:4675,2021-08-03 20:58:45
} | MaximumArchiveDays=90 | DesiredRemainingSpace=500,4676,ONS_BAICA_500_PM_01!PMU:ST2,,164,8736f6c7-ad41-4b43-b4f6-e684e0d4ad20,BAICA_500_PM_01,Baica_500_Pm_01,60,1,companyAcronym= | protocolName=IEEE C37.118.2-2011 | vendorAcronym= | vendorDeviceName= | interconnectionName=,,,,10,STTP,Streaming Telemetry Transport Protocol,11,,,,,,BAICA_500_PM_01!PMU-ST2,0.0,1.0,Device statistic for Number of time quality errors reported by device during last reporting interval.,0,1,1,,Any,STAT,Statistic,ST,-98.6,37.5,PPA:4676,2021-08-03 20:58:45
} | MaximumArchiveDays=90 | DesiredRemainingSpace=500,4677,ONS_BAICA_500_PM_01!PMU:ST3,,164,8736f6c7-ad41-4b43-b4f6-e684e0d4ad20,BAICA_500_PM_01,Baica_500_Pm_01,60,1,companyAcronym= | protocolName=IEEE C37.118.2-2011 | vendorAcronym= | vendorDeviceName= | interconnectionName=,,,,10,STTP,Streaming Telemetry Transport Protocol,11,,,,,,BAICA_500_PM_01!PMU-ST3,0.0,1.0,Device statistic for Number of device errors reported by device during last reporting interval.,0,1,1,,Any,STAT,Statistic,ST,-98.6,37.5,PPA:4677,2021-08-03 20:58:45
} | MaximumArchiveDays=90 | DesiredRemainingSpace=500,4678,ONS_BAICA_500_PM_01!PMU:ST4,,164,8736f6c7-ad41-4b43-b4f6-e684e0d4ad20,BAICA_500_PM_01,Baica_500_Pm_01,60,1,companyAcronym= | protocolName=IEEE C37.118.2-2011 | vendorAcronym= | vendorDeviceName= | interconnectionName=,,,,10,STTP,Streaming Telemetry Transport Protocol,11,,,,,,BAICA_500_PM_01!PMU-ST4,0.0,1.0,Device statistic for Number of measurements received from device during last reporting interval.,0,1,1,,Any,STAT,Statistic,ST,-98.6,37.5,PPA:4678,2021-08-03 20:58:45
} | MaximumArchiveDays=90 | DesiredRemainingSpace=500,4679,ONS_BAICA_500_PM_01!PMU:ST5,,164,8736f6c7-ad41-4b43-b4f6-e684e0d4ad20,BAICA_500_PM_01,Baica_500_Pm_01,60,1,companyAcronym= | protocolName=IEEE C37.118.2-2011 | vendorAcronym= | vendorDeviceName= | interconnectionName=,,,,10,STTP,Streaming Telemetry Transport Protocol,11,,,,,,BAICA_500_PM_01!PMU-ST5,0.0,1.0,Device statistic for Expected number of measurements received from device during last reporting interval.,0,1,1,,Any,STAT,Statistic,ST,-98.6,37.5,PPA:4679,2021-08-03 20:58:45
} | MaximumArchiveDays=90 | DesiredRemainingSpace=500,4680,ONS_BAICA_500_PM_01!PMU:ST6,,164,8736f6c7-ad41-4b43-b4f6-e684e0d4ad20,BAICA_500_PM_01,Baica_500_Pm_01,60,1,companyAcronym= | protocolName=IEEE C37.118.2-2011 | vendorAcronym= | vendorDeviceName= | interconnectionName=,,,,10,STTP,Streaming Telemetry Transport Protocol,11,,,,,,BAICA_500_PM_01!PMU-ST6,0.0,1.0,Device statistic for Number of measurements received while device was reporting errors during last reporting interval.,0,1,1,,Any,STAT,Statistic,ST,-98.6,37.5,PPA:4680,2021-08-03 20:58:45
} | MaximumArchiveDays=90 | DesiredRemainingSpace=500,4681,ONS_BAICA_500_PM_01!PMU:ST7,,164,8736f6c7-ad41-4b43-b4f6-e684e0d4ad20,BAICA_500_PM_01,Baica_500_Pm_01,60,1,companyAcronym= | protocolName=IEEE C37.118.2-2011 | vendorAcronym= | vendorDeviceName= | interconnectionName=,,,,10,STTP,Streaming Telemetry Transport Protocol,11,,,,,,BAICA_500_PM_01!PMU-ST7,0.0,1.0,Device statistic for Number of defined measurements (per frame) from device during last reporting interval.,0,1,1,,Any,STAT,Statistic,ST,-98.6,37.5,PPA:4681,2021-08-03 20:58:45
} | MaximumArchiveDays=90 | DesiredRemainingSpace=500,4682,ONS_BAPOT_500_PM_02!PMU:ST1,,165,8736f6c7-ad41-4b43-b4f6-e684e0d4ad20,BAPOT_500_PM_02,Bapot_500_Pm_02,60,1,companyAcronym= | protocolName=IEEE C37.118.2-2011 | vendorAcronym= | vendorDeviceName= | interconnectionName=,,,,10,STTP,Streaming Telemetry Transport Protocol,11,,,,,,BAPOT_500_PM_02!PMU-ST1,0.0,1.0,Device statistic for Number of data quality errors reported by device during last reporting interval.,0,1,1,,Any,STAT,Statistic,ST,-98.6,37.5,PPA:4682,2021-08-03 20:58:45
} | MaximumArchiveDays=90 | DesiredRemainingSpace=500,4683,ONS_BAPOT_500_PM_02!PMU:ST2,,165,8736f6c7-ad41-4b43-b4f6-e684e0d4ad20,BAPOT_500_PM_02,Bapot_500_Pm_02,60,1,companyAcronym= | protocolName=IEEE C37.118.2-2011 | vendorAcronym= | vendorDeviceName= | interconnectionName=,,,,10,STTP,Streaming Telemetry Transport Protocol,11,,,,,,BAPOT_500_PM_02!PMU-ST2,0.0,1.0,Device statistic for Number of time quality errors reported by device during last reporting interval.,0,1,1,,Any,STAT,Statistic,ST,-98.6,37.5,PPA:4683,2021-08-03 20:58:45
} | MaximumArchiveDays=90 | DesiredRemainingSpace=500,4684,ONS_BAPOT_500_PM_02!PMU:ST3,,165,8736f6c7-ad41-4b43-b4f6-e684e0d4ad20,BAPOT_500_PM_02,Bapot_500_Pm_02,60,1,companyAcronym= | protocolName=IEEE C37.118.2-2011 | vendorAcronym= | vendorDeviceName= | interconnectionName=,,,,10,STTP,Streaming Telemetry Transport Protocol,11,,,,,,BAPOT_500_PM_02!PMU-ST3,0.0,1.0,Device statistic for Number of device errors reported by device during last reporting interval.,0,1,1,,Any,STAT,Statistic,ST,-98.6,37.5,PPA:4684,2021-08-03 20:58:45
} | MaximumArchiveDays=90 | DesiredRemainingSpace=500,4685,ONS_BAPOT_500_PM_02!PMU:ST4,,165,8736f6c7-ad41-4b43-b4f6-e684e0d4ad20,BAPOT_500_PM_02,Bapot_500_Pm_02,60,1,companyAcronym= | protocolName=IEEE C37.118.2-2011 | vendorAcronym= | vendorDeviceName= | interconnectionName=,,,,10,STTP,Streaming Telemetry Transport Protocol,11,,,,,,BAPOT_500_PM_02!PMU-ST4,0.0,1.0,Device statistic for Number of measurements received from device during last reporting interval.,0,1,1,,Any,STAT,Statistic,ST,-98.6,37.5,PPA:4685,2021-08-03 20:58:45
} | MaximumArchiveDays=90 | DesiredRemainingSpace=500,4686,ONS_BAPOT_500_PM_02!PMU:ST5,,165,8736f6c7-ad41-4b43-b4f6-e684e0d4ad20,BAPOT_500_PM_02,Bapot_500_Pm_02,60,1,companyAcronym= | protocolName=IEEE C37.118.2-2011 | vendorAcronym= | vendorDeviceName= | interconnectionName=,,,,10,STTP,Streaming Telemetry Transport Protocol,11,,,,,,BAPOT_500_PM_02!PMU-ST5,0.0,1.0,Device statistic for Expected number of measurements received from device during last reporting interval.,0,1,1,,Any,STAT,Statistic,ST,-98.6,37.5,PPA:4686,2021-08-03 20:58:45
} | MaximumArchiveDays=90 | DesiredRemainingSpace=500,4687,ONS_BAPOT_500_PM_02!PMU:ST6,,165,8736f6c7-ad41-4b43-b4f6-e684e0d4ad20,BAPOT_500_PM_02,Bapot_500_Pm_02,60,1,companyAcronym= | protocolName=IEEE C37.118.2-2011 | vendorAcronym= | vendorDeviceName= | interconnectionName=,,,,10,STTP,Streaming Telemetry Transport Protocol,11,,,,,,BAPOT_500_PM_02!PMU-ST6,0.0,1.0,Device statistic for Number of measurements received while device was reporting errors during last reporting interval.,0,1,1,,Any,STAT,Statistic,ST,-98.6,37.5,PPA:4687,2021-08-03 20:58:45
} | MaximumArchiveDays=90 | DesiredRemainingSpace=500,4688,ONS_BAPOT_500_PM_02!PMU:ST7,,165,8736f6c7-ad41-4b43-b4f6-e684e0d4ad20,BAPOT_500_PM_02,Bapot_500_Pm_02,60,1,companyAcronym= | protocolName=IEEE C37.118.2-2011 | vendorAcronym= | vendorDeviceName= | interconnectionName=,,,,10,STTP,Streaming Telemetry Transport Protocol,11,,,,,,BAPOT_500_PM_02!PMU-ST7,0.0,1.0,Device statistic for Number of defined measurements (per frame) from device during last reporting interval.,0,1,1,,Any,STAT,Statistic,ST,-98.6,37.5,PPA:4688,2021-08-03 20:58:45
} | MaximumArchiveDays=90 | DesiredRemainingSpace=500,4689,ONS_BAPOT_500_PM_03!PMU:ST1,,166,8736f6c7-ad41-4b43-b4f6-e684e0d4ad20,BAPOT_500_PM_03,Bapot_500_Pm_03,60,1,companyAcronym= | protocolName=IEEE C37.118.2-2011 | vendorAcronym= | vendorDeviceName= | interconnectionName=,,,,10,STTP,Streaming Telemetry Transport Protocol,11,,,,,,BAPOT_500_PM_03!PMU-ST1,0.0,1.0,Device statistic for Number of data quality errors reported by device during last reporting interval.,0,1,1,,Any,STAT,Statistic,ST,-98.6,37.5,PPA:4689,2021-08-03 20:58:45
} | MaximumArchiveDays=90 | DesiredRemainingSpace=500,4690,ONS_BAPOT_500_PM_03!PMU:ST2,,166,8736f6c7-ad41-4b43-b4f6-e684e0d4ad20,BAPOT_500_PM_03,Bapot_500_Pm_03,60,1,companyAcronym= | protocolName=IEEE C37.118.2-2011 | vendorAcronym= | vendorDeviceName= | interconnectionName=,,,,10,STTP,Streaming Telemetry Transport Protocol,11,,,,,,BAPOT_500_PM_03!PMU-ST2,0.0,1.0,Device statistic for Number of time quality errors reported by device during last reporting interval.,0,1,1,,Any,STAT,Statistic,ST,-98.6,37.5,PPA:4690,2021-08-03 20:58:45
} | MaximumArchiveDays=90 | DesiredRemainingSpace=500,4691,ONS_BAPOT_500_PM_03!PMU:ST3,,166,8736f6c7-ad41-4b43-b4f6-e684e0d4ad20,BAPOT_500_PM_03,Bapot_500_Pm_03,60,1,companyAcronym= | protocolName=IEEE C37.118.2-2011 | vendorAcronym= | vendorDeviceName= | interconnectionName=,,,,10,STTP,Streaming Telemetry Transport Protocol,11,,,,,,BAPOT_500_PM_03!PMU-ST3,0.0,1.0,Device statistic for Number of device errors reported by device during last reporting interval.,0,1,1,,Any,STAT,Statistic,ST,-98.6,37.5,PPA:4691,2021-08-03 20:58:45
} | MaximumArchiveDays=90 | DesiredRemainingSpace=500,4692,ONS_BAPOT_500_PM_03!PMU:ST4,,166,8736f6c7-ad41-4b43-b4f6-e684e0d4ad20,BAPOT_500_PM_03,Bapot_500_Pm_03,60,1,companyAcronym= | protocolName=IEEE C37.118.2-2011 | vendorAcronym= | vendorDeviceName= | interconnectionName=,,,,10,STTP,Streaming Telemetry Transport Protocol,11,,,,,,BAPOT_500_PM_03!PMU-ST4,0.0,1.0,Device statistic for Number of measurements received from device during last reporting interval.,0,1,1,,Any,STAT,Statistic,ST,-98.6,37.5,PPA:4692,2021-08-03 20:58:45
} | MaximumArchiveDays=90 | DesiredRemainingSpace=500,4693,ONS_BAPOT_500_PM_03!PMU:ST5,,166,8736f6c7-ad41-4b43-b4f6-e684e0d4ad20,BAPOT_500_PM_03,Bapot_500_Pm_03,60,1,companyAcronym= | protocolName=IEEE C37.118.2-2011 | vendorAcronym= | vendorDeviceName= | interconnectionName=,,,,10,STTP,Streaming Telemetry Transport Protocol,11,,,,,,BAPOT_500_PM_03!PMU-ST5,0.0,1.0,Device statistic for Expected number of measurements received from device during last reporting interval.,0,1,1,,Any,STAT,Statistic,ST,-98.6,37.5,PPA:4693,2021-08-03 20:58:45
} | MaximumArchiveDays=90 | DesiredRemainingSpace=500,4694,ONS_BAPOT_500_PM_03!PMU:ST6,,166,8736f6c7-ad41-4b43-b4f6-e684e0d4ad20,BAPOT_500_PM_03,Bapot_500_Pm_03,60,1,companyAcronym= | protocolName=IEEE C37.118.2-2011 | vendorAcronym= | vendorDeviceName= | interconnectionName=,,,,10,STTP,Streaming Telemetry Transport Protocol,11,,,,,,BAPOT_500_PM_03!PMU-ST6,0.0,1.0,Device statistic for Number of measurements received while device was reporting errors during last reporting interval.,0,1,1,,Any,STAT,Statistic,ST,-98.6,37.5,PPA:4694,2021-08-03 20:58:45
} | MaximumArchiveDays=90 | DesiredRemainingSpace=500,4695,ONS_BAPOT_500_PM_03!PMU:ST7,,166,8736f6c7-ad41-4b43-b4f6-e684e0d4ad20,BAPOT_500_PM_03,Bapot_500_Pm_03,60,1,companyAcronym= | protocolName=IEEE C37.118.2-2011 | vendorAcronym= | vendorDeviceName= | interconnectionName=,,,,10,STTP,Streaming Telemetry Transport Protocol,11,,,,,,BAPOT_500_PM_03!PMU-ST7,0.0,1.0,Device statistic for Number of defined measurements (per frame) from device during last reporting interval.,0,1,1,,Any,STAT,Statistic,ST,-98.6,37.5,PPA:4695,2021-08-03 20:58:45
} | MaximumArchiveDays=90 | DesiredRemainingSpace=500,4773,GPA_CETGD_500_PM_01:F,,167,8736f6c7-ad41-4b43-b4f6-e684e0d4ad20,CETGD_500_PM_01,Cetgd_500_Pm_01,60,1,companyAcronym= | protocolName=IEEE C37.118.2-2011 | vendorAcronym= | vendorDeviceName= | interconnectionName=,,,,10,STTP,Streaming Telemetry Transport Protocol,5,,,,,,CETGD_500_PM_01-FQ,0.0,1.0,Cetgd_500_Pm_01 Frequency,0,1,1,Hz,PMU,FREQ,Frequency,FQ,-98.6,37.5,PPA:4773,2021-08-03 21:02:07
} | MaximumArchiveDays=90 | DesiredRemainingSpace=500,4774,GPA_CETGD_500_PM_01:DF,,167,8736f6c7-ad41-4b43-b4f6-e684e0d4ad20,CETGD_500_PM_01,Cetgd_500_Pm_01,60,1,companyAcronym= | protocolName=IEEE C37.118.2-2011 | vendorAcronym= | vendorDeviceName= | interconnectionName=,,,,10,STTP,Streaming Telemetry Transport Protocol,6,,,,,,CETGD_500_PM_01-DF,0.0,1.0,Cetgd_500_Pm_01 Frequency Delta (dF/dt),0,1,1,,PMU,DFDT,Frequency Delta (dF/dt),DF,-98.6,37.5,PPA:4774,2021-08-03 21:02:07
} | MaximumArchiveDays=90 | DesiredRemainingSpace=500,4775,GPA_CETGD_500_PM_01:S,,167,8736f6c7-ad41-4b43-b4f6-e684e0d4ad20,CETGD_500_PM_01,Cetgd_500_Pm_01,60,1,companyAcronym= | protocolName=IEEE C37.118.2-2011 | vendorAcronym= | vendorDeviceName= | interconnectionName=,,,,10,STTP,Streaming Telemetry Transport Protocol,8,,,,,,CETGD_500_PM_01-SF,0.0,1.0,Cetgd_500_Pm_01 Status Flags,0,1,1,,PMU,FLAG,Status Flags,SF,-98.6,37.5,PPA:4775,2021-08-03 21:02:07
} | MaximumArchiveDays=90 | DesiredRemainingSpace=500,4776,GPA_CETGD_500_PM_01-PM1:V,,167,8736f6c7-ad41-4b43-b4f6-e684e0d4ad20,CETGD_500_PM_01,Cetgd_500_Pm_01,60,1,companyAcronym= | protocolName=IEEE C37.118.2-2011 | vendorAcronym= | vendorDeviceName= | interconnectionName=,,,,10,STTP,Streaming Telemetry Transport Protocol,3,1,LTCEAUT_1_FV_A,V,+,0,CETGD_500_PM_01-PM1,0.0,1.0,Cetgd_500_Pm_01 LTCEAUT_1_FV_A + Voltage Magnitude,0,1,1,Volts,Phasor,VPHM,Voltage Magnitude,PM,-98.6,37.5,PPA:4776,2021-08-03 21:02:07
} | MaximumArchiveDays=90 | DesiredRemainingSpace=500,4777,GPA_CETGD_500_PM_01-PA1:VH,,167,8736f6c7-ad41-4b43-b4f6-e684e0d4ad20,CETGD_500_PM_01,Cetgd_500_Pm_01,60,1,companyAcronym= | protocolName=IEEE C37.118.2-2011 | vendorAcronym= | vendorDeviceName= | interconnectionName=,,,,10,STTP,Streaming Telemetry Transport Protocol,4,1,LTCEAUT_1_FV_A,V,+,0,CETGD_500_PM_01-PA1,0.0,1.0,Cetgd_500_Pm_01 LTCEAUT_1_FV_A + Voltage Phase Angle,0,1,1,Degrees,Phasor,VPHA,Voltage Phase Angle,PA,-98.6,37.5,PPA:4777,2021-08-03 21:02:07
} | MaximumArchiveDays=90 | DesiredRemainingSpace=500,4778,GPA_CETGD_500_PM_01-PM2:V,,167,8736f6c7-ad41-4b43-b4f6-e684e0d4ad20,CETGD_500_PM_01,Cetgd_500_Pm_01,60,1,companyAcronym= | protocolName=IEEE C37.118.2-2011 | vendorAcronym= | vendorDeviceName= | interconnectionName=,,,,10,STTP,Streaming Telemetry Transport Protocol,3,2,LTCEAUT_1_FV_B,V,+,0,CETGD_500_PM_01-PM2,0.0,1.0,Cetgd_500_Pm_01 LTCEAUT_1_FV_B + Voltage Magnitude,0,1,1,Volts,Phasor,VPHM,Voltage Magnitude,PM,-98.6,37.5,PPA:4778,2021-08-03 21:02:07
} | MaximumArchiveDays=90 | DesiredRemainingSpace=500,4779,GPA_CETGD_500_PM_01-PA2:VH,,167,8736f6c7-ad41-4b43-b4f6-e684e0d4ad20,CETGD_500_PM_01,Cetgd_500_Pm_01,60,1,companyAcronym= | protocolName=IEEE C37.118.2-2011 | vendorAcronym= | vendorDeviceName= | interconnectionName=,,,,10,STTP,Streaming Telemetry Transport Protocol,4,2,LTCEAUT_1_FV_B,V,+,0,CETGD_500_PM_01-PA2,0.0,1.0,Cetgd_500_Pm_01 LTCEAUT_1_FV_B + Voltage Phase Angle,0,1,1,Degrees,Phasor,VPHA,Voltage Phase Angle,PA,-98.6,37.5,PPA:4779,2021-08-03 21:02:07
} | MaximumArchiveDays=90 | DesiredRemainingSpace=500,4780,GPA_CETGD_500_PM_01-PM3:V,,167,8736f6c7-ad41-4b43-b4f6-e684e0d4ad20,CETGD_500_PM_01,Cetgd_500_Pm_01,60,1,companyAcronym= | protocolName=IEEE C37.118.2-2011 | vendorAcronym= | vendorDeviceName= | interconnectionName=,,,,10,STTP,Streaming Telemetry Transport Protocol,3,3,LTCEAUT_1_FV_C,V,+,0,CETGD_500_PM_01-PM3,0.0,1.0,Cetgd_500_Pm_01 LTCEAUT_1_FV_C + Voltage Magnitude,0,1,1,Volts,Phasor,VPHM,Voltage Magnitude,PM,-98.6,37.5,PPA:4780,2021-08-03 21:02:07
} | MaximumArchiveDays=90 | DesiredRemainingSpace=500,4781,GPA_CETGD_500_PM_01-PA3:VH,,167,8736f6c7-ad41-4b43-b4f6-e684e0d4ad20,CETGD_500_PM_01,Cetgd_500_Pm_01,60,1,companyAcronym= | protocolName=IEEE C37.118.2-2011 | vendorAcronym= | vendorDeviceName= | interconnectionName=,,,,10,STTP,Streaming Telemetry Transport Protocol,4,3,LTCEAUT_1_FV_C,V,+,0,CETGD_500_PM_01-PA3,0.0,1.0,Cetgd_500_Pm_01 LTCEAUT_1_FV_C + Voltage Phase Angle,0,1,1,Degrees,Phasor,VPHA,Voltage Phase Angle,PA,-98.6,37.5,PPA:4781,2021-08-03 21:02:07
} | MaximumArchiveDays=90 | DesiredRemainingSpace=500,4782,GPA_CETGD_500_PM_01-PM4:I,,167,8736f6c7-ad41-4b43-b4f6-e684e0d4ad20,CETGD_500_PM_01,Cetgd_500_Pm_01,60,1,companyAcronym= | protocolName=IEEE C37.118.2-2011 | vendorAcronym= | vendorDeviceName= | interconnectionName=,,,,10,STTP,Streaming Telemetry Transport Protocol,1,4,LTCEAUT_1_FA_A,I,+,0,CETGD_500_PM_01-PM4,0.0,1.0,Cetgd_500_Pm_01 LTCEAUT_1_FA_A + Current Magnitude,0,1,1,Amps,Phasor,IPHM,Current Magnitude,PM,-98.6,37.5,PPA:4782,2021-08-03 21:02:07
} | MaximumArchiveDays=90 | DesiredRemainingSpace=500,4783,GPA_CETGD_500_PM_01-PA4:IH,,167,8736f6c7-ad41-4b43-b4f6-e684e0d4ad20,CETGD_500_PM_01,Cetgd_500_Pm_01,60,1,companyAcronym= | protocolName=IEEE C37.118.2-2011 | vendorAcronym= | vendorDeviceName= | interconnectionName=,,,,10,STTP,Streaming Telemetry Transport Protocol,2,4,LTCEAUT_1_FA_A,I,+,0,CETGD_500_PM_01-PA4,0.0,1.0,Cetgd_500_Pm_01 LTCEAUT_1_FA_A + Current Phase Angle,0,1,1,Degrees,Phasor,IPHA,Current Phase Angle,PA,-98.6,37.5,PPA:4783,2021-08-03 21:02:07
} | MaximumArchiveDays=90 | DesiredRemainingSpace=500,4784,GPA_CETGD_500_PM_01-PM5:I,,167,8736f6c7-ad41-4b43-b4f6-e684e0d4ad20,CETGD_500_PM_01,Cetgd_500_Pm_01,60,1,companyAcronym= | protocolName=IEEE C37.118.2-2011 | vendorAcronym= | vendorDeviceName= | interconnectionName=,,,,10,STTP,Streaming Telemetry Transport Protocol,1,5,LTCEAUT_1_FA_B,I,+,0,CETGD_500_PM_01-PM5,0.0,1.0,Cetgd_500_Pm_01 LTCEAUT_1_FA_B + Current Magnitude,0,1,1,Amps,Phasor,IPHM,Current Magnitude,PM,-98.6,37.5,PPA:4784,2021-08-03 21:02:07
} | MaximumArchiveDays=90 | DesiredRemainingSpace=500,4785,GPA_CETGD_500_PM_01-PA5:IH,,167,8736f6c7-ad41-4b43-b4f6-e684e0d4ad20,CETGD_500_PM_01,Cetgd_500_Pm_01,60,1,companyAcronym= | protocolName=IEEE C37.118.2-2011 | vendorAcronym= | vendorDeviceName= | interconnectionName=,,,,10,STTP,Streaming Telemetry Transport Protocol,2,5,LTCEAUT_1_FA_B,I,+,0,CETGD_500_PM_01-PA5,0.0,1.0,Cetgd_500_Pm_01 LTCEAUT_1_FA_B + Current Phase Angle,0,1,1,Degrees,Phasor,IPHA,Current Phase Angle,PA,-98.6,37.5,PPA:4785,2021-08-03 21:02:07
} | MaximumArchiveDays=90 | DesiredRemainingSpace=500,4786,GPA_CETGD_500_PM_01-PM6:I,,167,8736f6c7-ad41-4b43-b4f6-e684e0d4ad20,CETGD_500_PM_01,Cetgd_500_Pm_01,60,1,companyAcronym= | protocolName=IEEE C37.118.2-2011 | vendorAcronym= | vendorDeviceName= | interconnectionName=,,,,10,STTP,Streaming Telemetry Transport Protocol,1,6,LTCEAUT_1_FA_C,I,+,0,CETGD_500_PM_01-PM6,0.0,1.0,Cetgd_500_Pm_01 LTCEAUT_1_FA_C + Current Magnitude,0,1,1,Amps,Phasor,IPHM,Current Magnitude,PM,-98.6,37.5,PPA:4786,2021-08-03 21:02:07
} | MaximumArchiveDays=90 | DesiredRemainingSpace=500,4787,GPA_CETGD_500_PM_01-PA6:IH,,167,8736f6c7-ad41-4b43-b4f6-e684e0d4ad20,CETGD_500_PM_01,Cetgd_500_Pm_01,60,1,companyAcronym= | protocolName=IEEE C37.118.2-2011 | vendorAcronym= | vendorDeviceName= | interconnectionName=,,,,10,STTP,Streaming Telemetry Transport Protocol,2,6,LTCEAUT_1_FA_C,I,+,0,CETGD_500_PM_01-PA6,0.0,1.0,Cetgd_500_Pm_01 LTCEAUT_1_FA_C + Current Phase Angle,0,1,1,Degrees,Phasor,IPHA,Current Phase Angle,PA,-98.6,37.5,PPA:4787,2021-08-03 21:02:07
} | MaximumArchiveDays=90 | DesiredRemainingSpace=500,4788,GPA_CETGD_500_PM_01-PM7:V,,167,8736f6c7-ad41-4b43-b4f6-e684e0d4ad20,CETGD_500_PM_01,Cetgd_500_Pm_01,60,1,companyAcronym= | protocolName=IEEE C37.118.2-2011 | vendorAcronym= | vendorDeviceName= | interconnectionName=,,,,10,STTP,Streaming Telemetry Transport Protocol,3,7,LTCEAUT_1_FV_P,V,+,0,CETGD_500_PM_01-PM7,0.0,1.0,Cetgd_500_Pm_01 LTCEAUT_1_FV_P + Voltage Magnitude,0,1,1,Volts,Phasor,VPHM,Voltage Magnitude,PM,-98.6,37.5,PPA:4788,2021-08-03 21:02:07
} | MaximumArchiveDays=90 | DesiredRemainingSpace=500,4789,GPA_CETGD_500_PM_01-PA7:VH,,167,8736f6c7-ad41-4b43-b4f6-e684e0d4ad20,CETGD_500_PM_01,Cetgd_500_Pm_01,60,1,companyAcronym= | protocolName=IEEE C37.118.2-2011 | vendorAcronym= | vendorDeviceName= | interconnectionName=,,,,10,STTP,Streaming Telemetry Transport Protocol,4,7,LTCEAUT_1_FV_P,V,+,0,CETGD_500_PM_01-PA7,0.0,1.0,Cetgd_500_Pm_01 LTCEAUT_1_FV_P + Voltage Phase Angle,0,1,1,Degrees,Phasor,VPHA,Voltage Phase Angle,PA,-98.6,37.5,PPA:4789,2021-08-03 21:02:07
} | MaximumArchiveDays=90 | DesiredRemainingSpace=500,4790,GPA_CETGD_500_PM_01-PM8:I,,167,8736f6c7-ad41-4b43-b4f6-e684e0d4ad20,CETGD_500_PM_01,Cetgd_500_Pm_01,60,1,companyAcronym= | protocolName=IEEE C37.118.2-2011 | vendorAcronym= | vendorDeviceName= | interconnectionName=,,,,10,STTP,Streaming Telemetry Transport Protocol,1,8,LTCEAUT_1_FA_P,I,+,0,CETGD_500_PM_01-PM8,0.0,1.0,Cetgd_500_Pm_01 LTCEAUT_1_FA_P + Current Magnitude,0,1,1,Amps,Phasor,IPHM,Current Magnitude,PM,-98.6,37.5,PPA:4790,2021-08-03 21:02:07
} | MaximumArchiveDays=90 | DesiredRemainingSpace=500,4791,GPA_CETGD_500_PM_01-PA8:IH,,167,8736f6c7-ad41-4b43-b4f6-e684e0d4ad20,CETGD_500_PM_01,Cetgd_500_Pm_01,60,1,companyAcronym= | protocolName=IEEE C37.118.2-2011 | vendorAcronym= | vendorDeviceName= | interconnectionName=,,,,10,STTP,Streaming Telemetry Transport Protocol,2,8,LTCEAUT_1_FA_P,I,+,0,CETGD_500_PM_01-PA8,0.0,1.0,Cetgd_500_Pm_01 LTCEAUT_1_FA_P + Current Phase Angle,0,1,1,Degrees,Phasor,IPHA,Current Phase Angle,PA,-98.6,37.5,PPA:4791,2021-08-03 21:02:07
} | MaximumArchiveDays=90 | DesiredRemainingSpace=500,4792,GPA_CETGD_500_PM_02:F,,168,8736f6c7-ad41-4b43-b4f6-e684e0d4ad20,CETGD_500_PM_02,Cetgd_500_Pm_02,60,1,companyAcronym= | protocolName=IEEE C37.118.2-2011 | vendorAcronym= | vendorDeviceName= | interconnectionName=,,,,10,STTP,Streaming Telemetry Transport Protocol,5,,,,,,CETGD_500_PM_02-FQ,0.0,1.0,Cetgd_500_Pm_02 Frequency,0,1,1,Hz,PMU,FREQ,Frequency,FQ,-98.6,37.5,PPA:4792,2021-08-03 21:02:07
} | MaximumArchiveDays=90 | DesiredRemainingSpace=500,4793,GPA_CETGD_500_PM_02:DF,,168,8736f6c7-ad41-4b43-b4f6-e684e0d4ad20,CETGD_500_PM_02,Cetgd_500_Pm_02,60,1,companyAcronym= | protocolName=IEEE C37.118.2-2011 | vendorAcronym= | vendorDeviceName= | interconnectionName=,,,,10,STTP,Streaming Telemetry Transport Protocol,6,,,,,,CETGD_500_PM_02-DF,0.0,1.0,Cetgd_500_Pm_02 Frequency Delta (dF/dt),0,1,1,,PMU,DFDT,Frequency Delta (dF/dt),DF,-98.6,37.5,PPA:4793,2021-08-03 21:02:07
} | MaximumArchiveDays=90 | DesiredRemainingSpace=500,4794,GPA_CETGD_500_PM_02:S,,168,8736f6c7-ad41-4b43-b4f6-e684e0d4ad20,CETGD_500_PM_02,Cetgd_500_Pm_02,60,1,companyAcronym= | protocolName=IEEE C37.118.2-2011 | vendorAcronym= | vendorDeviceName= | interconnectionName=,,,,10,STTP,Streaming Telemetry Transport Protocol,8,,,,,,CETGD_500_PM_02-SF,0.0,1.0,Cetgd_500_Pm_02 Status Flags,0,1,1,,PMU,FLAG,Status Flags,SF,-98.6,37.5,PPA:4794,2021-08-03 21:02:07
} | MaximumArchiveDays=90 | DesiredRemainingSpace=500,4795,GPA_CETGD_500_PM_02-PM1:V,,168,8736f6c7-ad41-4b43-b4f6-e684e0d4ad20,CETGD_500_PM_02,Cetgd_500_Pm_02,60,1,companyAcronym= | protocolName=IEEE C37.118.2-2011 | vendorAcronym= | vendorDeviceName= | interconnectionName=,,,,10,STTP,Streaming Telemetry Transport Protocol,3,1,BA1110_FV_B,V,+,0,CETGD_500_PM_02-PM1,0.0,1.0,Cetgd_500_Pm_02 BA1110_FV_B + Voltage Magnitude,0,1,1,Volts,Phasor,VPHM,Voltage Magnitude,PM,-98.6,37.5,PPA:4795,2021-08-03 21:02:07
} | MaximumArchiveDays=90 | DesiredRemainingSpace=500,4796,GPA_CETGD_500_PM_02-PA1:VH,,168,8736f6c7-ad41-4b43-b4f6-e684e0d4ad20,CETGD_500_PM_02,Cetgd_500_Pm_02,60,1,companyAcronym= | protocolName=IEEE C37.118.2-2011 | vendorAcronym= | vendorDeviceName= | interconnectionName=,,,,10,STTP,Streaming Telemetry Transport Protocol,4,1,BA1110_FV_B,V,+,0,CETGD_500_PM_02-PA1,0.0,1.0,Cetgd_500_Pm_02 BA1110_FV_B + Voltage Phase Angle,0,1,1,Degrees,Phasor,VPHA,Voltage Phase Angle,PA,-98.6,37.5,PPA:4796,2021-08-03 21:02:07
} | MaximumArchiveDays=90 | DesiredRemainingSpace=500,4797,GPA_CETGD_500_PM_03:F,,169,8736f6c7-ad41-4b43-b4f6-e684e0d4ad20,CETGD_500_PM_03,Cetgd_500_Pm_03,60,1,companyAcronym= | protocolName=IEEE C37.118.2-2011 | vendorAcronym= | vendorDeviceName= | interconnectionName=,,,,10,STTP,Streaming Telemetry Transport Protocol,5,,,,,,CETGD_500_PM_03-FQ,0.0,1.0,Cetgd_500_Pm_03 Frequency,0,1,1,Hz,PMU,FREQ,Frequency,FQ,-98.6,37.5,PPA:4797,2021-08-03 21:02:07
} | MaximumArchiveDays=90 | DesiredRemainingSpace=500,4798,GPA_CETGD_500_PM_03:DF,,169,8736f6c7-ad41-4b43-b4f6-e684e0d4ad20,CETGD_500_PM_03,Cetgd_500_Pm_03,60,1,companyAcronym= | protocolName=IEEE C37.118.2-2011 | vendorAcronym= | vendorDeviceName= | interconnectionName=,,,,10,STTP,Streaming Telemetry Transport Protocol,6,,,,,,CETGD_500_PM_03-DF,0.0,1.0,Cetgd_500_Pm_03 Frequency Delta (dF/dt),0,1,1,,PMU,DFDT,Frequency Delta (dF/dt),DF,-98.6,37.5,PPA:4798,2021-08-03 21:02:07
} | MaximumArchiveDays=90 | DesiredRemainingSpace=500,4799,GPA_CETGD_500_PM_03:S,,169,8736f6c7-ad41-4b43-b4f6-e684e0d4ad20,CETGD_500_PM_03,Cetgd_500_Pm_03,60,1,companyAcronym= | protocolName=IEEE C37.118.2-2011 | vendorAcronym= | vendorDeviceName= | interconnectionName=,,,,10,STTP,Streaming Telemetry Transport Protocol,8,,,,,,CETGD_500_PM_03-SF,0.0,1.0,Cetgd_500_Pm_03 Status Flags,0,1,1,,PMU,FLAG,Status Flags,SF,-98.6,37.5,PPA:4799,2021-08-03 21:02:07
} | MaximumArchiveDays=90 | DesiredRemainingSpace=500,4800,GPA_CETGD_500_PM_03-PM1:V,,169,8736f6c7-ad41-4b43-b4f6-e684e0d4ad20,CETGD_500_PM_03,Cetgd_500_Pm_03,60,1,companyAcronym= | protocolName=IEEE C37.118.2-2011 | vendorAcronym= | vendorDeviceName= | interconnectionName=,,,,10,STTP,Streaming Telemetry Transport Protocol,3,1,BA2220_FV_B,V,+,0,CETGD_500_PM_03-PM1,0.0,1.0,Cetgd_500_Pm_03 BA2220_FV_B + Voltage Magnitude,0,1,1,Volts,Phasor,VPHM,Voltage Magnitude,PM,-98.6,37.5,PPA:4800,2021-08-03 21:02:07
} | MaximumArchiveDays=90 | DesiredRemainingSpace=500,4801,GPA_CETGD_500_PM_03-PA1:VH,,169,8736f6c7-ad41-4b43-b4f6-e684e0d4ad20,CETGD_500_PM_03,Cetgd_500_Pm_03,60,1,companyAcronym= | protocolName=IEEE C37.118.2-2011 | vendorAcronym= | vendorDeviceName= | interconnectionName=,,,,10,STTP,Streaming Telemetry Transport Protocol,4,1,BA2220_FV_B,V,+,0,CETGD_500_PM_03-PA1,0.0,1.0,Cetgd_500_Pm_03 BA2220_FV_B + Voltage Phase Angle,0,1,1,Degrees,Phasor,VPHA,Voltage Phase Angle,PA,-98.6,37.5,PPA:4801,2021-08-03 21:02:07
} | MaximumArchiveDays=90 | DesiredRemainingSpace=500,4802,GPA_CEAUT_500_PM_01:F,,170,8736f6c7-ad41-4b43-b4f6-e684e0d4ad20,CEAUT_500_PM_01,Ceaut_500_Pm_01,60,1,companyAcronym= | protocolName=IEEE C37.118.2-2011 | vendorAcronym= | vendorDeviceName= | interconnectionName=,,,,10,STTP,Streaming Telemetry Transport Protocol,5,,,,,,CEAUT_500_PM_01-FQ,0.0,1.0,Ceaut_500_Pm_01 Frequency,0,1,1,Hz,PMU,FREQ,Frequency,FQ,-98.6,37.5,PPA:4802,2021-08-03 21:02:07
} | MaximumArchiveDays=90 | DesiredRemainingSpace=500,4803,GPA_CEAUT_500_PM_01:DF,,170,8736f6c7-ad41-4b43-b4f6-e684e0d4ad20,CEAUT_500_PM_01,Ceaut_500_Pm_01,60,1,companyAcronym= | protocolName=IEEE C37.118.2-2011 | vendorAcronym= | vendorDeviceName= | interconnectionName=,,,,10,STTP,Streaming Telemetry Transport Protocol,6,,,,,,CEAUT_500_PM_01-DF,0.0,1.0,Ceaut_500_Pm_01 Frequency Delta (dF/dt),0,1,1,,PMU,DFDT,Frequency Delta (dF/dt),DF,-98.6,37.5,PPA:4803,2021-08-03 21:02:07
} | MaximumArchiveDays=90 | DesiredRemainingSpace=500,4804,GPA_CEAUT_500_PM_01:S,,170,8736f6c7-ad41-4b43-b4f6-e684e0d4ad20,CEAUT_500_PM_01,Ceaut_500_Pm_01,60,1,companyAcronym= | protocolName=IEEE C37.118.2-2011 | vendorAcronym= | vendorDeviceName= | interconnectionName=,,,,10,STTP,Streaming Telemetry Transport Protocol,8,,,,,,CEAUT_500_PM_01-SF,0.0,1.0,Ceaut_500_Pm_01 Status Flags,0,1,1,,PMU,FLAG,Status Flags,SF,-98.6,37.5,PPA:4804,2021-08-03 21:02:07
} | MaximumArchiveDays=90 | DesiredRemainingSpace=500,4805,GPA_CEAUT_500_PM_01-PM1:V,,170,8736f6c7-ad41-4b43-b4f6-e684e0d4ad20,CEAUT_500_PM_01,Ceaut_500_Pm_01,60,1,companyAcronym= | protocolName=IEEE C37.118.2-2011 | vendorAcronym= | vendorDeviceName= | interconnectionName=,,,,10,STTP,Streaming Telemetry Transport Protocol,3,1,LTCEPED_L1_FV_A,V,+,0,CEAUT_500_PM_01-PM1,0.0,1.0,Ceaut_500_Pm_01 LTCEPED_L1_FV_A + Voltage Magnitude,0,1,1,Volts,Phasor,VPHM,Voltage Magnitude,PM,-98.6,37.5,PPA:4805,2021-08-03 21:02:07
} | MaximumArchiveDays=90 | DesiredRemainingSpace=500,4806,GPA_CEAUT_500_PM_01-PA1:VH,,170,8736f6c7-ad41-4b43-b4f6-e684e0d4ad20,CEAUT_500_PM_01,Ceaut_500_Pm_01,60,1,companyAcronym= | protocolName=IEEE C37.118.2-2011 | vendorAcronym= | vendorDeviceName= | interconnectionName=,,,,10,STTP,Streaming Telemetry Transport Protocol,4,1,LTCEPED_L1_FV_A,V,+,0,CEAUT_500_PM_01-PA1,0.0,1.0,Ceaut_500_Pm_01 LTCEPED_L1_FV_A + Voltage Phase Angle,0,1,1,Degrees,Phasor,VPHA,Voltage Phase Angle,PA,-98.6,37.5,PPA:4806,2021-08-03 21:02:07
} | MaximumArchiveDays=90 | DesiredRemainingSpace=500,4807,GPA_CEAUT_500_PM_01-PM2:V,,170,8736f6c7-ad41-4b43-b4f6-e684e0d4ad20,CEAUT_500_PM_01,Ceaut_500_Pm_01,60,1,companyAcronym= | protocolName=IEEE C37.118.2-2011 | vendorAcronym= | vendorDeviceName= | interconnectionName=,,,,10,STTP,Streaming Telemetry Transport Protocol,3,2,LTCEPED_L1_FV_B,V,+,0,CEAUT_500_PM_01-PM2,0.0,1.0,Ceaut_500_Pm_01 LTCEPED_L1_FV_B + Voltage Magnitude,0,1,1,Volts,Phasor,VPHM,Voltage Magnitude,PM,-98.6,37.5,PPA:4807,2021-08-03 21:02:07
} | MaximumArchiveDays=90 | DesiredRemainingSpace=500,4808,GPA_CEAUT_500_PM_01-PA2:VH,,170,8736f6c7-ad41-4b43-b4f6-e684e0d4ad20,CEAUT_500_PM_01,Ceaut_500_Pm_01,60,1,companyAcronym= | protocolName=IEEE C37.118.2-2011 | vendorAcronym= | vendorDeviceName= | interconnectionName=,,,,10,STTP,Streaming Telemetry Transport Protocol,4,2,LTCEPED_L1_FV_B,V,+,0,CEAUT_500_PM_01-PA2,0.0,1.0,Ceaut_500_Pm_01 LTCEPED_L1_FV_B + Voltage Phase Angle,0,1,1,Degrees,Phasor,VPHA,Voltage Phase Angle,PA,-98.6,37.5,PPA:4808,2021-08-03 21:02:07
} | MaximumArchiveDays=90 | DesiredRemainingSpace=500,4809,GPA_CEAUT_500_PM_01-PM3:V,,170,8736f6c7-ad41-4b43-b4f6-e684e0d4ad20,CEAUT_500_PM_01,Ceaut_500_Pm_01,60,1,companyAcronym= | protocolName=IEEE C37.118.2-2011 | vendorAcronym= | vendorDeviceName= | interconnectionName=,,,,10,STTP,Streaming Telemetry Transport Protocol,3,3,LTCEPED_L1_FV_C,V,+,0,CEAUT_500_PM_01-PM3,0.0,1.0,Ceaut_500_Pm_01 LTCEPED_L1_FV_C + Voltage Magnitude,0,1,1,Volts,Phasor,VPHM,Voltage Magnitude,PM,-98.6,37.5,PPA:4809,2021-08-03 21:02:07
} | MaximumArchiveDays=90 | DesiredRemainingSpace=500,4810,GPA_CEAUT_500_PM_01-PA3:VH,,170,8736f6c7-ad41-4b43-b4f6-e684e0d4ad20,CEAUT_500_PM_01,Ceaut_500_Pm_01,60,1,companyAcronym= | protocolName=IEEE C37.118.2-2011 | vendorAcronym= | vendorDeviceName= | interconnectionName=,,,,10,STTP,Streaming Telemetry Transport Protocol,4,3,LTCEPED_L1_FV_C,V,+,0,CEAUT_500_PM_01-PA3,0.0,1.0,Ceaut_500_Pm_01 LTCEPED_L1_FV_C + Voltage Phase Angle,0,1,1,Degrees,Phasor,VPHA,Voltage Phase Angle,PA,-98.6,37.5,PPA:4810,2021-08-03 21:02:07
} | MaximumArchiveDays=90 | DesiredRemainingSpace=500,4811,GPA_CEAUT_500_PM_01-PM4:I,,170,8736f6c7-ad41-4b43-b4f6-e684e0d4ad20,CEAUT_500_PM_01,Ceaut_500_Pm_01,60,1,companyAcronym= | protocolName=IEEE C37.118.2-2011 | vendorAcronym= | vendorDeviceName= | interconnectionName=,,,,10,STTP,Streaming Telemetry Transport Protocol,1,4,LTCEPED_L1_FA_A,I,+,0,CEAUT_500_PM_01-PM4,0.0,1.0,Ceaut_500_Pm_01 LTCEPED_L1_FA_A + Current Magnitude,0,1,1,Amps,Phasor,IPHM,Current Magnitude,PM,-98.6,37.5,PPA:4811,2021-08-03 21:02:07
} | MaximumArchiveDays=90 | DesiredRemainingSpace=500,4812,GPA_CEAUT_500_PM_01-PA4:IH,,170,8736f6c7-ad41-4b43-b4f6-e684e0d4ad20,CEAUT_500_PM_01,Ceaut_500_Pm_01,60,1,companyAcronym= | protocolName=IEEE C37.118.2-2011 | vendorAcronym= | vendorDeviceName= | interconnectionName=,,,,10,STTP,Streaming Telemetry Transport Protocol,2,4,LTCEPED_L1_FA_A,I,+,0,CEAUT_500_PM_01-PA4,0.0,1.0,Ceaut_500_Pm_01 LTCEPED_L1_FA_A + Current Phase Angle,0,1,1,Degrees,Phasor,IPHA,Current Phase Angle,PA,-98.6,37.5,PPA:4812,2021-08-03 21:02:07
} | MaximumArchiveDays=90 | DesiredRemainingSpace=500,4813,GPA_CEAUT_500_PM_01-PM5:I,,170,8736f6c7-ad41-4b43-b4f6-e684e0d4ad20,CEAUT_500_PM_01,Ceaut_500_Pm_01,60,1,companyAcronym= | protocolName=IEEE C37.118.2-2011 | vendorAcronym= | vendorDeviceName= | interconnectionName=,,,,10,STTP,Streaming Telemetry Transport Protocol,1,5,LTCEPED_L1_FA_B,I,+,0,CEAUT_500_PM_01-PM5,0.0,1.0,Ceaut_500_Pm_01 LTCEPED_L1_FA_B + Current Magnitude,0,1,1,Amps,Phasor,IPHM,Current Magnitude,PM,-98.6,37.5,PPA:4813,2021-08-03 21:02:07
} | MaximumArchiveDays=90 | DesiredRemainingSpace=500,4814,GPA_CEAUT_500_PM_01-PA5:IH,,170,8736f6c7-ad41-4b43-b4f6-e684e0d4ad20,CEAUT_500_PM_01,Ceaut_500_Pm_01,60,1,companyAcronym= | protocolName=IEEE C37.118.2-2011 | vendorAcronym= | vendorDeviceName= | interconnectionName=,,,,10,STTP,Streaming Telemetry Transport Protocol,2,5,LTCEPED_L1_FA_B,I,+,0,CEAUT_500_PM_01-PA5,0.0,1.0,Ceaut_500_Pm_01 LTCEPED_L1_FA_B + Current Phase Angle,0,1,1,Degrees,Phasor,IPHA,Current Phase Angle,PA,-98.6,37.5,PPA:4814,2021-08-03 21:02:07
} | MaximumArchiveDays=90 | DesiredRemainingSpace=500,4815,GPA_CEAUT_500_PM_01-PM6:I,,170,8736f6c7-ad41-4b43-b4f6-e684e0d4ad20,CEAUT_500_PM_01,Ceaut_500_Pm_01,60,1,companyAcronym= | protocolName=IEEE C37.118.2-2011 | vendorAcronym= | vendorDeviceName= | interconnectionName=,,,,10,STTP,Streaming Telemetry Transport Protocol,1,6,LTCEPED_L1_FA_C,I,+,0,CEAUT_500_PM_01-PM6,0.0,1.0,Ceaut_500_Pm_01 LTCEPED_L1_FA_C + Current Magnitude,0,1,1,Amps,Phasor,IPHM,Current Magnitude,PM,-98.6,37.5,PPA:4815,2021-08-03 21:02:07
} | MaximumArchiveDays=90 | DesiredRemainingSpace=500,4816,GPA_CEAUT_500_PM_01-PA6:IH,,170,8736f6c7-ad41-4b43-b4f6-e684e0d4ad20,CEAUT_500_PM_01,Ceaut_500_Pm_01,60,1,companyAcronym= | protocolName=IEEE C37.118.2-2011 | vendorAcronym= | vendorDeviceName= | interconnectionName=,,,,10,STTP,Streaming Telemetry Transport Protocol,2,6,LTCEPED_L1_FA_C,I,+,0,CEAUT_500_PM_01-PA6,0.0,1.0,Ceaut_500_Pm_01 LTCEPED_L1_FA_C + Current Phase Angle,0,1,1,Degrees,Phasor,IPHA,Current Phase Angle,PA,-98.6,37.5,PPA:4816,2021-08-03 21:02:07
} | MaximumArchiveDays=90 | DesiredRemainingSpace=500,4817,GPA_CEAUT_500_PM_01-PM7:V,,170,8736f6c7-ad41-4b43-b4f6-e684e0d4ad20,CEAUT_500_PM_01,Ceaut_500_Pm_01,60,1,companyAcronym= | protocolName=IEEE C37.118.2-2011 | vendorAcronym= | vendorDeviceName= | interconnectionName=,,,,10,STTP,Streaming Telemetry Transport Protocol,3,7,LTCEPED_L1_FV_P,V,+,0,CEAUT_500_PM_01-PM7,0.0,1.0,Ceaut_500_Pm_01 LTCEPED_L1_FV_P + Voltage Magnitude,0,1,1,Volts,Phasor,VPHM,Voltage Magnitude,PM,-98.6,37.5,PPA:4817,2021-08-03 21:02:07
} | MaximumArchiveDays=90 | DesiredRemainingSpace=500,4818,GPA_CEAUT_500_PM_01-PA7:VH,,170,8736f6c7-ad41-4b43-b4f6-e684e0d4ad20,CEAUT_500_PM_01,Ceaut_500_Pm_01,60,1,companyAcronym= | protocolName=IEEE C37.118.2-2011 | vendorAcronym= | vendorDeviceName= | interconnectionName=,,,,10,STTP,Streaming Telemetry Transport Protocol,4,7,LTCEPED_L1_FV_P,V,+,0,CEAUT_500_PM_01-PA7,0.0,1.0,Ceaut_500_Pm_01 LTCEPED_L1_FV_P + Voltage Phase Angle,0,1,1,Degrees,Phasor,VPHA,Voltage Phase Angle,PA,-98.6,37.5,PPA:4818,2021-08-03 21:02:07
} | MaximumArchiveDays=90 | DesiredRemainingSpace=500,4819,GPA_CEAUT_500_PM_01-PM8:I,,170,8736f6c7-ad41-4b43-b4f6-e684e0d4ad20,CEAUT_500_PM_01,Ceaut_500_Pm_01,60,1,companyAcronym= | protocolName=IEEE C37.118.2-2011 | vendorAcronym= | vendorDeviceName= | interconnectionName=,,,,10,STTP,Streaming Telemetry Transport Protocol,1,8,LTCEPED_L1_FA_P,I,+,0,CEAUT_500_PM_01-PM8,0.0,1.0,Ceaut_500_Pm_01 LTCEPED_L1_FA_P + Current Magnitude,0,1,1,Amps,Phasor,IPHM,Current Magnitude,PM,-98.6,37.5,PPA:4819,2021-08-03 21:02:07
} | MaximumArchiveDays=90 | DesiredRemainingSpace=500,4820,GPA_CEAUT_500_PM_01-PA8:IH,,170,8736f6c7-ad41-4b43-b4f6-e684e0d4ad20,CEAUT_500_PM_01,Ceaut_500_Pm_01,60,1,companyAcronym= | protocolName=IEEE C37.118.2-2011 | vendorAcronym= | vendorDeviceName= | interconnectionName=,,,,10,STTP,Streaming Telemetry Transport Protocol,2,8,LTCEPED_L1_FA_P,I,+,0,CEAUT_500_PM_01-PA8,0.0,1.0,Ceaut_500_Pm_01 LTCEPED_L1_FA_P + Current Phase Angle,0,1,1,Degrees,Phasor,IPHA,Current Phase Angle,PA,-98.6,37.5,PPA:4820,2021-08-03 21:02:07
} | MaximumArchiveDays=90 | DesiredRemainingSpace=500,4821,GPA_CEAUT_500_PM_02:F,,171,8736f6c7-ad41-4b43-b4f6-e684e0d4ad20,CEAUT_500_PM_02,Ceaut_500_Pm_02,60,1,companyAcronym= | protocolName=IEEE C37.118.2-2011 | vendorAcronym= | vendorDeviceName= | interconnectionName=,,,,10,STTP,Streaming Telemetry Transport Protocol,5,,,,,,CEAUT_500_PM_02-FQ,0.0,1.0,Ceaut_500_Pm_02 Frequency,0,1,1,Hz,PMU,FREQ,Frequency,FQ,-98.6,37.5,PPA:4821,2021-08-03 21:02:07
} | MaximumArchiveDays=90 | DesiredRemainingSpace=500,4822,GPA_CEAUT_500_PM_02:DF,,171,8736f6c7-ad41-4b43-b4f6-e684e0d4ad20,CEAUT_500_PM_02,Ceaut_500_Pm_02,60,1,companyAcronym= | protocolName=IEEE C37.118.2-2011 | vendorAcronym= | vendorDeviceName= | interconnectionName=,,,,10,STTP,Streaming Telemetry Transport Protocol,6,,,,,,CEAUT_500_PM_02-DF,0.0,1.0,Ceaut_500_Pm_02 Frequency Delta (dF/dt),0,1,1,,PMU,DFDT,Frequency Delta (dF/dt),DF,-98.6,37.5,PPA:4822,2021-08-03 21:02:07
} | MaximumArchiveDays=90 | DesiredRemainingSpace=500,4823,GPA_CEAUT_500_PM_02:S,,171,8736f6c7-ad41-4b43-b4f6-e684e0d4ad20,CEAUT_500_PM_02,Ceaut_500_Pm_02,60,1,companyAcronym= | protocolName=IEEE C37.118.2-2011 | vendorAcronym= | vendorDeviceName= | interconnectionName=,,,,10,STTP,Streaming Telemetry Transport Protocol,8,,,,,,CEAUT_500_PM_02-SF,0.0,1.0,Ceaut_500_Pm_02 Status Flags,0,1,1,,PMU,FLAG,Status Flags,SF,-98.6,37.5,PPA:4823,2021-08-03 21:02:07
} | MaximumArchiveDays=90 | DesiredRemainingSpace=500,4824,GPA_CEAUT_500_PM_02-PM1:V,,171,8736f6c7-ad41-4b43-b4f6-e684e0d4ad20,CEAUT_500_PM_02,Ceaut_500_Pm_02,60,1,companyAcronym= | protocolName=IEEE C37.118.2-2011 | vendorAcronym= | vendorDeviceName= | interconnectionName=,,,,10,STTP,Streaming Telemetry Transport Protocol,3,1,LTCETGD_1_FV_A,V,+,0,CEAUT_500_PM_02-PM1,0.0,1.0,Ceaut_500_Pm_02 LTCETGD_1_FV_A + Voltage Magnitude,0,1,1,Volts,Phasor,VPHM,Voltage Magnitude,PM,-98.6,37.5,PPA:4824,2021-08-03 21:02:07
} | MaximumArchiveDays=90 | DesiredRemainingSpace=500,4825,GPA_CEAUT_500_PM_02-PA1:VH,,171,8736f6c7-ad41-4b43-b4f6-e684e0d4ad20,CEAUT_500_PM_02,Ceaut_500_Pm_02,60,1,companyAcronym= | protocolName=IEEE C37.118.2-2011 | vendorAcronym= | vendorDeviceName= | interconnectionName=,,,,10,STTP,Streaming Telemetry Transport Protocol,4,1,LTCETGD_1_FV_A,V,+,0,CEAUT_500_PM_02-PA1,0.0,1.0,Ceaut_500_Pm_02 LTCETGD_1_FV_A + Voltage Phase Angle,0,1,1,Degrees,Phasor,VPHA,Voltage Phase Angle,PA,-98.6,37.5,PPA:4825,2021-08-03 21:02:07
} | MaximumArchiveDays=90 | DesiredRemainingSpace=500,4826,GPA_CEAUT_500_PM_02-PM2:V,,171,8736f6c7-ad41-4b43-b4f6-e684e0d4ad20,CEAUT_500_PM_02,Ceaut_500_Pm_02,60,1,companyAcronym= | protocolName=IEEE C37.118.2-2011 | vendorAcronym= | vendorDeviceName= | interconnectionName=,,,,10,STTP,Streaming Telemetry Transport Protocol,3,2,LTCETGD_1_FV_B,V,+,0,CEAUT_500_PM_02-PM2,0.0,1.0,Ceaut_500_Pm_02 LTCETGD_1_FV_B + Voltage Magnitude,0,1,1,Volts,Phasor,VPHM,Voltage Magnitude,PM,-98.6,37.5,PPA:4826,2021-08-03 21:02:07
} | MaximumArchiveDays=90 | DesiredRemainingSpace=500,4827,GPA_CEAUT_500_PM_02-PA2:VH,,171,8736f6c7-ad41-4b43-b4f6-e684e0d4ad20,CEAUT_500_PM_02,Ceaut_500_Pm_02,60,1,companyAcronym= | protocolName=IEEE C37.118.2-2011 | vendorAcronym= | vendorDeviceName= | interconnectionName=,,,,10,STTP,Streaming Telemetry Transport Protocol,4,2,LTCETGD_1_FV_B,V,+,0,CEAUT_500_PM_02-PA2,0.0,1.0,Ceaut_500_Pm_02 LTCETGD_1_FV_B + Voltage Phase Angle,0,1,1,Degrees,Phasor,VPHA,Voltage Phase Angle,PA,-98.6,37.5,PPA:4827,2021-08-03 21:02:07
} | MaximumArchiveDays=90 | DesiredRemainingSpace=500,4828,GPA_CEAUT_500_PM_02-PM3:V,,171,8736f6c7-ad41-4b43-b4f6-e684e0d4ad20,CEAUT_500_PM_02,Ceaut_500_Pm_02,60,1,companyAcronym= | protocolName=IEEE C37.118.2-2011 | vendorAcronym= | vendorDeviceName= | interconnectionName=,,,,10,STTP,Streaming Telemetry Transport Protocol,3,3,LTCETGD_1_FV_C,V,+,0,CEAUT_500_PM_02-PM3,0.0,1.0,Ceaut_500_Pm_02 LTCETGD_1_FV_C + Voltage Magnitude,0,1,1,Volts,Phasor,VPHM,Voltage Magnitude,PM,-98.6,37.5,PPA:4828,2021-08-03 21:02:07
} | MaximumArchiveDays=90 | DesiredRemainingSpace=500,4829,GPA_CEAUT_500_PM_02-PA3:VH,,171,8736f6c7-ad41-4b43-b4f6-e684e0d4ad20,CEAUT_500_PM_02,Ceaut_500_Pm_02,60,1,companyAcronym= | protocolName=IEEE C37.118.2-2011 | vendorAcronym= | vendorDeviceName= | interconnectionName=,,,,10,STTP,Streaming Telemetry Transport Protocol,4,3,LTCETGD_1_FV_C,V,+,0,CEAUT_500_PM_02-PA3,0.0,1.0,Ceaut_500_Pm_02 LTCETGD_1_FV_C + Voltage Phase Angle,0,1,1,Degrees,Phasor,VPHA,Voltage Phase Angle,PA,-98.6,37.5,PPA:4829,2021-08-03 21:02:07
} | MaximumArchiveDays=90 | DesiredRemainingSpace=500,4830,GPA_CEAUT_500_PM_02-PM4:I,,171,8736f6c7-ad41-4b43-b4f6-e684e0d4ad20,CEAUT_500_PM_02,Ceaut_500_Pm_02,60,1,companyAcronym= | protocolName=IEEE C37.118.2-2011 | vendorAcronym= | vendorDeviceName= | interconnectionName=,,,,10,STTP,Streaming Telemetry Transport Protocol,1,4,LTCETGD_1_FA_A,I,+,0,CEAUT_500_PM_02-PM4,0.0,1.0,Ceaut_500_Pm_02 LTCETGD_1_FA_A + Current Magnitude,0,1,1,Amps,Phasor,IPHM,Current Magnitude,PM,-98.6,37.5,PPA:4830,2021-08-03 21:02:07
} | MaximumArchiveDays=90 | DesiredRemainingSpace=500,4831,GPA_CEAUT_500_PM_02-PA4:IH,,171,8736f6c7-ad41-4b43-b4f6-e684e0d4ad20,CEAUT_500_PM_02,Ceaut_500_Pm_02,60,1,companyAcronym= | protocolName=IEEE C37.118.2-2011 | vendorAcronym= | vendorDeviceName= | interconnectionName=,,,,10,STTP,Streaming Telemetry Transport Protocol,2,4,LTCETGD_1_FA_A,I,+,0,CEAUT_500_PM_02-PA4,0.0,1.0,Ceaut_500_Pm_02 LTCETGD_1_FA_A + Current Phase Angle,0,1,1,Degrees,Phasor,IPHA,Current Phase Angle,PA,-98.6,37.5,PPA:4831,2021-08-03 21:02:07
} | MaximumArchiveDays=90 | DesiredRemainingSpace=500,4832,GPA_CEAUT_500_PM_02-PM5:I,,171,8736f6c7-ad41-4b43-b4f6-e684e0d4ad20,CEAUT_500_PM_02,Ceaut_500_Pm_02,60,1,companyAcronym= | protocolName=IEEE C37.118.2-2011 | vendorAcronym= | vendorDeviceName= | interconnectionName=,,,,10,STTP,Streaming Telemetry Transport Protocol,1,5,LTCETGD_1_FA_B,I,+,0,CEAUT_500_PM_02-PM5,0.0,1.0,Ceaut_500_Pm_02 LTCETGD_1_FA_B + Current Magnitude,0,1,1,Amps,Phasor,IPHM,Current Magnitude,PM,-98.6,37.5,PPA:4832,2021-08-03 21:02:07
} | MaximumArchiveDays=90 | DesiredRemainingSpace=500,4833,GPA_CEAUT_500_PM_02-PA5:IH,,171,8736f6c7-ad41-4b43-b4f6-e684e0d4ad20,CEAUT_500_PM_02,Ceaut_500_Pm_02,60,1,companyAcronym= | protocolName=IEEE C37.118.2-2011 | vendorAcronym= | vendorDeviceName= | interconnectionName=,,,,10,STTP,Streaming Telemetry Transport Protocol,2,5,LTCETGD_1_FA_B,I,+,0,CEAUT_500_PM_02-PA5,0.0,1.0,Ceaut_500_Pm_02 LTCETGD_1_FA_B + Current Phase Angle,0,1,1,Degrees,Phasor,IPHA,Current Phase Angle,PA,-98.6,37.5,PPA:4833,2021-08-03 21:02:07
} | MaximumArchiveDays=90 | DesiredRemainingSpace=500,4834,GPA_CEAUT_500_PM_02-PM6:I,,171,8736f6c7-ad41-4b43-b4f6-e684e0d4ad20,CEAUT_500_PM_02,Ceaut_500_Pm_02,60,1,companyAcronym= | protocolName=IEEE C37.118.2-2011 | vendorAcronym= | vendorDeviceName= | interconnectionName=,,,,10,STTP,Streaming Telemetry Transport Protocol,1,6,LTCETGD_1_FA_C,I,+,0,CEAUT_500_PM_02-PM6,0.0,1.0,Ceaut_500_Pm_02 LTCETGD_1_FA_C + Current Magnitude,0,1,1,Amps,Phasor,IPHM,Current Magnitude,PM,-98.6,37.5,PPA:4834,2021-08-03 21:02:07
} | MaximumArchiveDays=90 | DesiredRemainingSpace=500,4835,GPA_CEAUT_500_PM_02-PA6:IH,,171,8736f6c7-ad41-4b43-b4f6-e684e0d4ad20,CEAUT_500_PM_02,Ceaut_500_Pm_02,60,1,companyAcronym= | protocolName=IEEE C37.118.2-2011 | vendorAcronym= | vendorDeviceName= | interconnectionName=,,,,10,STTP,Streaming Telemetry Transport Protocol,2,6,LTCETGD_1_FA_C,I,+,0,CEAUT_500_PM_02-PA6,0.0,1.0,Ceaut_500_Pm_02 LTCETGD_1_FA_C + Current Phase Angle,0,1,1,Degrees,Phasor,IPHA,Current Phase Angle,PA,-98.6,37.5,PPA:4835,2021-08-03 21:02:07
} | MaximumArchiveDays=90 | DesiredRemainingSpace=500,4836,GPA_CEAUT_500_PM_02-PM7:V,,171,8736f6c7-ad41-4b43-b4f6-e684e0d4ad20,CEAUT_500_PM_02,Ceaut_500_Pm_02,60,1,companyAcronym= | protocolName=IEEE C37.118.2-2011 | vendorAcronym= | vendorDeviceName= | interconnectionName=,,,,10,STTP,Streaming Telemetry Transport Protocol,3,7,LTCETGD_1_FV_P,V,+,0,CEAUT_500_PM_02-PM7,0.0,1.0,Ceaut_500_Pm_02 LTCETGD_1_FV_P + Voltage Magnitude,0,1,1,Volts,Phasor,VPHM,Voltage Magnitude,PM,-98.6,37.5,PPA:4836,2021-08-03 21:02:07
} | MaximumArchiveDays=90 | DesiredRemainingSpace=500,4837,GPA_CEAUT_500_PM_02-PA7:VH,,171,8736f6c7-ad41-4b43-b4f6-e684e0d4ad20,CEAUT_500_PM_02,Ceaut_500_Pm_02,60,1,companyAcronym= | protocolName=IEEE C37.118.2-2011 | vendorAcronym= | vendorDeviceName= | interconnectionName=,,,,10,STTP,Streaming Telemetry Transport Protocol,4,7,LTCETGD_1_FV_P,V,+,0,CEAUT_500_PM_02-PA7,0.0,1.0,Ceaut_500_Pm_02 LTCETGD_1_FV_P + Voltage Phase Angle,0,1,1,Degrees,Phasor,VPHA,Voltage Phase Angle,PA,-98.6,37.5,PPA:4837,2021-08-03 21:02:07
} | MaximumArchiveDays=90 | DesiredRemainingSpace=500,4838,GPA_CEAUT_500_PM_02-PM8:I,,171,8736f6c7-ad41-4b43-b4f6-e684e0d4ad20,CEAUT_500_PM_02,Ceaut_500_Pm_02,60,1,companyAcronym= | protocolName=IEEE C37.118.2-2011 | vendorAcronym= | vendorDeviceName= | interconnectionName=,,,,10,STTP,Streaming Telemetry Transport Protocol,1,8,LTCETGD_1_FA_P,I,+,0,CEAUT_500_PM_02-PM8,0.0,1.0,Ceaut_500_Pm_02 LTCETGD_1_FA_P + Current Magnitude,0,1,1,Amps,Phasor,IPHM,Current Magnitude,PM,-98.6,37.5,PPA:4838,2021-08-03 21:02:07
} | MaximumArchiveDays=90 | DesiredRemainingSpace=500,4839,GPA_CEAUT_500_PM_02-PA8:IH,,171,8736f6c7-ad41-4b43-b4f6-e684e0d4ad20,CEAUT_500_PM_02,Ceaut_500_Pm_02,60,1,companyAcronym= | protocolName=IEEE C37.118.2-2011 | vendorAcronym= | vendorDeviceName= | interconnectionName=,,,,10,STTP,Streaming Telemetry Transport Protocol,2,8,LTCETGD_1_FA_P,I,+,0,CEAUT_500_PM_02-PA8,0.0,1.0,Ceaut_500_Pm_02 LTCETGD_1_FA_P + Current Phase Angle,0,1,1,Degrees,Phasor,IPHA,Current Phase Angle,PA,-98.6,37.5,PPA:4839,2021-08-03 21:02:07
} | MaximumArchiveDays=90 | DesiredRemainingSpace=500,4840,GPA_CEAUT_500_PM_03:F,,172,8736f6c7-ad41-4b43-b4f6-e684e0d4ad20,CEAUT_500_PM_03,Ceaut_500_Pm_03,60,1,companyAcronym= | protocolName=IEEE C37.118.2-2011 | vendorAcronym= | vendorDeviceName= | interconnectionName=,,,,10,STTP,Streaming Telemetry Transport Protocol,5,,,,,,CEAUT_500_PM_03-FQ,0.0,1.0,Ceaut_500_Pm_03 Frequency,0,1,1,Hz,PMU,FREQ,Frequency,FQ,-98.6,37.5,PPA:4840,2021-08-03 21:02:07
} | MaximumArchiveDays=90 | DesiredRemainingSpace=500,4841,GPA_CEAUT_500_PM_03:DF,,172,8736f6c7-ad41-4b43-b4f6-e684e0d4ad20,CEAUT_500_PM_03,Ceaut_500_Pm_03,60,1,companyAcronym= | protocolName=IEEE C37.118.2-2011 | vendorAcronym= | vendorDeviceName= | interconnectionName=,,,,10,STTP,Streaming Telemetry Transport Protocol,6,,,,,,CEAUT_500_PM_03-DF,0.0,1.0,Ceaut_500_Pm_03 Frequency Delta (dF/dt),0,1,1,,PMU,DFDT,Frequency Delta (dF/dt),DF,-98.6,37.5,PPA:4841,2021-08-03 21:02:07
} | MaximumArchiveDays=90 | DesiredRemainingSpace=500,4842,GPA_CEAUT_500_PM_03:S,,172,8736f6c7-ad41-4b43-b4f6-e684e0d4ad20,CEAUT_500_PM_03,Ceaut_500_Pm_03,60,1,companyAcronym= | protocolName=IEEE C37.118.2-2011 | vendorAcronym= | vendorDeviceName= | interconnectionName=,,,,10,STTP,Streaming Telemetry Transport Protocol,8,,,,,,CEAUT_500_PM_03-SF,0.0,1.0,Ceaut_500_Pm_03 Status Flags,0,1,1,,PMU,FLAG,Status Flags,SF,-98.6,37.5,PPA:4842,2021-08-03 21:02:07
} | MaximumArchiveDays=90 | DesiredRemainingSpace=500,4843,GPA_CEAUT_500_PM_03-PM1:V,,172,8736f6c7-ad41-4b43-b4f6-e684e0d4ad20,CEAUT_500_PM_03,Ceaut_500_Pm_03,60,1,companyAcronym= | protocolName=IEEE C37.118.2-2011 | vendorAcronym= | vendorDeviceName= | interconnectionName=,,,,10,STTP,Streaming Telemetry Transport Protocol,3,1,LTPIPBT_1_FV_A,V,+,0,CEAUT_500_PM_03-PM1,0.0,1.0,Ceaut_500_Pm_03 LTPIPBT_1_FV_A + Voltage Magnitude,0,1,1,Volts,Phasor,VPHM,Voltage Magnitude,PM,-98.6,37.5,PPA:4843,2021-08-03 21:02:07
} | MaximumArchiveDays=90 | DesiredRemainingSpace=500,4844,GPA_CEAUT_500_PM_03-PA1:VH,,172,8736f6c7-ad41-4b43-b4f6-e684e0d4ad20,CEAUT_500_PM_03,Ceaut_500_Pm_03,60,1,companyAcronym= | protocolName=IEEE C37.118.2-2011 | vendorAcronym= | vendorDeviceName= | interconnectionName=,,,,10,STTP,Streaming Telemetry Transport Protocol,4,1,LTPIPBT_1_FV_A,V,+,0,CEAUT_500_PM_03-PA1,0.0,1.0,Ceaut_500_Pm_03 LTPIPBT_1_FV_A + Voltage Phase Angle,0,1,1,Degrees,Phasor,VPHA,Voltage Phase Angle,PA,-98.6,37.5,PPA:4844,2021-08-03 21:02:07
} | MaximumArchiveDays=90 | DesiredRemainingSpace=500,4845,GPA_CEAUT_500_PM_03-PM2:V,,172,8736f6c7-ad41-4b43-b4f6-e684e0d4ad20,CEAUT_500_PM_03,Ceaut_500_Pm_03,60,1,companyAcronym= | protocolName=IEEE C37.118.2-2011 | vendorAcronym= | vendorDeviceName= | interconnectionName=,,,,10,STTP,Streaming Telemetry Transport Protocol,3,2,LTPIPBT_1_FV_B,V,+,0,CEAUT_500_PM_03-PM2,0.0,1.0,Ceaut_500_Pm_03 LTPIPBT_1_FV_B + Voltage Magnitude,0,1,1,Volts,Phasor,VPHM,Voltage Magnitude,PM,-98.6,37.5,PPA:4845,2021-08-03 21:02:07
} | MaximumArchiveDays=90 | DesiredRemainingSpace=500,4846,GPA_CEAUT_500_PM_03-PA2:VH,,172,8736f6c7-ad41-4b43-b4f6-e684e0d4ad20,CEAUT_500_PM_03,Ceaut_500_Pm_03,60,1,companyAcronym= | protocolName=IEEE C37.118.2-2011 | vendorAcronym= | vendorDeviceName= | interconnectionName=,,,,10,STTP,Streaming Telemetry Transport Protocol,4,2,LTPIPBT_1_FV_B,V,+,0,CEAUT_500_PM_03-PA2,0.0,1.0,Ceaut_500_Pm_03 LTPIPBT_1_FV_B + Voltage Phase Angle,0,1,1,Degrees,Phasor,VPHA,Voltage Phase Angle,PA,-98.6,37.5,PPA:4846,2021-08-03 21:02:07
} | MaximumArchiveDays=90 | DesiredRemainingSpace=500,4847,GPA_CEAUT_500_PM_03-PM3:V,,172,8736f6c7-ad41-4b43-b4f6-e684e0d4ad20,CEAUT_500_PM_03,Ceaut_500_Pm_03,60,1,companyAcronym= | protocolName=IEEE C37.118.2-2011 | vendorAcronym= | vendorDeviceName= | interconnectionName=,,,,10,STTP,Streaming Telemetry Transport Protocol,3,3,LTPIPBT_1_FV_C,V,+,0,CEAUT_500_PM_03-PM3,0.0,1.0,Ceaut_500_Pm_03 LTPIPBT_1_FV_C + Voltage Magnitude,0,1,1,Volts,Phasor,VPHM,Voltage Magnitude,PM,-98.6,37.5,PPA:4847,2021-08-03 21:02:07
} | MaximumArchiveDays=90 | DesiredRemainingSpace=500,4848,GPA_CEAUT_500_PM_03-PA3:VH,,172,8736f6c7-ad41-4b43-b4f6-e684e0d4ad20,CEAUT_500_PM_03,Ceaut_500_Pm_03,60,1,companyAcronym= | protocolName=IEEE C37.118.2-2011 | vendorAcronym= | vendorDeviceName= | interconnectionName=,,,,10,STTP,Streaming Telemetry Transport Protocol,4,3,LTPIPBT_1_FV_C,V,+,0,CEAUT_500_PM_03-PA3,0.0,1.0,Ceaut_500_Pm_03 LTPIPBT_1_FV_C + Voltage Phase Angle,0,1,1,Degrees,Phasor,VPHA,Voltage Phase Angle,PA,-98.6,37.5,PPA:4848,2021-08-03 21:02:07
} | MaximumArchiveDays=90 | DesiredRemainingSpace=500,4849,GPA_CEAUT_500_PM_03-PM4:I,,172,8736f6c7-ad41-4b43-b4f6-e684e0d4ad20,CEAUT_500_PM_03,Ceaut_500_Pm_03,60,1,companyAcronym= | protocolName=IEEE C37.118.2-2011 | vendorAcronym= | vendorDeviceName= | interconnectionName=,,,,10,STTP,Streaming Telemetry Transport Protocol,1,4,LTPIPBT_1_FA_A,I,+,0,CEAUT_500_PM_03-PM4,0.0,1.0,Ceaut_500_Pm_03 LTPIPBT_1_FA_A + Current Magnitude,0,1,1,Amps,Phasor,IPHM,Current Magnitude,PM,-98.6,37.5,PPA:4849,2021-08-03 21:02:07
} | MaximumArchiveDays=90 | DesiredRemainingSpace=500,4850,GPA_CEAUT_500_PM_03-PA4:IH,,172,8736f6c7-ad41-4b43-b4f6-e684e0d4ad20,CEAUT_500_PM_03,Ceaut_500_Pm_03,60,1,companyAcronym= | protocolName=IEEE C37.118.2-2011 | vendorAcronym= | vendorDeviceName= | interconnectionName=,,,,10,STTP,Streaming Telemetry Transport Protocol,2,4,LTPIPBT_1_FA_A,I,+,0,CEAUT_500_PM_03-PA4,0.0,1.0,Ceaut_500_Pm_03 LTPIPBT_1_FA_A + Current Phase Angle,0,1,1,Degrees,Phasor,IPHA,Current Phase Angle,PA,-98.6,37.5,PPA:4850,2021-08-03 21:02:07
} | MaximumArchiveDays=90 | DesiredRemainingSpace=500,4851,GPA_CEAUT_500_PM_03-PM5:I,,172,8736f6c7-ad41-4b43-b4f6-e684e0d4ad20,CEAUT_500_PM_03,Ceaut_500_Pm_03,60,1,companyAcronym= | protocolName=IEEE C37.118.2-2011 | vendorAcronym= | vendorDeviceName= | interconnectionName=,,,,10,STTP,Streaming Telemetry Transport Protocol,1,5,LTPIPBT_1_FA_B,I,+,0,CEAUT_500_PM_03-PM5,0.0,1.0,Ceaut_500_Pm_03 LTPIPBT_1_FA_B + Current Magnitude,0,1,1,Amps,Phasor,IPHM,Current Magnitude,PM,-98.6,37.5,PPA:4851,2021-08-03 21:02:07
} | MaximumArchiveDays=90 | DesiredRemainingSpace=500,4852,GPA_CEAUT_500_PM_03-PA5:IH,,172,8736f6c7-ad41-4b43-b4f6-e684e0d4ad20,CEAUT_500_PM_03,Ceaut_500_Pm_03,60,1,companyAcronym= | protocolName=IEEE C37.118.2-2011 | vendorAcronym= | vendorDeviceName= | interconnectionName=,,,,10,STTP,Streaming Telemetry Transport Protocol,2,5,LTPIPBT_1_FA_B,I,+,0,CEAUT_500_PM_03-PA5,0.0,1.0,Ceaut_500_Pm_03 LTPIPBT_1_FA_B + Current Phase Angle,0,1,1,Degrees,Phasor,IPHA,Current Phase Angle,PA,-98.6,37.5,PPA:4852,2021-08-03 21:02:07
} | MaximumArchiveDays=90 | DesiredRemainingSpace=500,4853,GPA_CEAUT_500_PM_03-PM6:I,,172,8736f6c7-ad41-4b43-b4f6-e684e0d4ad20,CEAUT_500_PM_03,Ceaut_500_Pm_03,60,1,companyAcronym= | protocolName=IEEE C37.118.2-2011 | vendorAcronym= | vendorDeviceName= | interconnectionName=,,,,10,STTP,Streaming Telemetry Transport Protocol,1,6,LTPIPBT_1_FA_C,I,+,0,CEAUT_500_PM_03-PM6,0.0,1.0,Ceaut_500_Pm_03 LTPIPBT_1_FA_C + Current Magnitude,0,1,1,Amps,Phasor,IPHM,Current Magnitude,PM,-98.6,37.5,PPA:4853,2021-08-03 21:02:07
} | MaximumArchiveDays=90 | DesiredRemainingSpace=500,4854,GPA_CEAUT_500_PM_03-PA6:IH,,172,8736f6c7-ad41-4b43-b4f6-e684e0d4ad20,CEAUT_500_PM_03,Ceaut_500_Pm_03,60,1,companyAcronym= | protocolName=IEEE C37.118.2-2011 | vendorAcronym= | vendorDeviceName= | interconnectionName=,,,,10,STTP,Streaming Telemetry Transport Protocol,2,6,LTPIPBT_1_FA_C,I,+,0,CEAUT_500_PM_03-PA6,0.0,1.0,Ceaut_500_Pm_03 LTPIPBT_1_FA_C + Current Phase Angle,0,1,1,Degrees,Phasor,IPHA,Current Phase Angle,PA,-98.6,37.5,PPA:4854,2021-08-03 21:02:07
} | MaximumArchiveDays=90 | DesiredRemainingSpace=500,4855,GPA_CEAUT_500_PM_03-PM7:V,,172,8736f6c7-ad41-4b43-b4f6-e684e0d4ad20,CEAUT_500_PM_03,Ceaut_500_Pm_03,60,1,companyAcronym= | protocolName=IEEE C37.118.2-2011 | vendorAcronym= | vendorDeviceName= | interconnectionName=,,,,10,STTP,Streaming Telemetry Transport Protocol,3,7,LTPIPBT_1_FV_P,V,+,0,CEAUT_500_PM_03-PM7,0.0,1.0,Ceaut_500_Pm_03 LTPIPBT_1_FV_P + Voltage Magnitude,0,1,1,Volts,Phasor,VPHM,Voltage Magnitude,PM,-98.6,37.5,PPA:4855,2021-08-03 21:02:07
} | MaximumArchiveDays=90 | DesiredRemainingSpace=500,4856,GPA_CEAUT_500_PM_03-PA7:VH,,172,8736f6c7-ad41-4b43-b4f6-e684e0d4ad20,CEAUT_500_PM_03,Ceaut_500_Pm_03,60,1,companyAcronym= | protocolName=IEEE C37.118.2-2011 | vendorAcronym= | vendorDeviceName= | interconnectionName=,,,,10,STTP,Streaming Telemetry Transport Protocol,4,7,LTPIPBT_1_FV_P,V,+,0,CEAUT_500_PM_03-PA7,0.0,1.0,Ceaut_500_Pm_03 LTPIPBT_1_FV_P + Voltage Phase Angle,0,1,1,Degrees,Phasor,VPHA,Voltage Phase Angle,PA,-98.6,37.5,PPA:4856,2021-08-03 21:02:07
} | MaximumArchiveDays=90 | DesiredRemainingSpace=500,4857,GPA_CEAUT_500_PM_03-PM8:I,,172,8736f6c7-ad41-4b43-b4f6-e684e0d4ad20,CEAUT_500_PM_03,Ceaut_500_Pm_03,60,1,companyAcronym= | protocolName=IEEE C37.118.2-2011 | vendorAcronym= | vendorDeviceName= | interconnectionName=,,,,10,STTP,Streaming Telemetry Transport Protocol,1,8,LTPIPBT_1_FA_P,I,+,0,CEAUT_500_PM_03-PM8,0.0,1.0,Ceaut_500_Pm_03 LTPIPBT_1_FA_P + Current Magnitude,0,1,1,Amps,Phasor,IPHM,Current Magnitude,PM,-98.6,37.5,PPA:4857,2021-08-03 21:02:07
} | MaximumArchiveDays=90 | DesiredRemainingSpace=500,4858,GPA_CEAUT_500_PM_03-PA8:IH,,172,8736f6c7-ad41-4b43-b4f6-e684e0d4ad20,CEAUT_500_PM_03,Ceaut_500_Pm_03,60,1,companyAcronym= | protocolName=IEEE C37.118.2-2011 | vendorAcronym= | vendorDeviceName= | interconnectionName=,,,,10,STTP,Streaming Telemetry Transport Protocol,2,8,LTPIPBT_1_FA_P,I,+,0,CEAUT_500_PM_03-PA8,0.0,1.0,Ceaut_500_Pm_03 LTPIPBT_1_FA_P + Current Phase Angle,0,1,1,Degrees,Phasor,IPHA,Current Phase Angle,PA,-98.6,37.5,PPA:4858,2021-08-03 21:02:07
} | MaximumArchiveDays=90 | DesiredRemainingSpace=500,4859,GPA_CEAUT_500_PM_04:F,,173,8736f6c7-ad41-4b43-b4f6-e684e0d4ad20,CEAUT_500_PM_04,Ceaut_500_Pm_04,60,1,companyAcronym= | protocolName=IEEE C37.118.2-2011 | vendorAcronym= | vendorDeviceName= | interconnectionName=,,,,10,STTP,Streaming Telemetry Transport Protocol,5,,,,,,CEAUT_500_PM_04-FQ,0.0,1.0,Ceaut_500_Pm_04 Frequency,0,1,1,Hz,PMU,FREQ,Frequency,FQ,-98.6,37.5,PPA:4859,2021-08-03 21:02:07
} | MaximumArchiveDays=90 | DesiredRemainingSpace=500,4860,GPA_CEAUT_500_PM_04:DF,,173,8736f6c7-ad41-4b43-b4f6-e684e0d4ad20,CEAUT_500_PM_04,Ceaut_500_Pm_04,60,1,companyAcronym= | protocolName=IEEE C37.118.2-2011 | vendorAcronym= | vendorDeviceName= | interconnectionName=,,,,10,STTP,Streaming Telemetry Transport Protocol,6,,,,,,CEAUT_500_PM_04-DF,0.0,1.0,Ceaut_500_Pm_04 Frequency Delta (dF/dt),0,1,1,,PMU,DFDT,Frequency Delta (dF/dt),DF,-98.6,37.5,PPA:4860,2021-08-03 21:02:07
} | MaximumArchiveDays=90 | DesiredRemainingSpace=500,4861,GPA_CEAUT_500_PM_04:S,,173,8736f6c7-ad41-4b43-b4f6-e684e0d4ad20,CEAUT_500_PM_04,Ceaut_500_Pm_04,60,1,companyAcronym= | protocolName=IEEE C37.118.2-2011 | vendorAcronym= | vendorDeviceName= | interconnectionName=,,,,10,STTP,Streaming Telemetry Transport Protocol,8,,,,,,CEAUT_500_PM_04-SF,0.0,1.0,Ceaut_500_Pm_04 Status Flags,0,1,1,,PMU,FLAG,Status Flags,SF,-98.6,37.5,PPA:4861,2021-08-03 21:02:07
} | MaximumArchiveDays=90 | DesiredRemainingSpace=500,4862,GPA_CEAUT_500_PM_04-PM1:V,,173,8736f6c7-ad41-4b43-b4f6-e684e0d4ad20,CEAUT_500_PM_04,Ceaut_500_Pm_04,60,1,companyAcronym= | protocolName=IEEE C37.118.2-2011 | vendorAcronym= | vendorDeviceName= | interconnectionName=,,,,10,STTP,Streaming Telemetry Transport Protocol,3,1,BA1110_FV_B,V,+,0,CEAUT_500_PM_04-PM1,0.0,1.0,Ceaut_500_Pm_04 BA1110_FV_B + Voltage Magnitude,0,1,1,Volts,Phasor,VPHM,Voltage Magnitude,PM,-98.6,37.5,PPA:4862,2021-08-03 21:02:07
} | MaximumArchiveDays=90 | DesiredRemainingSpace=500,4863,GPA_CEAUT_500_PM_04-PA1:VH,,173,8736f6c7-ad41-4b43-b4f6-e684e0d4ad20,CEAUT_500_PM_04,Ceaut_500_Pm_04,60,1,companyAcronym= | protocolName=IEEE C37.118.2-2011 | vendorAcronym= | vendorDeviceName= | interconnectionName=,,,,10,STTP,Streaming Telemetry Transport Protocol,4,1,BA1110_FV_B,V,+,0,CEAUT_500_PM_04-PA1,0.0,1.0,Ceaut_500_Pm_04 BA1110_FV_B + Voltage Phase Angle,0,1,1,Degrees,Phasor,VPHA,Voltage Phase Angle,PA,-98.6,37.5,PPA:4863,2021-08-03 21:02:07
} | MaximumArchiveDays=90 | DesiredRemainingSpace=500,4864,GPA_CEAUT_500_PM_05:F,,174,8736f6c7-ad41-4b43-b4f6-e684e0d4ad20,CEAUT_500_PM_05,Ceaut_500_Pm_05,60,1,companyAcronym= | protocolName=IEEE C37.118.2-2011 | vendorAcronym= | vendorDeviceName= | interconnectionName=,,,,10,STTP,Streaming Telemetry Transport Protocol,5,,,,,,CEAUT_500_PM_05-FQ,0.0,1.0,Ceaut_500_Pm_05 Frequency,0,1,1,Hz,PMU,FREQ,Frequency,FQ,-98.6,37.5,PPA:4864,2021-08-03 21:02:07
} | MaximumArchiveDays=90 | DesiredRemainingSpace=500,4865,GPA_CEAUT_500_PM_05:DF,,174,8736f6c7-ad41-4b43-b4f6-e684e0d4ad20,CEAUT_500_PM_05,Ceaut_500_Pm_05,60,1,companyAcronym= | protocolName=IEEE C37.118.2-2011 | vendorAcronym= | vendorDeviceName= | interconnectionName=,,,,10,STTP,Streaming Telemetry Transport Protocol,6,,,,,,CEAUT_500_PM_05-DF,0.0,1.0,Ceaut_500_Pm_05 Frequency Delta (dF/dt),0,1,1,,PMU,DFDT,Frequency Delta (dF/dt),DF,-98.6,37.5,PPA:4865,2021-08-03 21:02:07
} | MaximumArchiveDays=90 | DesiredRemainingSpace=500,4866,GPA_CEAUT_500_PM_05:S,,174,8736f6c7-ad41-4b43-b4f6-e684e0d4ad20,CEAUT_500_PM_05,Ceaut_500_Pm_05,60,1,companyAcronym= | protocolName=IEEE C37.118.2-2011 | vendorAcronym= | vendorDeviceName= | interconnectionName=,,,,10,STTP,Streaming Telemetry Transport Protocol,8,,,,,,CEAUT_500_PM_05-SF,0.0,1.0,Ceaut_500_Pm_05 Status Flags,0,1,1,,PMU,FLAG,Status Flags,SF,-98.6,37.5,PPA:4866,2021-08-03 21:02:07
} | MaximumArchiveDays=90 | DesiredRemainingSpace=500,4867,GPA_CEAUT_500_PM_05-PM1:V,,174,8736f6c7-ad41-4b43-b4f6-e684e0d4ad20,CEAUT_500_PM_05,Ceaut_500_Pm_05,60,1,companyAcronym= | protocolName=IEEE C37.118.2-2011 | vendorAcronym= | vendorDeviceName= | interconnectionName=,,,,10,STTP,Streaming Telemetry Transport Protocol,3,1,BA2220_FV_B,V,+,0,CEAUT_500_PM_05-PM1,0.0,1.0,Ceaut_500_Pm_05 BA2220_FV_B + Voltage Magnitude,0,1,1,Volts,Phasor,VPHM,Voltage Magnitude,PM,-98.6,37.5,PPA:4867,2021-08-03 21:02:07
} | MaximumArchiveDays=90 | DesiredRemainingSpace=500,4868,GPA_CEAUT_500_PM_05-PA1:VH,,174,8736f6c7-ad41-4b43-b4f6-e684e0d4ad20,CEAUT_500_PM_05,Ceaut_500_Pm_05,60,1,companyAcronym= | protocolName=IEEE C37.118.2-2011 | vendorAcronym= | vendorDeviceName= | interconnectionName=,,,,10,STTP,Streaming Telemetry Transport Protocol,4,1,BA2220_FV_B,V,+,0,CEAUT_500_PM_05-PA1,0.0,1.0,Ceaut_500_Pm_05 BA2220_FV_B + Voltage Phase Angle,0,1,1,Degrees,Phasor,VPHA,Voltage Phase Angle,PA,-98.6,37.5,PPA:4868,2021-08-03 21:02:07
} | MaximumArchiveDays=90 | DesiredRemainingSpace=500,4869,GPA_PIPBT_500_PM_01:F,,175,8736f6c7-ad41-4b43-b4f6-e684e0d4ad20,PIPBT_500_PM_01,Pipbt_500_Pm_01,60,1,companyAcronym= | protocolName=IEEE C37.118.2-2011 | vendorAcronym= | vendorDeviceName= | interconnectionName=,,,,10,STTP,Streaming Telemetry Transport Protocol,5,,,,,,PIPBT_500_PM_01-FQ,0.0,1.0,Pipbt_500_Pm_01 Frequency,0,1,1,Hz,PMU,FREQ,Frequency,FQ,-98.6,37.5,PPA:4869,2021-08-03 21:02:07
} | MaximumArchiveDays=90 | DesiredRemainingSpace=500,4870,GPA_PIPBT_500_PM_01:DF,,175,8736f6c7-ad41-4b43-b4f6-e684e0d4ad20,PIPBT_500_PM_01,Pipbt_500_Pm_01,60,1,companyAcronym= | protocolName=IEEE C37.118.2-2011 | vendorAcronym= | vendorDeviceName= | interconnectionName=,,,,10,STTP,Streaming Telemetry Transport Protocol,6,,,,,,PIPBT_500_PM_01-DF,0.0,1.0,Pipbt_500_Pm_01 Frequency Delta (dF/dt),0,1,1,,PMU,DFDT,Frequency Delta (dF/dt),DF,-98.6,37.5,PPA:4870,2021-08-03 21:02:07
} | MaximumArchiveDays=90 | DesiredRemainingSpace=500,4871,GPA_PIPBT_500_PM_01:S,,175,8736f6c7-ad41-4b43-b4f6-e684e0d4ad20,PIPBT_500_PM_01,Pipbt_500_Pm_01,60,1,companyAcronym= | protocolName=IEEE C37.118.2-2011 | vendorAcronym= | vendorDeviceName= | interconnectionName=,,,,10,STTP,Streaming Telemetry Transport Protocol,8,,,,,,PIPBT_500_PM_01-SF,0.0,1.0,Pipbt_500_Pm_01 Status Flags,0,1,1,,PMU,FLAG,Status Flags,SF,-98.6,37.5,PPA:4871,2021-08-03 21:02:07
} | MaximumArchiveDays=90 | DesiredRemainingSpace=500,4872,GPA_PIPBT_500_PM_01-PM1:V,,175,8736f6c7-ad41-4b43-b4f6-e684e0d4ad20,PIPBT_500_PM_01,Pipbt_500_Pm_01,60,1,companyAcronym= | protocolName=IEEE C37.118.2-2011 | vendorAcronym= | vendorDeviceName= | interconnectionName=,,,,10,STTP,Streaming Telemetry Transport Protocol,3,1,LTCEAUT_1_FV_A,V,+,0,PIPBT_500_PM_01-PM1,0.0,1.0,Pipbt_500_Pm_01 LTCEAUT_1_FV_A + Voltage Magnitude,0,1,1,Volts,Phasor,VPHM,Voltage Magnitude,PM,-98.6,37.5,PPA:4872,2021-08-03 21:02:07
} | MaximumArchiveDays=90 | DesiredRemainingSpace=500,4873,GPA_PIPBT_500_PM_01-PA1:VH,,175,8736f6c7-ad41-4b43-b4f6-e684e0d4ad20,PIPBT_500_PM_01,Pipbt_500_Pm_01,60,1,companyAcronym= | protocolName=IEEE C37.118.2-2011 | vendorAcronym= | vendorDeviceName= | interconnectionName=,,,,10,STTP,Streaming Telemetry Transport Protocol,4,1,LTCEAUT_1_FV_A,V,+,0,PIPBT_500_PM_01-PA1,0.0,1.0,Pipbt_500_Pm_01 LTCEAUT_1_FV_A + Voltage Phase Angle,0,1,1,Degrees,Phasor,VPHA,Voltage Phase Angle,PA,-98.6,37.5,PPA:4873,2021-08-03 21:02:07
} | MaximumArchiveDays=90 | DesiredRemainingSpace=500,4874,GPA_PIPBT_500_PM_01-PM2:V,,175,8736f6c7-ad41-4b43-b4f6-e684e0d4ad20,PIPBT_500_PM_01,Pipbt_500_Pm_01,60,1,companyAcronym= | protocolName=IEEE C37.118.2-2011 | vendorAcronym= | vendorDeviceName= | interconnectionName=,,,,10,STTP,Streaming Telemetry Transport Protocol,3,2,LTCEAUT_1_FV_B,V,+,0,PIPBT_500_PM_01-PM2,0.0,1.0,Pipbt_500_Pm_01 LTCEAUT_1_FV_B + Voltage Magnitude,0,1,1,Volts,Phasor,VPHM,Voltage Magnitude,PM,-98.6,37.5,PPA:4874,2021-08-03 21:02:07
} | MaximumArchiveDays=90 | DesiredRemainingSpace=500,4875,GPA_PIPBT_500_PM_01-PA2:VH,,175,8736f6c7-ad41-4b43-b4f6-e684e0d4ad20,PIPBT_500_PM_01,Pipbt_500_Pm_01,60,1,companyAcronym= | protocolName=IEEE C37.118.2-2011 | vendorAcronym= | vendorDeviceName= | interconnectionName=,,,,10,STTP,Streaming Telemetry Transport Protocol,4,2,LTCEAUT_1_FV_B,V,+,0,PIPBT_500_PM_01-PA2,0.0,1.0,Pipbt_500_Pm_01 LTCEAUT_1_FV_B + Voltage Phase Angle,0,1,1,Degrees,Phasor,VPHA,Voltage Phase Angle,PA,-98.6,37.5,PPA:4875,2021-08-03 21:02:07
} | MaximumArchiveDays=90 | DesiredRemainingSpace=500,4876,GPA_PIPBT_500_PM_01-PM3:V,,175,8736f6c7-ad41-4b43-b4f6-e684e0d4ad20,PIPBT_500_PM_01,Pipbt_500_Pm_01,60,1,companyAcronym= | protocolName=IEEE C37.118.2-2011 | vendorAcronym= | vendorDeviceName= | interconnectionName=,,,,10,STTP,Streaming Telemetry Transport Protocol,3,3,LTCEAUT_1_FV_C,V,+,0,PIPBT_500_PM_01-PM3,0.0,1.0,Pipbt_500_Pm_01 LTCEAUT_1_FV_C + Voltage Magnitude,0,1,1,Volts,Phasor,VPHM,Voltage Magnitude,PM,-98.6,37.5,PPA:4876,2021-08-03 21:02:07
} | MaximumArchiveDays=90 | DesiredRemainingSpace=500,4877,GPA_PIPBT_500_PM_01-PA3:VH,,175,8736f6c7-ad41-4b43-b4f6-e684e0d4ad20,PIPBT_500_PM_01,Pipbt_500_Pm_01,60,1,companyAcronym= | protocolName=IEEE C37.118.2-2011 | vendorAcronym= | vendorDeviceName= | interconnectionName=,,,,10,STTP,Streaming Telemetry Transport Protocol,4,3,LTCEAUT_1_FV_C,V,+,0,PIPBT_500_PM_01-PA3,0.0,1.0,Pipbt_500_Pm_01 LTCEAUT_1_FV_C + Voltage Phase Angle,0,1,1,Degrees,Phasor,VPHA,Voltage Phase Angle,PA,-98.6,37.5,PPA:4877,2021-08-03 21:02:07
} | MaximumArchiveDays=90 | DesiredRemainingSpace=500,4878,GPA_PIPBT_500_PM_01-PM4:I,,175,8736f6c7-ad41-4b43-b4f6-e684e0d4ad20,PIPBT_500_PM_01,Pipbt_500_Pm_01,60,1,companyAcronym= | protocolName=IEEE C37.118.2-2011 | vendorAcronym= | vendorDeviceName= | interconnectionName=,,,,10,STTP,Streaming Telemetry Transport Protocol,1,4,LTCEAUT_1_FA_A,I,+,0,PIPBT_500_PM_01-PM4,0.0,1.0,Pipbt_500_Pm_01 LTCEAUT_1_FA_A + Current Magnitude,0,1,1,Amps,Phasor,IPHM,Current Magnitude,PM,-98.6,37.5,PPA:4878,2021-08-03 21:02:07
} | MaximumArchiveDays=90 | DesiredRemainingSpace=500,4879,GPA_PIPBT_500_PM_01-PA4:IH,,175,8736f6c7-ad41-4b43-b4f6-e684e0d4ad20,PIPBT_500_PM_01,Pipbt_500_Pm_01,60,1,companyAcronym= | protocolName=IEEE C37.118.2-2011 | vendorAcronym= | vendorDeviceName= | interconnectionName=,,,,10,STTP,Streaming Telemetry Transport Protocol,2,4,LTCEAUT_1_FA_A,I,+,0,PIPBT_500_PM_01-PA4,0.0,1.0,Pipbt_500_Pm_01 LTCEAUT_1_FA_A + Current Phase Angle,0,1,1,Degrees,Phasor,IPHA,Current Phase Angle,PA,-98.6,37.5,PPA:4879,2021-08-03 21:02:07
} | MaximumArchiveDays=90 | DesiredRemainingSpace=500,4880,GPA_PIPBT_500_PM_01-PM5:I,,175,8736f6c7-ad41-4b43-b4f6-e684e0d4ad20,PIPBT_500_PM_01,Pipbt_500_Pm_01,60,1,companyAcronym= | protocolName=IEEE C37.118.2-2011 | vendorAcronym= | vendorDeviceName= | interconnectionName=,,,,10,STTP,Streaming Telemetry Transport Protocol,1,5,LTCEAUT_1_FA_B,I,+,0,PIPBT_500_PM_01-PM5,0.0,1.0,Pipbt_500_Pm_01 LTCEAUT_1_FA_B + Current Magnitude,0,1,1,Amps,Phasor,IPHM,Current Magnitude,PM,-98.6,37.5,PPA:4880,2021-08-03 21:02:07
} | MaximumArchiveDays=90 | DesiredRemainingSpace=500,4881,GPA_PIPBT_500_PM_01-PA5:IH,,175,8736f6c7-ad41-4b43-b4f6-e684e0d4ad20,PIPBT_500_PM_01,Pipbt_500_Pm_01,60,1,companyAcronym= | protocolName=IEEE C37.118.2-2011 | vendorAcronym= | vendorDeviceName= | interconnectionName=,,,,10,STTP,Streaming Telemetry Transport Protocol,2,5,LTCEAUT_1_FA_B,I,+,0,PIPBT_500_PM_01-PA5,0.0,1.0,Pipbt_500_Pm_01 LTCEAUT_1_FA_B + Current Phase Angle,0,1,1,Degrees,Phasor,IPHA,Current Phase Angle,PA,-98.6,37.5,PPA:4881,2021-08-03 21:02:07
} | MaximumArchiveDays=90 | DesiredRemainingSpace=500,4882,GPA_PIPBT_500_PM_01-PM6:I,,175,8736f6c7-ad41-4b43-b4f6-e684e0d4ad20,PIPBT_500_PM_01,Pipbt_500_Pm_01,60,1,companyAcronym= | protocolName=IEEE C37.118.2-2011 | vendorAcronym= | vendorDeviceName= | interconnectionName=,,,,10,STTP,Streaming Telemetry Transport Protocol,1,6,LTCEAUT_1_FA_C,I,+,0,PIPBT_500_PM_01-PM6,0.0,1.0,Pipbt_500_Pm_01 LTCEAUT_1_FA_C + Current Magnitude,0,1,1,Amps,Phasor,IPHM,Current Magnitude,PM,-98.6,37.5,PPA:4882,2021-08-03 21:02:07
} | MaximumArchiveDays=90 | DesiredRemainingSpace=500,4883,GPA_PIPBT_500_PM_01-PA6:IH,,175,8736f6c7-ad41-4b43-b4f6-e684e0d4ad20,PIPBT_500_PM_01,Pipbt_500_Pm_01,60,1,companyAcronym= | protocolName=IEEE C37.118.2-2011 | vendorAcronym= | vendorDeviceName= | interconnectionName=,,,,10,STTP,Streaming Telemetry Transport Protocol,2,6,LTCEAUT_1_FA_C,I,+,0,PIPBT_500_PM_01-PA6,0.0,1.0,Pipbt_500_Pm_01 LTCEAUT_1_FA_C + Current Phase Angle,0,1,1,Degrees,Phasor,IPHA,Current Phase Angle,PA,-98.6,37.5,PPA:4883,2021-08-03 21:02:07
} | MaximumArchiveDays=90 | DesiredRemainingSpace=500,4884,GPA_PIPBT_500_PM_01-PM7:V,,175,8736f6c7-ad41-4b43-b4f6-e684e0d4ad20,PIPBT_500_PM_01,Pipbt_500_Pm_01,60,1,companyAcronym= | protocolName=IEEE C37.118.2-2011 | vendorAcronym= | vendorDeviceName= | interconnectionName=,,,,10,STTP,Streaming Telemetry Transport Protocol,3,7,LTCEAUT_1_FV_P,V,+,0,PIPBT_500_PM_01-PM7,0.0,1.0,Pipbt_500_Pm_01 LTCEAUT_1_FV_P + Voltage Magnitude,0,1,1,Volts,Phasor,VPHM,Voltage Magnitude,PM,-98.6,37.5,PPA:4884,2021-08-03 21:02:07
} | MaximumArchiveDays=90 | DesiredRemainingSpace=500,4885,GPA_PIPBT_500_PM_01-PA7:VH,,175,8736f6c7-ad41-4b43-b4f6-e684e0d4ad20,PIPBT_500_PM_01,Pipbt_500_Pm_01,60,1,companyAcronym= | protocolName=IEEE C37.118.2-2011 | vendorAcronym= | vendorDeviceName= | interconnectionName=,,,,10,STTP,Streaming Telemetry Transport Protocol,4,7,LTCEAUT_1_FV_P,V,+,0,PIPBT_500_PM_01-PA7,0.0,1.0,Pipbt_500_Pm_01 LTCEAUT_1_FV_P + Voltage Phase Angle,0,1,1,Degrees,Phasor,VPHA,Voltage Phase Angle,PA,-98.6,37.5,PPA:4885,2021-08-03 21:02:07
} | MaximumArchiveDays=90 | DesiredRemainingSpace=500,4886,GPA_PIPBT_500_PM_01-PM8:I,,175,8736f6c7-ad41-4b43-b4f6-e684e0d4ad20,PIPBT_500_PM_01,Pipbt_500_Pm_01,60,1,companyAcronym= | protocolName=IEEE C37.118.2-2011 | vendorAcronym= | vendorDeviceName= | interconnectionName=,,,,10,STTP,Streaming Telemetry Transport Protocol,1,8,LTCEAUT_1_FA_P,I,+,0,PIPBT_500_PM_01-PM8,0.0,1.0,Pipbt_500_Pm_01 LTCEAUT_1_FA_P + Current Magnitude,0,1,1,Amps,Phasor,IPHM,Current Magnitude,PM,-98.6,37.5,PPA:4886,2021-08-03 21:02:07
} | MaximumArchiveDays=90 | DesiredRemainingSpace=500,4887,GPA_PIPBT_500_PM_01-PA8:IH,,175,8736f6c7-ad41-4b43-b4f6-e684e0d4ad20,PIPBT_500_PM_01,Pipbt_500_Pm_01,60,1,companyAcronym= | protocolName=IEEE C37.118.2-2011 | vendorAcronym= | vendorDeviceName= | interconnectionName=,,,,10,STTP,Streaming Telemetry Transport Protocol,2,8,LTCEAUT_1_FA_P,I,+,0,PIPBT_500_PM_01-PA8,0.0,1.0,Pipbt_500_Pm_01 LTCEAUT_1_FA_P + Current Phase Angle,0,1,1,Degrees,Phasor,IPHA,Current Phase Angle,PA,-98.6,37.5,PPA:4887,2021-08-03 21:02:07
} | MaximumArchiveDays=90 | DesiredRemainingSpace=500,4888,GPA_PIPBT_500_PM_02:F,,176,8736f6c7-ad41-4b43-b4f6-e684e0d4ad20,PIPBT_500_PM_02,Pipbt_500_Pm_02,60,1,companyAcronym= | protocolName=IEEE C37.118.2-2011 | vendorAcronym= | vendorDeviceName= | interconnectionName=,,,,10,STTP,Streaming Telemetry Transport Protocol,5,,,,,,PIPBT_500_PM_02-FQ,0.0,1.0,Pipbt_500_Pm_02 Frequency,0,1,1,Hz,PMU,FREQ,Frequency,FQ,-98.6,37.5,PPA:4888,2021-08-03 21:02:07
} | MaximumArchiveDays=90 | DesiredRemainingSpace=500,4889,GPA_PIPBT_500_PM_02:DF,,176,8736f6c7-ad41-4b43-b4f6-e684e0d4ad20,PIPBT_500_PM_02,Pipbt_500_Pm_02,60,1,companyAcronym= | protocolName=IEEE C37.118.2-2011 | vendorAcronym= | vendorDeviceName= | interconnectionName=,,,,10,STTP,Streaming Telemetry Transport Protocol,6,,,,,,PIPBT_500_PM_02-DF,0.0,1.0,Pipbt_500_Pm_02 Frequency Delta (dF/dt),0,1,1,,PMU,DFDT,Frequency Delta (dF/dt),DF,-98.6,37.5,PPA:4889,2021-08-03 21:02:07
} | MaximumArchiveDays=90 | DesiredRemainingSpace=500,4890,GPA_PIPBT_500_PM_02:S,,176,8736f6c7-ad41-4b43-b4f6-e684e0d4ad20,PIPBT_500_PM_02,Pipbt_500_Pm_02,60,1,companyAcronym= | protocolName=IEEE C37.118.2-2011 | vendorAcronym= | vendorDeviceName= | interconnectionName=,,,,10,STTP,Streaming Telemetry Transport Protocol,8,,,,,,PIPBT_500_PM_02-SF,0.0,1.0,Pipbt_500_Pm_02 Status Flags,0,1,1,,PMU,FLAG,Status Flags,SF,-98.6,37.5,PPA:4890,2021-08-03 21:02:07
} | MaximumArchiveDays=90 | DesiredRemainingSpace=500,4891,GPA_PIPBT_500_PM_02-PM1:V,,176,8736f6c7-ad41-4b43-b4f6-e684e0d4ad20,PIPBT_500_PM_02,Pipbt_500_Pm_02,60,1,companyAcronym= | protocolName=IEEE C37.118.2-2011 | vendorAcronym= | vendorDeviceName= | interconnectionName=,,,,10,STTP,Streaming Telemetry Transport Protocol,3,1,LTMABCB_1_FV_A,V,+,0,PIPBT_500_PM_02-PM1,0.0,1.0,Pipbt_500_Pm_02 LTMABCB_1_FV_A + Voltage Magnitude,0,1,1,Volts,Phasor,VPHM,Voltage Magnitude,PM,-98.6,37.5,PPA:4891,2021-08-03 21:02:07
} | MaximumArchiveDays=90 | DesiredRemainingSpace=500,4892,GPA_PIPBT_500_PM_02-PA1:VH,,176,8736f6c7-ad41-4b43-b4f6-e684e0d4ad20,PIPBT_500_PM_02,Pipbt_500_Pm_02,60,1,companyAcronym= | protocolName=IEEE C37.118.2-2011 | vendorAcronym= | vendorDeviceName= | interconnectionName=,,,,10,STTP,Streaming Telemetry Transport Protocol,4,1,LTMABCB_1_FV_A,V,+,0,PIPBT_500_PM_02-PA1,0.0,1.0,Pipbt_500_Pm_02 LTMABCB_1_FV_A + Voltage Phase Angle,0,1,1,Degrees,Phasor,VPHA,Voltage Phase Angle,PA,-98.6,37.5,PPA:4892,2021-08-03 21:02:07
} | MaximumArchiveDays=90 | DesiredRemainingSpace=500,4893,GPA_PIPBT_500_PM_02-PM2:V,,176,8736f6c7-ad41-4b43-b4f6-e684e0d4ad20,PIPBT_500_PM_02,Pipbt_500_Pm_02,60,1,companyAcronym= | protocolName=IEEE C37.118.2-2011 | vendorAcronym= | vendorDeviceName= | interconnectionName=,,,,10,STTP,Streaming Telemetry Transport Protocol,3,2,LTMABCB_1_FV_B,V,+,0,PIPBT_500_PM_02-PM2,0.0,1.0,Pipbt_500_Pm_02 LTMABCB_1_FV_B + Voltage Magnitude,0,1,1,Volts,Phasor,VPHM,Voltage Magnitude,PM,-98.6,37.5,PPA:4893,2021-08-03 21:02:07
} | MaximumArchiveDays=90 | DesiredRemainingSpace=500,4894,GPA_PIPBT_500_PM_02-PA2:VH,,176,8736f6c7-ad41-4b43-b4f6-e684e0d4ad20,PIPBT_500_PM_02,Pipbt_500_Pm_02,60,1,companyAcronym= | protocolName=IEEE C37.118.2-2011 | vendorAcronym= | vendorDeviceName= | interconnectionName=,,,,10,STTP,Streaming Telemetry Transport Protocol,4,2,LTMABCB_1_FV_B,V,+,0,PIPBT_500_PM_02-PA2,0.0,1.0,Pipbt_500_Pm_02 LTMABCB_1_FV_B + Voltage Phase Angle,0,1,1,Degrees,Phasor,VPHA,Voltage Phase Angle,PA,-98.6,37.5,PPA:4894,2021-08-03 21:02:07
} | MaximumArchiveDays=90 | DesiredRemainingSpace=500,4895,GPA_PIPBT_500_PM_02-PM3:V,,176,8736f6c7-ad41-4b43-b4f6-e684e0d4ad20,PIPBT_500_PM_02,Pipbt_500_Pm_02,60,1,companyAcronym= | protocolName=IEEE C37.118.2-2011 | vendorAcronym= | vendorDeviceName= | interconnectionName=,,,,10,STTP,Streaming Telemetry Transport Protocol,3,3,LTMABCB_1_FV_C,V,+,0,PIPBT_500_PM_02-PM3,0.0,1.0,Pipbt_500_Pm_02 LTMABCB_1_FV_C + Voltage Magnitude,0,1,1,Volts,Phasor,VPHM,Voltage Magnitude,PM,-98.6,37.5,PPA:4895,2021-08-03 21:02:07
} | MaximumArchiveDays=90 | DesiredRemainingSpace=500,4896,GPA_PIPBT_500_PM_02-PA3:VH,,176,8736f6c7-ad41-4b43-b4f6-e684e0d4ad20,PIPBT_500_PM_02,Pipbt_500_Pm_02,60,1,companyAcronym= | protocolName=IEEE C37.118.2-2011 | vendorAcronym= | vendorDeviceName= | interconnectionName=,,,,10,STTP,Streaming Telemetry Transport Protocol,4,3,LTMABCB_1_FV_C,V,+,0,PIPBT_500_PM_02-PA3,0.0,1.0,Pipbt_500_Pm_02 LTMABCB_1_FV_C + Voltage Phase Angle,0,1,1,Degrees,Phasor,VPHA,Voltage Phase Angle,PA,-98.6,37.5,PPA:4896,2021-08-03 21:02:07
} | MaximumArchiveDays=90 | DesiredRemainingSpace=500,4897,GPA_PIPBT_500_PM_02-PM4:I,,176,8736f6c7-ad41-4b43-b4f6-e684e0d4ad20,PIPBT_500_PM_02,Pipbt_500_Pm_02,60,1,companyAcronym= | protocolName=IEEE C37.118.2-2011 | vendorAcronym= | vendorDeviceName= | interconnectionName=,,,,10,STTP,Streaming Telemetry Transport Protocol,1,4,LTMABCB_1_FA_A,I,+,0,PIPBT_500_PM_02-PM4,0.0,1.0,Pipbt_500_Pm_02 LTMABCB_1_FA_A + Current Magnitude,0,1,1,Amps,Phasor,IPHM,Current Magnitude,PM,-98.6,37.5,PPA:4897,2021-08-03 21:02:07
} | MaximumArchiveDays=90 | DesiredRemainingSpace=500,4898,GPA_PIPBT_500_PM_02-PA4:IH,,176,8736f6c7-ad41-4b43-b4f6-e684e0d4ad20,PIPBT_500_PM_02,Pipbt_500_Pm_02,60,1,companyAcronym= | protocolName=IEEE C37.118.2-2011 | vendorAcronym= | vendorDeviceName= | interconnectionName=,,,,10,STTP,Streaming Telemetry Transport Protocol,2,4,LTMABCB_1_FA_A,I,+,0,PIPBT_500_PM_02-PA4,0.0,1.0,Pipbt_500_Pm_02 LTMABCB_1_FA_A + Current Phase Angle,0,1,1,Degrees,Phasor,IPHA,Current Phase Angle,PA,-98.6,37.5,PPA:4898,2021-08-03 21:02:07
} | MaximumArchiveDays=90 | DesiredRemainingSpace=500,4899,GPA_PIPBT_500_PM_02-PM5:I,,176,8736f6c7-ad41-4b43-b4f6-e684e0d4ad20,PIPBT_500_PM_02,Pipbt_500_Pm_02,60,1,companyAcronym= | protocolName=IEEE C37.118.2-2011 | vendorAcronym= | vendorDeviceName= | interconnectionName=,,,,10,STTP,Streaming Telemetry Transport Protocol,1,5,LTMABCB_1_FA_B,I,+,0,PIPBT_500_PM_02-PM5,0.0,1.0,Pipbt_500_Pm_02 LTMABCB_1_FA_B + Current Magnitude,0,1,1,Amps,Phasor,IPHM,Current Magnitude,PM,-98.6,37.5,PPA:4899,2021-08-03 21:02:07
} | MaximumArchiveDays=90 | DesiredRemainingSpace=500,4900,GPA_PIPBT_500_PM_02-PA5:IH,,176,8736f6c7-ad41-4b43-b4f6-e684e0d4ad20,PIPBT_500_PM_02,Pipbt_500_Pm_02,60,1,companyAcronym= | protocolName=IEEE C37.118.2-2011 | vendorAcronym= | vendorDeviceName= | interconnectionName=,,,,10,STTP,Streaming Telemetry Transport Protocol,2,5,LTMABCB_1_FA_B,I,+,0,PIPBT_500_PM_02-PA5,0.0,1.0,Pipbt_500_Pm_02 LTMABCB_1_FA_B + Current Phase Angle,0,1,1,Degrees,Phasor,IPHA,Current Phase Angle,PA,-98.6,37.5,PPA:4900,2021-08-03 21:02:07
} | MaximumArchiveDays=90 | DesiredRemainingSpace=500,4901,GPA_PIPBT_500_PM_02-PM6:I,,176,8736f6c7-ad41-4b43-b4f6-e684e0d4ad20,PIPBT_500_PM_02,Pipbt_500_Pm_02,60,1,companyAcronym= | protocolName=IEEE C37.118.2-2011 | vendorAcronym= | vendorDeviceName= | interconnectionName=,,,,10,STTP,Streaming Telemetry Transport Protocol,1,6,LTMABCB_1_FA_C,I,+,0,PIPBT_500_PM_02-PM6,0.0,1.0,Pipbt_500_Pm_02 LTMABCB_1_FA_C + Current Magnitude,0,1,1,Amps,Phasor,IPHM,Current Magnitude,PM,-98.6,37.5,PPA:4901,2021-08-03 21:02:07
} | MaximumArchiveDays=90 | DesiredRemainingSpace=500,4902,GPA_PIPBT_500_PM_02-PA6:IH,,176,8736f6c7-ad41-4b43-b4f6-e684e0d4ad20,PIPBT_500_PM_02,Pipbt_500_Pm_02,60,1,companyAcronym= | protocolName=IEEE C37.118.2-2011 | vendorAcronym= | vendorDeviceName= | interconnectionName=,,,,10,STTP,Streaming Telemetry Transport Protocol,2,6,LTMABCB_1_FA_C,I,+,0,PIPBT_500_PM_02-PA6,0.0,1.0,Pipbt_500_Pm_02 LTMABCB_1_FA_C + Current Phase Angle,0,1,1,Degrees,Phasor,IPHA,Current Phase Angle,PA,-98.6,37.5,PPA:4902,2021-08-03 21:02:07
} | MaximumArchiveDays=90 | DesiredRemainingSpace=500,4903,GPA_PIPBT_500_PM_02-PM7:V,,176,8736f6c7-ad41-4b43-b4f6-e684e0d4ad20,PIPBT_500_PM_02,Pipbt_500_Pm_02,60,1,companyAcronym= | protocolName=IEEE C37.118.2-2011 | vendorAcronym= | vendorDeviceName= | interconnectionName=,,,,10,STTP,Streaming Telemetry Transport Protocol,3,7,LTMABCB_1_FV_P,V,+,0,PIPBT_500_PM_02-PM7,0.0,1.0,Pipbt_500_Pm_02 LTMABCB_1_FV_P + Voltage Magnitude,0,1,1,Volts,Phasor,VPHM,Voltage Magnitude,PM,-98.6,37.5,PPA:4903,2021-08-03 21:02:07
} | MaximumArchiveDays=90 | DesiredRemainingSpace=500,4904,GPA_PIPBT_500_PM_02-PA7:VH,,176,8736f6c7-ad41-4b43-b4f6-e684e0d4ad20,PIPBT_500_PM_02,Pipbt_500_Pm_02,60,1,companyAcronym= | protocolName=IEEE C37.118.2-2011 | vendorAcronym= | vendorDeviceName= | interconnectionName=,,,,10,STTP,Streaming Telemetry Transport Protocol,4,7,LTMABCB_1_FV_P,V,+,0,PIPBT_500_PM_02-PA7,0.0,1.0,Pipbt_500_Pm_02 LTMABCB_1_FV_P + Voltage Phase Angle,0,1,1,Degrees,Phasor,VPHA,Voltage Phase Angle,PA,-98.6,37.5,PPA:4904,2021-08-03 21:02:07
} | MaximumArchiveDays=90 | DesiredRemainingSpace=500,4905,GPA_PIPBT_500_PM_02-PM8:I,,176,8736f6c7-ad41-4b43-b4f6-e684e0d4ad20,PIPBT_500_PM_02,Pipbt_500_Pm_02,60,1,companyAcronym= | protocolName=IEEE C37.118.2-2011 | vendorAcronym= | vendorDeviceName= | interconnectionName=,,,,10,STTP,Streaming Telemetry Transport Protocol,1,8,LTMABCB_1_FA_P,I,+,0,PIPBT_500_PM_02-PM8,0.0,1.0,Pipbt_500_Pm_02 LTMABCB_1_FA_P + Current Magnitude,0,1,1,Amps,Phasor,IPHM,Current Magnitude,PM,-98.6,37.5,PPA:4905,2021-08-03 21:02:07
} | MaximumArchiveDays=90 | DesiredRemainingSpace=500,4906,GPA_PIPBT_500_PM_02-PA8:IH,,176,8736f6c7-ad41-4b43-b4f6-e684e0d4ad20,PIPBT_500_PM_02,Pipbt_500_Pm_02,60,1,companyAcronym= | protocolName=IEEE C37.118.2-2011 | vendorAcronym= | vendorDeviceName= | interconnectionName=,,,,10,STTP,Streaming Telemetry Transport Protocol,2,8,LTMABCB_1_FA_P,I,+,0,PIPBT_500_PM_02-PA8,0.0,1.0,Pipbt_500_Pm_02 LTMABCB_1_FA_P + Current Phase Angle,0,1,1,Degrees,Phasor,IPHA,Current Phase Angle,PA,-98.6,37.5,PPA:4906,2021-08-03 21:02:07
} | MaximumArchiveDays=90 | DesiredRemainingSpace=500,4907,GPA_PIPBT_500_PM_03:F,,177,8736f6c7-ad41-4b43-b4f6-e684e0d4ad20,PIPBT_500_PM_03,Pipbt_500_Pm_03,60,1,companyAcronym= | protocolName=IEEE C37.118.2-2011 | vendorAcronym= | vendorDeviceName= | interconnectionName=,,,,10,STTP,Streaming Telemetry Transport Protocol,5,,,,,,PIPBT_500_PM_03-FQ,0.0,1.0,Pipbt_500_Pm_03 Frequency,0,1,1,Hz,PMU,FREQ,Frequency,FQ,-98.6,37.5,PPA:4907,2021-08-03 21:02:07
} | MaximumArchiveDays=90 | DesiredRemainingSpace=500,4908,GPA_PIPBT_500_PM_03:DF,,177,8736f6c7-ad41-4b43-b4f6-e684e0d4ad20,PIPBT_500_PM_03,Pipbt_500_Pm_03,60,1,companyAcronym= | protocolName=IEEE C37.118.2-2011 | vendorAcronym= | vendorDeviceName= | interconnectionName=,,,,10,STTP,Streaming Telemetry Transport Protocol,6,,,,,,PIPBT_500_PM_03-DF,0.0,1.0,Pipbt_500_Pm_03 Frequency Delta (dF/dt),0,1,1,,PMU,DFDT,Frequency Delta (dF/dt),DF,-98.6,37.5,PPA:4908,2021-08-03 21:02:07
} | MaximumArchiveDays=90 | DesiredRemainingSpace=500,4909,GPA_PIPBT_500_PM_03:S,,177,8736f6c7-ad41-4b43-b4f6-e684e0d4ad20,PIPBT_500_PM_03,Pipbt_500_Pm_03,60,1,companyAcronym= | protocolName=IEEE C37.118.2-2011 | vendorAcronym= | vendorDeviceName= | interconnectionName=,,,,10,STTP,Streaming Telemetry Transport Protocol,8,,,,,,PIPBT_500_PM_03-SF,0.0,1.0,Pipbt_500_Pm_03 Status Flags,0,1,1,,PMU,FLAG,Status Flags,SF,-98.6,37.5,PPA:4909,2021-08-03 21:02:07
} | MaximumArchiveDays=90 | DesiredRemainingSpace=500,4910,GPA_PIPBT_500_PM_03-PM1:V,,177,8736f6c7-ad41-4b43-b4f6-e684e0d4ad20,PIPBT_500_PM_03,Pipbt_500_Pm_03,60,1,companyAcronym= | protocolName=IEEE C37.118.2-2011 | vendorAcronym= | vendorDeviceName= | interconnectionName=,,,,10,STTP,Streaming Telemetry Transport Protocol,3,1,LTMABCB_2_FV_A,V,+,0,PIPBT_500_PM_03-PM1,0.0,1.0,Pipbt_500_Pm_03 LTMABCB_2_FV_A + Voltage Magnitude,0,1,1,Volts,Phasor,VPHM,Voltage Magnitude,PM,-98.6,37.5,PPA:4910,2021-08-03 21:02:07
} | MaximumArchiveDays=90 | DesiredRemainingSpace=500,4911,GPA_PIPBT_500_PM_03-PA1:VH,,177,8736f6c7-ad41-4b43-b4f6-e684e0d4ad20,PIPBT_500_PM_03,Pipbt_500_Pm_03,60,1,companyAcronym= | protocolName=IEEE C37.118.2-2011 | vendorAcronym= | vendorDeviceName= | interconnectionName=,,,,10,STTP,Streaming Telemetry Transport Protocol,4,1,LTMABCB_2_FV_A,V,+,0,PIPBT_500_PM_03-PA1,0.0,1.0,Pipbt_500_Pm_03 LTMABCB_2_FV_A + Voltage Phase Angle,0,1,1,Degrees,Phasor,VPHA,Voltage Phase Angle,PA,-98.6,37.5,PPA:4911,2021-08-03 21:02:07
} | MaximumArchiveDays=90 | DesiredRemainingSpace=500,4912,GPA_PIPBT_500_PM_03-PM2:V,,177,8736f6c7-ad41-4b43-b4f6-e684e0d4ad20,PIPBT_500_PM_03,Pipbt_500_Pm_03,60,1,companyAcronym= | protocolName=IEEE C37.118.2-2011 | vendorAcronym= | vendorDeviceName= | interconnectionName=,,,,10,STTP,Streaming Telemetry Transport Protocol,3,2,LTMABCB_2_FV_B,V,+,0,PIPBT_500_PM_03-PM2,0.0,1.0,Pipbt_500_Pm_03 LTMABCB_2_FV_B + Voltage Magnitude,0,1,1,Volts,Phasor,VPHM,Voltage Magnitude,PM,-98.6,37.5,PPA:4912,2021-08-03 21:02:07
} | MaximumArchiveDays=90 | DesiredRemainingSpace=500,4913,GPA_PIPBT_500_PM_03-PA2:VH,,177,8736f6c7-ad41-4b43-b4f6-e684e0d4ad20,PIPBT_500_PM_03,Pipbt_500_Pm_03,60,1,companyAcronym= | protocolName=IEEE C37.118.2-2011 | vendorAcronym= | vendorDeviceName= | interconnectionName=,,,,10,STTP,Streaming Telemetry Transport Protocol,4,2,LTMABCB_2_FV_B,V,+,0,PIPBT_500_PM_03-PA2,0.0,1.0,Pipbt_500_Pm_03 LTMABCB_2_FV_B + Voltage Phase Angle,0,1,1,Degrees,Phasor,VPHA,Voltage Phase Angle,PA,-98.6,37.5,PPA:4913,2021-08-03 21:02:07
} | MaximumArchiveDays=90 | DesiredRemainingSpace=500,4914,GPA_PIPBT_500_PM_03-PM3:V,,177,8736f6c7-ad41-4b43-b4f6-e684e0d4ad20,PIPBT_500_PM_03,Pipbt_500_Pm_03,60,1,companyAcronym= | protocolName=IEEE C37.118.2-2011 | vendorAcronym= | vendorDeviceName= | interconnectionName=,,,,10,STTP,Streaming Telemetry Transport Protocol,3,3,LTMABCB_2_FV_C,V,+,0,PIPBT_500_PM_03-PM3,0.0,1.0,Pipbt_500_Pm_03 LTMABCB_2_FV_C + Voltage Magnitude,0,1,1,Volts,Phasor,VPHM,Voltage Magnitude,PM,-98.6,37.5,PPA:4914,2021-08-03 21:02:07
} | MaximumArchiveDays=90 | DesiredRemainingSpace=500,4915,GPA_PIPBT_500_PM_03-PA3:VH,,177,8736f6c7-ad41-4b43-b4f6-e684e0d4ad20,PIPBT_500_PM_03,Pipbt_500_Pm_03,60,1,companyAcronym= | protocolName=IEEE C37.118.2-2011 | vendorAcronym= | vendorDeviceName= | interconnectionName=,,,,10,STTP,Streaming Telemetry Transport Protocol,4,3,LTMABCB_2_FV_C,V,+,0,PIPBT_500_PM_03-PA3,0.0,1.0,Pipbt_500_Pm_03 LTMABCB_2_FV_C + Voltage Phase Angle,0,1,1,Degrees,Phasor,VPHA,Voltage Phase Angle,PA,-98.6,37.5,PPA:4915,2021-08-03 21:02:07
} | MaximumArchiveDays=90 | DesiredRemainingSpace=500,4916,GPA_PIPBT_500_PM_03-PM4:I,,177,8736f6c7-ad41-4b43-b4f6-e684e0d4ad20,PIPBT_500_PM_03,Pipbt_500_Pm_03,60,1,companyAcronym= | protocolName=IEEE C37.118.2-2011 | vendorAcronym= | vendorDeviceName= | interconnectionName=,,,,10,STTP,Streaming Telemetry Transport Protocol,1,4,LTMABCB_2_FA_A,I,+,0,PIPBT_500_PM_03-PM4,0.0,1.0,Pipbt_500_Pm_03 LTMABCB_2_FA_A + Current Magnitude,0,1,1,Amps,Phasor,IPHM,Current Magnitude,PM,-98.6,37.5,PPA:4916,2021-08-03 21:02:07
} | MaximumArchiveDays=90 | DesiredRemainingSpace=500,4917,GPA_PIPBT_500_PM_03-PA4:IH,,177,8736f6c7-ad41-4b43-b4f6-e684e0d4ad20,PIPBT_500_PM_03,Pipbt_500_Pm_03,60,1,companyAcronym= | protocolName=IEEE C37.118.2-2011 | vendorAcronym= | vendorDeviceName= | interconnectionName=,,,,10,STTP,Streaming Telemetry Transport Protocol,2,4,LTMABCB_2_FA_A,I,+,0,PIPBT_500_PM_03-PA4,0.0,1.0,Pipbt_500_Pm_03 LTMABCB_2_FA_A + Current Phase Angle,0,1,1,Degrees,Phasor,IPHA,Current Phase Angle,PA,-98.6,37.5,PPA:4917,2021-08-03 21:02:07
} | MaximumArchiveDays=90 | DesiredRemainingSpace=500,4918,GPA_PIPBT_500_PM_03-PM5:I,,177,8736f6c7-ad41-4b43-b4f6-e684e0d4ad20,PIPBT_500_PM_03,Pipbt_500_Pm_03,60,1,companyAcronym= | protocolName=IEEE C37.118.2-2011 | vendorAcronym= | vendorDeviceName= | interconnectionName=,,,,10,STTP,Streaming Telemetry Transport Protocol,1,5,LTMABCB_2_FA_B,I,+,0,PIPBT_500_PM_03-PM5,0.0,1.0,Pipbt_500_Pm_03 LTMABCB_2_FA_B + Current Magnitude,0,1,1,Amps,Phasor,IPHM,Current Magnitude,PM,-98.6,37.5,PPA:4918,2021-08-03 21:02:07
} | MaximumArchiveDays=90 | DesiredRemainingSpace=500,4919,GPA_PIPBT_500_PM_03-PA5:IH,,177,8736f6c7-ad41-4b43-b4f6-e684e0d4ad20,PIPBT_500_PM_03,Pipbt_500_Pm_03,60,1,companyAcronym= | protocolName=IEEE C37.118.2-2011 | vendorAcronym= | vendorDeviceName= | interconnectionName=,,,,10,STTP,Streaming Telemetry Transport Protocol,2,5,LTMABCB_2_FA_B,I,+,0,PIPBT_500_PM_03-PA5,0.0,1.0,Pipbt_500_Pm_03 LTMABCB_2_FA_B + Current Phase Angle,0,1,1,Degrees,Phasor,IPHA,Current Phase Angle,PA,-98.6,37.5,PPA:4919,2021-08-03 21:02:07
} | MaximumArchiveDays=90 | DesiredRemainingSpace=500,4920,GPA_PIPBT_500_PM_03-PM6:I,,177,8736f6c7-ad41-4b43-b4f6-e684e0d4ad20,PIPBT_500_PM_03,Pipbt_500_Pm_03,60,1,companyAcronym= | protocolName=IEEE C37.118.2-2011 | vendorAcronym= | vendorDeviceName= | interconnectionName=,,,,10,STTP,Streaming Telemetry Transport Protocol,1,6,LTMABCB_2_FA_C,I,+,0,PIPBT_500_PM_03-PM6,0.0,1.0,Pipbt_500_Pm_03 LTMABCB_2_FA_C + Current Magnitude,0,1,1,Amps,Phasor,IPHM,Current Magnitude,PM,-98.6,37.5,PPA:4920,2021-08-03 21:02:07
} | MaximumArchiveDays=90 | DesiredRemainingSpace=500,4921,GPA_PIPBT_500_PM_03-PA6:IH,,177,8736f6c7-ad41-4b43-b4f6-e684e0d4ad20,PIPBT_500_PM_03,Pipbt_500_Pm_03,60,1,companyAcronym= | protocolName=IEEE C37.118.2-2011 | vendorAcronym= | vendorDeviceName= | interconnectionName=,,,,10,STTP,Streaming Telemetry Transport Protocol,2,6,LTMABCB_2_FA_C,I,+,0,PIPBT_500_PM_03-PA6,0.0,1.0,Pipbt_500_Pm_03 LTMABCB_2_FA_C + Current Phase Angle,0,1,1,Degrees,Phasor,IPHA,Current Phase Angle,PA,-98.6,37.5,PPA:4921,2021-08-03 21:02:07
} | MaximumArchiveDays=90 | DesiredRemainingSpace=500,4922,GPA_PIPBT_500_PM_03-PM7:V,,177,8736f6c7-ad41-4b43-b4f6-e684e0d4ad20,PIPBT_500_PM_03,Pipbt_500_Pm_03,60,1,companyAcronym= | protocolName=IEEE C37.118.2-2011 | vendorAcronym= | vendorDeviceName= | interconnectionName=,,,,10,STTP,Streaming Telemetry Transport Protocol,3,7,LTMABCB_2_FV_P,V,+,0,PIPBT_500_PM_03-PM7,0.0,1.0,Pipbt_500_Pm_03 LTMABCB_2_FV_P + Voltage Magnitude,0,1,1,Volts,Phasor,VPHM,Voltage Magnitude,PM,-98.6,37.5,PPA:4922,2021-08-03 21:02:07
} | MaximumArchiveDays=90 | DesiredRemainingSpace=500,4923,GPA_PIPBT_500_PM_03-PA7:VH,,177,8736f6c7-ad41-4b43-b4f6-e684e0d4ad20,PIPBT_500_PM_03,Pipbt_500_Pm_03,60,1,companyAcronym= | protocolName=IEEE C37.118.2-2011 | vendorAcronym= | vendorDeviceName= | interconnectionName=,,,,10,STTP,Streaming Telemetry Transport Protocol,4,7,LTMABCB_2_FV_P,V,+,0,PIPBT_500_PM_03-PA7,0.0,1.0,Pipbt_500_Pm_03 LTMABCB_2_FV_P + Voltage Phase Angle,0,1,1,Degrees,Phasor,VPHA,Voltage Phase Angle,PA,-98.6,37.5,PPA:4923,2021-08-03 21:02:07
} | MaximumArchiveDays=90 | DesiredRemainingSpace=500,4924,GPA_PIPBT_500_PM_03-PM8:I,,177,8736f6c7-ad41-4b43-b4f6-e684e0d4ad20,PIPBT_500_PM_03,Pipbt_500_Pm_03,60,1,companyAcronym= | protocolName=IEEE C37.118.2-2011 | vendorAcronym= | vendorDeviceName= | interconnectionName=,,,,10,STTP,Streaming Telemetry Transport Protocol,1,8,LTMABCB_2_FA_P,I,+,0,PIPBT_500_PM_03-PM8,0.0,1.0,Pipbt_500_Pm_03 LTMABCB_2_FA_P + Current Magnitude,0,1,1,Amps,Phasor,IPHM,Current Magnitude,PM,-98.6,37.5,PPA:4924,2021-08-03 21:02:07
} | MaximumArchiveDays=90 | DesiredRemainingSpace=500,4925,GPA_PIPBT_500_PM_03-PA8:IH,,177,8736f6c7-ad41-4b43-b4f6-e684e0d4ad20,PIPBT_500_PM_03,Pipbt_500_Pm_03,60,1,companyAcronym= | protocolName=IEEE C37.118.2-2011 | vendorAcronym= | vendorDeviceName= | interconnectionName=,,,,10,STTP,Streaming Telemetry Transport Protocol,2,8,LTMABCB_2_FA_P,I,+,0,PIPBT_500_PM_03-PA8,0.0,1.0,Pipbt_500_Pm_03 LTMABCB_2_FA_P + Current Phase Angle,0,1,1,Degrees,Phasor,IPHA,Current Phase Angle,PA,-98.6,37.5,PPA:4925,2021-08-03 21:02:07
} | MaximumArchiveDays=90 | DesiredRemainingSpace=500,4926,GPA_PIPBT_500_PM_04:F,,178,8736f6c7-ad41-4b43-b4f6-e684e0d4ad20,PIPBT_500_PM_04,Pipbt_500_Pm_04,60,1,companyAcronym= | protocolName=IEEE C37.118.2-2011 | vendorAcronym= | vendorDeviceName= | interconnectionName=,,,,10,STTP,Streaming Telemetry Transport Protocol,5,,,,,,PIPBT_500_PM_04-FQ,0.0,1.0,Pipbt_500_Pm_04 Frequency,0,1,1,Hz,PMU,FREQ,Frequency,FQ,-98.6,37.5,PPA:4926,2021-08-03 21:02:07
} | MaximumArchiveDays=90 | DesiredRemainingSpace=500,4927,GPA_PIPBT_500_PM_04:DF,,178,8736f6c7-ad41-4b43-b4f6-e684e0d4ad20,PIPBT_500_PM_04,Pipbt_500_Pm_04,60,1,companyAcronym= | protocolName=IEEE C37.118.2-2011 | vendorAcronym= | vendorDeviceName= | interconnectionName=,,,,10,STTP,Streaming Telemetry Transport Protocol,6,,,,,,PIPBT_500_PM_04-DF,0.0,1.0,Pipbt_500_Pm_04 Frequency Delta (dF/dt),0,1,1,,PMU,DFDT,Frequency Delta (dF/dt),DF,-98.6,37.5,PPA:4927,2021-08-03 21:02:07
} | MaximumArchiveDays=90 | DesiredRemainingSpace=500,4928,GPA_PIPBT_500_PM_04:S,,178,8736f6c7-ad41-4b43-b4f6-e684e0d4ad20,PIPBT_500_PM_04,Pipbt_500_Pm_04,60,1,companyAcronym= | protocolName=IEEE C37.118.2-2011 | vendorAcronym= | vendorDeviceName= | interconnectionName=,,,,10,STTP,Streaming Telemetry Transport Protocol,8,,,,,,PIPBT_500_PM_04-SF,0.0,1.0,Pipbt_500_Pm_04 Status Flags,0,1,1,,PMU,FLAG,Status Flags,SF,-98.6,37.5,PPA:4928,2021-08-03 21:02:07
} | MaximumArchiveDays=90 | DesiredRemainingSpace=500,4929,GPA_PIPBT_500_PM_04-PM1:V,,178,8736f6c7-ad41-4b43-b4f6-e684e0d4ad20,PIPBT_500_PM_04,Pipbt_500_Pm_04,60,1,companyAcronym= | protocolName=IEEE C37.118.2-2011 | vendorAcronym= | vendorDeviceName= | interconnectionName=,,,,10,STTP,Streaming Telemetry Transport Protocol,3,1,BA1110_FV_B,V,+,0,PIPBT_500_PM_04-PM1,0.0,1.0,Pipbt_500_Pm_04 BA1110_FV_B + Voltage Magnitude,0,1,1,Volts,Phasor,VPHM,Voltage Magnitude,PM,-98.6,37.5,PPA:4929,2021-08-03 21:02:07
} | MaximumArchiveDays=90 | DesiredRemainingSpace=500,4930,GPA_PIPBT_500_PM_04-PA1:VH,,178,8736f6c7-ad41-4b43-b4f6-e684e0d4ad20,PIPBT_500_PM_04,Pipbt_500_Pm_04,60,1,companyAcronym= | protocolName=IEEE C37.118.2-2011 | vendorAcronym= | vendorDeviceName= | interconnectionName=,,,,10,STTP,Streaming Telemetry Transport Protocol,4,1,BA1110_FV_B,V,+,0,PIPBT_500_PM_04-PA1,0.0,1.0,Pipbt_500_Pm_04 BA1110_FV_B + Voltage Phase Angle,0,1,1,Degrees,Phasor,VPHA,Voltage Phase Angle,PA,-98.6,37.5,PPA:4930,2021-08-03 21:02:07
} | MaximumArchiveDays=90 | DesiredRemainingSpace=500,4931,GPA_PIPBT_500_PM_05:F,,179,8736f6c7-ad41-4b43-b4f6-e684e0d4ad20,PIPBT_500_PM_05,Pipbt_500_Pm_05,60,1,companyAcronym= | protocolName=IEEE C37.118.2-2011 | vendorAcronym= | vendorDeviceName= | interconnectionName=,,,,10,STTP,Streaming Telemetry Transport Protocol,5,,,,,,PIPBT_500_PM_05-FQ,0.0,1.0,Pipbt_500_Pm_05 Frequency,0,1,1,Hz,PMU,FREQ,Frequency,FQ,-98.6,37.5,PPA:4931,2021-08-03 21:02:07
} | MaximumArchiveDays=90 | DesiredRemainingSpace=500,4932,GPA_PIPBT_500_PM_05:DF,,179,8736f6c7-ad41-4b43-b4f6-e684e0d4ad20,PIPBT_500_PM_05,Pipbt_500_Pm_05,60,1,companyAcronym= | protocolName=IEEE C37.118.2-2011 | vendorAcronym= | vendorDeviceName= | interconnectionName=,,,,10,STTP,Streaming Telemetry Transport Protocol,6,,,,,,PIPBT_500_PM_05-DF,0.0,1.0,Pipbt_500_Pm_05 Frequency Delta (dF/dt),0,1,1,,PMU,DFDT,Frequency Delta (dF/dt),DF,-98.6,37.5,PPA:4932,2021-08-03 21:02:07
} | MaximumArchiveDays=90 | DesiredRemainingSpace=500,4933,GPA_PIPBT_500_PM_05:S,,179,8736f6c7-ad41-4b43-b4f6-e684e0d4ad20,PIPBT_500_PM_05,Pipbt_500_Pm_05,60,1,companyAcronym= | protocolName=IEEE C37.118.2-2011 | vendorAcronym= | vendorDeviceName= | interconnectionName=,,,,10,STTP,Streaming Telemetry Transport Protocol,8,,,,,,PIPBT_500_PM_05-SF,0.0,1.0,Pipbt_500_Pm_05 Status Flags,0,1,1,,PMU,FLAG,Status Flags,SF,-98.6,37.5,PPA:4933,2021-08-03 21:02:07
} | MaximumArchiveDays=90 | DesiredRemainingSpace=500,4934,GPA_PIPBT_500_PM_05-PM1:V,,179,8736f6c7-ad41-4b43-b4f6-e684e0d4ad20,PIPBT_500_PM_05,Pipbt_500_Pm_05,60,1,companyAcronym= | protocolName=IEEE C37.118.2-2011 | vendorAcronym= | vendorDeviceName= | interconnectionName=,,,,10,STTP,Streaming Telemetry Transport Protocol,3,1,BA2220_FV_B,V,+,0,PIPBT_500_PM_05-PM1,0.0,1.0,Pipbt_500_Pm_05 BA2220_FV_B + Voltage Magnitude,0,1,1,Volts,Phasor,VPHM,Voltage Magnitude,PM,-98.6,37.5,PPA:4934,2021-08-03 21:02:07
} | MaximumArchiveDays=90 | DesiredRemainingSpace=500,4935,GPA_PIPBT_500_PM_05-PA1:VH,,179,8736f6c7-ad41-4b43-b4f6-e684e0d4ad20,PIPBT_500_PM_05,Pipbt_500_Pm_05,60,1,companyAcronym= | protocolName=IEEE C37.118.2-2011 | vendorAcronym= | vendorDeviceName= | interconnectionName=,,,,10,STTP,Streaming Telemetry Transport Protocol,4,1,BA2220_FV_B,V,+,0,PIPBT_500_PM_05-PA1,0.0,1.0,Pipbt_500_Pm_05 BA2220_FV_B + Voltage Phase Angle,0,1,1,Degrees,Phasor,VPHA,Voltage Phase Angle,PA,-98.6,37.5,PPA:4935,2021-08-03 21:02:07
} | MaximumArchiveDays=90 | DesiredRemainingSpace=500,4936,GPA_CEPED_500_PM_01:F,,180,8736f6c7-ad41-4b43-b4f6-e684e0d4ad20,CEPED_500_PM_01,Ceped_500_Pm_01,60,1,companyAcronym= | protocolName=IEEE C37.118.2-2011 | vendorAcronym= | vendorDeviceName= | interconnectionName=,,,,10,STTP,Streaming Telemetry Transport Protocol,5,,,,,,CEPED_500_PM_01-FQ,0.0,1.0,Ceped_500_Pm_01 Frequency,0,1,1,Hz,PMU,FREQ,Frequency,FQ,-98.6,37.5,PPA:4936,2021-08-03 21:02:07
} | MaximumArchiveDays=90 | DesiredRemainingSpace=500,4937,GPA_CEPED_500_PM_01:DF,,180,8736f6c7-ad41-4b43-b4f6-e684e0d4ad20,CEPED_500_PM_01,Ceped_500_Pm_01,60,1,companyAcronym= | protocolName=IEEE C37.118.2-2011 | vendorAcronym= | vendorDeviceName= | interconnectionName=,,,,10,STTP,Streaming Telemetry Transport Protocol,6,,,,,,CEPED_500_PM_01-DF,0.0,1.0,Ceped_500_Pm_01 Frequency Delta (dF/dt),0,1,1,,PMU,DFDT,Frequency Delta (dF/dt),DF,-98.6,37.5,PPA:4937,2021-08-03 21:02:07
} | MaximumArchiveDays=90 | DesiredRemainingSpace=500,4938,GPA_CEPED_500_PM_01:S,,180,8736f6c7-ad41-4b43-b4f6-e684e0d4ad20,CEPED_500_PM_01,Ceped_500_Pm_01,60,1,companyAcronym= | protocolName=IEEE C37.118.2-2011 | vendorAcronym= | vendorDeviceName= | interconnectionName=,,,,10,STTP,Streaming Telemetry Transport Protocol,8,,,,,,CEPED_500_PM_01-SF,0.0,1.0,Ceped_500_Pm_01 Status Flags,0,1,1,,PMU,FLAG,Status Flags,SF,-98.6,37.5,PPA:4938,2021-08-03 21:02:07
} | MaximumArchiveDays=90 | DesiredRemainingSpace=500,4939,GPA_CEPED_500_PM_01-PM1:V,,180,8736f6c7-ad41-4b43-b4f6-e684e0d4ad20,CEPED_500_PM_01,Ceped_500_Pm_01,60,1,companyAcronym= | protocolName=IEEE C37.118.2-2011 | vendorAcronym= | vendorDeviceName= | interconnectionName=,,,,10,STTP,Streaming Telemetry Transport Protocol,3,1,LTCEAUT_L1_FV_A,V,+,0,CEPED_500_PM_01-PM1,0.0,1.0,Ceped_500_Pm_01 LTCEAUT_L1_FV_A + Voltage Magnitude,0,1,1,Volts,Phasor,VPHM,Voltage Magnitude,PM,-98.6,37.5,PPA:4939,2021-08-03 21:02:07
} | MaximumArchiveDays=90 | DesiredRemainingSpace=500,4940,GPA_CEPED_500_PM_01-PA1:VH,,180,8736f6c7-ad41-4b43-b4f6-e684e0d4ad20,CEPED_500_PM_01,Ceped_500_Pm_01,60,1,companyAcronym= | protocolName=IEEE C37.118.2-2011 | vendorAcronym= | vendorDeviceName= | interconnectionName=,,,,10,STTP,Streaming Telemetry Transport Protocol,4,1,LTCEAUT_L1_FV_A,V,+,0,CEPED_500_PM_01-PA1,0.0,1.0,Ceped_500_Pm_01 LTCEAUT_L1_FV_A + Voltage Phase Angle,0,1,1,Degrees,Phasor,VPHA,Voltage Phase Angle,PA,-98.6,37.5,PPA:4940,2021-08-03 21:02:07
} | MaximumArchiveDays=90 | DesiredRemainingSpace=500,4941,GPA_CEPED_500_PM_01-PM2:V,,180,8736f6c7-ad41-4b43-b4f6-e684e0d4ad20,CEPED_500_PM_01,Ceped_500_Pm_01,60,1,companyAcronym= | protocolName=IEEE C37.118.2-2011 | vendorAcronym= | vendorDeviceName= | interconnectionName=,,,,10,STTP,Streaming Telemetry Transport Protocol,3,2,LTCEAUT_L1_FV_B,V,+,0,CEPED_500_PM_01-PM2,0.0,1.0,Ceped_500_Pm_01 LTCEAUT_L1_FV_B + Voltage Magnitude,0,1,1,Volts,Phasor,VPHM,Voltage Magnitude,PM,-98.6,37.5,PPA:4941,2021-08-03 21:02:07
} | MaximumArchiveDays=90 | DesiredRemainingSpace=500,4942,GPA_CEPED_500_PM_01-PA2:VH,,180,8736f6c7-ad41-4b43-b4f6-e684e0d4ad20,CEPED_500_PM_01,Ceped_500_Pm_01,60,1,companyAcronym= | protocolName=IEEE C37.118.2-2011 | vendorAcronym= | vendorDeviceName= | interconnectionName=,,,,10,STTP,Streaming Telemetry Transport Protocol,4,2,LTCEAUT_L1_FV_B,V,+,0,CEPED_500_PM_01-PA2,0.0,1.0,Ceped_500_Pm_01 LTCEAUT_L1_FV_B + Voltage Phase Angle,0,1,1,Degrees,Phasor,VPHA,Voltage Phase Angle,PA,-98.6,37.5,PPA:4942,2021-08-03 21:02:07
} | MaximumArchiveDays=90 | DesiredRemainingSpace=500,4943,GPA_CEPED_500_PM_01-PM3:V,,180,8736f6c7-ad41-4b43-b4f6-e684e0d4ad20,CEPED_500_PM_01,Ceped_500_Pm_01,60,1,companyAcronym= | protocolName=IEEE C37.118.2-2011 | vendorAcronym= | vendorDeviceName= | interconnectionName=,,,,10,STTP,Streaming Telemetry Transport Protocol,3,3,LTCEAUT_L1_FV_C,V,+,0,CEPED_500_PM_01-PM3,0.0,1.0,Ceped_500_Pm_01 LTCEAUT_L1_FV_C + Voltage Magnitude,0,1,1,Volts,Phasor,VPHM,Voltage Magnitude,PM,-98.6,37.5,PPA:4943,2021-08-03 21:02:07
} | MaximumArchiveDays=90 | DesiredRemainingSpace=500,4944,GPA_CEPED_500_PM_01-PA3:VH,,180,8736f6c7-ad41-4b43-b4f6-e684e0d4ad20,CEPED_500_PM_01,Ceped_500_Pm_01,60,1,companyAcronym= | protocolName=IEEE C37.118.2-2011 | vendorAcronym= | vendorDeviceName= | interconnectionName=,,,,10,STTP,Streaming Telemetry Transport Protocol,4,3,LTCEAUT_L1_FV_C,V,+,0,CEPED_500_PM_01-PA3,0.0,1.0,Ceped_500_Pm_01 LTCEAUT_L1_FV_C + Voltage Phase Angle,0,1,1,Degrees,Phasor,VPHA,Voltage Phase Angle,PA,-98.6,37.5,PPA:4944,2021-08-03 21:02:07
} | MaximumArchiveDays=90 | DesiredRemainingSpace=500,4945,GPA_CEPED_500_PM_01-PM4:I,,180,8736f6c7-ad41-4b43-b4f6-e684e0d4ad20,CEPED_500_PM_01,Ceped_500_Pm_01,60,1,companyAcronym= | protocolName=IEEE C37.118.2-2011 | vendorAcronym= | vendorDeviceName= | interconnectionName=,,,,10,STTP,Streaming Telemetry Transport Protocol,1,4,LTCEAUT_L1_FA_A,I,+,0,CEPED_500_PM_01-PM4,0.0,1.0,Ceped_500_Pm_01 LTCEAUT_L1_FA_A + Current Magnitude,0,1,1,Amps,Phasor,IPHM,Current Magnitude,PM,-98.6,37.5,PPA:4945,2021-08-03 21:02:07
} | MaximumArchiveDays=90 | DesiredRemainingSpace=500,4946,GPA_CEPED_500_PM_01-PA4:IH,,180,8736f6c7-ad41-4b43-b4f6-e684e0d4ad20,CEPED_500_PM_01,Ceped_500_Pm_01,60,1,companyAcronym= | protocolName=IEEE C37.118.2-2011 | vendorAcronym= | vendorDeviceName= | interconnectionName=,,,,10,STTP,Streaming Telemetry Transport Protocol,2,4,LTCEAUT_L1_FA_A,I,+,0,CEPED_500_PM_01-PA4,0.0,1.0,Ceped_500_Pm_01 LTCEAUT_L1_FA_A + Current Phase Angle,0,1,1,Degrees,Phasor,IPHA,Current Phase Angle,PA,-98.6,37.5,PPA:4946,2021-08-03 21:02:07
} | MaximumArchiveDays=90 | DesiredRemainingSpace=500,4947,GPA_CEPED_500_PM_01-PM5:I,,180,8736f6c7-ad41-4b43-b4f6-e684e0d4ad20,CEPED_500_PM_01,Ceped_500_Pm_01,60,1,companyAcronym= | protocolName=IEEE C37.118.2-2011 | vendorAcronym= | vendorDeviceName= | interconnectionName=,,,,10,STTP,Streaming Telemetry Transport Protocol,1,5,LTCEAUT_L1_FA_B,I,+,0,CEPED_500_PM_01-PM5,0.0,1.0,Ceped_500_Pm_01 LTCEAUT_L1_FA_B + Current Magnitude,0,1,1,Amps,Phasor,IPHM,Current Magnitude,PM,-98.6,37.5,PPA:4947,2021-08-03 21:02:07
} | MaximumArchiveDays=90 | DesiredRemainingSpace=500,4948,GPA_CEPED_500_PM_01-PA5:IH,,180,8736f6c7-ad41-4b43-b4f6-e684e0d4ad20,CEPED_500_PM_01,Ceped_500_Pm_01,60,1,companyAcronym= | protocolName=IEEE C37.118.2-2011 | vendorAcronym= | vendorDeviceName= | interconnectionName=,,,,10,STTP,Streaming Telemetry Transport Protocol,2,5,LTCEAUT_L1_FA_B,I,+,0,CEPED_500_PM_01-PA5,0.0,1.0,Ceped_500_Pm_01 LTCEAUT_L1_FA_B + Current Phase Angle,0,1,1,Degrees,Phasor,IPHA,Current Phase Angle,PA,-98.6,37.5,PPA:4948,2021-08-03 21:02:07
} | MaximumArchiveDays=90 | DesiredRemainingSpace=500,4949,GPA_CEPED_500_PM_01-PM6:I,,180,8736f6c7-ad41-4b43-b4f6-e684e0d4ad20,CEPED_500_PM_01,Ceped_500_Pm_01,60,1,companyAcronym= | protocolName=IEEE C37.118.2-2011 | vendorAcronym= | vendorDeviceName= | interconnectionName=,,,,10,STTP,Streaming Telemetry Transport Protocol,1,6,LTCEAUT_L1_FA_C,I,+,0,CEPED_500_PM_01-PM6,0.0,1.0,Ceped_500_Pm_01 LTCEAUT_L1_FA_C + Current Magnitude,0,1,1,Amps,Phasor,IPHM,Current Magnitude,PM,-98.6,37.5,PPA:4949,2021-08-03 21:02:07
} | MaximumArchiveDays=90 | DesiredRemainingSpace=500,4950,GPA_CEPED_500_PM_01-PA6:IH,,180,8736f6c7-ad41-4b43-b4f6-e684e0d4ad20,CEPED_500_PM_01,Ceped_500_Pm_01,60,1,companyAcronym= | protocolName=IEEE C37.118.2-2011 | vendorAcronym= | vendorDeviceName= | interconnectionName=,,,,10,STTP,Streaming Telemetry Transport Protocol,2,6,LTCEAUT_L1_FA_C,I,+,0,CEPED_500_PM_01-PA6,0.0,1.0,Ceped_500_Pm_01 LTCEAUT_L1_FA_C + Current Phase Angle,0,1,1,Degrees,Phasor,IPHA,Current Phase Angle,PA,-98.6,37.5,PPA:4950,2021-08-03 21:02:07
} | MaximumArchiveDays=90 | DesiredRemainingSpace=500,4951,GPA_CEPED_500_PM_01-PM7:V,,180,8736f6c7-ad41-4b43-b4f6-e684e0d4ad20,CEPED_500_PM_01,Ceped_500_Pm_01,60,1,companyAcronym= | protocolName=IEEE C37.118.2-2011 | vendorAcronym= | vendorDeviceName= | interconnectionName=,,,,10,STTP,Streaming Telemetry Transport Protocol,3,7,LTCEAUT_L1_FV_P,V,+,0,CEPED_500_PM_01-PM7,0.0,1.0,Ceped_500_Pm_01 LTCEAUT_L1_FV_P + Voltage Magnitude,0,1,1,Volts,Phasor,VPHM,Voltage Magnitude,PM,-98.6,37.5,PPA:4951,2021-08-03 21:02:07
} | MaximumArchiveDays=90 | DesiredRemainingSpace=500,4952,GPA_CEPED_500_PM_01-PA7:VH,,180,8736f6c7-ad41-4b43-b4f6-e684e0d4ad20,CEPED_500_PM_01,Ceped_500_Pm_01,60,1,companyAcronym= | protocolName=IEEE C37.118.2-2011 | vendorAcronym= | vendorDeviceName= | interconnectionName=,,,,10,STTP,Streaming Telemetry Transport Protocol,4,7,LTCEAUT_L1_FV_P,V,+,0,CEPED_500_PM_01-PA7,0.0,1.0,Ceped_500_Pm_01 LTCEAUT_L1_FV_P + Voltage Phase Angle,0,1,1,Degrees,Phasor,VPHA,Voltage Phase Angle,PA,-98.6,37.5,PPA:4952,2021-08-03 21:02:07
} | MaximumArchiveDays=90 | DesiredRemainingSpace=500,4953,GPA_CEPED_500_PM_01-PM8:I,,180,8736f6c7-ad41-4b43-b4f6-e684e0d4ad20,CEPED_500_PM_01,Ceped_500_Pm_01,60,1,companyAcronym= | protocolName=IEEE C37.118.2-2011 | vendorAcronym= | vendorDeviceName= | interconnectionName=,,,,10,STTP,Streaming Telemetry Transport Protocol,1,8,LTCEAUT_L1_FA_P,I,+,0,CEPED_500_PM_01-PM8,0.0,1.0,Ceped_500_Pm_01 LTCEAUT_L1_FA_P + Current Magnitude,0,1,1,Amps,Phasor,IPHM,Current Magnitude,PM,-98.6,37.5,PPA:4953,2021-08-03 21:02:07
} | MaximumArchiveDays=90 | DesiredRemainingSpace=500,4954,GPA_CEPED_500_PM_01-PA8:IH,,180,8736f6c7-ad41-4b43-b4f6-e684e0d4ad20,CEPED_500_PM_01,Ceped_500_Pm_01,60,1,companyAcronym= | protocolName=IEEE C37.118.2-2011 | vendorAcronym= | vendorDeviceName= | interconnectionName=,,,,10,STTP,Streaming Telemetry Transport Protocol,2,8,LTCEAUT_L1_FA_P,I,+,0,CEPED_500_PM_01-PA8,0.0,1.0,Ceped_500_Pm_01 LTCEAUT_L1_FA_P + Current Phase Angle,0,1,1,Degrees,Phasor,IPHA,Current Phase Angle,PA,-98.6,37.5,PPA:4954,2021-08-03 21:02:07
} | MaximumArchiveDays=90 | DesiredRemainingSpace=500,4955,GPA_MABCB_500_PM_01:F,,181,8736f6c7-ad41-4b43-b4f6-e684e0d4ad20,MABCB_500_PM_01,Mabcb_500_Pm_01,60,1,companyAcronym= | protocolName=IEEE C37.118.2-2011 | vendorAcronym= | vendorDeviceName= | interconnectionName=,,,,10,STTP,Streaming Telemetry Transport Protocol,5,,,,,,MABCB_500_PM_01-FQ,0.0,1.0,Mabcb_500_Pm_01 Frequency,0,1,1,Hz,PMU,FREQ,Frequency,FQ,-98.6,37.5,PPA:4955,2021-08-03 21:02:07
} | MaximumArchiveDays=90 | DesiredRemainingSpace=500,4956,GPA_MABCB_500_PM_01:DF,,181,8736f6c7-ad41-4b43-b4f6-e684e0d4ad20,MABCB_500_PM_01,Mabcb_500_Pm_01,60,1,companyAcronym= | protocolName=IEEE C37.118.2-2011 | vendorAcronym= | vendorDeviceName= | interconnectionName=,,,,10,STTP,Streaming Telemetry Transport Protocol,6,,,,,,MABCB_500_PM_01-DF,0.0,1.0,Mabcb_500_Pm_01 Frequency Delta (dF/dt),0,1,1,,PMU,DFDT,Frequency Delta (dF/dt),DF,-98.6,37.5,PPA:4956,2021-08-03 21:02:07
} | MaximumArchiveDays=90 | DesiredRemainingSpace=500,4957,GPA_MABCB_500_PM_01:S,,181,8736f6c7-ad41-4b43-b4f6-e684e0d4ad20,MABCB_500_PM_01,Mabcb_500_Pm_01,60,1,companyAcronym= | protocolName=IEEE C37.118.2-2011 | vendorAcronym= | vendorDeviceName= | interconnectionName=,,,,10,STTP,Streaming Telemetry Transport Protocol,8,,,,,,MABCB_500_PM_01-SF,0.0,1.0,Mabcb_500_Pm_01 Status Flags,0,1,1,,PMU,FLAG,Status Flags,SF,-98.6,37.5,PPA:4957,2021-08-03 21:02:07
} | MaximumArchiveDays=90 | DesiredRemainingSpace=500,4958,GPA_MABCB_500_PM_01-PM1:V,,181,8736f6c7-ad41-4b43-b4f6-e684e0d4ad20,MABCB_500_PM_01,Mabcb_500_Pm_01,60,1,companyAcronym= | protocolName=IEEE C37.118.2-2011 | vendorAcronym= | vendorDeviceName= | interconnectionName=,,,,10,STTP,Streaming Telemetry Transport Protocol,3,1,BA1_FV_B,V,+,0,MABCB_500_PM_01-PM1,0.0,1.0,Mabcb_500_Pm_01 BA1_FV_B + Voltage Magnitude,0,1,1,Volts,Phasor,VPHM,Voltage Magnitude,PM,-98.6,37.5,PPA:4958,2021-08-03 21:02:07
} | MaximumArchiveDays=90 | DesiredRemainingSpace=500,4959,GPA_MABCB_500_PM_01-PA1:VH,,181,8736f6c7-ad41-4b43-b4f6-e684e0d4ad20,MABCB_500_PM_01,Mabcb_500_Pm_01,60,1,companyAcronym= | protocolName=IEEE C37.118.2-2011 | vendorAcronym= | vendorDeviceName= | interconnectionName=,,,,10,STTP,Streaming Telemetry Transport Protocol,4,1,BA1_FV_B,V,+,0,MABCB_500_PM_01-PA1,0.0,1.0,Mabcb_500_Pm_01 BA1_FV_B + Voltage Phase Angle,0,1,1,Degrees,Phasor,VPHA,Voltage Phase Angle,PA,-98.6,37.5,PPA:4959,2021-08-03 21:02:07
} | MaximumArchiveDays=90 | DesiredRemainingSpace=500,4960,GPA_MABCB_500_PM_02:F,,182,8736f6c7-ad41-4b43-b4f6-e684e0d4ad20,MABCB_500_PM_02,Mabcb_500_Pm_02,60,1,companyAcronym= | protocolName=IEEE C37.118.2-2011 | vendorAcronym= | vendorDeviceName= | interconnectionName=,,,,10,STTP,Streaming Telemetry Transport Protocol,5,,,,,,MABCB_500_PM_02-FQ,0.0,1.0,Mabcb_500_Pm_02 Frequency,0,1,1,Hz,PMU,FREQ,Frequency,FQ,-98.6,37.5,PPA:4960,2021-08-03 21:02:07
} | MaximumArchiveDays=90 | DesiredRemainingSpace=500,4961,GPA_MABCB_500_PM_02:DF,,182,8736f6c7-ad41-4b43-b4f6-e684e0d4ad20,MABCB_500_PM_02,Mabcb_500_Pm_02,60,1,companyAcronym= | protocolName=IEEE C37.118.2-2011 | vendorAcronym= | vendorDeviceName= | interconnectionName=,,,,10,STTP,Streaming Telemetry Transport Protocol,6,,,,,,MABCB_500_PM_02-DF,0.0,1.0,Mabcb_500_Pm_02 Frequency Delta (dF/dt),0,1,1,,PMU,DFDT,Frequency Delta (dF/dt),DF,-98.6,37.5,PPA:4961,2021-08-03 21:02:07
} | MaximumArchiveDays=90 | DesiredRemainingSpace=500,4962,GPA_MABCB_500_PM_02:S,,182,8736f6c7-ad41-4b43-b4f6-e684e0d4ad20,MABCB_500_PM_02,Mabcb_500_Pm_02,60,1,companyAcronym= | protocolName=IEEE C37.118.2-2011 | vendorAcronym= | vendorDeviceName= | interconnectionName=,,,,10,STTP,Streaming Telemetry Transport Protocol,8,,,,,,MABCB_500_PM_02-SF,0.0,1.0,Mabcb_500_Pm_02 Status Flags,0,1,1,,PMU,FLAG,Status Flags,SF,-98.6,37.5,PPA:4962,2021-08-03 21:02:07
} | MaximumArchiveDays=90 | DesiredRemainingSpace=500,4963,GPA_MABCB_500_PM_02-PM1:V,,182,8736f6c7-ad41-4b43-b4f6-e684e0d4ad20,MABCB_500_PM_02,Mabcb_500_Pm_02,60,1,companyAcronym= | protocolName=IEEE C37.118.2-2011 | vendorAcronym= | vendorDeviceName= | interconnectionName=,,,,10,STTP,Streaming Telemetry Transport Protocol,3,1,BA2_FV_B,V,+,0,MABCB_500_PM_02-PM1,0.0,1.0,Mabcb_500_Pm_02 BA2_FV_B + Voltage Magnitude,0,1,1,Volts,Phasor,VPHM,Voltage Magnitude,PM,-98.6,37.5,PPA:4963,2021-08-03 21:02:07
} | MaximumArchiveDays=90 | DesiredRemainingSpace=500,4964,GPA_MABCB_500_PM_02-PA1:VH,,182,8736f6c7-ad41-4b43-b4f6-e684e0d4ad20,MABCB_500_PM_02,Mabcb_500_Pm_02,60,1,companyAcronym= | protocolName=IEEE C37.118.2-2011 | vendorAcronym= | vendorDeviceName= | interconnectionName=,,,,10,STTP,Streaming Telemetry Transport Protocol,4,1,BA2_FV_B,V,+,0,MABCB_500_PM_02-PA1,0.0,1.0,Mabcb_500_Pm_02 BA2_FV_B + Voltage Phase Angle,0,1,1,Degrees,Phasor,VPHA,Voltage Phase Angle,PA,-98.6,37.5,PPA:4964,2021-08-03 21:02:07
} | MaximumArchiveDays=90 | DesiredRemainingSpace=500,4965,GPA_MABCB_500_PM_03:F,,183,8736f6c7-ad41-4b43-b4f6-e684e0d4ad20,MABCB_500_PM_03,Mabcb_500_Pm_03,60,1,companyAcronym= | protocolName=IEEE C37.118.2-2011 | vendorAcronym= | vendorDeviceName= | interconnectionName=,,,,10,STTP,Streaming Telemetry Transport Protocol,5,,,,,,MABCB_500_PM_03-FQ,0.0,1.0,Mabcb_500_Pm_03 Frequency,0,1,1,Hz,PMU,FREQ,Frequency,FQ,-98.6,37.5,PPA:4965,2021-08-03 21:02:07
} | MaximumArchiveDays=90 | DesiredRemainingSpace=500,4966,GPA_MABCB_500_PM_03:DF,,183,8736f6c7-ad41-4b43-b4f6-e684e0d4ad20,MABCB_500_PM_03,Mabcb_500_Pm_03,60,1,companyAcronym= | protocolName=IEEE C37.118.2-2011 | vendorAcronym= | vendorDeviceName= | interconnectionName=,,,,10,STTP,Streaming Telemetry Transport Protocol,6,,,,,,MABCB_500_PM_03-DF,0.0,1.0,Mabcb_500_Pm_03 Frequency Delta (dF/dt),0,1,1,,PMU,DFDT,Frequency Delta (dF/dt),DF,-98.6,37.5,PPA:4966,2021-08-03 21:02:07
} | MaximumArchiveDays=90 | DesiredRemainingSpace=500,4967,GPA_MABCB_500_PM_03:S,,183,8736f6c7-ad41-4b43-b4f6-e684e0d4ad20,MABCB_500_PM_03,Mabcb_500_Pm_03,60,1,companyAcronym= | protocolName=IEEE C37.118.2-2011 | vendorAcronym= | vendorDeviceName= | interconnectionName=,,,,10,STTP,Streaming Telemetry Transport Protocol,8,,,,,,MABCB_500_PM_03-SF,0.0,1.0,Mabcb_500_Pm_03 Status Flags,0,1,1,,PMU,FLAG,Status Flags,SF,-98.6,37.5,PPA:4967,2021-08-03 21:02:07
} | MaximumArchiveDays=90 | DesiredRemainingSpace=500,4968,GPA_MABCB_500_PM_03-PM1:V,,183,8736f6c7-ad41-4b43-b4f6-e684e0d4ad20,MABCB_500_PM_03,Mabcb_500_Pm_03,60,1,companyAcronym= | protocolName=IEEE C37.118.2-2011 | vendorAcronym= | vendorDeviceName= | interconnectionName=,,,,10,STTP,Streaming Telemetry Transport Protocol,3,1,LTPIPBT_1_FV_A,V,+,0,MABCB_500_PM_03-PM1,0.0,1.0,Mabcb_500_Pm_03 LTPIPBT_1_FV_A + Voltage Magnitude,0,1,1,Volts,Phasor,VPHM,Voltage Magnitude,PM,-98.6,37.5,PPA:4968,2021-08-03 21:02:07
} | MaximumArchiveDays=90 | DesiredRemainingSpace=500,4969,GPA_MABCB_500_PM_03-PA1:VH,,183,8736f6c7-ad41-4b43-b4f6-e684e0d4ad20,MABCB_500_PM_03,Mabcb_500_Pm_03,60,1,companyAcronym= | protocolName=IEEE C37.118.2-2011 | vendorAcronym= | vendorDeviceName= | interconnectionName=,,,,10,STTP,Streaming Telemetry Transport Protocol,4,1,LTPIPBT_1_FV_A,V,+,0,MABCB_500_PM_03-PA1,0.0,1.0,Mabcb_500_Pm_03 LTPIPBT_1_FV_A + Voltage Phase Angle,0,1,1,Degrees,Phasor,VPHA,Voltage Phase Angle,PA,-98.6,37.5,PPA:4969,2021-08-03 21:02:07
} | MaximumArchiveDays=90 | DesiredRemainingSpace=500,4970,GPA_MABCB_500_PM_03-PM2:V,,183,8736f6c7-ad41-4b43-b4f6-e684e0d4ad20,MABCB_500_PM_03,Mabcb_500_Pm_03,60,1,companyAcronym= | protocolName=IEEE C37.118.2-2011 | vendorAcronym= | vendorDeviceName= | interconnectionName=,,,,10,STTP,Streaming Telemetry Transport Protocol,3,2,LTPIPBT_1_FV_B,V,+,0,MABCB_500_PM_03-PM2,0.0,1.0,Mabcb_500_Pm_03 LTPIPBT_1_FV_B + Voltage Magnitude,0,1,1,Volts,Phasor,VPHM,Voltage Magnitude,PM,-98.6,37.5,PPA:4970,2021-08-03 21:02:07
} | MaximumArchiveDays=90 | DesiredRemainingSpace=500,4971,GPA_MABCB_500_PM_03-PA2:VH,,183,8736f6c7-ad41-4b43-b4f6-e684e0d4ad20,MABCB_500_PM_03,Mabcb_500_Pm_03,60,1,companyAcronym= | protocolName=IEEE C37.118.2-2011 | vendorAcronym= | vendorDeviceName= | interconnectionName=,,,,10,STTP,Streaming Telemetry Transport Protocol,4,2,LTPIPBT_1_FV_B,V,+,0,MABCB_500_PM_03-PA2,0.0,1.0,Mabcb_500_Pm_03 LTPIPBT_1_FV_B + Voltage Phase Angle,0,1,1,Degrees,Phasor,VPHA,Voltage Phase Angle,PA,-98.6,37.5,PPA:4971,2021-08-03 21:02:07
} | MaximumArchiveDays=90 | DesiredRemainingSpace=500,4972,GPA_MABCB_500_PM_03-PM3:V,,183,8736f6c7-ad41-4b43-b4f6-e684e0d4ad20,MABCB_500_PM_03,Mabcb_500_Pm_03,60,1,companyAcronym= | protocolName=IEEE C37.118.2-2011 | vendorAcronym= | vendorDeviceName= | interconnectionName=,,,,10,STTP,Streaming Telemetry Transport Protocol,3,3,LTPIPBT_1_FV_C,V,+,0,MABCB_500_PM_03-PM3,0.0,1.0,Mabcb_500_Pm_03 LTPIPBT_1_FV_C + Voltage Magnitude,0,1,1,Volts,Phasor,VPHM,Voltage Magnitude,PM,-98.6,37.5,PPA:4972,2021-08-03 21:02:07
} | MaximumArchiveDays=90 | DesiredRemainingSpace=500,4973,GPA_MABCB_500_PM_03-PA3:VH,,183,8736f6c7-ad41-4b43-b4f6-e684e0d4ad20,MABCB_500_PM_03,Mabcb_500_Pm_03,60,1,companyAcronym= | protocolName=IEEE C37.118.2-2011 | vendorAcronym= | vendorDeviceName= | interconnectionName=,,,,10,STTP,Streaming Telemetry Transport Protocol,4,3,LTPIPBT_1_FV_C,V,+,0,MABCB_500_PM_03-PA3,0.0,1.0,Mabcb_500_Pm_03 LTPIPBT_1_FV_C + Voltage Phase Angle,0,1,1,Degrees,Phasor,VPHA,Voltage Phase Angle,PA,-98.6,37.5,PPA:4973,2021-08-03 21:02:07
} | MaximumArchiveDays=90 | DesiredRemainingSpace=500,4974,GPA_MABCB_500_PM_03-PM4:I,,183,8736f6c7-ad41-4b43-b4f6-e684e0d4ad20,MABCB_500_PM_03,Mabcb_500_Pm_03,60,1,companyAcronym= | protocolName=IEEE C37.118.2-2011 | vendorAcronym= | vendorDeviceName= | interconnectionName=,,,,10,STTP,Streaming Telemetry Transport Protocol,1,4,LTPIPBT_1_FA_A,I,+,0,MABCB_500_PM_03-PM4,0.0,1.0,Mabcb_500_Pm_03 LTPIPBT_1_FA_A + Current Magnitude,0,1,1,Amps,Phasor,IPHM,Current Magnitude,PM,-98.6,37.5,PPA:4974,2021-08-03 21:02:07
} | MaximumArchiveDays=90 | DesiredRemainingSpace=500,4975,GPA_MABCB_500_PM_03-PA4:IH,,183,8736f6c7-ad41-4b43-b4f6-e684e0d4ad20,MABCB_500_PM_03,Mabcb_500_Pm_03,60,1,companyAcronym= | protocolName=IEEE C37.118.2-2011 | vendorAcronym= | vendorDeviceName= | interconnectionName=,,,,10,STTP,Streaming Telemetry Transport Protocol,2,4,LTPIPBT_1_FA_A,I,+,0,MABCB_500_PM_03-PA4,0.0,1.0,Mabcb_500_Pm_03 LTPIPBT_1_FA_A + Current Phase Angle,0,1,1,Degrees,Phasor,IPHA,Current Phase Angle,PA,-98.6,37.5,PPA:4975,2021-08-03 21:02:07
} | MaximumArchiveDays=90 | DesiredRemainingSpace=500,4976,GPA_MABCB_500_PM_03-PM5:I,,183,8736f6c7-ad41-4b43-b4f6-e684e0d4ad20,MABCB_500_PM_03,Mabcb_500_Pm_03,60,1,companyAcronym= | protocolName=IEEE C37.118.2-2011 | vendorAcronym= | vendorDeviceName= | interconnectionName=,,,,10,STTP,Streaming Telemetry Transport Protocol,1,5,LTPIPBT_1_FA_B,I,+,0,MABCB_500_PM_03-PM5,0.0,1.0,Mabcb_500_Pm_03 LTPIPBT_1_FA_B + Current Magnitude,0,1,1,Amps,Phasor,IPHM,Current Magnitude,PM,-98.6,37.5,PPA:4976,2021-08-03 21:02:07
} | MaximumArchiveDays=90 | DesiredRemainingSpace=500,4977,GPA_MABCB_500_PM_03-PA5:IH,,183,8736f6c7-ad41-4b43-b4f6-e684e0d4ad20,MABCB_500_PM_03,Mabcb_500_Pm_03,60,1,companyAcronym= | protocolName=IEEE C37.118.2-2011 | vendorAcronym= | vendorDeviceName= | interconnectionName=,,,,10,STTP,Streaming Telemetry Transport Protocol,2,5,LTPIPBT_1_FA_B,I,+,0,MABCB_500_PM_03-PA5,0.0,1.0,Mabcb_500_Pm_03 LTPIPBT_1_FA_B + Current Phase Angle,0,1,1,Degrees,Phasor,IPHA,Current Phase Angle,PA,-98.6,37.5,PPA:4977,2021-08-03 21:02:07
} | MaximumArchiveDays=90 | DesiredRemainingSpace=500,4978,GPA_MABCB_500_PM_03-PM6:I,,183,8736f6c7-ad41-4b43-b4f6-e684e0d4ad20,MABCB_500_PM_03,Mabcb_500_Pm_03,60,1,companyAcronym= | protocolName=IEEE C37.118.2-2011 | vendorAcronym= | vendorDeviceName= | interconnectionName=,,,,10,STTP,Streaming Telemetry Transport Protocol,1,6,LTPIPBT_1_FA_C,I,+,0,MABCB_500_PM_03-PM6,0.0,1.0,Mabcb_500_Pm_03 LTPIPBT_1_FA_C + Current Magnitude,0,1,1,Amps,Phasor,IPHM,Current Magnitude,PM,-98.6,37.5,PPA:4978,2021-08-03 21:02:07
} | MaximumArchiveDays=90 | DesiredRemainingSpace=500,4979,GPA_MABCB_500_PM_03-PA6:IH,,183,8736f6c7-ad41-4b43-b4f6-e684e0d4ad20,MABCB_500_PM_03,Mabcb_500_Pm_03,60,1,companyAcronym= | protocolName=IEEE C37.118.2-2011 | vendorAcronym= | vendorDeviceName= | interconnectionName=,,,,10,STTP,Streaming Telemetry Transport Protocol,2,6,LTPIPBT_1_FA_C,I,+,0,MABCB_500_PM_03-PA6,0.0,1.0,Mabcb_500_Pm_03 LTPIPBT_1_FA_C + Current Phase Angle,0,1,1,Degrees,Phasor,IPHA,Current Phase Angle,PA,-98.6,37.5,PPA:4979,2021-08-03 21:02:07
} | MaximumArchiveDays=90 | DesiredRemainingSpace=500,4980,GPA_MABCB_500_PM_03-PM7:I,,183,8736f6c7-ad41-4b43-b4f6-e684e0d4ad20,MABCB_500_PM_03,Mabcb_500_Pm_03,60,1,companyAcronym= | protocolName=IEEE C37.118.2-2011 | vendorAcronym= | vendorDeviceName= | interconnectionName=,,,,10,STTP,Streaming Telemetry Transport Protocol,1,7,LTPIPBT_1_FA_P,I,+,0,MABCB_500_PM_03-PM7,0.0,1.0,Mabcb_500_Pm_03 LTPIPBT_1_FA_P + Current Magnitude,0,1,1,Amps,Phasor,IPHM,Current Magnitude,PM,-98.6,37.5,PPA:4980,2021-08-03 21:02:07
} | MaximumArchiveDays=90 | DesiredRemainingSpace=500,4981,GPA_MABCB_500_PM_03-PA7:IH,,183,8736f6c7-ad41-4b43-b4f6-e684e0d4ad20,MABCB_500_PM_03,Mabcb_500_Pm_03,60,1,companyAcronym= | protocolName=IEEE C37.118.2-2011 | vendorAcronym= | vendorDeviceName= | interconnectionName=,,,,10,STTP,Streaming Telemetry Transport Protocol,2,7,LTPIPBT_1_FA_P,I,+,0,MABCB_500_PM_03-PA7,0.0,1.0,Mabcb_500_Pm_03 LTPIPBT_1_FA_P + Current Phase Angle,0,1,1,Degrees,Phasor,IPHA,Current Phase Angle,PA,-98.6,37.5,PPA:4981,2021-08-03 21:02:07
} | MaximumArchiveDays=90 | DesiredRemainingSpace=500,4982,GPA_MABCB_500_PM_03-PM8:V,,183,8736f6c7-ad41-4b43-b4f6-e684e0d4ad20,MABCB_500_PM_03,Mabcb_500_Pm_03,60,1,companyAcronym= | protocolName=IEEE C37.118.2-2011 | vendorAcronym= | vendorDeviceName= | interconnectionName=,,,,10,STTP,Streaming Telemetry Transport Protocol,3,8,LTPIPBT_1_FV_P,V,+,0,MABCB_500_PM_03-PM8,0.0,1.0,Mabcb_500_Pm_03 LTPIPBT_1_FV_P + Voltage Magnitude,0,1,1,Volts,Phasor,VPHM,Voltage Magnitude,PM,-98.6,37.5,PPA:4982,2021-08-03 21:02:07
} | MaximumArchiveDays=90 | DesiredRemainingSpace=500,4983,GPA_MABCB_500_PM_03-PA8:VH,,183,8736f6c7-ad41-4b43-b4f6-e684e0d4ad20,MABCB_500_PM_03,Mabcb_500_Pm_03,60,1,companyAcronym= | protocolName=IEEE C37.118.2-2011 | vendorAcronym= | vendorDeviceName= | interconnectionName=,,,,10,STTP,Streaming Telemetry Transport Protocol,4,8,LTPIPBT_1_FV_P,V,+,0,MABCB_500_PM_03-PA8,0.0,1.0,Mabcb_500_Pm_03 LTPIPBT_1_FV_P + Voltage Phase Angle,0,1,1,Degrees,Phasor,VPHA,Voltage Phase Angle,PA,-98.6,37.5,PPA:4983,2021-08-03 21:02:07
} | MaximumArchiveDays=90 | DesiredRemainingSpace=500,4984,GPA_MABCB_500_PM_04:F,,184,8736f6c7-ad41-4b43-b4f6-e684e0d4ad20,MABCB_500_PM_04,Mabcb_500_Pm_04,60,1,companyAcronym= | protocolName=IEEE C37.118.2-2011 | vendorAcronym= | vendorDeviceName= | interconnectionName=,,,,10,STTP,Streaming Telemetry Transport Protocol,5,,,,,,MABCB_500_PM_04-FQ,0.0,1.0,Mabcb_500_Pm_04 Frequency,0,1,1,Hz,PMU,FREQ,Frequency,FQ,-98.6,37.5,PPA:4984,2021-08-03 21:02:07
} | MaximumArchiveDays=90 | DesiredRemainingSpace=500,4985,GPA_MABCB_500_PM_04:DF,,184,8736f6c7-ad41-4b43-b4f6-e684e0d4ad20,MABCB_500_PM_04,Mabcb_500_Pm_04,60,1,companyAcronym= | protocolName=IEEE C37.118.2-2011 | vendorAcronym= | vendorDeviceName= | interconnectionName=,,,,10,STTP,Streaming Telemetry Transport Protocol,6,,,,,,MABCB_500_PM_04-DF,0.0,1.0,Mabcb_500_Pm_04 Frequency Delta (dF/dt),0,1,1,,PMU,DFDT,Frequency Delta (dF/dt),DF,-98.6,37.5,PPA:4985,2021-08-03 21:02:07
} | MaximumArchiveDays=90 | DesiredRemainingSpace=500,4986,GPA_MABCB_500_PM_04:S,,184,8736f6c7-ad41-4b43-b4f6-e684e0d4ad20,MABCB_500_PM_04,Mabcb_500_Pm_04,60,1,companyAcronym= | protocolName=IEEE C37.118.2-2011 | vendorAcronym= | vendorDeviceName= | interconnectionName=,,,,10,STTP,Streaming Telemetry Transport Protocol,8,,,,,,MABCB_500_PM_04-SF,0.0,1.0,Mabcb_500_Pm_04 Status Flags,0,1,1,,PMU,FLAG,Status Flags,SF,-98.6,37.5,PPA:4986,2021-08-03 21:02:07
} | MaximumArchiveDays=90 | DesiredRemainingSpace=500,4987,GPA_MABCB_500_PM_04-PM1:V,,184,8736f6c7-ad41-4b43-b4f6-e684e0d4ad20,MABCB_500_PM_04,Mabcb_500_Pm_04,60,1,companyAcronym= | protocolName=IEEE C37.118.2-2011 | vendorAcronym= | vendorDeviceName= | interconnectionName=,,,,10,STTP,Streaming Telemetry Transport Protocol,3,1,LTPIPBT_2_FV_A,V,+,0,MABCB_500_PM_04-PM1,0.0,1.0,Mabcb_500_Pm_04 LTPIPBT_2_FV_A + Voltage Magnitude,0,1,1,Volts,Phasor,VPHM,Voltage Magnitude,PM,-98.6,37.5,PPA:4987,2021-08-03 21:02:07
} | MaximumArchiveDays=90 | DesiredRemainingSpace=500,4988,GPA_MABCB_500_PM_04-PA1:VH,,184,8736f6c7-ad41-4b43-b4f6-e684e0d4ad20,MABCB_500_PM_04,Mabcb_500_Pm_04,60,1,companyAcronym= | protocolName=IEEE C37.118.2-2011 | vendorAcronym= | vendorDeviceName= | interconnectionName=,,,,10,STTP,Streaming Telemetry Transport Protocol,4,1,LTPIPBT_2_FV_A,V,+,0,MABCB_500_PM_04-PA1,0.0,1.0,Mabcb_500_Pm_04 LTPIPBT_2_FV_A + Voltage Phase Angle,0,1,1,Degrees,Phasor,VPHA,Voltage Phase Angle,PA,-98.6,37.5,PPA:4988,2021-08-03 21:02:07
} | MaximumArchiveDays=90 | DesiredRemainingSpace=500,4989,GPA_MABCB_500_PM_04-PM2:V,,184,8736f6c7-ad41-4b43-b4f6-e684e0d4ad20,MABCB_500_PM_04,Mabcb_500_Pm_04,60,1,companyAcronym= | protocolName=IEEE C37.118.2-2011 | vendorAcronym= | vendorDeviceName= | interconnectionName=,,,,10,STTP,Streaming Telemetry Transport Protocol,3,2,LTPIPBT_2_FV_B,V,+,0,MABCB_500_PM_04-PM2,0.0,1.0,Mabcb_500_Pm_04 LTPIPBT_2_FV_B + Voltage Magnitude,0,1,1,Volts,Phasor,VPHM,Voltage Magnitude,PM,-98.6,37.5,PPA:4989,2021-08-03 21:02:07
} | MaximumArchiveDays=90 | DesiredRemainingSpace=500,4990,GPA_MABCB_500_PM_04-PA2:VH,,184,8736f6c7-ad41-4b43-b4f6-e684e0d4ad20,MABCB_500_PM_04,Mabcb_500_Pm_04,60,1,companyAcronym= | protocolName=IEEE C37.118.2-2011 | vendorAcronym= | vendorDeviceName= | interconnectionName=,,,,10,STTP,Streaming Telemetry Transport Protocol,4,2,LTPIPBT_2_FV_B,V,+,0,MABCB_500_PM_04-PA2,0.0,1.0,Mabcb_500_Pm_04 LTPIPBT_2_FV_B + Voltage Phase Angle,0,1,1,Degrees,Phasor,VPHA,Voltage Phase Angle,PA,-98.6,37.5,PPA:4990,2021-08-03 21:02:07
} | MaximumArchiveDays=90 | DesiredRemainingSpace=500,4991,GPA_MABCB_500_PM_04-PM3:V,,184,8736f6c7-ad41-4b43-b4f6-e684e0d4ad20,MABCB_500_PM_04,Mabcb_500_Pm_04,60,1,companyAcronym= | protocolName=IEEE C37.118.2-2011 | vendorAcronym= | vendorDeviceName= | interconnectionName=,,,,10,STTP,Streaming Telemetry Transport Protocol,3,3,LTPIPBT_2_FV_C,V,+,0,MABCB_500_PM_04-PM3,0.0,1.0,Mabcb_500_Pm_04 LTPIPBT_2_FV_C + Voltage Magnitude,0,1,1,Volts,Phasor,VPHM,Voltage Magnitude,PM,-98.6,37.5,PPA:4991,2021-08-03 21:02:07
} | MaximumArchiveDays=90 | DesiredRemainingSpace=500,4992,GPA_MABCB_500_PM_04-PA3:VH,,184,8736f6c7-ad41-4b43-b4f6-e684e0d4ad20,MABCB_500_PM_04,Mabcb_500_Pm_04,60,1,companyAcronym= | protocolName=IEEE C37.118.2-2011 | vendorAcronym= | vendorDeviceName= | interconnectionName=,,,,10,STTP,Streaming Telemetry Transport Protocol,4,3,LTPIPBT_2_FV_C,V,+,0,MABCB_500_PM_04-PA3,0.0,1.0,Mabcb_500_Pm_04 LTPIPBT_2_FV_C + Voltage Phase Angle,0,1,1,Degrees,Phasor,VPHA,Voltage Phase Angle,PA,-98.6,37.5,PPA:4992,2021-08-03 21:02:07
} | MaximumArchiveDays=90 | DesiredRemainingSpace=500,4993,GPA_MABCB_500_PM_04-PM4:I,,184,8736f6c7-ad41-4b43-b4f6-e684e0d4ad20,MABCB_500_PM_04,Mabcb_500_Pm_04,60,1,companyAcronym= | protocolName=IEEE C37.118.2-2011 | vendorAcronym= | vendorDeviceName= | interconnectionName=,,,,10,STTP,Streaming Telemetry Transport Protocol,1,4,LTPIPBT_2_FA_A,I,+,0,MABCB_500_PM_04-PM4,0.0,1.0,Mabcb_500_Pm_04 LTPIPBT_2_FA_A + Current Magnitude,0,1,1,Amps,Phasor,IPHM,Current Magnitude,PM,-98.6,37.5,PPA:4993,2021-08-03 21:02:07
} | MaximumArchiveDays=90 | DesiredRemainingSpace=500,4994,GPA_MABCB_500_PM_04-PA4:IH,,184,8736f6c7-ad41-4b43-b4f6-e684e0d4ad20,MABCB_500_PM_04,Mabcb_500_Pm_04,60,1,companyAcronym= | protocolName=IEEE C37.118.2-2011 | vendorAcronym= | vendorDeviceName= | interconnectionName=,,,,10,STTP,Streaming Telemetry Transport Protocol,2,4,LTPIPBT_2_FA_A,I,+,0,MABCB_500_PM_04-PA4,0.0,1.0,Mabcb_500_Pm_04 LTPIPBT_2_FA_A + Current Phase Angle,0,1,1,Degrees,Phasor,IPHA,Current Phase Angle,PA,-98.6,37.5,PPA:4994,2021-08-03 21:02:07
} | MaximumArchiveDays=90 | DesiredRemainingSpace=500,4995,GPA_MABCB_500_PM_04-PM5:I,,184,8736f6c7-ad41-4b43-b4f6-e684e0d4ad20,MABCB_500_PM_04,Mabcb_500_Pm_04,60,1,companyAcronym= | protocolName=IEEE C37.118.2-2011 | vendorAcronym= | vendorDeviceName= | interconnectionName=,,,,10,STTP,Streaming Telemetry Transport Protocol,1,5,LTPIPBT_2_FA_B,I,+,0,MABCB_500_PM_04-PM5,0.0,1.0,Mabcb_500_Pm_04 LTPIPBT_2_FA_B + Current Magnitude,0,1,1,Amps,Phasor,IPHM,Current Magnitude,PM,-98.6,37.5,PPA:4995,2021-08-03 21:02:07
} | MaximumArchiveDays=90 | DesiredRemainingSpace=500,4996,GPA_MABCB_500_PM_04-PA5:IH,,184,8736f6c7-ad41-4b43-b4f6-e684e0d4ad20,MABCB_500_PM_04,Mabcb_500_Pm_04,60,1,companyAcronym= | protocolName=IEEE C37.118.2-2011 | vendorAcronym= | vendorDeviceName= | interconnectionName=,,,,10,STTP,Streaming Telemetry Transport Protocol,2,5,LTPIPBT_2_FA_B,I,+,0,MABCB_500_PM_04-PA5,0.0,1.0,Mabcb_500_Pm_04 LTPIPBT_2_FA_B + Current Phase Angle,0,1,1,Degrees,Phasor,IPHA,Current Phase Angle,PA,-98.6,37.5,PPA:4996,2021-08-03 21:02:07
} | MaximumArchiveDays=90 | DesiredRemainingSpace=500,4997,GPA_MABCB_500_PM_04-PM6:I,,184,8736f6c7-ad41-4b43-b4f6-e684e0d4ad20,MABCB_500_PM_04,Mabcb_500_Pm_04,60,1,companyAcronym= | protocolName=IEEE C37.118.2-2011 | vendorAcronym= | vendorDeviceName= | interconnectionName=,,,,10,STTP,Streaming Telemetry Transport Protocol,1,6,LTPIPBT_2_FA_C,I,+,0,MABCB_500_PM_04-PM6,0.0,1.0,Mabcb_500_Pm_04 LTPIPBT_2_FA_C + Current Magnitude,0,1,1,Amps,Phasor,IPHM,Current Magnitude,PM,-98.6,37.5,PPA:4997,2021-08-03 21:02:07
} | MaximumArchiveDays=90 | DesiredRemainingSpace=500,4998,GPA_MABCB_500_PM_04-PA6:IH,,184,8736f6c7-ad41-4b43-b4f6-e684e0d4ad20,MABCB_500_PM_04,Mabcb_500_Pm_04,60,1,companyAcronym= | protocolName=IEEE C37.118.2-2011 | vendorAcronym= | vendorDeviceName= | interconnectionName=,,,,10,STTP,Streaming Telemetry Transport Protocol,2,6,LTPIPBT_2_FA_C,I,+,0,MABCB_500_PM_04-PA6,0.0,1.0,Mabcb_500_Pm_04 LTPIPBT_2_FA_C + Current Phase Angle,0,1,1,Degrees,Phasor,IPHA,Current Phase Angle,PA,-98.6,37.5,PPA:4998,2021-08-03 21:02:07
} | MaximumArchiveDays=90 | DesiredRemainingSpace=500,4999,GPA_MABCB_500_PM_04-PM7:V,,184,8736f6c7-ad41-4b43-b4f6-e684e0d4ad20,MABCB_500_PM_04,Mabcb_500_Pm_04,60,1,companyAcronym= | protocolName=IEEE C37.118.2-2011 | vendorAcronym= | vendorDeviceName= | interconnectionName=,,,,10,STTP,Streaming Telemetry Transport Protocol,3,7,LTPIPBT_2_FV_P,V,+,0,MABCB_500_PM_04-PM7,0.0,1.0,Mabcb_500_Pm_04 LTPIPBT_2_FV_P + Voltage Magnitude,0,1,1,Volts,Phasor,VPHM,Voltage Magnitude,PM,-98.6,37.5,PPA:4999,2021-08-03 21:02:07
} | MaximumArchiveDays=90 | DesiredRemainingSpace=500,5000,GPA_MABCB_500_PM_04-PA7:VH,,184,8736f6c7-ad41-4b43-b4f6-e684e0d4ad20,MABCB_500_PM_04,Mabcb_500_Pm_04,60,1,companyAcronym= | protocolName=IEEE C37.118.2-2011 | vendorAcronym= | vendorDeviceName= | interconnectionName=,,,,10,STTP,Streaming Telemetry Transport Protocol,4,7,LTPIPBT_2_FV_P,V,+,0,MABCB_500_PM_04-PA7,0.0,1.0,Mabcb_500_Pm_04 LTPIPBT_2_FV_P + Voltage Phase Angle,0,1,1,Degrees,Phasor,VPHA,Voltage Phase Angle,PA,-98.6,37.5,PPA:5000,2021-08-03 21:02:07
} | MaximumArchiveDays=90 | DesiredRemainingSpace=500,5001,GPA_MABCB_500_PM_04-PM8:I,,184,8736f6c7-ad41-4b43-b4f6-e684e0d4ad20,MABCB_500_PM_04,Mabcb_500_Pm_04,60,1,companyAcronym= | protocolName=IEEE C37.118.2-2011 | vendorAcronym= | vendorDeviceName= | interconnectionName=,,,,10,STTP,Streaming Telemetry Transport Protocol,1,8,LTPIPBT_2_FA_P,I,+,0,MABCB_500_PM_04-PM8,0.0,1.0,Mabcb_500_Pm_04 LTPIPBT_2_FA_P + Current Magnitude,0,1,1,Amps,Phasor,IPHM,Current Magnitude,PM,-98.6,37.5,PPA:5001,2021-08-03 21:02:07
} | MaximumArchiveDays=90 | DesiredRemainingSpace=500,5002,GPA_MABCB_500_PM_04-PA8:IH,,184,8736f6c7-ad41-4b43-b4f6-e684e0d4ad20,MABCB_500_PM_04,Mabcb_500_Pm_04,60,1,companyAcronym= | protocolName=IEEE C37.118.2-2011 | vendorAcronym= | vendorDeviceName= | interconnectionName=,,,,10,STTP,Streaming Telemetry Transport Protocol,2,8,LTPIPBT_2_FA_P,I,+,0,MABCB_500_PM_04-PA8,0.0,1.0,Mabcb_500_Pm_04 LTPIPBT_2_FA_P + Current Phase Angle,0,1,1,Degrees,Phasor,IPHA,Current Phase Angle,PA,-98.6,37.5,PPA:5002,2021-08-03 21:02:07
} | MaximumArchiveDays=90 | DesiredRemainingSpace=500,5129,ONS_CETGD_500_PM_01!PMU:ST1,,167,8736f6c7-ad41-4b43-b4f6-e684e0d4ad20,CETGD_500_PM_01,Cetgd_500_Pm_01,60,1,companyAcronym= | protocolName=IEEE C37.118.2-2011 | vendorAcronym= | vendorDeviceName= | interconnectionName=,,,,10,STTP,Streaming Telemetry Transport Protocol,11,,,,,,CETGD_500_PM_01!PMU-ST1,0.0,1.0,Device statistic for Number of data quality errors reported by device during last reporting interval.,0,1,1,,Any,STAT,Statistic,ST,-98.6,37.5,PPA:5129,2021-08-03 21:02:09
} | MaximumArchiveDays=90 | DesiredRemainingSpace=500,5130,ONS_CETGD_500_PM_01!PMU:ST2,,167,8736f6c7-ad41-4b43-b4f6-e684e0d4ad20,CETGD_500_PM_01,Cetgd_500_Pm_01,60,1,companyAcronym= | protocolName=IEEE C37.118.2-2011 | vendorAcronym= | vendorDeviceName= | interconnectionName=,,,,10,STTP,Streaming Telemetry Transport Protocol,11,,,,,,CETGD_500_PM_01!PMU-ST2,0.0,1.0,Device statistic for Number of time quality errors reported by device during last reporting interval.,0,1,1,,Any,STAT,Statistic,ST,-98.6,37.5,PPA:5130,2021-08-03 21:02:09
} | MaximumArchiveDays=90 | DesiredRemainingSpace=500,5131,ONS_CETGD_500_PM_01!PMU:ST3,,167,8736f6c7-ad41-4b43-b4f6-e684e0d4ad20,CETGD_500_PM_01,Cetgd_500_Pm_01,60,1,companyAcronym= | protocolName=IEEE C37.118.2-2011 | vendorAcronym= | vendorDeviceName= | interconnectionName=,,,,10,STTP,Streaming Telemetry Transport Protocol,11,,,,,,CETGD_500_PM_01!PMU-ST3,0.0,1.0,Device statistic for Number of device errors reported by device during last reporting interval.,0,1,1,,Any,STAT,Statistic,ST,-98.6,37.5,PPA:5131,2021-08-03 21:02:09
} | MaximumArchiveDays=90 | DesiredRemainingSpace=500,5132,ONS_CETGD_500_PM_01!PMU:ST4,,167,8736f6c7-ad41-4b43-b4f6-e684e0d4ad20,CETGD_500_PM_01,Cetgd_500_Pm_01,60,1,companyAcronym= | protocolName=IEEE C37.118.2-2011 | vendorAcronym= | vendorDeviceName= | interconnectionName=,,,,10,STTP,Streaming Telemetry Transport Protocol,11,,,,,,CETGD_500_PM_01!PMU-ST4,0.0,1.0,Device statistic for Number of measurements received from device during last reporting interval.,0,1,1,,Any,STAT,Statistic,ST,-98.6,37.5,PPA:5132,2021-08-03 21:02:09
} | MaximumArchiveDays=90 | DesiredRemainingSpace=500,5133,ONS_CETGD_500_PM_01!PMU:ST5,,167,8736f6c7-ad41-4b43-b4f6-e684e0d4ad20,CETGD_500_PM_01,Cetgd_500_Pm_01,60,1,companyAcronym= | protocolName=IEEE C37.118.2-2011 | vendorAcronym= | vendorDeviceName= | interconnectionName=,,,,10,STTP,Streaming Telemetry Transport Protocol,11,,,,,,CETGD_500_PM_01!PMU-ST5,0.0,1.0,Device statistic for Expected number of measurements received from device during last reporting interval.,0,1,1,,Any,STAT,Statistic,ST,-98.6,37.5,PPA:5133,2021-08-03 21:02:09
} | MaximumArchiveDays=90 | DesiredRemainingSpace=500,5134,ONS_CETGD_500_PM_01!PMU:ST6,,167,8736f6c7-ad41-4b43-b4f6-e684e0d4ad20,CETGD_500_PM_01,Cetgd_500_Pm_01,60,1,companyAcronym= | protocolName=IEEE C37.118.2-2011 | vendorAcronym= | vendorDeviceName= | interconnectionName=,,,,10,STTP,Streaming Telemetry Transport Protocol,11,,,,,,CETGD_500_PM_01!PMU-ST6,0.0,1.0,Device statistic for Number of measurements received while device was reporting errors during last reporting interval.,0,1,1,,Any,STAT,Statistic,ST,-98.6,37.5,PPA:5134,2021-08-03 21:02:09
} | MaximumArchiveDays=90 | DesiredRemainingSpace=500,5135,ONS_CETGD_500_PM_01!PMU:ST7,,167,8736f6c7-ad41-4b43-b4f6-e684e0d4ad20,CETGD_500_PM_01,Cetgd_500_Pm_01,60,1,companyAcronym= | protocolName=IEEE C37.118.2-2011 | vendorAcronym= | vendorDeviceName= | interconnectionName=,,,,10,STTP,Streaming Telemetry Transport Protocol,11,,,,,,CETGD_500_PM_01!PMU-ST7,0.0,1.0,Device statistic for Number of defined measurements (per frame) from device during last reporting interval.,0,1,1,,Any,STAT,Statistic,ST,-98.6,37.5,PPA:5135,2021-08-03 21:02:09
} | MaximumArchiveDays=90 | DesiredRemainingSpace=500,5136,ONS_CETGD_500_PM_02!PMU:ST1,,168,8736f6c7-ad41-4b43-b4f6-e684e0d4ad20,CETGD_500_PM_02,Cetgd_500_Pm_02,60,1,companyAcronym= | protocolName=IEEE C37.118.2-2011 | vendorAcronym= | vendorDeviceName= | interconnectionName=,,,,10,STTP,Streaming Telemetry Transport Protocol,11,,,,,,CETGD_500_PM_02!PMU-ST1,0.0,1.0,Device statistic for Number of data quality errors reported by device during last reporting interval.,0,1,1,,Any,STAT,Statistic,ST,-98.6,37.5,PPA:5136,2021-08-03 21:02:09
} | MaximumArchiveDays=90 | DesiredRemainingSpace=500,5137,ONS_CETGD_500_PM_02!PMU:ST2,,168,8736f6c7-ad41-4b43-b4f6-e684e0d4ad20,CETGD_500_PM_02,Cetgd_500_Pm_02,60,1,companyAcronym= | protocolName=IEEE C37.118.2-2011 | vendorAcronym= | vendorDeviceName= | interconnectionName=,,,,10,STTP,Streaming Telemetry Transport Protocol,11,,,,,,CETGD_500_PM_02!PMU-ST2,0.0,1.0,Device statistic for Number of time quality errors reported by device during last reporting interval.,0,1,1,,Any,STAT,Statistic,ST,-98.6,37.5,PPA:5137,2021-08-03 21:02:09
} | MaximumArchiveDays=90 | DesiredRemainingSpace=500,5138,ONS_CETGD_500_PM_02!PMU:ST3,,168,8736f6c7-ad41-4b43-b4f6-e684e0d4ad20,CETGD_500_PM_02,Cetgd_500_Pm_02,60,1,companyAcronym= | protocolName=IEEE C37.118.2-2011 | vendorAcronym= | vendorDeviceName= | interconnectionName=,,,,10,STTP,Streaming Telemetry Transport Protocol,11,,,,,,CETGD_500_PM_02!PMU-ST3,0.0,1.0,Device statistic for Number of device errors reported by device during last reporting interval.,0,1,1,,Any,STAT,Statistic,ST,-98.6,37.5,PPA:5138,2021-08-03 21:02:09
} | MaximumArchiveDays=90 | DesiredRemainingSpace=500,5139,ONS_CETGD_500_PM_02!PMU:ST4,,168,8736f6c7-ad41-4b43-b4f6-e684e0d4ad20,CETGD_500_PM_02,Cetgd_500_Pm_02,60,1,companyAcronym= | protocolName=IEEE C37.118.2-2011 | vendorAcronym= | vendorDeviceName= | interconnectionName=,,,,10,STTP,Streaming Telemetry Transport Protocol,11,,,,,,CETGD_500_PM_02!PMU-ST4,0.0,1.0,Device statistic for Number of measurements received from device during last reporting interval.,0,1,1,,Any,STAT,Statistic,ST,-98.6,37.5,PPA:5139,2021-08-03 21:02:09
} | MaximumArchiveDays=90 | DesiredRemainingSpace=500,5140,ONS_CETGD_500_PM_02!PMU:ST5,,168,8736f6c7-ad41-4b43-b4f6-e684e0d4ad20,CETGD_500_PM_02,Cetgd_500_Pm_02,60,1,companyAcronym= | protocolName=IEEE C37.118.2-2011 | vendorAcronym= | vendorDeviceName= | interconnectionName=,,,,10,STTP,Streaming Telemetry Transport Protocol,11,,,,,,CETGD_500_PM_02!PMU-ST5,0.0,1.0,Device statistic for Expected number of measurements received from device during last reporting interval.,0,1,1,,Any,STAT,Statistic,ST,-98.6,37.5,PPA:5140,2021-08-03 21:02:09
} | MaximumArchiveDays=90 | DesiredRemainingSpace=500,5141,ONS_CETGD_500_PM_02!PMU:ST6,,168,8736f6c7-ad41-4b43-b4f6-e684e0d4ad20,CETGD_500_PM_02,Cetgd_500_Pm_02,60,1,companyAcronym= | protocolName=IEEE C37.118.2-2011 | vendorAcronym= | vendorDeviceName= | interconnectionName=,,,,10,STTP,Streaming Telemetry Transport Protocol,11,,,,,,CETGD_500_PM_02!PMU-ST6,0.0,1.0,Device statistic for Number of measurements received while device was reporting errors during last reporting interval.,0,1,1,,Any,STAT,Statistic,ST,-98.6,37.5,PPA:5141,2021-08-03 21:02:09
} | MaximumArchiveDays=90 | DesiredRemainingSpace=500,5142,ONS_CETGD_500_PM_02!PMU:ST7,,168,8736f6c7-ad41-4b43-b4f6-e684e0d4ad20,CETGD_500_PM_02,Cetgd_500_Pm_02,60,1,companyAcronym= | protocolName=IEEE C37.118.2-2011 | vendorAcronym= | vendorDeviceName= | interconnectionName=,,,,10,STTP,Streaming Telemetry Transport Protocol,11,,,,,,CETGD_500_PM_02!PMU-ST7,0.0,1.0,Device statistic for Number of defined measurements (per frame) from device during last reporting interval.,0,1,1,,Any,STAT,Statistic,ST,-98.6,37.5,PPA:5142,2021-08-03 21:02:09
} | MaximumArchiveDays=90 | DesiredRemainingSpace=500,5143,ONS_CETGD_500_PM_03!PMU:ST1,,169,8736f6c7-ad41-4b43-b4f6-e684e0d4ad20,CETGD_500_PM_03,Cetgd_500_Pm_03,60,1,companyAcronym= | protocolName=IEEE C37.118.2-2011 | vendorAcronym= | vendorDeviceName= | interconnectionName=,,,,10,STTP,Streaming Telemetry Transport Protocol,11,,,,,,CETGD_500_PM_03!PMU-ST1,0.0,1.0,Device statistic for Number of data quality errors reported by device during last reporting interval.,0,1,1,,Any,STAT,Statistic,ST,-98.6,37.5,PPA:5143,2021-08-03 21:02:09
} | MaximumArchiveDays=90 | DesiredRemainingSpace=500,5144,ONS_CETGD_500_PM_03!PMU:ST2,,169,8736f6c7-ad41-4b43-b4f6-e684e0d4ad20,CETGD_500_PM_03,Cetgd_500_Pm_03,60,1,companyAcronym= | protocolName=IEEE C37.118.2-2011 | vendorAcronym= | vendorDeviceName= | interconnectionName=,,,,10,STTP,Streaming Telemetry Transport Protocol,11,,,,,,CETGD_500_PM_03!PMU-ST2,0.0,1.0,Device statistic for Number of time quality errors reported by device during last reporting interval.,0,1,1,,Any,STAT,Statistic,ST,-98.6,37.5,PPA:5144,2021-08-03 21:02:09
} | MaximumArchiveDays=90 | DesiredRemainingSpace=500,5145,ONS_CETGD_500_PM_03!PMU:ST3,,169,8736f6c7-ad41-4b43-b4f6-e684e0d4ad20,CETGD_500_PM_03,Cetgd_500_Pm_03,60,1,companyAcronym= | protocolName=IEEE C37.118.2-2011 | vendorAcronym= | vendorDeviceName= | interconnectionName=,,,,10,STTP,Streaming Telemetry Transport Protocol,11,,,,,,CETGD_500_PM_03!PMU-ST3,0.0,1.0,Device statistic for Number of device errors reported by device during last reporting interval.,0,1,1,,Any,STAT,Statistic,ST,-98.6,37.5,PPA:5145,2021-08-03 21:02:09
} | MaximumArchiveDays=90 | DesiredRemainingSpace=500,5146,ONS_CETGD_500_PM_03!PMU:ST4,,169,8736f6c7-ad41-4b43-b4f6-e684e0d4ad20,CETGD_500_PM_03,Cetgd_500_Pm_03,60,1,companyAcronym= | protocolName=IEEE C37.118.2-2011 | vendorAcronym= | vendorDeviceName= | interconnectionName=,,,,10,STTP,Streaming Telemetry Transport Protocol,11,,,,,,CETGD_500_PM_03!PMU-ST4,0.0,1.0,Device statistic for Number of measurements received from device during last reporting interval.,0,1,1,,Any,STAT,Statistic,ST,-98.6,37.5,PPA:5146,2021-08-03 21:02:09
} | MaximumArchiveDays=90 | DesiredRemainingSpace=500,5147,ONS_CETGD_500_PM_03!PMU:ST5,,169,8736f6c7-ad41-4b43-b4f6-e684e0d4ad20,CETGD_500_PM_03,Cetgd_500_Pm_03,60,1,companyAcronym= | protocolName=IEEE C37.118.2-2011 | vendorAcronym= | vendorDeviceName= | interconnectionName=,,,,10,STTP,Streaming Telemetry Transport Protocol,11,,,,,,CETGD_500_PM_03!PMU-ST5,0.0,1.0,Device statistic for Expected number of measurements received from device during last reporting interval.,0,1,1,,Any,STAT,Statistic,ST,-98.6,37.5,PPA:5147,2021-08-03 21:02:09
} | MaximumArchiveDays=90 | DesiredRemainingSpace=500,5148,ONS_CETGD_500_PM_03!PMU:ST6,,169,8736f6c7-ad41-4b43-b4f6-e684e0d4ad20,CETGD_500_PM_03,Cetgd_500_Pm_03,60,1,companyAcronym= | protocolName=IEEE C37.118.2-2011 | vendorAcronym= | vendorDeviceName= | interconnectionName=,,,,10,STTP,Streaming Telemetry Transport Protocol,11,,,,,,CETGD_500_PM_03!PMU-ST6,0.0,1.0,Device statistic for Number of measurements received while device was reporting errors during last reporting interval.,0,1,1,,Any,STAT,Statistic,ST,-98.6,37.5,PPA:5148,2021-08-03 21:02:09
} | MaximumArchiveDays=90 | DesiredRemainingSpace=500,5149,ONS_CETGD_500_PM_03!PMU:ST7,,169,8736f6c7-ad41-4b43-b4f6-e684e0d4ad20,CETGD_500_PM_03,Cetgd_500_Pm_03,60,1,companyAcronym= | protocolName=IEEE C37.118.2-2011 | vendorAcronym= | vendorDeviceName= | interconnectionName=,,,,10,STTP,Streaming Telemetry Transport Protocol,11,,,,,,CETGD_500_PM_03!PMU-ST7,0.0,1.0,Device statistic for Number of defined measurements (per frame) from device during last reporting interval.,0,1,1,,Any,STAT,Statistic,ST,-98.6,37.5,PPA:5149,2021-08-03 21:02:09
} | MaximumArchiveDays=90 | DesiredRemainingSpace=500,5150,ONS_CEAUT_500_PM_01!PMU:ST1,,170,8736f6c7-ad41-4b43-b4f6-e684e0d4ad20,CEAUT_500_PM_01,Ceaut_500_Pm_01,60,1,companyAcronym= | protocolName=IEEE C37.118.2-2011 | vendorAcronym= | vendorDeviceName= | interconnectionName=,,,,10,STTP,Streaming Telemetry Transport Protocol,11,,,,,,CEAUT_500_PM_01!PMU-ST1,0.0,1.0,Device statistic for Number of data quality errors reported by device during last reporting interval.,0,1,1,,Any,STAT,Statistic,ST,-98.6,37.5,PPA:5150,2021-08-03 21:02:09
} | MaximumArchiveDays=90 | DesiredRemainingSpace=500,5151,ONS_CEAUT_500_PM_01!PMU:ST2,,170,8736f6c7-ad41-4b43-b4f6-e684e0d4ad20,CEAUT_500_PM_01,Ceaut_500_Pm_01,60,1,companyAcronym= | protocolName=IEEE C37.118.2-2011 | vendorAcronym= | vendorDeviceName= | interconnectionName=,,,,10,STTP,Streaming Telemetry Transport Protocol,11,,,,,,CEAUT_500_PM_01!PMU-ST2,0.0,1.0,Device statistic for Number of time quality errors reported by device during last reporting interval.,0,1,1,,Any,STAT,Statistic,ST,-98.6,37.5,PPA:5151,2021-08-03 21:02:09
} | MaximumArchiveDays=90 | DesiredRemainingSpace=500,5152,ONS_CEAUT_500_PM_01!PMU:ST3,,170,8736f6c7-ad41-4b43-b4f6-e684e0d4ad20,CEAUT_500_PM_01,Ceaut_500_Pm_01,60,1,companyAcronym= | protocolName=IEEE C37.118.2-2011 | vendorAcronym= | vendorDeviceName= | interconnectionName=,,,,10,STTP,Streaming Telemetry Transport Protocol,11,,,,,,CEAUT_500_PM_01!PMU-ST3,0.0,1.0,Device statistic for Number of device errors reported by device during last reporting interval.,0,1,1,,Any,STAT,Statistic,ST,-98.6,37.5,PPA:5152,2021-08-03 21:02:10
} | MaximumArchiveDays=90 | DesiredRemainingSpace=500,5153,ONS_CEAUT_500_PM_01!PMU:ST4,,170,8736f6c7-ad41-4b43-b4f6-e684e0d4ad20,CEAUT_500_PM_01,Ceaut_500_Pm_01,60,1,companyAcronym= | protocolName=IEEE C37.118.2-2011 | vendorAcronym= | vendorDeviceName= | interconnectionName=,,,,10,STTP,Streaming Telemetry Transport Protocol,11,,,,,,CEAUT_500_PM_01!PMU-ST4,0.0,1.0,Device statistic for Number of measurements received from device during last reporting interval.,0,1,1,,Any,STAT,Statistic,ST,-98.6,37.5,PPA:5153,2021-08-03 21:02:10
} | MaximumArchiveDays=90 | DesiredRemainingSpace=500,5154,ONS_CEAUT_500_PM_01!PMU:ST5,,170,8736f6c7-ad41-4b43-b4f6-e684e0d4ad20,CEAUT_500_PM_01,Ceaut_500_Pm_01,60,1,companyAcronym= | protocolName=IEEE C37.118.2-2011 | vendorAcronym= | vendorDeviceName= | interconnectionName=,,,,10,STTP,Streaming Telemetry Transport Protocol,11,,,,,,CEAUT_500_PM_01!PMU-ST5,0.0,1.0,Device statistic for Expected number of measurements received from device during last reporting interval.,0,1,1,,Any,STAT,Statistic,ST,-98.6,37.5,PPA:5154,2021-08-03 21:02:10
} | MaximumArchiveDays=90 | DesiredRemainingSpace=500,5155,ONS_CEAUT_500_PM_01!PMU:ST6,,170,8736f6c7-ad41-4b43-b4f6-e684e0d4ad20,CEAUT_500_PM_01,Ceaut_500_Pm_01,60,1,companyAcronym= | protocolName=IEEE C37.118.2-2011 | vendorAcronym= | vendorDeviceName= | interconnectionName=,,,,10,STTP,Streaming Telemetry Transport Protocol,11,,,,,,CEAUT_500_PM_01!PMU-ST6,0.0,1.0,Device statistic for Number of measurements received while device was reporting errors during last reporting interval.,0,1,1,,Any,STAT,Statistic,ST,-98.6,37.5,PPA:5155,2021-08-03 21:02:10
} | MaximumArchiveDays=90 | DesiredRemainingSpace=500,5156,ONS_CEAUT_500_PM_01!PMU:ST7,,170,8736f6c7-ad41-4b43-b4f6-e684e0d4ad20,CEAUT_500_PM_01,Ceaut_500_Pm_01,60,1,companyAcronym= | protocolName=IEEE C37.118.2-2011 | vendorAcronym= | vendorDeviceName= | interconnectionName=,,,,10,STTP,Streaming Telemetry Transport Protocol,11,,,,,,CEAUT_500_PM_01!PMU-ST7,0.0,1.0,Device statistic for Number of defined measurements (per frame) from device during last reporting interval.,0,1,1,,Any,STAT,Statistic,ST,-98.6,37.5,PPA:5156,2021-08-03 21:02:10
} | MaximumArchiveDays=90 | DesiredRemainingSpace=500,5157,ONS_CEAUT_500_PM_02!PMU:ST1,,171,8736f6c7-ad41-4b43-b4f6-e684e0d4ad20,CEAUT_500_PM_02,Ceaut_500_Pm_02,60,1,companyAcronym= | protocolName=IEEE C37.118.2-2011 | vendorAcronym= | vendorDeviceName= | interconnectionName=,,,,10,STTP,Streaming Telemetry Transport Protocol,11,,,,,,CEAUT_500_PM_02!PMU-ST1,0.0,1.0,Device statistic for Number of data quality errors reported by device during last reporting interval.,0,1,1,,Any,STAT,Statistic,ST,-98.6,37.5,PPA:5157,2021-08-03 21:02:10
} | MaximumArchiveDays=90 | DesiredRemainingSpace=500,5158,ONS_CEAUT_500_PM_02!PMU:ST2,,171,8736f6c7-ad41-4b43-b4f6-e684e0d4ad20,CEAUT_500_PM_02,Ceaut_500_Pm_02,60,1,companyAcronym= | protocolName=IEEE C37.118.2-2011 | vendorAcronym= | vendorDeviceName= | interconnectionName=,,,,10,STTP,Streaming Telemetry Transport Protocol,11,,,,,,CEAUT_500_PM_02!PMU-ST2,0.0,1.0,Device statistic for Number of time quality errors reported by device during last reporting interval.,0,1,1,,Any,STAT,Statistic,ST,-98.6,37.5,PPA:5158,2021-08-03 21:02:10
} | MaximumArchiveDays=90 | DesiredRemainingSpace=500,5159,ONS_CEAUT_500_PM_02!PMU:ST3,,171,8736f6c7-ad41-4b43-b4f6-e684e0d4ad20,CEAUT_500_PM_02,Ceaut_500_Pm_02,60,1,companyAcronym= | protocolName=IEEE C37.118.2-2011 | vendorAcronym= | vendorDeviceName= | interconnectionName=,,,,10,STTP,Streaming Telemetry Transport Protocol,11,,,,,,CEAUT_500_PM_02!PMU-ST3,0.0,1.0,Device statistic for Number of device errors reported by device during last reporting interval.,0,1,1,,Any,STAT,Statistic,ST,-98.6,37.5,PPA:5159,2021-08-03 21:02:10
} | MaximumArchiveDays=90 | DesiredRemainingSpace=500,5160,ONS_CEAUT_500_PM_02!PMU:ST4,,171,8736f6c7-ad41-4b43-b4f6-e684e0d4ad20,CEAUT_500_PM_02,Ceaut_500_Pm_02,60,1,companyAcronym= | protocolName=IEEE C37.118.2-2011 | vendorAcronym= | vendorDeviceName= | interconnectionName=,,,,10,STTP,Streaming Telemetry Transport Protocol,11,,,,,,CEAUT_500_PM_02!PMU-ST4,0.0,1.0,Device statistic for Number of measurements received from device during last reporting interval.,0,1,1,,Any,STAT,Statistic,ST,-98.6,37.5,PPA:5160,2021-08-03 21:02:10
} | MaximumArchiveDays=90 | DesiredRemainingSpace=500,5161,ONS_CEAUT_500_PM_02!PMU:ST5,,171,8736f6c7-ad41-4b43-b4f6-e684e0d4ad20,CEAUT_500_PM_02,Ceaut_500_Pm_02,60,1,companyAcronym= | protocolName=IEEE C37.118.2-2011 | vendorAcronym= | vendorDeviceName= | interconnectionName=,,,,10,STTP,Streaming Telemetry Transport Protocol,11,,,,,,CEAUT_500_PM_02!PMU-ST5,0.0,1.0,Device statistic for Expected number of measurements received from device during last reporting interval.,0,1,1,,Any,STAT,Statistic,ST,-98.6,37.5,PPA:5161,2021-08-03 21:02:10
} | MaximumArchiveDays=90 | DesiredRemainingSpace=500,5162,ONS_CEAUT_500_PM_02!PMU:ST6,,171,8736f6c7-ad41-4b43-b4f6-e684e0d4ad20,CEAUT_500_PM_02,Ceaut_500_Pm_02,60,1,companyAcronym= | protocolName=IEEE C37.118.2-2011 | vendorAcronym= | vendorDeviceName= | interconnectionName=,,,,10,STTP,Streaming Telemetry Transport Protocol,11,,,,,,CEAUT_500_PM_02!PMU-ST6,0.0,1.0,Device statistic for Number of measurements received while device was reporting errors during last reporting interval.,0,1,1,,Any,STAT,Statistic,ST,-98.6,37.5,PPA:5162,2021-08-03 21:02:10
} | MaximumArchiveDays=90 | DesiredRemainingSpace=500,5163,ONS_CEAUT_500_PM_02!PMU:ST7,,171,8736f6c7-ad41-4b43-b4f6-e684e0d4ad20,CEAUT_500_PM_02,Ceaut_500_Pm_02,60,1,companyAcronym= | protocolName=IEEE C37.118.2-2011 | vendorAcronym= | vendorDeviceName= | interconnectionName=,,,,10,STTP,Streaming Telemetry Transport Protocol,11,,,,,,CEAUT_500_PM_02!PMU-ST7,0.0,1.0,Device statistic for Number of defined measurements (per frame) from device during last reporting interval.,0,1,1,,Any,STAT,Statistic,ST,-98.6,37.5,PPA:5163,2021-08-03 21:02:10
} | MaximumArchiveDays=90 | DesiredRemainingSpace=500,5164,ONS_CEAUT_500_PM_03!PMU:ST1,,172,8736f6c7-ad41-4b43-b4f6-e684e0d4ad20,CEAUT_500_PM_03,Ceaut_500_Pm_03,60,1,companyAcronym= | protocolName=IEEE C37.118.2-2011 | vendorAcronym= | vendorDeviceName= | interconnectionName=,,,,10,STTP,Streaming Telemetry Transport Protocol,11,,,,,,CEAUT_500_PM_03!PMU-ST1,0.0,1.0,Device statistic for Number of data quality errors reported by device during last reporting interval.,0,1,1,,Any,STAT,Statistic,ST,-98.6,37.5,PPA:5164,2021-08-03 21:02:10
} | MaximumArchiveDays=90 | DesiredRemainingSpace=500,5165,ONS_CEAUT_500_PM_03!PMU:ST2,,172,8736f6c7-ad41-4b43-b4f6-e684e0d4ad20,CEAUT_500_PM_03,Ceaut_500_Pm_03,60,1,companyAcronym= | protocolName=IEEE C37.118.2-2011 | vendorAcronym= | vendorDeviceName= | interconnectionName=,,,,10,STTP,Streaming Telemetry Transport Protocol,11,,,,,,CEAUT_500_PM_03!PMU-ST2,0.0,1.0,Device statistic for Number of time quality errors reported by device during last reporting interval.,0,1,1,,Any,STAT,Statistic,ST,-98.6,37.5,PPA:5165,2021-08-03 21:02:10
} | MaximumArchiveDays=90 | DesiredRemainingSpace=500,5166,ONS_CEAUT_500_PM_03!PMU:ST3,,172,8736f6c7-ad41-4b43-b4f6-e684e0d4ad20,CEAUT_500_PM_03,Ceaut_500_Pm_03,60,1,companyAcronym= | protocolName=IEEE C37.118.2-2011 | vendorAcronym= | vendorDeviceName= | interconnectionName=,,,,10,STTP,Streaming Telemetry Transport Protocol,11,,,,,,CEAUT_500_PM_03!PMU-ST3,0.0,1.0,Device statistic for Number of device errors reported by device during last reporting interval.,0,1,1,,Any,STAT,Statistic,ST,-98.6,37.5,PPA:5166,2021-08-03 21:02:10
} | MaximumArchiveDays=90 | DesiredRemainingSpace=500,5167,ONS_CEAUT_500_PM_03!PMU:ST4,,172,8736f6c7-ad41-4b43-b4f6-e684e0d4ad20,CEAUT_500_PM_03,Ceaut_500_Pm_03,60,1,companyAcronym= | protocolName=IEEE C37.118.2-2011 | vendorAcronym= | vendorDeviceName= | interconnectionName=,,,,10,STTP,Streaming Telemetry Transport Protocol,11,,,,,,CEAUT_500_PM_03!PMU-ST4,0.0,1.0,Device statistic for Number of measurements received from device during last reporting interval.,0,1,1,,Any,STAT,Statistic,ST,-98.6,37.5,PPA:5167,2021-08-03 21:02:10
} | MaximumArchiveDays=90 | DesiredRemainingSpace=500,5168,ONS_CEAUT_500_PM_03!PMU:ST5,,172,8736f6c7-ad41-4b43-b4f6-e684e0d4ad20,CEAUT_500_PM_03,Ceaut_500_Pm_03,60,1,companyAcronym= | protocolName=IEEE C37.118.2-2011 | vendorAcronym= | vendorDeviceName= | interconnectionName=,,,,10,STTP,Streaming Telemetry Transport Protocol,11,,,,,,CEAUT_500_PM_03!PMU-ST5,0.0,1.0,Device statistic for Expected number of measurements received from device during last reporting interval.,0,1,1,,Any,STAT,Statistic,ST,-98.6,37.5,PPA:5168,2021-08-03 21:02:10
} | MaximumArchiveDays=90 | DesiredRemainingSpace=500,5169,ONS_CEAUT_500_PM_03!PMU:ST6,,172,8736f6c7-ad41-4b43-b4f6-e684e0d4ad20,CEAUT_500_PM_03,Ceaut_500_Pm_03,60,1,companyAcronym= | protocolName=IEEE C37.118.2-2011 | vendorAcronym= | vendorDeviceName= | interconnectionName=,,,,10,STTP,Streaming Telemetry Transport Protocol,11,,,,,,CEAUT_500_PM_03!PMU-ST6,0.0,1.0,Device statistic for Number of measurements received while device was reporting errors during last reporting interval.,0,1,1,,Any,STAT,Statistic,ST,-98.6,37.5,PPA:5169,2021-08-03 21:02:10
} | MaximumArchiveDays=90 | DesiredRemainingSpace=500,5170,ONS_CEAUT_500_PM_03!PMU:ST7,,172,8736f6c7-ad41-4b43-b4f6-e684e0d4ad20,CEAUT_500_PM_03,Ceaut_500_Pm_03,60,1,companyAcronym= | protocolName=IEEE C37.118.2-2011 | vendorAcronym= | vendorDeviceName= | interconnectionName=,,,,10,STTP,Streaming Telemetry Transport Protocol,11,,,,,,CEAUT_500_PM_03!PMU-ST7,0.0,1.0,Device statistic for Number of defined measurements (per frame) from device during last reporting interval.,0,1,1,,Any,STAT,Statistic,ST,-98.6,37.5,PPA:5170,2021-08-03 21:02:10
} | MaximumArchiveDays=90 | DesiredRemainingSpace=500,5171,ONS_CEAUT_500_PM_04!PMU:ST1,,173,8736f6c7-ad41-4b43-b4f6-e684e0d4ad20,CEAUT_500_PM_04,Ceaut_500_Pm_04,60,1,companyAcronym= | protocolName=IEEE C37.118.2-2011 | vendorAcronym= | vendorDeviceName= | interconnectionName=,,,,10,STTP,Streaming Telemetry Transport Protocol,11,,,,,,CEAUT_500_PM_04!PMU-ST1,0.0,1.0,Device statistic for Number of data quality errors reported by device during last reporting interval.,0,1,1,,Any,STAT,Statistic,ST,-98.6,37.5,PPA:5171,2021-08-03 21:02:10
} | MaximumArchiveDays=90 | DesiredRemainingSpace=500,5172,ONS_CEAUT_500_PM_04!PMU:ST2,,173,8736f6c7-ad41-4b43-b4f6-e684e0d4ad20,CEAUT_500_PM_04,Ceaut_500_Pm_04,60,1,companyAcronym= | protocolName=IEEE C37.118.2-2011 | vendorAcronym= | vendorDeviceName= | interconnectionName=,,,,10,STTP,Streaming Telemetry Transport Protocol,11,,,,,,CEAUT_500_PM_04!PMU-ST2,0.0,1.0,Device statistic for Number of time quality errors reported by device during last reporting interval.,0,1,1,,Any,STAT,Statistic,ST,-98.6,37.5,PPA:5172,2021-08-03 21:02:10
} | MaximumArchiveDays=90 | DesiredRemainingSpace=500,5173,ONS_CEAUT_500_PM_04!PMU:ST3,,173,8736f6c7-ad41-4b43-b4f6-e684e0d4ad20,CEAUT_500_PM_04,Ceaut_500_Pm_04,60,1,companyAcronym= | protocolName=IEEE C37.118.2-2011 | vendorAcronym= | vendorDeviceName= | interconnectionName=,,,,10,STTP,Streaming Telemetry Transport Protocol,11,,,,,,CEAUT_500_PM_04!PMU-ST3,0.0,1.0,Device statistic for Number of device errors reported by device during last reporting interval.,0,1,1,,Any,STAT,Statistic,ST,-98.6,37.5,PPA:5173,2021-08-03 21:02:10
} | MaximumArchiveDays=90 | DesiredRemainingSpace=500,5174,ONS_CEAUT_500_PM_04!PMU:ST4,,173,8736f6c7-ad41-4b43-b4f6-e684e0d4ad20,CEAUT_500_PM_04,Ceaut_500_Pm_04,60,1,companyAcronym= | protocolName=IEEE C37.118.2-2011 | vendorAcronym= | vendorDeviceName= | interconnectionName=,,,,10,STTP,Streaming Telemetry Transport Protocol,11,,,,,,CEAUT_500_PM_04!PMU-ST4,0.0,1.0,Device statistic for Number of measurements received from device during last reporting interval.,0,1,1,,Any,STAT,Statistic,ST,-98.6,37.5,PPA:5174,2021-08-03 21:02:10
} | MaximumArchiveDays=90 | DesiredRemainingSpace=500,5175,ONS_CEAUT_500_PM_04!PMU:ST5,,173,8736f6c7-ad41-4b43-b4f6-e684e0d4ad20,CEAUT_500_PM_04,Ceaut_500_Pm_04,60,1,companyAcronym= | protocolName=IEEE C37.118.2-2011 | vendorAcronym= | vendorDeviceName= | interconnectionName=,,,,10,STTP,Streaming Telemetry Transport Protocol,11,,,,,,CEAUT_500_PM_04!PMU-ST5,0.0,1.0,Device statistic for Expected number of measurements received from device during last reporting interval.,0,1,1,,Any,STAT,Statistic,ST,-98.6,37.5,PPA:5175,2021-08-03 21:02:10
} | MaximumArchiveDays=90 | DesiredRemainingSpace=500,5176,ONS_CEAUT_500_PM_04!PMU:ST6,,173,8736f6c7-ad41-4b43-b4f6-e684e0d4ad20,CEAUT_500_PM_04,Ceaut_500_Pm_04,60,1,companyAcronym= | protocolName=IEEE C37.118.2-2011 | vendorAcronym= | vendorDeviceName= | interconnectionName=,,,,10,STTP,Streaming Telemetry Transport Protocol,11,,,,,,CEAUT_500_PM_04!PMU-ST6,0.0,1.0,Device statistic for Number of measurements received while device was reporting errors during last reporting interval.,0,1,1,,Any,STAT,Statistic,ST,-98.6,37.5,PPA:5176,2021-08-03 21:02:10
} | MaximumArchiveDays=90 | DesiredRemainingSpace=500,5177,ONS_CEAUT_500_PM_04!PMU:ST7,,173,8736f6c7-ad41-4b43-b4f6-e684e0d4ad20,CEAUT_500_PM_04,Ceaut_500_Pm_04,60,1,companyAcronym= | protocolName=IEEE C37.118.2-2011 | vendorAcronym= | vendorDeviceName= | interconnectionName=,,,,10,STTP,Streaming Telemetry Transport Protocol,11,,,,,,CEAUT_500_PM_04!PMU-ST7,0.0,1.0,Device statistic for Number of defined measurements (per frame) from device during last reporting interval.,0,1,1,,Any,STAT,Statistic,ST,-98.6,37.5,PPA:5177,2021-08-03 21:02:10
} | MaximumArchiveDays=90 | DesiredRemainingSpace=500,5178,ONS_CEAUT_500_PM_05!PMU:ST1,,174,8736f6c7-ad41-4b43-b4f6-e684e0d4ad20,CEAUT_500_PM_05,Ceaut_500_Pm_05,60,1,companyAcronym= | protocolName=IEEE C37.118.2-2011 | vendorAcronym= | vendorDeviceName= | interconnectionName=,,,,10,STTP,Streaming Telemetry Transport Protocol,11,,,,,,CEAUT_500_PM_05!PMU-ST1,0.0,1.0,Device statistic for Number of data quality errors reported by device during last reporting interval.,0,1,1,,Any,STAT,Statistic,ST,-98.6,37.5,PPA:5178,2021-08-03 21:02:10
} | MaximumArchiveDays=90 | DesiredRemainingSpace=500,5179,ONS_CEAUT_500_PM_05!PMU:ST2,,174,8736f6c7-ad41-4b43-b4f6-e684e0d4ad20,CEAUT_500_PM_05,Ceaut_500_Pm_05,60,1,companyAcronym= | protocolName=IEEE C37.118.2-2011 | vendorAcronym= | vendorDeviceName= | interconnectionName=,,,,10,STTP,Streaming Telemetry Transport Protocol,11,,,,,,CEAUT_500_PM_05!PMU-ST2,0.0,1.0,Device statistic for Number of time quality errors reported by device during last reporting interval.,0,1,1,,Any,STAT,Statistic,ST,-98.6,37.5,PPA:5179,2021-08-03 21:02:10
} | MaximumArchiveDays=90 | DesiredRemainingSpace=500,5180,ONS_CEAUT_500_PM_05!PMU:ST3,,174,8736f6c7-ad41-4b43-b4f6-e684e0d4ad20,CEAUT_500_PM_05,Ceaut_500_Pm_05,60,1,companyAcronym= | protocolName=IEEE C37.118.2-2011 | vendorAcronym= | vendorDeviceName= | interconnectionName=,,,,10,STTP,Streaming Telemetry Transport Protocol,11,,,,,,CEAUT_500_PM_05!PMU-ST3,0.0,1.0,Device statistic for Number of device errors reported by device during last reporting interval.,0,1,1,,Any,STAT,Statistic,ST,-98.6,37.5,PPA:5180,2021-08-03 21:02:10
} | MaximumArchiveDays=90 | DesiredRemainingSpace=500,5181,ONS_CEAUT_500_PM_05!PMU:ST4,,174,8736f6c7-ad41-4b43-b4f6-e684e0d4ad20,CEAUT_500_PM_05,Ceaut_500_Pm_05,60,1,companyAcronym= | protocolName=IEEE C37.118.2-2011 | vendorAcronym= | vendorDeviceName= | interconnectionName=,,,,10,STTP,Streaming Telemetry Transport Protocol,11,,,,,,CEAUT_500_PM_05!PMU-ST4,0.0,1.0,Device statistic for Number of measurements received from device during last reporting interval.,0,1,1,,Any,STAT,Statistic,ST,-98.6,37.5,PPA:5181,2021-08-03 21:02:10
} | MaximumArchiveDays=90 | DesiredRemainingSpace=500,5182,ONS_CEAUT_500_PM_05!PMU:ST5,,174,8736f6c7-ad41-4b43-b4f6-e684e0d4ad20,CEAUT_500_PM_05,Ceaut_500_Pm_05,60,1,companyAcronym= | protocolName=IEEE C37.118.2-2011 | vendorAcronym= | vendorDeviceName= | interconnectionName=,,,,10,STTP,Streaming Telemetry Transport Protocol,11,,,,,,CEAUT_500_PM_05!PMU-ST5,0.0,1.0,Device statistic for Expected number of measurements received from device during last reporting interval.,0,1,1,,Any,STAT,Statistic,ST,-98.6,37.5,PPA:5182,2021-08-03 21:02:10
} | MaximumArchiveDays=90 | DesiredRemainingSpace=500,5183,ONS_CEAUT_500_PM_05!PMU:ST6,,174,8736f6c7-ad41-4b43-b4f6-e684e0d4ad20,CEAUT_500_PM_05,Ceaut_500_Pm_05,60,1,companyAcronym= | protocolName=IEEE C37.118.2-2011 | vendorAcronym= | vendorDeviceName= | interconnectionName=,,,,10,STTP,Streaming Telemetry Transport Protocol,11,,,,,,CEAUT_500_PM_05!PMU-ST6,0.0,1.0,Device statistic for Number of measurements received while device was reporting errors during last reporting interval.,0,1,1,,Any,STAT,Statistic,ST,-98.6,37.5,PPA:5183,2021-08-03 21:02:10
} | MaximumArchiveDays=90 | DesiredRemainingSpace=500,5184,ONS_CEAUT_500_PM_05!PMU:ST7,,174,8736f6c7-ad41-4b43-b4f6-e684e0d4ad20,CEAUT_500_PM_05,Ceaut_500_Pm_05,60,1,companyAcronym= | protocolName=IEEE C37.118.2-2011 | vendorAcronym= | vendorDeviceName= | interconnectionName=,,,,10,STTP,Streaming Telemetry Transport Protocol,11,,,,,,CEAUT_500_PM_05!PMU-ST7,0.0,1.0,Device statistic for Number of defined measurements (per frame) from device during last reporting interval.,0,1,1,,Any,STAT,Statistic,ST,-98.6,37.5,PPA:5184,2021-08-03 21:02:10
} | MaximumArchiveDays=90 | DesiredRemainingSpace=500,5185,ONS_PIPBT_500_PM_01!PMU:ST1,,175,8736f6c7-ad41-4b43-b4f6-e684e0d4ad20,PIPBT_500_PM_01,Pipbt_500_Pm_01,60,1,companyAcronym= | protocolName=IEEE C37.118.2-2011 | vendorAcronym= | vendorDeviceName= | interconnectionName=,,,,10,STTP,Streaming Telemetry Transport Protocol,11,,,,,,PIPBT_500_PM_01!PMU-ST1,0.0,1.0,Device statistic for Number of data quality errors reported by device during last reporting interval.,0,1,1,,Any,STAT,Statistic,ST,-98.6,37.5,PPA:5185,2021-08-03 21:02:10
} | MaximumArchiveDays=90 | DesiredRemainingSpace=500,5186,ONS_PIPBT_500_PM_01!PMU:ST2,,175,8736f6c7-ad41-4b43-b4f6-e684e0d4ad20,PIPBT_500_PM_01,Pipbt_500_Pm_01,60,1,companyAcronym= | protocolName=IEEE C37.118.2-2011 | vendorAcronym= | vendorDeviceName= | interconnectionName=,,,,10,STTP,Streaming Telemetry Transport Protocol,11,,,,,,PIPBT_500_PM_01!PMU-ST2,0.0,1.0,Device statistic for Number of time quality errors reported by device during last reporting interval.,0,1,1,,Any,STAT,Statistic,ST,-98.6,37.5,PPA:5186,2021-08-03 21:02:10
} | MaximumArchiveDays=90 | DesiredRemainingSpace=500,5187,ONS_PIPBT_500_PM_01!PMU:ST3,,175,8736f6c7-ad41-4b43-b4f6-e684e0d4ad20,PIPBT_500_PM_01,Pipbt_500_Pm_01,60,1,companyAcronym= | protocolName=IEEE C37.118.2-2011 | vendorAcronym= | vendorDeviceName= | interconnectionName=,,,,10,STTP,Streaming Telemetry Transport Protocol,11,,,,,,PIPBT_500_PM_01!PMU-ST3,0.0,1.0,Device statistic for Number of device errors reported by device during last reporting interval.,0,1,1,,Any,STAT,Statistic,ST,-98.6,37.5,PPA:5187,2021-08-03 21:02:10
} | MaximumArchiveDays=90 | DesiredRemainingSpace=500,5188,ONS_PIPBT_500_PM_01!PMU:ST4,,175,8736f6c7-ad41-4b43-b4f6-e684e0d4ad20,PIPBT_500_PM_01,Pipbt_500_Pm_01,60,1,companyAcronym= | protocolName=IEEE C37.118.2-2011 | vendorAcronym= | vendorDeviceName= | interconnectionName=,,,,10,STTP,Streaming Telemetry Transport Protocol,11,,,,,,PIPBT_500_PM_01!PMU-ST4,0.0,1.0,Device statistic for Number of measurements received from device during last reporting interval.,0,1,1,,Any,STAT,Statistic,ST,-98.6,37.5,PPA:5188,2021-08-03 21:02:10
} | MaximumArchiveDays=90 | DesiredRemainingSpace=500,5189,ONS_PIPBT_500_PM_01!PMU:ST5,,175,8736f6c7-ad41-4b43-b4f6-e684e0d4ad20,PIPBT_500_PM_01,Pipbt_500_Pm_01,60,1,companyAcronym= | protocolName=IEEE C37.118.2-2011 | vendorAcronym= | vendorDeviceName= | interconnectionName=,,,,10,STTP,Streaming Telemetry Transport Protocol,11,,,,,,PIPBT_500_PM_01!PMU-ST5,0.0,1.0,Device statistic for Expected number of measurements received from device during last reporting interval.,0,1,1,,Any,STAT,Statistic,ST,-98.6,37.5,PPA:5189,2021-08-03 21:02:10
} | MaximumArchiveDays=90 | DesiredRemainingSpace=500,5190,ONS_PIPBT_500_PM_01!PMU:ST6,,175,8736f6c7-ad41-4b43-b4f6-e684e0d4ad20,PIPBT_500_PM_01,Pipbt_500_Pm_01,60,1,companyAcronym= | protocolName=IEEE C37.118.2-2011 | vendorAcronym= | vendorDeviceName= | interconnectionName=,,,,10,STTP,Streaming Telemetry Transport Protocol,11,,,,,,PIPBT_500_PM_01!PMU-ST6,0.0,1.0,Device statistic for Number of measurements received while device was reporting errors during last reporting interval.,0,1,1,,Any,STAT,Statistic,ST,-98.6,37.5,PPA:5190,2021-08-03 21:02:10
} | MaximumArchiveDays=90 | DesiredRemainingSpace=500,5191,ONS_PIPBT_500_PM_01!PMU:ST7,,175,8736f6c7-ad41-4b43-b4f6-e684e0d4ad20,PIPBT_500_PM_01,Pipbt_500_Pm_01,60,1,companyAcronym= | protocolName=IEEE C37.118.2-2011 | vendorAcronym= | vendorDeviceName= | interconnectionName=,,,,10,STTP,Streaming Telemetry Transport Protocol,11,,,,,,PIPBT_500_PM_01!PMU-ST7,0.0,1.0,Device statistic for Number of defined measurements (per frame) from device during last reporting interval.,0,1,1,,Any,STAT,Statistic,ST,-98.6,37.5,PPA:5191,2021-08-03 21:02:10
} | MaximumArchiveDays=90 | DesiredRemainingSpace=500,5192,ONS_PIPBT_500_PM_02!PMU:ST1,,176,8736f6c7-ad41-4b43-b4f6-e684e0d4ad20,PIPBT_500_PM_02,Pipbt_500_Pm_02,60,1,companyAcronym= | protocolName=IEEE C37.118.2-2011 | vendorAcronym= | vendorDeviceName= | interconnectionName=,,,,10,STTP,Streaming Telemetry Transport Protocol,11,,,,,,PIPBT_500_PM_02!PMU-ST1,0.0,1.0,Device statistic for Number of data quality errors reported by device during last reporting interval.,0,1,1,,Any,STAT,Statistic,ST,-98.6,37.5,PPA:5192,2021-08-03 21:02:10
} | MaximumArchiveDays=90 | DesiredRemainingSpace=500,5193,ONS_PIPBT_500_PM_02!PMU:ST2,,176,8736f6c7-ad41-4b43-b4f6-e684e0d4ad20,PIPBT_500_PM_02,Pipbt_500_Pm_02,60,1,companyAcronym= | protocolName=IEEE C37.118.2-2011 | vendorAcronym= | vendorDeviceName= | interconnectionName=,,,,10,STTP,Streaming Telemetry Transport Protocol,11,,,,,,PIPBT_500_PM_02!PMU-ST2,0.0,1.0,Device statistic for Number of time quality errors reported by device during last reporting interval.,0,1,1,,Any,STAT,Statistic,ST,-98.6,37.5,PPA:5193,2021-08-03 21:02:10
} | MaximumArchiveDays=90 | DesiredRemainingSpace=500,5194,ONS_PIPBT_500_PM_02!PMU:ST3,,176,8736f6c7-ad41-4b43-b4f6-e684e0d4ad20,PIPBT_500_PM_02,Pipbt_500_Pm_02,60,1,companyAcronym= | protocolName=IEEE C37.118.2-2011 | vendorAcronym= | vendorDeviceName= | interconnectionName=,,,,10,STTP,Streaming Telemetry Transport Protocol,11,,,,,,PIPBT_500_PM_02!PMU-ST3,0.0,1.0,Device statistic for Number of device errors reported by device during last reporting interval.,0,1,1,,Any,STAT,Statistic,ST,-98.6,37.5,PPA:5194,2021-08-03 21:02:10
} | MaximumArchiveDays=90 | DesiredRemainingSpace=500,5195,ONS_PIPBT_500_PM_02!PMU:ST4,,176,8736f6c7-ad41-4b43-b4f6-e684e0d4ad20,PIPBT_500_PM_02,Pipbt_500_Pm_02,60,1,companyAcronym= | protocolName=IEEE C37.118.2-2011 | vendorAcronym= | vendorDeviceName= | interconnectionName=,,,,10,STTP,Streaming Telemetry Transport Protocol,11,,,,,,PIPBT_500_PM_02!PMU-ST4,0.0,1.0,Device statistic for Number of measurements received from device during last reporting interval.,0,1,1,,Any,STAT,Statistic,ST,-98.6,37.5,PPA:5195,2021-08-03 21:02:10
} | MaximumArchiveDays=90 | DesiredRemainingSpace=500,5196,ONS_PIPBT_500_PM_02!PMU:ST5,,176,8736f6c7-ad41-4b43-b4f6-e684e0d4ad20,PIPBT_500_PM_02,Pipbt_500_Pm_02,60,1,companyAcronym= | protocolName=IEEE C37.118.2-2011 | vendorAcronym= | vendorDeviceName= | interconnectionName=,,,,10,STTP,Streaming Telemetry Transport Protocol,11,,,,,,PIPBT_500_PM_02!PMU-ST5,0.0,1.0,Device statistic for Expected number of measurements received from device during last reporting interval.,0,1,1,,Any,STAT,Statistic,ST,-98.6,37.5,PPA:5196,2021-08-03 21:02:10
} | MaximumArchiveDays=90 | DesiredRemainingSpace=500,5197,ONS_PIPBT_500_PM_02!PMU:ST6,,176,8736f6c7-ad41-4b43-b4f6-e684e0d4ad20,PIPBT_500_PM_02,Pipbt_500_Pm_02,60,1,companyAcronym= | protocolName=IEEE C37.118.2-2011 | vendorAcronym= | vendorDeviceName= | interconnectionName=,,,,10,STTP,Streaming Telemetry Transport Protocol,11,,,,,,PIPBT_500_PM_02!PMU-ST6,0.0,1.0,Device statistic for Number of measurements received while device was reporting errors during last reporting interval.,0,1,1,,Any,STAT,Statistic,ST,-98.6,37.5,PPA:5197,2021-08-03 21:02:10
} | MaximumArchiveDays=90 | DesiredRemainingSpace=500,5198,ONS_PIPBT_500_PM_02!PMU:ST7,,176,8736f6c7-ad41-4b43-b4f6-e684e0d4ad20,PIPBT_500_PM_02,Pipbt_500_Pm_02,60,1,companyAcronym= | protocolName=IEEE C37.118.2-2011 | vendorAcronym= | vendorDeviceName= | interconnectionName=,,,,10,STTP,Streaming Telemetry Transport Protocol,11,,,,,,PIPBT_500_PM_02!PMU-ST7,0.0,1.0,Device statistic for Number of defined measurements (per frame) from device during last reporting interval.,0,1,1,,Any,STAT,Statistic,ST,-98.6,37.5,PPA:5198,2021-08-03 21:02:10
} | MaximumArchiveDays=90 | DesiredRemainingSpace=500,5199,ONS_PIPBT_500_PM_03!PMU:ST1,,177,8736f6c7-ad41-4b43-b4f6-e684e0d4ad20,PIPBT_500_PM_03,Pipbt_500_Pm_03,60,1,companyAcronym= | protocolName=IEEE C37.118.2-2011 | vendorAcronym= | vendorDeviceName= | interconnectionName=,,,,10,STTP,Streaming Telemetry Transport Protocol,11,,,,,,PIPBT_500_PM_03!PMU-ST1,0.0,1.0,Device statistic for Number of data quality errors reported by device during last reporting interval.,0,1,1,,Any,STAT,Statistic,ST,-98.6,37.5,PPA:5199,2021-08-03 21:02:10
} | MaximumArchiveDays=90 | DesiredRemainingSpace=500,5200,ONS_PIPBT_500_PM_03!PMU:ST2,,177,8736f6c7-ad41-4b43-b4f6-e684e0d4ad20,PIPBT_500_PM_03,Pipbt_500_Pm_03,60,1,companyAcronym= | protocolName=IEEE C37.118.2-2011 | vendorAcronym= | vendorDeviceName= | interconnectionName=,,,,10,STTP,Streaming Telemetry Transport Protocol,11,,,,,,PIPBT_500_PM_03!PMU-ST2,0.0,1.0,Device statistic for Number of time quality errors reported by device during last reporting interval.,0,1,1,,Any,STAT,Statistic,ST,-98.6,37.5,PPA:5200,2021-08-03 21:02:10
} | MaximumArchiveDays=90 | DesiredRemainingSpace=500,5201,ONS_PIPBT_500_PM_03!PMU:ST3,,177,8736f6c7-ad41-4b43-b4f6-e684e0d4ad20,PIPBT_500_PM_03,Pipbt_500_Pm_03,60,1,companyAcronym= | protocolName=IEEE C37.118.2-2011 | vendorAcronym= | vendorDeviceName= | interconnectionName=,,,,10,STTP,Streaming Telemetry Transport Protocol,11,,,,,,PIPBT_500_PM_03!PMU-ST3,0.0,1.0,Device statistic for Number of device errors reported by device during last reporting interval.,0,1,1,,Any,STAT,Statistic,ST,-98.6,37.5,PPA:5201,2021-08-03 21:02:10
} | MaximumArchiveDays=90 | DesiredRemainingSpace=500,5202,ONS_PIPBT_500_PM_03!PMU:ST4,,177,8736f6c7-ad41-4b43-b4f6-e684e0d4ad20,PIPBT_500_PM_03,Pipbt_500_Pm_03,60,1,companyAcronym= | protocolName=IEEE C37.118.2-2011 | vendorAcronym= | vendorDeviceName= | interconnectionName=,,,,10,STTP,Streaming Telemetry Transport Protocol,11,,,,,,PIPBT_500_PM_03!PMU-ST4,0.0,1.0,Device statistic for Number of measurements received from device during last reporting interval.,0,1,1,,Any,STAT,Statistic,ST,-98.6,37.5,PPA:5202,2021-08-03 21:02:10
} | MaximumArchiveDays=90 | DesiredRemainingSpace=500,5203,ONS_PIPBT_500_PM_03!PMU:ST5,,177,8736f6c7-ad41-4b43-b4f6-e684e0d4ad20,PIPBT_500_PM_03,Pipbt_500_Pm_03,60,1,companyAcronym= | protocolName=IEEE C37.118.2-2011 | vendorAcronym= | vendorDeviceName= | interconnectionName=,,,,10,STTP,Streaming Telemetry Transport Protocol,11,,,,,,PIPBT_500_PM_03!PMU-ST5,0.0,1.0,Device statistic for Expected number of measurements received from device during last reporting interval.,0,1,1,,Any,STAT,Statistic,ST,-98.6,37.5,PPA:5203,2021-08-03 21:02:10
} | MaximumArchiveDays=90 | DesiredRemainingSpace=500,5204,ONS_PIPBT_500_PM_03!PMU:ST6,,177,8736f6c7-ad41-4b43-b4f6-e684e0d4ad20,PIPBT_500_PM_03,Pipbt_500_Pm_03,60,1,companyAcronym= | protocolName=IEEE C37.118.2-2011 | vendorAcronym= | vendorDeviceName= | interconnectionName=,,,,10,STTP,Streaming Telemetry Transport Protocol,11,,,,,,PIPBT_500_PM_03!PMU-ST6,0.0,1.0,Device statistic for Number of measurements received while device was reporting errors during last reporting interval.,0,1,1,,Any,STAT,Statistic,ST,-98.6,37.5,PPA:5204,2021-08-03 21:02:10
} | MaximumArchiveDays=90 | DesiredRemainingSpace=500,5205,ONS_PIPBT_500_PM_03!PMU:ST7,,177,8736f6c7-ad41-4b43-b4f6-e684e0d4ad20,PIPBT_500_PM_03,Pipbt_500_Pm_03,60,1,companyAcronym= | protocolName=IEEE C37.118.2-2011 | vendorAcronym= | vendorDeviceName= | interconnectionName=,,,,10,STTP,Streaming Telemetry Transport Protocol,11,,,,,,PIPBT_500_PM_03!PMU-ST7,0.0,1.0,Device statistic for Number of defined measurements (per frame) from device during last reporting interval.,0,1,1,,Any,STAT,Statistic,ST,-98.6,37.5,PPA:5205,2021-08-03 21:02:10
} | MaximumArchiveDays=90 | DesiredRemainingSpace=500,5206,ONS_PIPBT_500_PM_04!PMU:ST1,,178,8736f6c7-ad41-4b43-b4f6-e684e0d4ad20,PIPBT_500_PM_04,Pipbt_500_Pm_04,60,1,companyAcronym= | protocolName=IEEE C37.118.2-2011 | vendorAcronym= | vendorDeviceName= | interconnectionName=,,,,10,STTP,Streaming Telemetry Transport Protocol,11,,,,,,PIPBT_500_PM_04!PMU-ST1,0.0,1.0,Device statistic for Number of data quality errors reported by device during last reporting interval.,0,1,1,,Any,STAT,Statistic,ST,-98.6,37.5,PPA:5206,2021-08-03 21:02:10
} | MaximumArchiveDays=90 | DesiredRemainingSpace=500,5207,ONS_PIPBT_500_PM_04!PMU:ST2,,178,8736f6c7-ad41-4b43-b4f6-e684e0d4ad20,PIPBT_500_PM_04,Pipbt_500_Pm_04,60,1,companyAcronym= | protocolName=IEEE C37.118.2-2011 | vendorAcronym= | vendorDeviceName= | interconnectionName=,,,,10,STTP,Streaming Telemetry Transport Protocol,11,,,,,,PIPBT_500_PM_04!PMU-ST2,0.0,1.0,Device statistic for Number of time quality errors reported by device during last reporting interval.,0,1,1,,Any,STAT,Statistic,ST,-98.6,37.5,PPA:5207,2021-08-03 21:02:10
} | MaximumArchiveDays=90 | DesiredRemainingSpace=500,5208,ONS_PIPBT_500_PM_04!PMU:ST3,,178,8736f6c7-ad41-4b43-b4f6-e684e0d4ad20,PIPBT_500_PM_04,Pipbt_500_Pm_04,60,1,companyAcronym= | protocolName=IEEE C37.118.2-2011 | vendorAcronym= | vendorDeviceName= | interconnectionName=,,,,10,STTP,Streaming Telemetry Transport Protocol,11,,,,,,PIPBT_500_PM_04!PMU-ST3,0.0,1.0,Device statistic for Number of device errors reported by device during last reporting interval.,0,1,1,,Any,STAT,Statistic,ST,-98.6,37.5,PPA:5208,2021-08-03 21:02:10
} | MaximumArchiveDays=90 | DesiredRemainingSpace=500,5209,ONS_PIPBT_500_PM_04!PMU:ST4,,178,8736f6c7-ad41-4b43-b4f6-e684e0d4ad20,PIPBT_500_PM_04,Pipbt_500_Pm_04,60,1,companyAcronym= | protocolName=IEEE C37.118.2-2011 | vendorAcronym= | vendorDeviceName= | interconnectionName=,,,,10,STTP,Streaming Telemetry Transport Protocol,11,,,,,,PIPBT_500_PM_04!PMU-ST4,0.0,1.0,Device statistic for Number of measurements received from device during last reporting interval.,0,1,1,,Any,STAT,Statistic,ST,-98.6,37.5,PPA:5209,2021-08-03 21:02:10
} | MaximumArchiveDays=90 | DesiredRemainingSpace=500,5210,ONS_PIPBT_500_PM_04!PMU:ST5,,178,8736f6c7-ad41-4b43-b4f6-e684e0d4ad20,PIPBT_500_PM_04,Pipbt_500_Pm_04,60,1,companyAcronym= | protocolName=IEEE C37.118.2-2011 | vendorAcronym= | vendorDeviceName= | interconnectionName=,,,,10,STTP,Streaming Telemetry Transport Protocol,11,,,,,,PIPBT_500_PM_04!PMU-ST5,0.0,1.0,Device statistic for Expected number of measurements received from device during last reporting interval.,0,1,1,,Any,STAT,Statistic,ST,-98.6,37.5,PPA:5210,2021-08-03 21:02:10
} | MaximumArchiveDays=90 | DesiredRemainingSpace=500,5211,ONS_PIPBT_500_PM_04!PMU:ST6,,178,8736f6c7-ad41-4b43-b4f6-e684e0d4ad20,PIPBT_500_PM_04,Pipbt_500_Pm_04,60,1,companyAcronym= | protocolName=IEEE C37.118.2-2011 | vendorAcronym= | vendorDeviceName= | interconnectionName=,,,,10,STTP,Streaming Telemetry Transport Protocol,11,,,,,,PIPBT_500_PM_04!PMU-ST6,0.0,1.0,Device statistic for Number of measurements received while device was reporting errors during last reporting interval.,0,1,1,,Any,STAT,Statistic,ST,-98.6,37.5,PPA:5211,2021-08-03 21:02:10
} | MaximumArchiveDays=90 | DesiredRemainingSpace=500,5212,ONS_PIPBT_500_PM_04!PMU:ST7,,178,8736f6c7-ad41-4b43-b4f6-e684e0d4ad20,PIPBT_500_PM_04,Pipbt_500_Pm_04,60,1,companyAcronym= | protocolName=IEEE C37.118.2-2011 | vendorAcronym= | vendorDeviceName= | interconnectionName=,,,,10,STTP,Streaming Telemetry Transport Protocol,11,,,,,,PIPBT_500_PM_04!PMU-ST7,0.0,1.0,Device statistic for Number of defined measurements (per frame) from device during last reporting interval.,0,1,1,,Any,STAT,Statistic,ST,-98.6,37.5,PPA:5212,2021-08-03 21:02:10
} | MaximumArchiveDays=90 | DesiredRemainingSpace=500,5213,ONS_PIPBT_500_PM_05!PMU:ST1,,179,8736f6c7-ad41-4b43-b4f6-e684e0d4ad20,PIPBT_500_PM_05,Pipbt_500_Pm_05,60,1,companyAcronym= | protocolName=IEEE C37.118.2-2011 | vendorAcronym= | vendorDeviceName= | interconnectionName=,,,,10,STTP,Streaming Telemetry Transport Protocol,11,,,,,,PIPBT_500_PM_05!PMU-ST1,0.0,1.0,Device statistic for Number of data quality errors reported by device during last reporting interval.,0,1,1,,Any,STAT,Statistic,ST,-98.6,37.5,PPA:5213,2021-08-03 21:02:10
} | MaximumArchiveDays=90 | DesiredRemainingSpace=500,5214,ONS_PIPBT_500_PM_05!PMU:ST2,,179,8736f6c7-ad41-4b43-b4f6-e684e0d4ad20,PIPBT_500_PM_05,Pipbt_500_Pm_05,60,1,companyAcronym= | protocolName=IEEE C37.118.2-2011 | vendorAcronym= | vendorDeviceName= | interconnectionName=,,,,10,STTP,Streaming Telemetry Transport Protocol,11,,,,,,PIPBT_500_PM_05!PMU-ST2,0.0,1.0,Device statistic for Number of time quality errors reported by device during last reporting interval.,0,1,1,,Any,STAT,Statistic,ST,-98.6,37.5,PPA:5214,2021-08-03 21:02:10
} | MaximumArchiveDays=90 | DesiredRemainingSpace=500,5215,ONS_PIPBT_500_PM_05!PMU:ST3,,179,8736f6c7-ad41-4b43-b4f6-e684e0d4ad20,PIPBT_500_PM_05,Pipbt_500_Pm_05,60,1,companyAcronym= | protocolName=IEEE C37.118.2-2011 | vendorAcronym= | vendorDeviceName= | interconnectionName=,,,,10,STTP,Streaming Telemetry Transport Protocol,11,,,,,,PIPBT_500_PM_05!PMU-ST3,0.0,1.0,Device statistic for Number of device errors reported by device during last reporting interval.,0,1,1,,Any,STAT,Statistic,ST,-98.6,37.5,PPA:5215,2021-08-03 21:02:10
} | MaximumArchiveDays=90 | DesiredRemainingSpace=500,5216,ONS_PIPBT_500_PM_05!PMU:ST4,,179,8736f6c7-ad41-4b43-b4f6-e684e0d4ad20,PIPBT_500_PM_05,Pipbt_500_Pm_05,60,1,companyAcronym= | protocolName=IEEE C37.118.2-2011 | vendorAcronym= | vendorDeviceName= | interconnectionName=,,,,10,STTP,Streaming Telemetry Transport Protocol,11,,,,,,PIPBT_500_PM_05!PMU-ST4,0.0,1.0,Device statistic for Number of measurements received from device during last reporting interval.,0,1,1,,Any,STAT,Statistic,ST,-98.6,37.5,PPA:5216,2021-08-03 21:02:10
} | MaximumArchiveDays=90 | DesiredRemainingSpace=500,5217,ONS_PIPBT_500_PM_05!PMU:ST5,,179,8736f6c7-ad41-4b43-b4f6-e684e0d4ad20,PIPBT_500_PM_05,Pipbt_500_Pm_05,60,1,companyAcronym= | protocolName=IEEE C37.118.2-2011 | vendorAcronym= | vendorDeviceName= | interconnectionName=,,,,10,STTP,Streaming Telemetry Transport Protocol,11,,,,,,PIPBT_500_PM_05!PMU-ST5,0.0,1.0,Device statistic for Expected number of measurements received from device during last reporting interval.,0,1,1,,Any,STAT,Statistic,ST,-98.6,37.5,PPA:5217,2021-08-03 21:02:10
} | MaximumArchiveDays=90 | DesiredRemainingSpace=500,5218,ONS_PIPBT_500_PM_05!PMU:ST6,,179,8736f6c7-ad41-4b43-b4f6-e684e0d4ad20,PIPBT_500_PM_05,Pipbt_500_Pm_05,60,1,companyAcronym= | protocolName=IEEE C37.118.2-2011 | vendorAcronym= | vendorDeviceName= | interconnectionName=,,,,10,STTP,Streaming Telemetry Transport Protocol,11,,,,,,PIPBT_500_PM_05!PMU-ST6,0.0,1.0,Device statistic for Number of measurements received while device was reporting errors during last reporting interval.,0,1,1,,Any,STAT,Statistic,ST,-98.6,37.5,PPA:5218,2021-08-03 21:02:10
} | MaximumArchiveDays=90 | DesiredRemainingSpace=500,5219,ONS_PIPBT_500_PM_05!PMU:ST7,,179,8736f6c7-ad41-4b43-b4f6-e684e0d4ad20,PIPBT_500_PM_05,Pipbt_500_Pm_05,60,1,companyAcronym= | protocolName=IEEE C37.118.2-2011 | vendorAcronym= | vendorDeviceName= | interconnectionName=,,,,10,STTP,Streaming Telemetry Transport Protocol,11,,,,,,PIPBT_500_PM_05!PMU-ST7,0.0,1.0,Device statistic for Number of defined measurements (per frame) from device during last reporting interval.,0,1,1,,Any,STAT,Statistic,ST,-98.6,37.5,PPA:5219,2021-08-03 21:02:10
} | MaximumArchiveDays=90 | DesiredRemainingSpace=500,5220,ONS_CEPED_500_PM_01!PMU:ST1,,180,8736f6c7-ad41-4b43-b4f6-e684e0d4ad20,CEPED_500_PM_01,Ceped_500_Pm_01,60,1,companyAcronym= | protocolName=IEEE C37.118.2-2011 | vendorAcronym= | vendorDeviceName= | interconnectionName=,,,,10,STTP,Streaming Telemetry Transport Protocol,11,,,,,,CEPED_500_PM_01!PMU-ST1,0.0,1.0,Device statistic for Number of data quality errors reported by device during last reporting interval.,0,1,1,,Any,STAT,Statistic,ST,-98.6,37.5,PPA:5220,2021-08-03 21:02:10
} | MaximumArchiveDays=90 | DesiredRemainingSpace=500,5221,ONS_CEPED_500_PM_01!PMU:ST2,,180,8736f6c7-ad41-4b43-b4f6-e684e0d4ad20,CEPED_500_PM_01,Ceped_500_Pm_01,60,1,companyAcronym= | protocolName=IEEE C37.118.2-2011 | vendorAcronym= | vendorDeviceName= | interconnectionName=,,,,10,STTP,Streaming Telemetry Transport Protocol,11,,,,,,CEPED_500_PM_01!PMU-ST2,0.0,1.0,Device statistic for Number of time quality errors reported by device during last reporting interval.,0,1,1,,Any,STAT,Statistic,ST,-98.6,37.5,PPA:5221,2021-08-03 21:02:10
} | MaximumArchiveDays=90 | DesiredRemainingSpace=500,5222,ONS_CEPED_500_PM_01!PMU:ST3,,180,8736f6c7-ad41-4b43-b4f6-e684e0d4ad20,CEPED_500_PM_01,Ceped_500_Pm_01,60,1,companyAcronym= | protocolName=IEEE C37.118.2-2011 | vendorAcronym= | vendorDeviceName= | interconnectionName=,,,,10,STTP,Streaming Telemetry Transport Protocol,11,,,,,,CEPED_500_PM_01!PMU-ST3,0.0,1.0,Device statistic for Number of device errors reported by device during last reporting interval.,0,1,1,,Any,STAT,Statistic,ST,-98.6,37.5,PPA:5222,2021-08-03 21:02:10
} | MaximumArchiveDays=90 | DesiredRemainingSpace=500,5223,ONS_CEPED_500_PM_01!PMU:ST4,,180,8736f6c7-ad41-4b43-b4f6-e684e0d4ad20,CEPED_500_PM_01,Ceped_500_Pm_01,60,1,companyAcronym= | protocolName=IEEE C37.118.2-2011 | vendorAcronym= | vendorDeviceName= | interconnectionName=,,,,10,STTP,Streaming Telemetry Transport Protocol,11,,,,,,CEPED_500_PM_01!PMU-ST4,0.0,1.0,Device statistic for Number of measurements received from device during last reporting interval.,0,1,1,,Any,STAT,Statistic,ST,-98.6,37.5,PPA:5223,2021-08-03 21:02:10
} | MaximumArchiveDays=90 | DesiredRemainingSpace=500,5224,ONS_CEPED_500_PM_01!PMU:ST5,,180,8736f6c7-ad41-4b43-b4f6-e684e0d4ad20,CEPED_500_PM_01,Ceped_500_Pm_01,60,1,companyAcronym= | protocolName=IEEE C37.118.2-2011 | vendorAcronym= | vendorDeviceName= | interconnectionName=,,,,10,STTP,Streaming Telemetry Transport Protocol,11,,,,,,CEPED_500_PM_01!PMU-ST5,0.0,1.0,Device statistic for Expected number of measurements received from device during last reporting interval.,0,1,1,,Any,STAT,Statistic,ST,-98.6,37.5,PPA:5224,2021-08-03 21:02:10
} | MaximumArchiveDays=90 | DesiredRemainingSpace=500,5225,ONS_CEPED_500_PM_01!PMU:ST6,,180,8736f6c7-ad41-4b43-b4f6-e684e0d4ad20,CEPED_500_PM_01,Ceped_500_Pm_01,60,1,companyAcronym= | protocolName=IEEE C37.118.2-2011 | vendorAcronym= | vendorDeviceName= | interconnectionName=,,,,10,STTP,Streaming Telemetry Transport Protocol,11,,,,,,CEPED_500_PM_01!PMU-ST6,0.0,1.0,Device statistic for Number of measurements received while device was reporting errors during last reporting interval.,0,1,1,,Any,STAT,Statistic,ST,-98.6,37.5,PPA:5225,2021-08-03 21:02:10
} | MaximumArchiveDays=90 | DesiredRemainingSpace=500,5226,ONS_CEPED_500_PM_01!PMU:ST7,,180,8736f6c7-ad41-4b43-b4f6-e684e0d4ad20,CEPED_500_PM_01,Ceped_500_Pm_01,60,1,companyAcronym= | protocolName=IEEE C37.118.2-2011 | vendorAcronym= | vendorDeviceName= | interconnectionName=,,,,10,STTP,Streaming Telemetry Transport Protocol,11,,,,,,CEPED_500_PM_01!PMU-ST7,0.0,1.0,Device statistic for Number of defined measurements (per frame) from device during last reporting interval.,0,1,1,,Any,STAT,Statistic,ST,-98.6,37.5,PPA:5226,2021-08-03 21:02:10
} | MaximumArchiveDays=90 | DesiredRemainingSpace=500,5227,ONS_MABCB_500_PM_01!PMU:ST1,,181,8736f6c7-ad41-4b43-b4f6-e684e0d4ad20,MABCB_500_PM_01,Mabcb_500_Pm_01,60,1,companyAcronym= | protocolName=IEEE C37.118.2-2011 | vendorAcronym= | vendorDeviceName= | interconnectionName=,,,,10,STTP,Streaming Telemetry Transport Protocol,11,,,,,,MABCB_500_PM_01!PMU-ST1,0.0,1.0,Device statistic for Number of data quality errors reported by device during last reporting interval.,0,1,1,,Any,STAT,Statistic,ST,-98.6,37.5,PPA:5227,2021-08-03 21:02:10
} | MaximumArchiveDays=90 | DesiredRemainingSpace=500,5228,ONS_MABCB_500_PM_01!PMU:ST2,,181,8736f6c7-ad41-4b43-b4f6-e684e0d4ad20,MABCB_500_PM_01,Mabcb_500_Pm_01,60,1,companyAcronym= | protocolName=IEEE C37.118.2-2011 | vendorAcronym= | vendorDeviceName= | interconnectionName=,,,,10,STTP,Streaming Telemetry Transport Protocol,11,,,,,,MABCB_500_PM_01!PMU-ST2,0.0,1.0,Device statistic for Number of time quality errors reported by device during last reporting interval.,0,1,1,,Any,STAT,Statistic,ST,-98.6,37.5,PPA:5228,2021-08-03 21:02:10
} | MaximumArchiveDays=90 | DesiredRemainingSpace=500,5229,ONS_MABCB_500_PM_01!PMU:ST3,,181,8736f6c7-ad41-4b43-b4f6-e684e0d4ad20,MABCB_500_PM_01,Mabcb_500_Pm_01,60,1,companyAcronym= | protocolName=IEEE C37.118.2-2011 | vendorAcronym= | vendorDeviceName= | interconnectionName=,,,,10,STTP,Streaming Telemetry Transport Protocol,11,,,,,,MABCB_500_PM_01!PMU-ST3,0.0,1.0,Device statistic for Number of device errors reported by device during last reporting interval.,0,1,1,,Any,STAT,Statistic,ST,-98.6,37.5,PPA:5229,2021-08-03 21:02:10
} | MaximumArchiveDays=90 | DesiredRemainingSpace=500,5230,ONS_MABCB_500_PM_01!PMU:ST4,,181,8736f6c7-ad41-4b43-b4f6-e684e0d4ad20,MABCB_500_PM_01,Mabcb_500_Pm_01,60,1,companyAcronym= | protocolName=IEEE C37.118.2-2011 | vendorAcronym= | vendorDeviceName= | interconnectionName=,,,,10,STTP,Streaming Telemetry Transport Protocol,11,,,,,,MABCB_500_PM_01!PMU-ST4,0.0,1.0,Device statistic for Number of measurements received from device during last reporting interval.,0,1,1,,Any,STAT,Statistic,ST,-98.6,37.5,PPA:5230,2021-08-03 21:02:10
} | MaximumArchiveDays=90 | DesiredRemainingSpace=500,5231,ONS_MABCB_500_PM_01!PMU:ST5,,181,8736f6c7-ad41-4b43-b4f6-e684e0d4ad20,MABCB_500_PM_01,Mabcb_500_Pm_01,60,1,companyAcronym= | protocolName=IEEE C37.118.2-2011 | vendorAcronym= | vendorDeviceName= | interconnectionName=,,,,10,STTP,Streaming Telemetry Transport Protocol,11,,,,,,MABCB_500_PM_01!PMU-ST5,0.0,1.0,Device statistic for Expected number of measurements received from device during last reporting interval.,0,1,1,,Any,STAT,Statistic,ST,-98.6,37.5,PPA:5231,2021-08-03 21:02:10
} | MaximumArchiveDays=90 | DesiredRemainingSpace=500,5232,ONS_MABCB_500_PM_01!PMU:ST6,,181,8736f6c7-ad41-4b43-b4f6-e684e0d4ad20,MABCB_500_PM_01,Mabcb_500_Pm_01,60,1,companyAcronym= | protocolName=IEEE C37.118.2-2011 | vendorAcronym= | vendorDeviceName= | interconnectionName=,,,,10,STTP,Streaming Telemetry Transport Protocol,11,,,,,,MABCB_500_PM_01!PMU-ST6,0.0,1.0,Device statistic for Number of measurements received while device was reporting errors during last reporting interval.,0,1,1,,Any,STAT,Statistic,ST,-98.6,37.5,PPA:5232,2021-08-03 21:02:10
} | MaximumArchiveDays=90 | DesiredRemainingSpace=500,5233,ONS_MABCB_500_PM_01!PMU:ST7,,181,8736f6c7-ad41-4b43-b4f6-e684e0d4ad20,MABCB_500_PM_01,Mabcb_500_Pm_01,60,1,companyAcronym= | protocolName=IEEE C37.118.2-2011 | vendorAcronym= | vendorDeviceName= | interconnectionName=,,,,10,STTP,Streaming Telemetry Transport Protocol,11,,,,,,MABCB_500_PM_01!PMU-ST7,0.0,1.0,Device statistic for Number of defined measurements (per frame) from device during last reporting interval.,0,1,1,,Any,STAT,Statistic,ST,-98.6,37.5,PPA:5233,2021-08-03 21:02:10
} | MaximumArchiveDays=90 | DesiredRemainingSpace=500,5234,ONS_MABCB_500_PM_02!PMU:ST1,,182,8736f6c7-ad41-4b43-b4f6-e684e0d4ad20,MABCB_500_PM_02,Mabcb_500_Pm_02,60,1,companyAcronym= | protocolName=IEEE C37.118.2-2011 | vendorAcronym= | vendorDeviceName= | interconnectionName=,,,,10,STTP,Streaming Telemetry Transport Protocol,11,,,,,,MABCB_500_PM_02!PMU-ST1,0.0,1.0,Device statistic for Number of data quality errors reported by device during last reporting interval.,0,1,1,,Any,STAT,Statistic,ST,-98.6,37.5,PPA:5234,2021-08-03 21:02:10
} | MaximumArchiveDays=90 | DesiredRemainingSpace=500,5235,ONS_MABCB_500_PM_02!PMU:ST2,,182,8736f6c7-ad41-4b43-b4f6-e684e0d4ad20,MABCB_500_PM_02,Mabcb_500_Pm_02,60,1,companyAcronym= | protocolName=IEEE C37.118.2-2011 | vendorAcronym= | vendorDeviceName= | interconnectionName=,,,,10,STTP,Streaming Telemetry Transport Protocol,11,,,,,,MABCB_500_PM_02!PMU-ST2,0.0,1.0,Device statistic for Number of time quality errors reported by device during last reporting interval.,0,1,1,,Any,STAT,Statistic,ST,-98.6,37.5,PPA:5235,2021-08-03 21:02:10
} | MaximumArchiveDays=90 | DesiredRemainingSpace=500,5236,ONS_MABCB_500_PM_02!PMU:ST3,,182,8736f6c7-ad41-4b43-b4f6-e684e0d4ad20,MABCB_500_PM_02,Mabcb_500_Pm_02,60,1,companyAcronym= | protocolName=IEEE C37.118.2-2011 | vendorAcronym= | vendorDeviceName= | interconnectionName=,,,,10,STTP,Streaming Telemetry Transport Protocol,11,,,,,,MABCB_500_PM_02!PMU-ST3,0.0,1.0,Device statistic for Number of device errors reported by device during last reporting interval.,0,1,1,,Any,STAT,Statistic,ST,-98.6,37.5,PPA:5236,2021-08-03 21:02:10
} | MaximumArchiveDays=90 | DesiredRemainingSpace=500,5237,ONS_MABCB_500_PM_02!PMU:ST4,,182,8736f6c7-ad41-4b43-b4f6-e684e0d4ad20,MABCB_500_PM_02,Mabcb_500_Pm_02,60,1,companyAcronym= | protocolName=IEEE C37.118.2-2011 | vendorAcronym= | vendorDeviceName= | interconnectionName=,,,,10,STTP,Streaming Telemetry Transport Protocol,11,,,,,,MABCB_500_PM_02!PMU-ST4,0.0,1.0,Device statistic for Number of measurements received from device during last reporting interval.,0,1,1,,Any,STAT,Statistic,ST,-98.6,37.5,PPA:5237,2021-08-03 21:02:10
} | MaximumArchiveDays=90 | DesiredRemainingSpace=500,5238,ONS_MABCB_500_PM_02!PMU:ST5,,182,8736f6c7-ad41-4b43-b4f6-e684e0d4ad20,MABCB_500_PM_02,Mabcb_500_Pm_02,60,1,companyAcronym= | protocolName=IEEE C37.118.2-2011 | vendorAcronym= | vendorDeviceName= | interconnectionName=,,,,10,STTP,Streaming Telemetry Transport Protocol,11,,,,,,MABCB_500_PM_02!PMU-ST5,0.0,1.0,Device statistic for Expected number of measurements received from device during last reporting interval.,0,1,1,,Any,STAT,Statistic,ST,-98.6,37.5,PPA:5238,2021-08-03 21:02:10
} | MaximumArchiveDays=90 | DesiredRemainingSpace=500,5239,ONS_MABCB_500_PM_02!PMU:ST6,,182,8736f6c7-ad41-4b43-b4f6-e684e0d4ad20,MABCB_500_PM_02,Mabcb_500_Pm_02,60,1,companyAcronym= | protocolName=IEEE C37.118.2-2011 | vendorAcronym= | vendorDeviceName= | interconnectionName=,,,,10,STTP,Streaming Telemetry Transport Protocol,11,,,,,,MABCB_500_PM_02!PMU-ST6,0.0,1.0,Device statistic for Number of measurements received while device was reporting errors during last reporting interval.,0,1,1,,Any,STAT,Statistic,ST,-98.6,37.5,PPA:5239,2021-08-03 21:02:10
} | MaximumArchiveDays=90 | DesiredRemainingSpace=500,5240,ONS_MABCB_500_PM_02!PMU:ST7,,182,8736f6c7-ad41-4b43-b4f6-e684e0d4ad20,MABCB_500_PM_02,Mabcb_500_Pm_02,60,1,companyAcronym= | protocolName=IEEE C37.118.2-2011 | vendorAcronym= | vendorDeviceName= | interconnectionName=,,,,10,STTP,Streaming Telemetry Transport Protocol,11,,,,,,MABCB_500_PM_02!PMU-ST7,0.0,1.0,Device statistic for Number of defined measurements (per frame) from device during last reporting interval.,0,1,1,,Any,STAT,Statistic,ST,-98.6,37.5,PPA:5240,2021-08-03 21:02:10
} | MaximumArchiveDays=90 | DesiredRemainingSpace=500,5241,ONS_MABCB_500_PM_03!PMU:ST1,,183,8736f6c7-ad41-4b43-b4f6-e684e0d4ad20,MABCB_500_PM_03,Mabcb_500_Pm_03,60,1,companyAcronym= | protocolName=IEEE C37.118.2-2011 | vendorAcronym= | vendorDeviceName= | interconnectionName=,,,,10,STTP,Streaming Telemetry Transport Protocol,11,,,,,,MABCB_500_PM_03!PMU-ST1,0.0,1.0,Device statistic for Number of data quality errors reported by device during last reporting interval.,0,1,1,,Any,STAT,Statistic,ST,-98.6,37.5,PPA:5241,2021-08-03 21:02:10
} | MaximumArchiveDays=90 | DesiredRemainingSpace=500,5242,ONS_MABCB_500_PM_03!PMU:ST2,,183,8736f6c7-ad41-4b43-b4f6-e684e0d4ad20,MABCB_500_PM_03,Mabcb_500_Pm_03,60,1,companyAcronym= | protocolName=IEEE C37.118.2-2011 | vendorAcronym= | vendorDeviceName= | interconnectionName=,,,,10,STTP,Streaming Telemetry Transport Protocol,11,,,,,,MABCB_500_PM_03!PMU-ST2,0.0,1.0,Device statistic for Number of time quality errors reported by device during last reporting interval.,0,1,1,,Any,STAT,Statistic,ST,-98.6,37.5,PPA:5242,2021-08-03 21:02:10
} | MaximumArchiveDays=90 | DesiredRemainingSpace=500,5243,ONS_MABCB_500_PM_03!PMU:ST3,,183,8736f6c7-ad41-4b43-b4f6-e684e0d4ad20,MABCB_500_PM_03,Mabcb_500_Pm_03,60,1,companyAcronym= | protocolName=IEEE C37.118.2-2011 | vendorAcronym= | vendorDeviceName= | interconnectionName=,,,,10,STTP,Streaming Telemetry Transport Protocol,11,,,,,,MABCB_500_PM_03!PMU-ST3,0.0,1.0,Device statistic for Number of device errors reported by device during last reporting interval.,0,1,1,,Any,STAT,Statistic,ST,-98.6,37.5,PPA:5243,2021-08-03 21:02:10
} | MaximumArchiveDays=90 | DesiredRemainingSpace=500,5244,ONS_MABCB_500_PM_03!PMU:ST4,,183,8736f6c7-ad41-4b43-b4f6-e684e0d4ad20,MABCB_500_PM_03,Mabcb_500_Pm_03,60,1,companyAcronym= | protocolName=IEEE C37.118.2-2011 | vendorAcronym= | vendorDeviceName= | interconnectionName=,,,,10,STTP,Streaming Telemetry Transport Protocol,11,,,,,,MABCB_500_PM_03!PMU-ST4,0.0,1.0,Device statistic for Number of measurements received from device during last reporting interval.,0,1,1,,Any,STAT,Statistic,ST,-98.6,37.5,PPA:5244,2021-08-03 21:02:10
} | MaximumArchiveDays=90 | DesiredRemainingSpace=500,5245,ONS_MABCB_500_PM_03!PMU:ST5,,183,8736f6c7-ad41-4b43-b4f6-e684e0d4ad20,MABCB_500_PM_03,Mabcb_500_Pm_03,60,1,companyAcronym= | protocolName=IEEE C37.118.2-2011 | vendorAcronym= | vendorDeviceName= | interconnectionName=,,,,10,STTP,Streaming Telemetry Transport Protocol,11,,,,,,MABCB_500_PM_03!PMU-ST5,0.0,1.0,Device statistic for Expected number of measurements received from device during last reporting interval.,0,1,1,,Any,STAT,Statistic,ST,-98.6,37.5,PPA:5245,2021-08-03 21:02:10
} | MaximumArchiveDays=90 | DesiredRemainingSpace=500,5246,ONS_MABCB_500_PM_03!PMU:ST6,,183,8736f6c7-ad41-4b43-b4f6-e684e0d4ad20,MABCB_500_PM_03,Mabcb_500_Pm_03,60,1,companyAcronym= | protocolName=IEEE C37.118.2-2011 | vendorAcronym= | vendorDeviceName= | interconnectionName=,,,,10,STTP,Streaming Telemetry Transport Protocol,11,,,,,,MABCB_500_PM_03!PMU-ST6,0.0,1.0,Device statistic for Number of measurements received while device was reporting errors during last reporting interval.,0,1,1,,Any,STAT,Statistic,ST,-98.6,37.5,PPA:5246,2021-08-03 21:02:10
} | MaximumArchiveDays=90 | DesiredRemainingSpace=500,5247,ONS_MABCB_500_PM_03!PMU:ST7,,183,8736f6c7-ad41-4b43-b4f6-e684e0d4ad20,MABCB_500_PM_03,Mabcb_500_Pm_03,60,1,companyAcronym= | protocolName=IEEE C37.118.2-2011 | vendorAcronym= | vendorDeviceName= | interconnectionName=,,,,10,STTP,Streaming Telemetry Transport Protocol,11,,,,,,MABCB_500_PM_03!PMU-ST7,0.0,1.0,Device statistic for Number of defined measurements (per frame) from device during last reporting interval.,0,1,1,,Any,STAT,Statistic,ST,-98.6,37.5,PPA:5247,2021-08-03 21:02:10
} | MaximumArchiveDays=90 | DesiredRemainingSpace=500,5248,ONS_MABCB_500_PM_04!PMU:ST1,,184,8736f6c7-ad41-4b43-b4f6-e684e0d4ad20,MABCB_500_PM_04,Mabcb_500_Pm_04,60,1,companyAcronym= | protocolName=IEEE C37.118.2-2011 | vendorAcronym= | vendorDeviceName= | interconnectionName=,,,,10,STTP,Streaming Telemetry Transport Protocol,11,,,,,,MABCB_500_PM_04!PMU-ST1,0.0,1.0,Device statistic for Number of data quality errors reported by device during last reporting interval.,0,1,1,,Any,STAT,Statistic,ST,-98.6,37.5,PPA:5248,2021-08-03 21:02:10
} | MaximumArchiveDays=90 | DesiredRemainingSpace=500,5249,ONS_MABCB_500_PM_04!PMU:ST2,,184,8736f6c7-ad41-4b43-b4f6-e684e0d4ad20,MABCB_500_PM_04,Mabcb_500_Pm_04,60,1,companyAcronym= | protocolName=IEEE C37.118.2-2011 | vendorAcronym= | vendorDeviceName= | interconnectionName=,,,,10,STTP,Streaming Telemetry Transport Protocol,11,,,,,,MABCB_500_PM_04!PMU-ST2,0.0,1.0,Device statistic for Number of time quality errors reported by device during last reporting interval.,0,1,1,,Any,STAT,Statistic,ST,-98.6,37.5,PPA:5249,2021-08-03 21:02:10
} | MaximumArchiveDays=90 | DesiredRemainingSpace=500,5250,ONS_MABCB_500_PM_04!PMU:ST3,,184,8736f6c7-ad41-4b43-b4f6-e684e0d4ad20,MABCB_500_PM_04,Mabcb_500_Pm_04,60,1,companyAcronym= | protocolName=IEEE C37.118.2-2011 | vendorAcronym= | vendorDeviceName= | interconnectionName=,,,,10,STTP,Streaming Telemetry Transport Protocol,11,,,,,,MABCB_500_PM_04!PMU-ST3,0.0,1.0,Device statistic for Number of device errors reported by device during last reporting interval.,0,1,1,,Any,STAT,Statistic,ST,-98.6,37.5,PPA:5250,2021-08-03 21:02:10
} | MaximumArchiveDays=90 | DesiredRemainingSpace=500,5251,ONS_MABCB_500_PM_04!PMU:ST4,,184,8736f6c7-ad41-4b43-b4f6-e684e0d4ad20,MABCB_500_PM_04,Mabcb_500_Pm_04,60,1,companyAcronym= | protocolName=IEEE C37.118.2-2011 | vendorAcronym= | vendorDeviceName= | interconnectionName=,,,,10,STTP,Streaming Telemetry Transport Protocol,11,,,,,,MABCB_500_PM_04!PMU-ST4,0.0,1.0,Device statistic for Number of measurements received from device during last reporting interval.,0,1,1,,Any,STAT,Statistic,ST,-98.6,37.5,PPA:5251,2021-08-03 21:02:10
} | MaximumArchiveDays=90 | DesiredRemainingSpace=500,5252,ONS_MABCB_500_PM_04!PMU:ST5,,184,8736f6c7-ad41-4b43-b4f6-e684e0d4ad20,MABCB_500_PM_04,Mabcb_500_Pm_04,60,1,companyAcronym= | protocolName=IEEE C37.118.2-2011 | vendorAcronym= | vendorDeviceName= | interconnectionName=,,,,10,STTP,Streaming Telemetry Transport Protocol,11,,,,,,MABCB_500_PM_04!PMU-ST5,0.0,1.0,Device statistic for Expected number of measurements received from device during last reporting interval.,0,1,1,,Any,STAT,Statistic,ST,-98.6,37.5,PPA:5252,2021-08-03 21:02:10
} | MaximumArchiveDays=90 | DesiredRemainingSpace=500,5253,ONS_MABCB_500_PM_04!PMU:ST6,,184,8736f6c7-ad41-4b43-b4f6-e684e0d4ad20,MABCB_500_PM_04,Mabcb_500_Pm_04,60,1,companyAcronym= | protocolName=IEEE C37.118.2-2011 | vendorAcronym= | vendorDeviceName= | interconnectionName=,,,,10,STTP,Streaming Telemetry Transport Protocol,11,,,,,,MABCB_500_PM_04!PMU-ST6,0.0,1.0,Device statistic for Number of measurements received while device was reporting errors during last reporting interval.,0,1,1,,Any,STAT,Statistic,ST,-98.6,37.5,PPA:5253,2021-08-03 21:02:10
} | MaximumArchiveDays=90 | DesiredRemainingSpace=500,5254,ONS_MABCB_500_PM_04!PMU:ST7,,184,8736f6c7-ad41-4b43-b4f6-e684e0d4ad20,MABCB_500_PM_04,Mabcb_500_Pm_04,60,1,companyAcronym= | protocolName=IEEE C37.118.2-2011 | vendorAcronym= | vendorDeviceName= | interconnectionName=,,,,10,STTP,Streaming Telemetry Transport Protocol,11,,,,,,MABCB_500_PM_04!PMU-ST7,0.0,1.0,Device statistic for Number of defined measurements (per frame) from device during last reporting interval.,0,1,1,,Any,STAT,Statistic,ST,-98.6,37.5,PPA:5254,2021-08-03 21:02:10
} | MaximumArchiveDays=90 | DesiredRemainingSpace=500,5255,GPA_BABTR_500_PM_01:F,,185,8736f6c7-ad41-4b43-b4f6-e684e0d4ad20,BABTR_500_PM_01,Babtr_500_Pm_01,60,1,companyAcronym= | protocolName=IEEE C37.118.2-2011 | vendorAcronym= | vendorDeviceName= | interconnectionName=,,,,10,STTP,Streaming Telemetry Transport Protocol,5,,,,,,BABTR_500_PM_01-FQ,0.0,1.0,Babtr_500_Pm_01 Frequency,0,1,1,Hz,PMU,FREQ,Frequency,FQ,-98.6,37.5,PPA:5255,2021-08-03 21:03:26
} | MaximumArchiveDays=90 | DesiredRemainingSpace=500,5256,GPA_BABTR_500_PM_01:DF,,185,8736f6c7-ad41-4b43-b4f6-e684e0d4ad20,BABTR_500_PM_01,Babtr_500_Pm_01,60,1,companyAcronym= | protocolName=IEEE C37.118.2-2011 | vendorAcronym= | vendorDeviceName= | interconnectionName=,,,,10,STTP,Streaming Telemetry Transport Protocol,6,,,,,,BABTR_500_PM_01-DF,0.0,1.0,Babtr_500_Pm_01 Frequency Delta (dF/dt),0,1,1,,PMU,DFDT,Frequency Delta (dF/dt),DF,-98.6,37.5,PPA:5256,2021-08-03 21:03:26
} | MaximumArchiveDays=90 | DesiredRemainingSpace=500,5257,GPA_BABTR_500_PM_01:S,,185,8736f6c7-ad41-4b43-b4f6-e684e0d4ad20,BABTR_500_PM_01,Babtr_500_Pm_01,60,1,companyAcronym= | protocolName=IEEE C37.118.2-2011 | vendorAcronym= | vendorDeviceName= | interconnectionName=,,,,10,STTP,Streaming Telemetry Transport Protocol,8,,,,,,BABTR_500_PM_01-SF,0.0,1.0,Babtr_500_Pm_01 Status Flags,0,1,1,,PMU,FLAG,Status Flags,SF,-98.6,37.5,PPA:5257,2021-08-03 21:03:26
} | MaximumArchiveDays=90 | DesiredRemainingSpace=500,5258,GPA_BABTR_500_PM_01-PM1:V,,185,8736f6c7-ad41-4b43-b4f6-e684e0d4ad20,BABTR_500_PM_01,Babtr_500_Pm_01,60,1,companyAcronym= | protocolName=IEEE C37.118.2-2011 | vendorAcronym= | vendorDeviceName= | interconnectionName=,,,,10,STTP,Streaming Telemetry Transport Protocol,3,1,LTBABRD_N6_FV_A,V,+,0,BABTR_500_PM_01-PM1,0.0,1.0,Babtr_500_Pm_01 LTBABRD_N6_FV_A + Voltage Magnitude,0,1,1,Volts,Phasor,VPHM,Voltage Magnitude,PM,-98.6,37.5,PPA:5258,2021-08-03 21:03:26
} | MaximumArchiveDays=90 | DesiredRemainingSpace=500,5259,GPA_BABTR_500_PM_01-PA1:VH,,185,8736f6c7-ad41-4b43-b4f6-e684e0d4ad20,BABTR_500_PM_01,Babtr_500_Pm_01,60,1,companyAcronym= | protocolName=IEEE C37.118.2-2011 | vendorAcronym= | vendorDeviceName= | interconnectionName=,,,,10,STTP,Streaming Telemetry Transport Protocol,4,1,LTBABRD_N6_FV_A,V,+,0,BABTR_500_PM_01-PA1,0.0,1.0,Babtr_500_Pm_01 LTBABRD_N6_FV_A + Voltage Phase Angle,0,1,1,Degrees,Phasor,VPHA,Voltage Phase Angle,PA,-98.6,37.5,PPA:5259,2021-08-03 21:03:26
} | MaximumArchiveDays=90 | DesiredRemainingSpace=500,5260,GPA_BABTR_500_PM_01-PM2:V,,185,8736f6c7-ad41-4b43-b4f6-e684e0d4ad20,BABTR_500_PM_01,Babtr_500_Pm_01,60,1,companyAcronym= | protocolName=IEEE C37.118.2-2011 | vendorAcronym= | vendorDeviceName= | interconnectionName=,,,,10,STTP,Streaming Telemetry Transport Protocol,3,2,LTBABRD_N6_FV_B,V,+,0,BABTR_500_PM_01-PM2,0.0,1.0,Babtr_500_Pm_01 LTBABRD_N6_FV_B + Voltage Magnitude,0,1,1,Volts,Phasor,VPHM,Voltage Magnitude,PM,-98.6,37.5,PPA:5260,2021-08-03 21:03:26
} | MaximumArchiveDays=90 | DesiredRemainingSpace=500,5261,GPA_BABTR_500_PM_01-PA2:VH,,185,8736f6c7-ad41-4b43-b4f6-e684e0d4ad20,BABTR_500_PM_01,Babtr_500_Pm_01,60,1,companyAcronym= | protocolName=IEEE C37.118.2-2011 | vendorAcronym= | vendorDeviceName= | interconnectionName=,,,,10,STTP,Streaming Telemetry Transport Protocol,4,2,LTBABRD_N6_FV_B,V,+,0,BABTR_500_PM_01-PA2,0.0,1.0,Babtr_500_Pm_01 LTBABRD_N6_FV_B + Voltage Phase Angle,0,1,1,Degrees,Phasor,VPHA,Voltage Phase Angle,PA,-98.6,37.5,PPA:5261,2021-08-03 21:03:26
} | MaximumArchiveDays=90 | DesiredRemainingSpace=500,5262,GPA_BABTR_500_PM_01-PM3:V,,185,8736f6c7-ad41-4b43-b4f6-e684e0d4ad20,BABTR_500_PM_01,Babtr_500_Pm_01,60,1,companyAcronym= | protocolName=IEEE C37.118.2-2011 | vendorAcronym= | vendorDeviceName= | interconnectionName=,,,,10,STTP,Streaming Telemetry Transport Protocol,3,3,LTBABRD_N6_FV_C,V,+,0,BABTR_500_PM_01-PM3,0.0,1.0,Babtr_500_Pm_01 LTBABRD_N6_FV_C + Voltage Magnitude,0,1,1,Volts,Phasor,VPHM,Voltage Magnitude,PM,-98.6,37.5,PPA:5262,2021-08-03 21:03:26
} | MaximumArchiveDays=90 | DesiredRemainingSpace=500,5263,GPA_BABTR_500_PM_01-PA3:VH,,185,8736f6c7-ad41-4b43-b4f6-e684e0d4ad20,BABTR_500_PM_01,Babtr_500_Pm_01,60,1,companyAcronym= | protocolName=IEEE C37.118.2-2011 | vendorAcronym= | vendorDeviceName= | interconnectionName=,,,,10,STTP,Streaming Telemetry Transport Protocol,4,3,LTBABRD_N6_FV_C,V,+,0,BABTR_500_PM_01-PA3,0.0,1.0,Babtr_500_Pm_01 LTBABRD_N6_FV_C + Voltage Phase Angle,0,1,1,Degrees,Phasor,VPHA,Voltage Phase Angle,PA,-98.6,37.5,PPA:5263,2021-08-03 21:03:26
} | MaximumArchiveDays=90 | DesiredRemainingSpace=500,5264,GPA_BABTR_500_PM_01-PM4:I,,185,8736f6c7-ad41-4b43-b4f6-e684e0d4ad20,BABTR_500_PM_01,Babtr_500_Pm_01,60,1,companyAcronym= | protocolName=IEEE C37.118.2-2011 | vendorAcronym= | vendorDeviceName= | interconnectionName=,,,,10,STTP,Streaming Telemetry Transport Protocol,1,4,LTBABRD_N6_FA_A,I,+,0,BABTR_500_PM_01-PM4,0.0,1.0,Babtr_500_Pm_01 LTBABRD_N6_FA_A + Current Magnitude,0,1,1,Amps,Phasor,IPHM,Current Magnitude,PM,-98.6,37.5,PPA:5264,2021-08-03 21:03:26
} | MaximumArchiveDays=90 | DesiredRemainingSpace=500,5265,GPA_BABTR_500_PM_01-PA4:IH,,185,8736f6c7-ad41-4b43-b4f6-e684e0d4ad20,BABTR_500_PM_01,Babtr_500_Pm_01,60,1,companyAcronym= | protocolName=IEEE C37.118.2-2011 | vendorAcronym= | vendorDeviceName= | interconnectionName=,,,,10,STTP,Streaming Telemetry Transport Protocol,2,4,LTBABRD_N6_FA_A,I,+,0,BABTR_500_PM_01-PA4,0.0,1.0,Babtr_500_Pm_01 LTBABRD_N6_FA_A + Current Phase Angle,0,1,1,Degrees,Phasor,IPHA,Current Phase Angle,PA,-98.6,37.5,PPA:5265,2021-08-03 21:03:26
} | MaximumArchiveDays=90 | DesiredRemainingSpace=500,5266,GPA_BABTR_500_PM_01-PM5:I,,185,8736f6c7-ad41-4b43-b4f6-e684e0d4ad20,BABTR_500_PM_01,Babtr_500_Pm_01,60,1,companyAcronym= | protocolName=IEEE C37.118.2-2011 | vendorAcronym= | vendorDeviceName= | interconnectionName=,,,,10,STTP,Streaming Telemetry Transport Protocol,1,5,LTBABRD_N6_FA_B,I,+,0,BABTR_500_PM_01-PM5,0.0,1.0,Babtr_500_Pm_01 LTBABRD_N6_FA_B + Current Magnitude,0,1,1,Amps,Phasor,IPHM,Current Magnitude,PM,-98.6,37.5,PPA:5266,2021-08-03 21:03:26
} | MaximumArchiveDays=90 | DesiredRemainingSpace=500,5267,GPA_BABTR_500_PM_01-PA5:IH,,185,8736f6c7-ad41-4b43-b4f6-e684e0d4ad20,BABTR_500_PM_01,Babtr_500_Pm_01,60,1,companyAcronym= | protocolName=IEEE C37.118.2-2011 | vendorAcronym= | vendorDeviceName= | interconnectionName=,,,,10,STTP,Streaming Telemetry Transport Protocol,2,5,LTBABRD_N6_FA_B,I,+,0,BABTR_500_PM_01-PA5,0.0,1.0,Babtr_500_Pm_01 LTBABRD_N6_FA_B + Current Phase Angle,0,1,1,Degrees,Phasor,IPHA,Current Phase Angle,PA,-98.6,37.5,PPA:5267,2021-08-03 21:03:26
} | MaximumArchiveDays=90 | DesiredRemainingSpace=500,5268,GPA_BABTR_500_PM_01-PM6:I,,185,8736f6c7-ad41-4b43-b4f6-e684e0d4ad20,BABTR_500_PM_01,Babtr_500_Pm_01,60,1,companyAcronym= | protocolName=IEEE C37.118.2-2011 | vendorAcronym= | vendorDeviceName= | interconnectionName=,,,,10,STTP,Streaming Telemetry Transport Protocol,1,6,LTBABRD_N6_FA_C,I,+,0,BABTR_500_PM_01-PM6,0.0,1.0,Babtr_500_Pm_01 LTBABRD_N6_FA_C + Current Magnitude,0,1,1,Amps,Phasor,IPHM,Current Magnitude,PM,-98.6,37.5,PPA:5268,2021-08-03 21:03:26
} | MaximumArchiveDays=90 | DesiredRemainingSpace=500,5269,GPA_BABTR_500_PM_01-PA6:IH,,185,8736f6c7-ad41-4b43-b4f6-e684e0d4ad20,BABTR_500_PM_01,Babtr_500_Pm_01,60,1,companyAcronym= | protocolName=IEEE C37.118.2-2011 | vendorAcronym= | vendorDeviceName= | interconnectionName=,,,,10,STTP,Streaming Telemetry Transport Protocol,2,6,LTBABRD_N6_FA_C,I,+,0,BABTR_500_PM_01-PA6,0.0,1.0,Babtr_500_Pm_01 LTBABRD_N6_FA_C + Current Phase Angle,0,1,1,Degrees,Phasor,IPHA,Current Phase Angle,PA,-98.6,37.5,PPA:5269,2021-08-03 21:03:26
} | MaximumArchiveDays=90 | DesiredRemainingSpace=500,5270,GPA_BABTR_500_PM_01-PM7:I,,185,8736f6c7-ad41-4b43-b4f6-e684e0d4ad20,BABTR_500_PM_01,Babtr_500_Pm_01,60,1,companyAcronym= | protocolName=IEEE C37.118.2-2011 | vendorAcronym= | vendorDeviceName= | interconnectionName=,,,,10,STTP,Streaming Telemetry Transport Protocol,1,7,LTBABRD_N6_FA_P,I,+,0,BABTR_500_PM_01-PM7,0.0,1.0,Babtr_500_Pm_01 LTBABRD_N6_FA_P + Current Magnitude,0,1,1,Amps,Phasor,IPHM,Current Magnitude,PM,-98.6,37.5,PPA:5270,2021-08-03 21:03:26
} | MaximumArchiveDays=90 | DesiredRemainingSpace=500,5271,GPA_BABTR_500_PM_01-PA7:IH,,185,8736f6c7-ad41-4b43-b4f6-e684e0d4ad20,BABTR_500_PM_01,Babtr_500_Pm_01,60,1,companyAcronym= | protocolName=IEEE C37.118.2-2011 | vendorAcronym= | vendorDeviceName= | interconnectionName=,,,,10,STTP,Streaming Telemetry Transport Protocol,2,7,LTBABRD_N6_FA_P,I,+,0,BABTR_500_PM_01-PA7,0.0,1.0,Babtr_500_Pm_01 LTBABRD_N6_FA_P + Current Phase Angle,0,1,1,Degrees,Phasor,IPHA,Current Phase Angle,PA,-98.6,37.5,PPA:5271,2021-08-03 21:03:26
} | MaximumArchiveDays=90 | DesiredRemainingSpace=500,5272,GPA_BABTR_500_PM_01-PM8:V,,185,8736f6c7-ad41-4b43-b4f6-e684e0d4ad20,BABTR_500_PM_01,Babtr_500_Pm_01,60,1,companyAcronym= | protocolName=IEEE C37.118.2-2011 | vendorAcronym= | vendorDeviceName= | interconnectionName=,,,,10,STTP,Streaming Telemetry Transport Protocol,3,8,LTBABRD_N6_FV_P,V,+,0,BABTR_500_PM_01-PM8,0.0,1.0,Babtr_500_Pm_01 LTBABRD_N6_FV_P + Voltage Magnitude,0,1,1,Volts,Phasor,VPHM,Voltage Magnitude,PM,-98.6,37.5,PPA:5272,2021-08-03 21:03:26
} | MaximumArchiveDays=90 | DesiredRemainingSpace=500,5273,GPA_BABTR_500_PM_01-PA8:VH,,185,8736f6c7-ad41-4b43-b4f6-e684e0d4ad20,BABTR_500_PM_01,Babtr_500_Pm_01,60,1,companyAcronym= | protocolName=IEEE C37.118.2-2011 | vendorAcronym= | vendorDeviceName= | interconnectionName=,,,,10,STTP,Streaming Telemetry Transport Protocol,4,8,LTBABRD_N6_FV_P,V,+,0,BABTR_500_PM_01-PA8,0.0,1.0,Babtr_500_Pm_01 LTBABRD_N6_FV_P + Voltage Phase Angle,0,1,1,Degrees,Phasor,VPHA,Voltage Phase Angle,PA,-98.6,37.5,PPA:5273,2021-08-03 21:03:26
} | MaximumArchiveDays=90 | DesiredRemainingSpace=500,5274,GPA_BABTR_500_PM_02:F,,186,8736f6c7-ad41-4b43-b4f6-e684e0d4ad20,BABTR_500_PM_02,Babtr_500_Pm_02,60,1,companyAcronym= | protocolName=IEEE C37.118.2-2011 | vendorAcronym= | vendorDeviceName= | interconnectionName=,,,,10,STTP,Streaming Telemetry Transport Protocol,5,,,,,,BABTR_500_PM_02-FQ,0.0,1.0,Babtr_500_Pm_02 Frequency,0,1,1,Hz,PMU,FREQ,Frequency,FQ,-98.6,37.5,PPA:5274,2021-08-03 21:03:26
} | MaximumArchiveDays=90 | DesiredRemainingSpace=500,5275,GPA_BABTR_500_PM_02:DF,,186,8736f6c7-ad41-4b43-b4f6-e684e0d4ad20,BABTR_500_PM_02,Babtr_500_Pm_02,60,1,companyAcronym= | protocolName=IEEE C37.118.2-2011 | vendorAcronym= | vendorDeviceName= | interconnectionName=,,,,10,STTP,Streaming Telemetry Transport Protocol,6,,,,,,BABTR_500_PM_02-DF,0.0,1.0,Babtr_500_Pm_02 Frequency Delta (dF/dt),0,1,1,,PMU,DFDT,Frequency Delta (dF/dt),DF,-98.6,37.5,PPA:5275,2021-08-03 21:03:26
} | MaximumArchiveDays=90 | DesiredRemainingSpace=500,5276,GPA_BABTR_500_PM_02:S,,186,8736f6c7-ad41-4b43-b4f6-e684e0d4ad20,BABTR_500_PM_02,Babtr_500_Pm_02,60,1,companyAcronym= | protocolName=IEEE C37.118.2-2011 | vendorAcronym= | vendorDeviceName= | interconnectionName=,,,,10,STTP,Streaming Telemetry Transport Protocol,8,,,,,,BABTR_500_PM_02-SF,0.0,1.0,Babtr_500_Pm_02 Status Flags,0,1,1,,PMU,FLAG,Status Flags,SF,-98.6,37.5,PPA:5276,2021-08-03 21:03:26
} | MaximumArchiveDays=90 | DesiredRemainingSpace=500,5277,GPA_BABTR_500_PM_02-PM1:V,,186,8736f6c7-ad41-4b43-b4f6-e684e0d4ad20,BABTR_500_PM_02,Babtr_500_Pm_02,60,1,companyAcronym= | protocolName=IEEE C37.118.2-2011 | vendorAcronym= | vendorDeviceName= | interconnectionName=,,,,10,STTP,Streaming Telemetry Transport Protocol,3,1,BAB1_FV_B,V,+,0,BABTR_500_PM_02-PM1,0.0,1.0,Babtr_500_Pm_02 BAB1_FV_B + Voltage Magnitude,0,1,1,Volts,Phasor,VPHM,Voltage Magnitude,PM,-98.6,37.5,PPA:5277,2021-08-03 21:03:26
} | MaximumArchiveDays=90 | DesiredRemainingSpace=500,5278,GPA_BABTR_500_PM_02-PA1:VH,,186,8736f6c7-ad41-4b43-b4f6-e684e0d4ad20,BABTR_500_PM_02,Babtr_500_Pm_02,60,1,companyAcronym= | protocolName=IEEE C37.118.2-2011 | vendorAcronym= | vendorDeviceName= | interconnectionName=,,,,10,STTP,Streaming Telemetry Transport Protocol,4,1,BAB1_FV_B,V,+,0,BABTR_500_PM_02-PA1,0.0,1.0,Babtr_500_Pm_02 BAB1_FV_B + Voltage Phase Angle,0,1,1,Degrees,Phasor,VPHA,Voltage Phase Angle,PA,-98.6,37.5,PPA:5278,2021-08-03 21:03:26
} | MaximumArchiveDays=90 | DesiredRemainingSpace=500,5279,GPA_BABTR_500_PM_03:F,,187,8736f6c7-ad41-4b43-b4f6-e684e0d4ad20,BABTR_500_PM_03,Babtr_500_Pm_03,60,1,companyAcronym= | protocolName=IEEE C37.118.2-2011 | vendorAcronym= | vendorDeviceName= | interconnectionName=,,,,10,STTP,Streaming Telemetry Transport Protocol,5,,,,,,BABTR_500_PM_03-FQ,0.0,1.0,Babtr_500_Pm_03 Frequency,0,1,1,Hz,PMU,FREQ,Frequency,FQ,-98.6,37.5,PPA:5279,2021-08-03 21:03:26
} | MaximumArchiveDays=90 | DesiredRemainingSpace=500,5280,GPA_BABTR_500_PM_03:DF,,187,8736f6c7-ad41-4b43-b4f6-e684e0d4ad20,BABTR_500_PM_03,Babtr_500_Pm_03,60,1,companyAcronym= | protocolName=IEEE C37.118.2-2011 | vendorAcronym= | vendorDeviceName= | interconnectionName=,,,,10,STTP,Streaming Telemetry Transport Protocol,6,,,,,,BABTR_500_PM_03-DF,0.0,1.0,Babtr_500_Pm_03 Frequency Delta (dF/dt),0,1,1,,PMU,DFDT,Frequency Delta (dF/dt),DF,-98.6,37.5,PPA:5280,2021-08-03 21:03:26
} | MaximumArchiveDays=90 | DesiredRemainingSpace=500,5281,GPA_BABTR_500_PM_03:S,,187,8736f6c7-ad41-4b43-b4f6-e684e0d4ad20,BABTR_500_PM_03,Babtr_500_Pm_03,60,1,companyAcronym= | protocolName=IEEE C37.118.2-2011 | vendorAcronym= | vendorDeviceName= | interconnectionName=,,,,10,STTP,Streaming Telemetry Transport Protocol,8,,,,,,BABTR_500_PM_03-SF,0.0,1.0,Babtr_500_Pm_03 Status Flags,0,1,1,,PMU,FLAG,Status Flags,SF,-98.6,37.5,PPA:5281,2021-08-03 21:03:26
} | MaximumArchiveDays=90 | DesiredRemainingSpace=500,5282,GPA_BABTR_500_PM_03-PM1:V,,187,8736f6c7-ad41-4b43-b4f6-e684e0d4ad20,BABTR_500_PM_03,Babtr_500_Pm_03,60,1,companyAcronym= | protocolName=IEEE C37.118.2-2011 | vendorAcronym= | vendorDeviceName= | interconnectionName=,,,,10,STTP,Streaming Telemetry Transport Protocol,3,1,BAB2_FV_B,V,+,0,BABTR_500_PM_03-PM1,0.0,1.0,Babtr_500_Pm_03 BAB2_FV_B + Voltage Magnitude,0,1,1,Volts,Phasor,VPHM,Voltage Magnitude,PM,-98.6,37.5,PPA:5282,2021-08-03 21:03:26
} | MaximumArchiveDays=90 | DesiredRemainingSpace=500,5283,GPA_BABTR_500_PM_03-PA1:VH,,187,8736f6c7-ad41-4b43-b4f6-e684e0d4ad20,BABTR_500_PM_03,Babtr_500_Pm_03,60,1,companyAcronym= | protocolName=IEEE C37.118.2-2011 | vendorAcronym= | vendorDeviceName= | interconnectionName=,,,,10,STTP,Streaming Telemetry Transport Protocol,4,1,BAB2_FV_B,V,+,0,BABTR_500_PM_03-PA1,0.0,1.0,Babtr_500_Pm_03 BAB2_FV_B + Voltage Phase Angle,0,1,1,Degrees,Phasor,VPHA,Voltage Phase Angle,PA,-98.6,37.5,PPA:5283,2021-08-03 21:03:26
} | MaximumArchiveDays=90 | DesiredRemainingSpace=500,5284,GPA_BABRD_500_PM_01:F,,188,8736f6c7-ad41-4b43-b4f6-e684e0d4ad20,BABRD_500_PM_01,Babrd_500_Pm_01,60,1,companyAcronym= | protocolName=IEEE C37.118.2-2011 | vendorAcronym= | vendorDeviceName= | interconnectionName=,,,,10,STTP,Streaming Telemetry Transport Protocol,5,,,,,,BABRD_500_PM_01-FQ,0.0,1.0,Babrd_500_Pm_01 Frequency,0,1,1,Hz,PMU,FREQ,Frequency,FQ,-98.6,37.5,PPA:5284,2021-08-03 21:03:26
} | MaximumArchiveDays=90 | DesiredRemainingSpace=500,5285,GPA_BABRD_500_PM_01:DF,,188,8736f6c7-ad41-4b43-b4f6-e684e0d4ad20,BABRD_500_PM_01,Babrd_500_Pm_01,60,1,companyAcronym= | protocolName=IEEE C37.118.2-2011 | vendorAcronym= | vendorDeviceName= | interconnectionName=,,,,10,STTP,Streaming Telemetry Transport Protocol,6,,,,,,BABRD_500_PM_01-DF,0.0,1.0,Babrd_500_Pm_01 Frequency Delta (dF/dt),0,1,1,,PMU,DFDT,Frequency Delta (dF/dt),DF,-98.6,37.5,PPA:5285,2021-08-03 21:03:26
} | MaximumArchiveDays=90 | DesiredRemainingSpace=500,5286,GPA_BABRD_500_PM_01:S,,188,8736f6c7-ad41-4b43-b4f6-e684e0d4ad20,BABRD_500_PM_01,Babrd_500_Pm_01,60,1,companyAcronym= | protocolName=IEEE C37.118.2-2011 | vendorAcronym= | vendorDeviceName= | interconnectionName=,,,,10,STTP,Streaming Telemetry Transport Protocol,8,,,,,,BABRD_500_PM_01-SF,0.0,1.0,Babrd_500_Pm_01 Status Flags,0,1,1,,PMU,FLAG,Status Flags,SF,-98.6,37.5,PPA:5286,2021-08-03 21:03:26
} | MaximumArchiveDays=90 | DesiredRemainingSpace=500,5287,GPA_BABRD_500_PM_01-PM1:V,,188,8736f6c7-ad41-4b43-b4f6-e684e0d4ad20,BABRD_500_PM_01,Babrd_500_Pm_01,60,1,companyAcronym= | protocolName=IEEE C37.118.2-2011 | vendorAcronym= | vendorDeviceName= | interconnectionName=,,,,10,STTP,Streaming Telemetry Transport Protocol,3,1,LTBABTR_N6_FV_A,V,+,0,BABRD_500_PM_01-PM1,0.0,1.0,Babrd_500_Pm_01 LTBABTR_N6_FV_A + Voltage Magnitude,0,1,1,Volts,Phasor,VPHM,Voltage Magnitude,PM,-98.6,37.5,PPA:5287,2021-08-03 21:03:26
} | MaximumArchiveDays=90 | DesiredRemainingSpace=500,5288,GPA_BABRD_500_PM_01-PA1:VH,,188,8736f6c7-ad41-4b43-b4f6-e684e0d4ad20,BABRD_500_PM_01,Babrd_500_Pm_01,60,1,companyAcronym= | protocolName=IEEE C37.118.2-2011 | vendorAcronym= | vendorDeviceName= | interconnectionName=,,,,10,STTP,Streaming Telemetry Transport Protocol,4,1,LTBABTR_N6_FV_A,V,+,0,BABRD_500_PM_01-PA1,0.0,1.0,Babrd_500_Pm_01 LTBABTR_N6_FV_A + Voltage Phase Angle,0,1,1,Degrees,Phasor,VPHA,Voltage Phase Angle,PA,-98.6,37.5,PPA:5288,2021-08-03 21:03:26
} | MaximumArchiveDays=90 | DesiredRemainingSpace=500,5289,GPA_BABRD_500_PM_01-PM2:V,,188,8736f6c7-ad41-4b43-b4f6-e684e0d4ad20,BABRD_500_PM_01,Babrd_500_Pm_01,60,1,companyAcronym= | protocolName=IEEE C37.118.2-2011 | vendorAcronym= | vendorDeviceName= | interconnectionName=,,,,10,STTP,Streaming Telemetry Transport Protocol,3,2,LTBABTR_N6_FV_B,V,+,0,BABRD_500_PM_01-PM2,0.0,1.0,Babrd_500_Pm_01 LTBABTR_N6_FV_B + Voltage Magnitude,0,1,1,Volts,Phasor,VPHM,Voltage Magnitude,PM,-98.6,37.5,PPA:5289,2021-08-03 21:03:26
} | MaximumArchiveDays=90 | DesiredRemainingSpace=500,5290,GPA_BABRD_500_PM_01-PA2:VH,,188,8736f6c7-ad41-4b43-b4f6-e684e0d4ad20,BABRD_500_PM_01,Babrd_500_Pm_01,60,1,companyAcronym= | protocolName=IEEE C37.118.2-2011 | vendorAcronym= | vendorDeviceName= | interconnectionName=,,,,10,STTP,Streaming Telemetry Transport Protocol,4,2,LTBABTR_N6_FV_B,V,+,0,BABRD_500_PM_01-PA2,0.0,1.0,Babrd_500_Pm_01 LTBABTR_N6_FV_B + Voltage Phase Angle,0,1,1,Degrees,Phasor,VPHA,Voltage Phase Angle,PA,-98.6,37.5,PPA:5290,2021-08-03 21:03:26
} | MaximumArchiveDays=90 | DesiredRemainingSpace=500,5291,GPA_BABRD_500_PM_01-PM3:V,,188,8736f6c7-ad41-4b43-b4f6-e684e0d4ad20,BABRD_500_PM_01,Babrd_500_Pm_01,60,1,companyAcronym= | protocolName=IEEE C37.118.2-2011 | vendorAcronym= | vendorDeviceName= | interconnectionName=,,,,10,STTP,Streaming Telemetry Transport Protocol,3,3,LTBABTR_N6_FV_C,V,+,0,BABRD_500_PM_01-PM3,0.0,1.0,Babrd_500_Pm_01 LTBABTR_N6_FV_C + Voltage Magnitude,0,1,1,Volts,Phasor,VPHM,Voltage Magnitude,PM,-98.6,37.5,PPA:5291,2021-08-03 21:03:26
} | MaximumArchiveDays=90 | DesiredRemainingSpace=500,5292,GPA_BABRD_500_PM_01-PA3:VH,,188,8736f6c7-ad41-4b43-b4f6-e684e0d4ad20,BABRD_500_PM_01,Babrd_500_Pm_01,60,1,companyAcronym= | protocolName=IEEE C37.118.2-2011 | vendorAcronym= | vendorDeviceName= | interconnectionName=,,,,10,STTP,Streaming Telemetry Transport Protocol,4,3,LTBABTR_N6_FV_C,V,+,0,BABRD_500_PM_01-PA3,0.0,1.0,Babrd_500_Pm_01 LTBABTR_N6_FV_C + Voltage Phase Angle,0,1,1,Degrees,Phasor,VPHA,Voltage Phase Angle,PA,-98.6,37.5,PPA:5292,2021-08-03 21:03:26
} | MaximumArchiveDays=90 | DesiredRemainingSpace=500,5293,GPA_BABRD_500_PM_01-PM4:I,,188,8736f6c7-ad41-4b43-b4f6-e684e0d4ad20,BABRD_500_PM_01,Babrd_500_Pm_01,60,1,companyAcronym= | protocolName=IEEE C37.118.2-2011 | vendorAcronym= | vendorDeviceName= | interconnectionName=,,,,10,STTP,Streaming Telemetry Transport Protocol,1,4,LTBABTR_N6_FA_A,I,+,0,BABRD_500_PM_01-PM4,0.0,1.0,Babrd_500_Pm_01 LTBABTR_N6_FA_A + Current Magnitude,0,1,1,Amps,Phasor,IPHM,Current Magnitude,PM,-98.6,37.5,PPA:5293,2021-08-03 21:03:26
} | MaximumArchiveDays=90 | DesiredRemainingSpace=500,5294,GPA_BABRD_500_PM_01-PA4:IH,,188,8736f6c7-ad41-4b43-b4f6-e684e0d4ad20,BABRD_500_PM_01,Babrd_500_Pm_01,60,1,companyAcronym= | protocolName=IEEE C37.118.2-2011 | vendorAcronym= | vendorDeviceName= | interconnectionName=,,,,10,STTP,Streaming Telemetry Transport Protocol,2,4,LTBABTR_N6_FA_A,I,+,0,BABRD_500_PM_01-PA4,0.0,1.0,Babrd_500_Pm_01 LTBABTR_N6_FA_A + Current Phase Angle,0,1,1,Degrees,Phasor,IPHA,Current Phase Angle,PA,-98.6,37.5,PPA:5294,2021-08-03 21:03:26
} | MaximumArchiveDays=90 | DesiredRemainingSpace=500,5295,GPA_BABRD_500_PM_01-PM5:I,,188,8736f6c7-ad41-4b43-b4f6-e684e0d4ad20,BABRD_500_PM_01,Babrd_500_Pm_01,60,1,companyAcronym= | protocolName=IEEE C37.118.2-2011 | vendorAcronym= | vendorDeviceName= | interconnectionName=,,,,10,STTP,Streaming Telemetry Transport Protocol,1,5,LTBABTR_N6_FA_B,I,+,0,BABRD_500_PM_01-PM5,0.0,1.0,Babrd_500_Pm_01 LTBABTR_N6_FA_B + Current Magnitude,0,1,1,Amps,Phasor,IPHM,Current Magnitude,PM,-98.6,37.5,PPA:5295,2021-08-03 21:03:26
} | MaximumArchiveDays=90 | DesiredRemainingSpace=500,5296,GPA_BABRD_500_PM_01-PA5:IH,,188,8736f6c7-ad41-4b43-b4f6-e684e0d4ad20,BABRD_500_PM_01,Babrd_500_Pm_01,60,1,companyAcronym= | protocolName=IEEE C37.118.2-2011 | vendorAcronym= | vendorDeviceName= | interconnectionName=,,,,10,STTP,Streaming Telemetry Transport Protocol,2,5,LTBABTR_N6_FA_B,I,+,0,BABRD_500_PM_01-PA5,0.0,1.0,Babrd_500_Pm_01 LTBABTR_N6_FA_B + Current Phase Angle,0,1,1,Degrees,Phasor,IPHA,Current Phase Angle,PA,-98.6,37.5,PPA:5296,2021-08-03 21:03:26
} | MaximumArchiveDays=90 | DesiredRemainingSpace=500,5297,GPA_BABRD_500_PM_01-PM6:I,,188,8736f6c7-ad41-4b43-b4f6-e684e0d4ad20,BABRD_500_PM_01,Babrd_500_Pm_01,60,1,companyAcronym= | protocolName=IEEE C37.118.2-2011 | vendorAcronym= | vendorDeviceName= | interconnectionName=,,,,10,STTP,Streaming Telemetry Transport Protocol,1,6,LTBABTR_N6_FA_C,I,+,0,BABRD_500_PM_01-PM6,0.0,1.0,Babrd_500_Pm_01 LTBABTR_N6_FA_C + Current Magnitude,0,1,1,Amps,Phasor,IPHM,Current Magnitude,PM,-98.6,37.5,PPA:5297,2021-08-03 21:03:26
} | MaximumArchiveDays=90 | DesiredRemainingSpace=500,5298,GPA_BABRD_500_PM_01-PA6:IH,,188,8736f6c7-ad41-4b43-b4f6-e684e0d4ad20,BABRD_500_PM_01,Babrd_500_Pm_01,60,1,companyAcronym= | protocolName=IEEE C37.118.2-2011 | vendorAcronym= | vendorDeviceName= | interconnectionName=,,,,10,STTP,Streaming Telemetry Transport Protocol,2,6,LTBABTR_N6_FA_C,I,+,0,BABRD_500_PM_01-PA6,0.0,1.0,Babrd_500_Pm_01 LTBABTR_N6_FA_C + Current Phase Angle,0,1,1,Degrees,Phasor,IPHA,Current Phase Angle,PA,-98.6,37.5,PPA:5298,2021-08-03 21:03:26
} | MaximumArchiveDays=90 | DesiredRemainingSpace=500,5299,GPA_BABRD_500_PM_01-PM7:V,,188,8736f6c7-ad41-4b43-b4f6-e684e0d4ad20,BABRD_500_PM_01,Babrd_500_Pm_01,60,1,companyAcronym= | protocolName=IEEE C37.118.2-2011 | vendorAcronym= | vendorDeviceName= | interconnectionName=,,,,10,STTP,Streaming Telemetry Transport Protocol,3,7,LTBABTR_N6_FV_P,V,+,0,BABRD_500_PM_01-PM7,0.0,1.0,Babrd_500_Pm_01 LTBABTR_N6_FV_P + Voltage Magnitude,0,1,1,Volts,Phasor,VPHM,Voltage Magnitude,PM,-98.6,37.5,PPA:5299,2021-08-03 21:03:26
} | MaximumArchiveDays=90 | DesiredRemainingSpace=500,5300,GPA_BABRD_500_PM_01-PA7:VH,,188,8736f6c7-ad41-4b43-b4f6-e684e0d4ad20,BABRD_500_PM_01,Babrd_500_Pm_01,60,1,companyAcronym= | protocolName=IEEE C37.118.2-2011 | vendorAcronym= | vendorDeviceName= | interconnectionName=,,,,10,STTP,Streaming Telemetry Transport Protocol,4,7,LTBABTR_N6_FV_P,V,+,0,BABRD_500_PM_01-PA7,0.0,1.0,Babrd_500_Pm_01 LTBABTR_N6_FV_P + Voltage Phase Angle,0,1,1,Degrees,Phasor,VPHA,Voltage Phase Angle,PA,-98.6,37.5,PPA:5300,2021-08-03 21:03:26
} | MaximumArchiveDays=90 | DesiredRemainingSpace=500,5301,GPA_BABRD_500_PM_01-PM8:I,,188,8736f6c7-ad41-4b43-b4f6-e684e0d4ad20,BABRD_500_PM_01,Babrd_500_Pm_01,60,1,companyAcronym= | protocolName=IEEE C37.118.2-2011 | vendorAcronym= | vendorDeviceName= | interconnectionName=,,,,10,STTP,Streaming Telemetry Transport Protocol,1,8,LTBABTR_N6_FA_P,I,+,0,BABRD_500_PM_01-PM8,0.0,1.0,Babrd_500_Pm_01 LTBABTR_N6_FA_P + Current Magnitude,0,1,1,Amps,Phasor,IPHM,Current Magnitude,PM,-98.6,37.5,PPA:5301,2021-08-03 21:03:26
} | MaximumArchiveDays=90 | DesiredRemainingSpace=500,5302,GPA_BABRD_500_PM_01-PA8:IH,,188,8736f6c7-ad41-4b43-b4f6-e684e0d4ad20,BABRD_500_PM_01,Babrd_500_Pm_01,60,1,companyAcronym= | protocolName=IEEE C37.118.2-2011 | vendorAcronym= | vendorDeviceName= | interconnectionName=,,,,10,STTP,Streaming Telemetry Transport Protocol,2,8,LTBABTR_N6_FA_P,I,+,0,BABRD_500_PM_01-PA8,0.0,1.0,Babrd_500_Pm_01 LTBABTR_N6_FA_P + Current Phase Angle,0,1,1,Degrees,Phasor,IPHA,Current Phase Angle,PA,-98.6,37.5,PPA:5302,2021-08-03 21:03:26
} | MaximumArchiveDays=90 | DesiredRemainingSpace=500,5303,GPA_BARDE_500_PM_01:F,,189,8736f6c7-ad41-4b43-b4f6-e684e0d4ad20,BARDE_500_PM_01,Barde_500_Pm_01,60,1,companyAcronym= | protocolName=IEEE C37.118.2-2011 | vendorAcronym= | vendorDeviceName= | interconnectionName=,,,,10,STTP,Streaming Telemetry Transport Protocol,5,,,,,,BARDE_500_PM_01-FQ,0.0,1.0,Barde_500_Pm_01 Frequency,0,1,1,Hz,PMU,FREQ,Frequency,FQ,-98.6,37.5,PPA:5303,2021-08-03 21:03:26
} | MaximumArchiveDays=90 | DesiredRemainingSpace=500,5304,GPA_BARDE_500_PM_01:DF,,189,8736f6c7-ad41-4b43-b4f6-e684e0d4ad20,BARDE_500_PM_01,Barde_500_Pm_01,60,1,companyAcronym= | protocolName=IEEE C37.118.2-2011 | vendorAcronym= | vendorDeviceName= | interconnectionName=,,,,10,STTP,Streaming Telemetry Transport Protocol,6,,,,,,BARDE_500_PM_01-DF,0.0,1.0,Barde_500_Pm_01 Frequency Delta (dF/dt),0,1,1,,PMU,DFDT,Frequency Delta (dF/dt),DF,-98.6,37.5,PPA:5304,2021-08-03 21:03:26
} | MaximumArchiveDays=90 | DesiredRemainingSpace=500,5305,GPA_BARDE_500_PM_01:S,,189,8736f6c7-ad41-4b43-b4f6-e684e0d4ad20,BARDE_500_PM_01,Barde_500_Pm_01,60,1,companyAcronym= | protocolName=IEEE C37.118.2-2011 | vendorAcronym= | vendorDeviceName= | interconnectionName=,,,,10,STTP,Streaming Telemetry Transport Protocol,8,,,,,,BARDE_500_PM_01-SF,0.0,1.0,Barde_500_Pm_01 Status Flags,0,1,1,,PMU,FLAG,Status Flags,SF,-98.6,37.5,PPA:5305,2021-08-03 21:03:26
} | MaximumArchiveDays=90 | DesiredRemainingSpace=500,5306,GPA_BARDE_500_PM_01-PM1:I,,189,8736f6c7-ad41-4b43-b4f6-e684e0d4ad20,BARDE_500_PM_01,Barde_500_Pm_01,60,1,companyAcronym= | protocolName=IEEE C37.118.2-2011 | vendorAcronym= | vendorDeviceName= | interconnectionName=,,,,10,STTP,Streaming Telemetry Transport Protocol,1,1,IA1 LT_BRD_C2,I,+,0,BARDE_500_PM_01-PM1,0.0,1.0,Barde_500_Pm_01 IA1 LT_BRD_C2 + Current Magnitude,0,1,1,Amps,Phasor,IPHM,Current Magnitude,PM,-98.6,37.5,PPA:5306,2021-08-03 21:03:26
} | MaximumArchiveDays=90 | DesiredRemainingSpace=500,5307,GPA_BARDE_500_PM_01-PA1:IH,,189,8736f6c7-ad41-4b43-b4f6-e684e0d4ad20,BARDE_500_PM_01,Barde_500_Pm_01,60,1,companyAcronym= | protocolName=IEEE C37.118.2-2011 | vendorAcronym= | vendorDeviceName= | interconnectionName=,,,,10,STTP,Streaming Telemetry Transport Protocol,2,1,IA1 LT_BRD_C2,I,+,0,BARDE_500_PM_01-PA1,0.0,1.0,Barde_500_Pm_01 IA1 LT_BRD_C2 + Current Phase Angle,0,1,1,Degrees,Phasor,IPHA,Current Phase Angle,PA,-98.6,37.5,PPA:5307,2021-08-03 21:03:26
} | MaximumArchiveDays=90 | DesiredRemainingSpace=500,5308,GPA_BARDE_500_PM_01-PM2:I,,189,8736f6c7-ad41-4b43-b4f6-e684e0d4ad20,BARDE_500_PM_01,Barde_500_Pm_01,60,1,companyAcronym= | protocolName=IEEE C37.118.2-2011 | vendorAcronym= | vendorDeviceName= | interconnectionName=,,,,10,STTP,Streaming Telemetry Transport Protocol,1,2,IB1 LT_BRD_C2,I,+,0,BARDE_500_PM_01-PM2,0.0,1.0,Barde_500_Pm_01 IB1 LT_BRD_C2 + Current Magnitude,0,1,1,Amps,Phasor,IPHM,Current Magnitude,PM,-98.6,37.5,PPA:5308,2021-08-03 21:03:26
} | MaximumArchiveDays=90 | DesiredRemainingSpace=500,5309,GPA_BARDE_500_PM_01-PA2:IH,,189,8736f6c7-ad41-4b43-b4f6-e684e0d4ad20,BARDE_500_PM_01,Barde_500_Pm_01,60,1,companyAcronym= | protocolName=IEEE C37.118.2-2011 | vendorAcronym= | vendorDeviceName= | interconnectionName=,,,,10,STTP,Streaming Telemetry Transport Protocol,2,2,IB1 LT_BRD_C2,I,+,0,BARDE_500_PM_01-PA2,0.0,1.0,Barde_500_Pm_01 IB1 LT_BRD_C2 + Current Phase Angle,0,1,1,Degrees,Phasor,IPHA,Current Phase Angle,PA,-98.6,37.5,PPA:5309,2021-08-03 21:03:26
} | MaximumArchiveDays=90 | DesiredRemainingSpace=500,5310,GPA_BARDE_500_PM_01-PM3:I,,189,8736f6c7-ad41-4b43-b4f6-e684e0d4ad20,BARDE_500_PM_01,Barde_500_Pm_01,60,1,companyAcronym= | protocolName=IEEE C37.118.2-2011 | vendorAcronym= | vendorDeviceName= | interconnectionName=,,,,10,STTP,Streaming Telemetry Transport Protocol,1,3,IC1 LT_BRD_C2,I,+,0,BARDE_500_PM_01-PM3,0.0,1.0,Barde_500_Pm_01 IC1 LT_BRD_C2 + Current Magnitude,0,1,1,Amps,Phasor,IPHM,Current Magnitude,PM,-98.6,37.5,PPA:5310,2021-08-03 21:03:26
} | MaximumArchiveDays=90 | DesiredRemainingSpace=500,5311,GPA_BARDE_500_PM_01-PA3:IH,,189,8736f6c7-ad41-4b43-b4f6-e684e0d4ad20,BARDE_500_PM_01,Barde_500_Pm_01,60,1,companyAcronym= | protocolName=IEEE C37.118.2-2011 | vendorAcronym= | vendorDeviceName= | interconnectionName=,,,,10,STTP,Streaming Telemetry Transport Protocol,2,3,IC1 LT_BRD_C2,I,+,0,BARDE_500_PM_01-PA3,0.0,1.0,Barde_500_Pm_01 IC1 LT_BRD_C2 + Current Phase Angle,0,1,1,Degrees,Phasor,IPHA,Current Phase Angle,PA,-98.6,37.5,PPA:5311,2021-08-03 21:03:26
} | MaximumArchiveDays=90 | DesiredRemainingSpace=500,5312,GPA_BARDE_500_PM_01-PM4:V,,189,8736f6c7-ad41-4b43-b4f6-e684e0d4ad20,BARDE_500_PM_01,Barde_500_Pm_01,60,1,companyAcronym= | protocolName=IEEE C37.118.2-2011 | vendorAcronym= | vendorDeviceName= | interconnectionName=,,,,10,STTP,Streaming Telemetry Transport Protocol,3,4,VA1 LT_BRD_C2,V,+,0,BARDE_500_PM_01-PM4,0.0,1.0,Barde_500_Pm_01 VA1 LT_BRD_C2 + Voltage Magnitude,0,1,1,Volts,Phasor,VPHM,Voltage Magnitude,PM,-98.6,37.5,PPA:5312,2021-08-03 21:03:26
} | MaximumArchiveDays=90 | DesiredRemainingSpace=500,5313,GPA_BARDE_500_PM_01-PA4:VH,,189,8736f6c7-ad41-4b43-b4f6-e684e0d4ad20,BARDE_500_PM_01,Barde_500_Pm_01,60,1,companyAcronym= | protocolName=IEEE C37.118.2-2011 | vendorAcronym= | vendorDeviceName= | interconnectionName=,,,,10,STTP,Streaming Telemetry Transport Protocol,4,4,VA1 LT_BRD_C2,V,+,0,BARDE_500_PM_01-PA4,0.0,1.0,Barde_500_Pm_01 VA1 LT_BRD_C2 + Voltage Phase Angle,0,1,1,Degrees,Phasor,VPHA,Voltage Phase Angle,PA,-98.6,37.5,PPA:5313,2021-08-03 21:03:26
} | MaximumArchiveDays=90 | DesiredRemainingSpace=500,5314,GPA_BARDE_500_PM_01-PM5:V,,189,8736f6c7-ad41-4b43-b4f6-e684e0d4ad20,BARDE_500_PM_01,Barde_500_Pm_01,60,1,companyAcronym= | protocolName=IEEE C37.118.2-2011 | vendorAcronym= | vendorDeviceName= | interconnectionName=,,,,10,STTP,Streaming Telemetry Transport Protocol,3,5,VB1 LT_BRD_C2,V,+,0,BARDE_500_PM_01-PM5,0.0,1.0,Barde_500_Pm_01 VB1 LT_BRD_C2 + Voltage Magnitude,0,1,1,Volts,Phasor,VPHM,Voltage Magnitude,PM,-98.6,37.5,PPA:5314,2021-08-03 21:03:26
} | MaximumArchiveDays=90 | DesiredRemainingSpace=500,5315,GPA_BARDE_500_PM_01-PA5:VH,,189,8736f6c7-ad41-4b43-b4f6-e684e0d4ad20,BARDE_500_PM_01,Barde_500_Pm_01,60,1,companyAcronym= | protocolName=IEEE C37.118.2-2011 | vendorAcronym= | vendorDeviceName= | interconnectionName=,,,,10,STTP,Streaming Telemetry Transport Protocol,4,5,VB1 LT_BRD_C2,V,+,0,BARDE_500_PM_01-PA5,0.0,1.0,Barde_500_Pm_01 VB1 LT_BRD_C2 + Voltage Phase Angle,0,1,1,Degrees,Phasor,VPHA,Voltage Phase Angle,PA,-98.6,37.5,PPA:5315,2021-08-03 21:03:26
} | MaximumArchiveDays=90 | DesiredRemainingSpace=500,5316,GPA_BARDE_500_PM_01-PM6:V,,189,8736f6c7-ad41-4b43-b4f6-e684e0d4ad20,BARDE_500_PM_01,Barde_500_Pm_01,60,1,companyAcronym= | protocolName=IEEE C37.118.2-2011 | vendorAcronym= | vendorDeviceName= | interconnectionName=,,,,10,STTP,Streaming Telemetry Transport Protocol,3,6,VC1 LT_BRD_C2,V,+,0,BARDE_500_PM_01-PM6,0.0,1.0,Barde_500_Pm_01 VC1 LT_BRD_C2 + Voltage Magnitude,0,1,1,Volts,Phasor,VPHM,Voltage Magnitude,PM,-98.6,37.5,PPA:5316,2021-08-03 21:03:26
} | MaximumArchiveDays=90 | DesiredRemainingSpace=500,5317,GPA_BARDE_500_PM_01-PA6:VH,,189,8736f6c7-ad41-4b43-b4f6-e684e0d4ad20,BARDE_500_PM_01,Barde_500_Pm_01,60,1,companyAcronym= | protocolName=IEEE C37.118.2-2011 | vendorAcronym= | vendorDeviceName= | interconnectionName=,,,,10,STTP,Streaming Telemetry Transport Protocol,4,6,VC1 LT_BRD_C2,V,+,0,BARDE_500_PM_01-PA6,0.0,1.0,Barde_500_Pm_01 VC1 LT_BRD_C2 + Voltage Phase Angle,0,1,1,Degrees,Phasor,VPHA,Voltage Phase Angle,PA,-98.6,37.5,PPA:5317,2021-08-03 21:03:26
} | MaximumArchiveDays=90 | DesiredRemainingSpace=500,5318,GPA_BARDE_500_PM_01-PM7:V,,189,8736f6c7-ad41-4b43-b4f6-e684e0d4ad20,BARDE_500_PM_01,Barde_500_Pm_01,60,1,companyAcronym= | protocolName=IEEE C37.118.2-2011 | vendorAcronym= | vendorDeviceName= | interconnectionName=,,,,10,STTP,Streaming Telemetry Transport Protocol,3,7,VP1 LT_BRD_C2,V,+,0,BARDE_500_PM_01-PM7,0.0,1.0,Barde_500_Pm_01 VP1 LT_BRD_C2 + Voltage Magnitude,0,1,1,Volts,Phasor,VPHM,Voltage Magnitude,PM,-98.6,37.5,PPA:5318,2021-08-03 21:03:26
} | MaximumArchiveDays=90 | DesiredRemainingSpace=500,5319,GPA_BARDE_500_PM_01-PA7:VH,,189,8736f6c7-ad41-4b43-b4f6-e684e0d4ad20,BARDE_500_PM_01,Barde_500_Pm_01,60,1,companyAcronym= | protocolName=IEEE C37.118.2-2011 | vendorAcronym= | vendorDeviceName= | interconnectionName=,,,,10,STTP,Streaming Telemetry Transport Protocol,4,7,VP1 LT_BRD_C2,V,+,0,BARDE_500_PM_01-PA7,0.0,1.0,Barde_500_Pm_01 VP1 LT_BRD_C2 + Voltage Phase Angle,0,1,1,Degrees,Phasor,VPHA,Voltage Phase Angle,PA,-98.6,37.5,PPA:5319,2021-08-03 21:03:26
} | MaximumArchiveDays=90 | DesiredRemainingSpace=500,5320,GPA_BARDE_500_PM_01-PM8:I,,189,8736f6c7-ad41-4b43-b4f6-e684e0d4ad20,BARDE_500_PM_01,Barde_500_Pm_01,60,1,companyAcronym= | protocolName=IEEE C37.118.2-2011 | vendorAcronym= | vendorDeviceName= | interconnectionName=,,,,10,STTP,Streaming Telemetry Transport Protocol,1,8,IP1 LT_BRD_C2,I,+,0,BARDE_500_PM_01-PM8,0.0,1.0,Barde_500_Pm_01 IP1 LT_BRD_C2 + Current Magnitude,0,1,1,Amps,Phasor,IPHM,Current Magnitude,PM,-98.6,37.5,PPA:5320,2021-08-03 21:03:26
} | MaximumArchiveDays=90 | DesiredRemainingSpace=500,5321,GPA_BARDE_500_PM_01-PA8:IH,,189,8736f6c7-ad41-4b43-b4f6-e684e0d4ad20,BARDE_500_PM_01,Barde_500_Pm_01,60,1,companyAcronym= | protocolName=IEEE C37.118.2-2011 | vendorAcronym= | vendorDeviceName= | interconnectionName=,,,,10,STTP,Streaming Telemetry Transport Protocol,2,8,IP1 LT_BRD_C2,I,+,0,BARDE_500_PM_01-PA8,0.0,1.0,Barde_500_Pm_01 IP1 LT_BRD_C2 + Current Phase Angle,0,1,1,Degrees,Phasor,IPHA,Current Phase Angle,PA,-98.6,37.5,PPA:5321,2021-08-03 21:03:26
} | MaximumArchiveDays=90 | DesiredRemainingSpace=500,5322,GPA_BABRD_500_PM_02:F,,190,8736f6c7-ad41-4b43-b4f6-e684e0d4ad20,BABRD_500_PM_02,Babrd_500_Pm_02,60,1,companyAcronym= | protocolName=IEEE C37.118.2-2011 | vendorAcronym= | vendorDeviceName= | interconnectionName=,,,,10,STTP,Streaming Telemetry Transport Protocol,5,,,,,,BABRD_500_PM_02-FQ,0.0,1.0,Babrd_500_Pm_02 Frequency,0,1,1,Hz,PMU,FREQ,Frequency,FQ,-98.6,37.5,PPA:5322,2021-08-03 21:03:26
} | MaximumArchiveDays=90 | DesiredRemainingSpace=500,5323,GPA_BABRD_500_PM_02:DF,,190,8736f6c7-ad41-4b43-b4f6-e684e0d4ad20,BABRD_500_PM_02,Babrd_500_Pm_02,60,1,companyAcronym= | protocolName=IEEE C37.118.2-2011 | vendorAcronym= | vendorDeviceName= | interconnectionName=,,,,10,STTP,Streaming Telemetry Transport Protocol,6,,,,,,BABRD_500_PM_02-DF,0.0,1.0,Babrd_500_Pm_02 Frequency Delta (dF/dt),0,1,1,,PMU,DFDT,Frequency Delta (dF/dt),DF,-98.6,37.5,PPA:5323,2021-08-03 21:03:26
} | MaximumArchiveDays=90 | DesiredRemainingSpace=500,5324,GPA_BABRD_500_PM_02:S,,190,8736f6c7-ad41-4b43-b4f6-e684e0d4ad20,BABRD_500_PM_02,Babrd_500_Pm_02,60,1,companyAcronym= | protocolName=IEEE C37.118.2-2011 | vendorAcronym= | vendorDeviceName= | interconnectionName=,,,,10,STTP,Streaming Telemetry Transport Protocol,8,,,,,,BABRD_500_PM_02-SF,0.0,1.0,Babrd_500_Pm_02 Status Flags,0,1,1,,PMU,FLAG,Status Flags,SF,-98.6,37.5,PPA:5324,2021-08-03 21:03:26
} | MaximumArchiveDays=90 | DesiredRemainingSpace=500,5325,GPA_BABRD_500_PM_02-PM1:V,,190,8736f6c7-ad41-4b43-b4f6-e684e0d4ad20,BABRD_500_PM_02,Babrd_500_Pm_02,60,1,companyAcronym= | protocolName=IEEE C37.118.2-2011 | vendorAcronym= | vendorDeviceName= | interconnectionName=,,,,10,STTP,Streaming Telemetry Transport Protocol,3,1,LTBARDE_N5_FV_A,V,+,0,BABRD_500_PM_02-PM1,0.0,1.0,Babrd_500_Pm_02 LTBARDE_N5_FV_A + Voltage Magnitude,0,1,1,Volts,Phasor,VPHM,Voltage Magnitude,PM,-98.6,37.5,PPA:5325,2021-08-03 21:03:26
} | MaximumArchiveDays=90 | DesiredRemainingSpace=500,5326,GPA_BABRD_500_PM_02-PA1:VH,,190,8736f6c7-ad41-4b43-b4f6-e684e0d4ad20,BABRD_500_PM_02,Babrd_500_Pm_02,60,1,companyAcronym= | protocolName=IEEE C37.118.2-2011 | vendorAcronym= | vendorDeviceName= | interconnectionName=,,,,10,STTP,Streaming Telemetry Transport Protocol,4,1,LTBARDE_N5_FV_A,V,+,0,BABRD_500_PM_02-PA1,0.0,1.0,Babrd_500_Pm_02 LTBARDE_N5_FV_A + Voltage Phase Angle,0,1,1,Degrees,Phasor,VPHA,Voltage Phase Angle,PA,-98.6,37.5,PPA:5326,2021-08-03 21:03:26
} | MaximumArchiveDays=90 | DesiredRemainingSpace=500,5327,GPA_BABRD_500_PM_02-PM2:V,,190,8736f6c7-ad41-4b43-b4f6-e684e0d4ad20,BABRD_500_PM_02,Babrd_500_Pm_02,60,1,companyAcronym= | protocolName=IEEE C37.118.2-2011 | vendorAcronym= | vendorDeviceName= | interconnectionName=,,,,10,STTP,Streaming Telemetry Transport Protocol,3,2,LTBARDE_N5_FV_B,V,+,0,BABRD_500_PM_02-PM2,0.0,1.0,Babrd_500_Pm_02 LTBARDE_N5_FV_B + Voltage Magnitude,0,1,1,Volts,Phasor,VPHM,Voltage Magnitude,PM,-98.6,37.5,PPA:5327,2021-08-03 21:03:26
} | MaximumArchiveDays=90 | DesiredRemainingSpace=500,5328,GPA_BABRD_500_PM_02-PA2:VH,,190,8736f6c7-ad41-4b43-b4f6-e684e0d4ad20,BABRD_500_PM_02,Babrd_500_Pm_02,60,1,companyAcronym= | protocolName=IEEE C37.118.2-2011 | vendorAcronym= | vendorDeviceName= | interconnectionName=,,,,10,STTP,Streaming Telemetry Transport Protocol,4,2,LTBARDE_N5_FV_B,V,+,0,BABRD_500_PM_02-PA2,0.0,1.0,Babrd_500_Pm_02 LTBARDE_N5_FV_B + Voltage Phase Angle,0,1,1,Degrees,Phasor,VPHA,Voltage Phase Angle,PA,-98.6,37.5,PPA:5328,2021-08-03 21:03:26
} | MaximumArchiveDays=90 | DesiredRemainingSpace=500,5329,GPA_BABRD_500_PM_02-PM3:V,,190,8736f6c7-ad41-4b43-b4f6-e684e0d4ad20,BABRD_500_PM_02,Babrd_500_Pm_02,60,1,companyAcronym= | protocolName=IEEE C37.118.2-2011 | vendorAcronym= | vendorDeviceName= | interconnectionName=,,,,10,STTP,Streaming Telemetry Transport Protocol,3,3,LTBARDE_N5_FV_C,V,+,0,BABRD_500_PM_02-PM3,0.0,1.0,Babrd_500_Pm_02 LTBARDE_N5_FV_C + Voltage Magnitude,0,1,1,Volts,Phasor,VPHM,Voltage Magnitude,PM,-98.6,37.5,PPA:5329,2021-08-03 21:03:26
} | MaximumArchiveDays=90 | DesiredRemainingSpace=500,5330,GPA_BABRD_500_PM_02-PA3:VH,,190,8736f6c7-ad41-4b43-b4f6-e684e0d4ad20,BABRD_500_PM_02,Babrd_500_Pm_02,60,1,companyAcronym= | protocolName=IEEE C37.118.2-2011 | vendorAcronym= | vendorDeviceName= | interconnectionName=,,,,10,STTP,Streaming Telemetry Transport Protocol,4,3,LTBARDE_N5_FV_C,V,+,0,BABRD_500_PM_02-PA3,0.0,1.0,Babrd_500_Pm_02 LTBARDE_N5_FV_C + Voltage Phase Angle,0,1,1,Degrees,Phasor,VPHA,Voltage Phase Angle,PA,-98.6,37.5,PPA:5330,2021-08-03 21:03:26
} | MaximumArchiveDays=90 | DesiredRemainingSpace=500,5331,GPA_BABRD_500_PM_02-PM4:I,,190,8736f6c7-ad41-4b43-b4f6-e684e0d4ad20,BABRD_500_PM_02,Babrd_500_Pm_02,60,1,companyAcronym= | protocolName=IEEE C37.118.2-2011 | vendorAcronym= | vendorDeviceName= | interconnectionName=,,,,10,STTP,Streaming Telemetry Transport Protocol,1,4,LTBARDE_N5_FA_A,I,+,0,BABRD_500_PM_02-PM4,0.0,1.0,Babrd_500_Pm_02 LTBARDE_N5_FA_A + Current Magnitude,0,1,1,Amps,Phasor,IPHM,Current Magnitude,PM,-98.6,37.5,PPA:5331,2021-08-03 21:03:26
} | MaximumArchiveDays=90 | DesiredRemainingSpace=500,5332,GPA_BABRD_500_PM_02-PA4:IH,,190,8736f6c7-ad41-4b43-b4f6-e684e0d4ad20,BABRD_500_PM_02,Babrd_500_Pm_02,60,1,companyAcronym= | protocolName=IEEE C37.118.2-2011 | vendorAcronym= | vendorDeviceName= | interconnectionName=,,,,10,STTP,Streaming Telemetry Transport Protocol,2,4,LTBARDE_N5_FA_A,I,+,0,BABRD_500_PM_02-PA4,0.0,1.0,Babrd_500_Pm_02 LTBARDE_N5_FA_A + Current Phase Angle,0,1,1,Degrees,Phasor,IPHA,Current Phase Angle,PA,-98.6,37.5,PPA:5332,2021-08-03 21:03:26
} | MaximumArchiveDays=90 | DesiredRemainingSpace=500,5333,GPA_BABRD_500_PM_02-PM5:I,,190,8736f6c7-ad41-4b43-b4f6-e684e0d4ad20,BABRD_500_PM_02,Babrd_500_Pm_02,60,1,companyAcronym= | protocolName=IEEE C37.118.2-2011 | vendorAcronym= | vendorDeviceName= | interconnectionName=,,,,10,STTP,Streaming Telemetry Transport Protocol,1,5,LTBARDE_N5_FA_B,I,+,0,BABRD_500_PM_02-PM5,0.0,1.0,Babrd_500_Pm_02 LTBARDE_N5_FA_B + Current Magnitude,0,1,1,Amps,Phasor,IPHM,Current Magnitude,PM,-98.6,37.5,PPA:5333,2021-08-03 21:03:26
} | MaximumArchiveDays=90 | DesiredRemainingSpace=500,5334,GPA_BABRD_500_PM_02-PA5:IH,,190,8736f6c7-ad41-4b43-b4f6-e684e0d4ad20,BABRD_500_PM_02,Babrd_500_Pm_02,60,1,companyAcronym= | protocolName=IEEE C37.118.2-2011 | vendorAcronym= | vendorDeviceName= | interconnectionName=,,,,10,STTP,Streaming Telemetry Transport Protocol,2,5,LTBARDE_N5_FA_B,I,+,0,BABRD_500_PM_02-PA5,0.0,1.0,Babrd_500_Pm_02 LTBARDE_N5_FA_B + Current Phase Angle,0,1,1,Degrees,Phasor,IPHA,Current Phase Angle,PA,-98.6,37.5,PPA:5334,2021-08-03 21:03:26
} | MaximumArchiveDays=90 | DesiredRemainingSpace=500,5335,GPA_BABRD_500_PM_02-PM6:I,,190,8736f6c7-ad41-4b43-b4f6-e684e0d4ad20,BABRD_500_PM_02,Babrd_500_Pm_02,60,1,companyAcronym= | protocolName=IEEE C37.118.2-2011 | vendorAcronym= | vendorDeviceName= | interconnectionName=,,,,10,STTP,Streaming Telemetry Transport Protocol,1,6,LTBARDE_N5_FA_C,I,+,0,BABRD_500_PM_02-PM6,0.0,1.0,Babrd_500_Pm_02 LTBARDE_N5_FA_C + Current Magnitude,0,1,1,Amps,Phasor,IPHM,Current Magnitude,PM,-98.6,37.5,PPA:5335,2021-08-03 21:03:26
} | MaximumArchiveDays=90 | DesiredRemainingSpace=500,5336,GPA_BABRD_500_PM_02-PA6:IH,,190,8736f6c7-ad41-4b43-b4f6-e684e0d4ad20,BABRD_500_PM_02,Babrd_500_Pm_02,60,1,companyAcronym= | protocolName=IEEE C37.118.2-2011 | vendorAcronym= | vendorDeviceName= | interconnectionName=,,,,10,STTP,Streaming Telemetry Transport Protocol,2,6,LTBARDE_N5_FA_C,I,+,0,BABRD_500_PM_02-PA6,0.0,1.0,Babrd_500_Pm_02 LTBARDE_N5_FA_C + Current Phase Angle,0,1,1,Degrees,Phasor,IPHA,Current Phase Angle,PA,-98.6,37.5,PPA:5336,2021-08-03 21:03:26
} | MaximumArchiveDays=90 | DesiredRemainingSpace=500,5337,GPA_BABRD_500_PM_02-PM7:V,,190,8736f6c7-ad41-4b43-b4f6-e684e0d4ad20,BABRD_500_PM_02,Babrd_500_Pm_02,60,1,companyAcronym= | protocolName=IEEE C37.118.2-2011 | vendorAcronym= | vendorDeviceName= | interconnectionName=,,,,10,STTP,Streaming Telemetry Transport Protocol,3,7,LTBARDE_N5_FV_P,V,+,0,BABRD_500_PM_02-PM7,0.0,1.0,Babrd_500_Pm_02 LTBARDE_N5_FV_P + Voltage Magnitude,0,1,1,Volts,Phasor,VPHM,Voltage Magnitude,PM,-98.6,37.5,PPA:5337,2021-08-03 21:03:26
} | MaximumArchiveDays=90 | DesiredRemainingSpace=500,5338,GPA_BABRD_500_PM_02-PA7:VH,,190,8736f6c7-ad41-4b43-b4f6-e684e0d4ad20,BABRD_500_PM_02,Babrd_500_Pm_02,60,1,companyAcronym= | protocolName=IEEE C37.118.2-2011 | vendorAcronym= | vendorDeviceName= | interconnectionName=,,,,10,STTP,Streaming Telemetry Transport Protocol,4,7,LTBARDE_N5_FV_P,V,+,0,BABRD_500_PM_02-PA7,0.0,1.0,Babrd_500_Pm_02 LTBARDE_N5_FV_P + Voltage Phase Angle,0,1,1,Degrees,Phasor,VPHA,Voltage Phase Angle,PA,-98.6,37.5,PPA:5338,2021-08-03 21:03:26
} | MaximumArchiveDays=90 | DesiredRemainingSpace=500,5339,GPA_BABRD_500_PM_02-PM8:I,,190,8736f6c7-ad41-4b43-b4f6-e684e0d4ad20,BABRD_500_PM_02,Babrd_500_Pm_02,60,1,companyAcronym= | protocolName=IEEE C37.118.2-2011 | vendorAcronym= | vendorDeviceName= | interconnectionName=,,,,10,STTP,Streaming Telemetry Transport Protocol,1,8,LTBARDE_N5_FA_P,I,+,0,BABRD_500_PM_02-PM8,0.0,1.0,Babrd_500_Pm_02 LTBARDE_N5_FA_P + Current Magnitude,0,1,1,Amps,Phasor,IPHM,Current Magnitude,PM,-98.6,37.5,PPA:5339,2021-08-03 21:03:26
} | MaximumArchiveDays=90 | DesiredRemainingSpace=500,5340,GPA_BABRD_500_PM_02-PA8:IH,,190,8736f6c7-ad41-4b43-b4f6-e684e0d4ad20,BABRD_500_PM_02,Babrd_500_Pm_02,60,1,companyAcronym= | protocolName=IEEE C37.118.2-2011 | vendorAcronym= | vendorDeviceName= | interconnectionName=,,,,10,STTP,Streaming Telemetry Transport Protocol,2,8,LTBARDE_N5_FA_P,I,+,0,BABRD_500_PM_02-PA8,0.0,1.0,Babrd_500_Pm_02 LTBARDE_N5_FA_P + Current Phase Angle,0,1,1,Degrees,Phasor,IPHA,Current Phase Angle,PA,-98.6,37.5,PPA:5340,2021-08-03 21:03:26
} | MaximumArchiveDays=90 | DesiredRemainingSpace=500,5341,GPA_PAMTB_500_PM_01:F,,191,8736f6c7-ad41-4b43-b4f6-e684e0d4ad20,PAMTB_500_PM_01,Pamtb_500_Pm_01,60,1,companyAcronym= | protocolName=IEEE C37.118.2-2011 | vendorAcronym= | vendorDeviceName= | interconnectionName=,,,,10,STTP,Streaming Telemetry Transport Protocol,5,,,,,,PAMTB_500_PM_01-FQ,0.0,1.0,Pamtb_500_Pm_01 Frequency,0,1,1,Hz,PMU,FREQ,Frequency,FQ,-98.6,37.5,PPA:5341,2021-08-03 21:03:26
} | MaximumArchiveDays=90 | DesiredRemainingSpace=500,5342,GPA_PAMTB_500_PM_01:DF,,191,8736f6c7-ad41-4b43-b4f6-e684e0d4ad20,PAMTB_500_PM_01,Pamtb_500_Pm_01,60,1,companyAcronym= | protocolName=IEEE C37.118.2-2011 | vendorAcronym= | vendorDeviceName= | interconnectionName=,,,,10,STTP,Streaming Telemetry Transport Protocol,6,,,,,,PAMTB_500_PM_01-DF,0.0,1.0,Pamtb_500_Pm_01 Frequency Delta (dF/dt),0,1,1,,PMU,DFDT,Frequency Delta (dF/dt),DF,-98.6,37.5,PPA:5342,2021-08-03 21:03:26
} | MaximumArchiveDays=90 | DesiredRemainingSpace=500,5343,GPA_PAMTB_500_PM_01:S,,191,8736f6c7-ad41-4b43-b4f6-e684e0d4ad20,PAMTB_500_PM_01,Pamtb_500_Pm_01,60,1,companyAcronym= | protocolName=IEEE C37.118.2-2011 | vendorAcronym= | vendorDeviceName= | interconnectionName=,,,,10,STTP,Streaming Telemetry Transport Protocol,8,,,,,,PAMTB_500_PM_01-SF,0.0,1.0,Pamtb_500_Pm_01 Status Flags,0,1,1,,PMU,FLAG,Status Flags,SF,-98.6,37.5,PPA:5343,2021-08-03 21:03:26
} | MaximumArchiveDays=90 | DesiredRemainingSpace=500,5344,GPA_PAMTB_500_PM_01-PM1:V,,191,8736f6c7-ad41-4b43-b4f6-e684e0d4ad20,PAMTB_500_PM_01,Pamtb_500_Pm_01,60,1,companyAcronym= | protocolName=IEEE C37.118.2-2011 | vendorAcronym= | vendorDeviceName= | interconnectionName=,,,,10,STTP,Streaming Telemetry Transport Protocol,3,1,LTPAVC_1_FV_A,V,C,0,PAMTB_500_PM_01-PM1,0.0,1.0,Pamtb_500_Pm_01 LTPAVC_1_FV_A C Voltage Magnitude,0,1,1,Volts,Phasor,VPHM,Voltage Magnitude,PM,-98.6,37.5,PPA:5344,2021-08-03 21:03:26
} | MaximumArchiveDays=90 | DesiredRemainingSpace=500,5345,GPA_PAMTB_500_PM_01-PA1:VH,,191,8736f6c7-ad41-4b43-b4f6-e684e0d4ad20,PAMTB_500_PM_01,Pamtb_500_Pm_01,60,1,companyAcronym= | protocolName=IEEE C37.118.2-2011 | vendorAcronym= | vendorDeviceName= | interconnectionName=,,,,10,STTP,Streaming Telemetry Transport Protocol,4,1,LTPAVC_1_FV_A,V,C,0,PAMTB_500_PM_01-PA1,0.0,1.0,Pamtb_500_Pm_01 LTPAVC_1_FV_A C Voltage Phase Angle,0,1,1,Degrees,Phasor,VPHA,Voltage Phase Angle,PA,-98.6,37.5,PPA:5345,2021-08-03 21:03:26
} | MaximumArchiveDays=90 | DesiredRemainingSpace=500,5346,GPA_PAMTB_500_PM_01-PM2:V,,191,8736f6c7-ad41-4b43-b4f6-e684e0d4ad20,PAMTB_500_PM_01,Pamtb_500_Pm_01,60,1,companyAcronym= | protocolName=IEEE C37.118.2-2011 | vendorAcronym= | vendorDeviceName= | interconnectionName=,,,,10,STTP,Streaming Telemetry Transport Protocol,3,2,LTPAVC_1_FV_B,V,C,0,PAMTB_500_PM_01-PM2,0.0,1.0,Pamtb_500_Pm_01 LTPAVC_1_FV_B C Voltage Magnitude,0,1,1,Volts,Phasor,VPHM,Voltage Magnitude,PM,-98.6,37.5,PPA:5346,2021-08-03 21:03:26
} | MaximumArchiveDays=90 | DesiredRemainingSpace=500,5347,GPA_PAMTB_500_PM_01-PA2:VH,,191,8736f6c7-ad41-4b43-b4f6-e684e0d4ad20,PAMTB_500_PM_01,Pamtb_500_Pm_01,60,1,companyAcronym= | protocolName=IEEE C37.118.2-2011 | vendorAcronym= | vendorDeviceName= | interconnectionName=,,,,10,STTP,Streaming Telemetry Transport Protocol,4,2,LTPAVC_1_FV_B,V,C,0,PAMTB_500_PM_01-PA2,0.0,1.0,Pamtb_500_Pm_01 LTPAVC_1_FV_B C Voltage Phase Angle,0,1,1,Degrees,Phasor,VPHA,Voltage Phase Angle,PA,-98.6,37.5,PPA:5347,2021-08-03 21:03:26
} | MaximumArchiveDays=90 | DesiredRemainingSpace=500,5348,GPA_PAMTB_500_PM_01-PM3:V,,191,8736f6c7-ad41-4b43-b4f6-e684e0d4ad20,PAMTB_500_PM_01,Pamtb_500_Pm_01,60,1,companyAcronym= | protocolName=IEEE C37.118.2-2011 | vendorAcronym= | vendorDeviceName= | interconnectionName=,,,,10,STTP,Streaming Telemetry Transport Protocol,3,3,LTPAVC_1_FV_C,V,C,0,PAMTB_500_PM_01-PM3,0.0,1.0,Pamtb_500_Pm_01 LTPAVC_1_FV_C C Voltage Magnitude,0,1,1,Volts,Phasor,VPHM,Voltage Magnitude,PM,-98.6,37.5,PPA:5348,2021-08-03 21:03:26
} | MaximumArchiveDays=90 | DesiredRemainingSpace=500,5349,GPA_PAMTB_500_PM_01-PA3:VH,,191,8736f6c7-ad41-4b43-b4f6-e684e0d4ad20,PAMTB_500_PM_01,Pamtb_500_Pm_01,60,1,companyAcronym= | protocolName=IEEE C37.118.2-2011 | vendorAcronym= | vendorDeviceName= | interconnectionName=,,,,10,STTP,Streaming Telemetry Transport Protocol,4,3,LTPAVC_1_FV_C,V,C,0,PAMTB_500_PM_01-PA3,0.0,1.0,Pamtb_500_Pm_01 LTPAVC_1_FV_C C Voltage Phase Angle,0,1,1,Degrees,Phasor,VPHA,Voltage Phase Angle,PA,-98.6,37.5,PPA:5349,2021-08-03 21:03:26
} | MaximumArchiveDays=90 | DesiredRemainingSpace=500,5350,GPA_PAMTB_500_PM_01-PM4:I,,191,8736f6c7-ad41-4b43-b4f6-e684e0d4ad20,PAMTB_500_PM_01,Pamtb_500_Pm_01,60,1,companyAcronym= | protocolName=IEEE C37.118.2-2011 | vendorAcronym= | vendorDeviceName= | interconnectionName=,,,,10,STTP,Streaming Telemetry Transport Protocol,1,4,LTPAVC_1_FA_A,I,C,0,PAMTB_500_PM_01-PM4,0.0,1.0,Pamtb_500_Pm_01 LTPAVC_1_FA_A C Current Magnitude,0,1,1,Amps,Phasor,IPHM,Current Magnitude,PM,-98.6,37.5,PPA:5350,2021-08-03 21:03:26
} | MaximumArchiveDays=90 | DesiredRemainingSpace=500,5351,GPA_PAMTB_500_PM_01-PA4:IH,,191,8736f6c7-ad41-4b43-b4f6-e684e0d4ad20,PAMTB_500_PM_01,Pamtb_500_Pm_01,60,1,companyAcronym= | protocolName=IEEE C37.118.2-2011 | vendorAcronym= | vendorDeviceName= | interconnectionName=,,,,10,STTP,Streaming Telemetry Transport Protocol,2,4,LTPAVC_1_FA_A,I,C,0,PAMTB_500_PM_01-PA4,0.0,1.0,Pamtb_500_Pm_01 LTPAVC_1_FA_A C Current Phase Angle,0,1,1,Degrees,Phasor,IPHA,Current Phase Angle,PA,-98.6,37.5,PPA:5351,2021-08-03 21:03:26
} | MaximumArchiveDays=90 | DesiredRemainingSpace=500,5352,GPA_PAMTB_500_PM_01-PM5:I,,191,8736f6c7-ad41-4b43-b4f6-e684e0d4ad20,PAMTB_500_PM_01,Pamtb_500_Pm_01,60,1,companyAcronym= | protocolName=IEEE C37.118.2-2011 | vendorAcronym= | vendorDeviceName= | interconnectionName=,,,,10,STTP,Streaming Telemetry Transport Protocol,1,5,LTPAVC_1_FA_B,I,C,0,PAMTB_500_PM_01-PM5,0.0,1.0,Pamtb_500_Pm_01 LTPAVC_1_FA_B C Current Magnitude,0,1,1,Amps,Phasor,IPHM,Current Magnitude,PM,-98.6,37.5,PPA:5352,2021-08-03 21:03:26
} | MaximumArchiveDays=90 | DesiredRemainingSpace=500,5353,GPA_PAMTB_500_PM_01-PA5:IH,,191,8736f6c7-ad41-4b43-b4f6-e684e0d4ad20,PAMTB_500_PM_01,Pamtb_500_Pm_01,60,1,companyAcronym= | protocolName=IEEE C37.118.2-2011 | vendorAcronym= | vendorDeviceName= | interconnectionName=,,,,10,STTP,Streaming Telemetry Transport Protocol,2,5,LTPAVC_1_FA_B,I,C,0,PAMTB_500_PM_01-PA5,0.0,1.0,Pamtb_500_Pm_01 LTPAVC_1_FA_B C Current Phase Angle,0,1,1,Degrees,Phasor,IPHA,Current Phase Angle,PA,-98.6,37.5,PPA:5353,2021-08-03 21:03:26
} | MaximumArchiveDays=90 | DesiredRemainingSpace=500,5354,GPA_PAMTB_500_PM_01-PM6:I,,191,8736f6c7-ad41-4b43-b4f6-e684e0d4ad20,PAMTB_500_PM_01,Pamtb_500_Pm_01,60,1,companyAcronym= | protocolName=IEEE C37.118.2-2011 | vendorAcronym= | vendorDeviceName= | interconnectionName=,,,,10,STTP,Streaming Telemetry Transport Protocol,1,6,LTPAVC_1_FA_C,I,C,0,PAMTB_500_PM_01-PM6,0.0,1.0,Pamtb_500_Pm_01 LTPAVC_1_FA_C C Current Magnitude,0,1,1,Amps,Phasor,IPHM,Current Magnitude,PM,-98.6,37.5,PPA:5354,2021-08-03 21:03:26
} | MaximumArchiveDays=90 | DesiredRemainingSpace=500,5355,GPA_PAMTB_500_PM_01-PA6:IH,,191,8736f6c7-ad41-4b43-b4f6-e684e0d4ad20,PAMTB_500_PM_01,Pamtb_500_Pm_01,60,1,companyAcronym= | protocolName=IEEE C37.118.2-2011 | vendorAcronym= | vendorDeviceName= | interconnectionName=,,,,10,STTP,Streaming Telemetry Transport Protocol,2,6,LTPAVC_1_FA_C,I,C,0,PAMTB_500_PM_01-PA6,0.0,1.0,Pamtb_500_Pm_01 LTPAVC_1_FA_C C Current Phase Angle,0,1,1,Degrees,Phasor,IPHA,Current Phase Angle,PA,-98.6,37.5,PPA:5355,2021-08-03 21:03:26
} | MaximumArchiveDays=90 | DesiredRemainingSpace=500,5356,GPA_PAMTB_500_PM_01-PM7:V,,191,8736f6c7-ad41-4b43-b4f6-e684e0d4ad20,PAMTB_500_PM_01,Pamtb_500_Pm_01,60,1,companyAcronym= | protocolName=IEEE C37.118.2-2011 | vendorAcronym= | vendorDeviceName= | interconnectionName=,,,,10,STTP,Streaming Telemetry Transport Protocol,3,7,LTPAVC_1_FV_P,V,C,0,PAMTB_500_PM_01-PM7,0.0,1.0,Pamtb_500_Pm_01 LTPAVC_1_FV_P C Voltage Magnitude,0,1,1,Volts,Phasor,VPHM,Voltage Magnitude,PM,-98.6,37.5,PPA:5356,2021-08-03 21:03:26
} | MaximumArchiveDays=90 | DesiredRemainingSpace=500,5357,GPA_PAMTB_500_PM_01-PA7:VH,,191,8736f6c7-ad41-4b43-b4f6-e684e0d4ad20,PAMTB_500_PM_01,Pamtb_500_Pm_01,60,1,companyAcronym= | protocolName=IEEE C37.118.2-2011 | vendorAcronym= | vendorDeviceName= | interconnectionName=,,,,10,STTP,Streaming Telemetry Transport Protocol,4,7,LTPAVC_1_FV_P,V,C,0,PAMTB_500_PM_01-PA7,0.0,1.0,Pamtb_500_Pm_01 LTPAVC_1_FV_P C Voltage Phase Angle,0,1,1,Degrees,Phasor,VPHA,Voltage Phase Angle,PA,-98.6,37.5,PPA:5357,2021-08-03 21:03:26
} | MaximumArchiveDays=90 | DesiredRemainingSpace=500,5358,GPA_PAMTB_500_PM_01-PM8:I,,191,8736f6c7-ad41-4b43-b4f6-e684e0d4ad20,PAMTB_500_PM_01,Pamtb_500_Pm_01,60,1,companyAcronym= | protocolName=IEEE C37.118.2-2011 | vendorAcronym= | vendorDeviceName= | interconnectionName=,,,,10,STTP,Streaming Telemetry Transport Protocol,1,8,LTPAVC_1_FA_P,I,C,0,PAMTB_500_PM_01-PM8,0.0,1.0,Pamtb_500_Pm_01 LTPAVC_1_FA_P C Current Magnitude,0,1,1,Amps,Phasor,IPHM,Current Magnitude,PM,-98.6,37.5,PPA:5358,2021-08-03 21:03:26
} | MaximumArchiveDays=90 | DesiredRemainingSpace=500,5359,GPA_PAMTB_500_PM_01-PA8:IH,,191,8736f6c7-ad41-4b43-b4f6-e684e0d4ad20,PAMTB_500_PM_01,Pamtb_500_Pm_01,60,1,companyAcronym= | protocolName=IEEE C37.118.2-2011 | vendorAcronym= | vendorDeviceName= | interconnectionName=,,,,10,STTP,Streaming Telemetry Transport Protocol,2,8,LTPAVC_1_FA_P,I,C,0,PAMTB_500_PM_01-PA8,0.0,1.0,Pamtb_500_Pm_01 LTPAVC_1_FA_P C Current Phase Angle,0,1,1,Degrees,Phasor,IPHA,Current Phase Angle,PA,-98.6,37.5,PPA:5359,2021-08-03 21:03:26
} | MaximumArchiveDays=90 | DesiredRemainingSpace=500,5360,GPA_PAMTB_500_PM_02:F,,192,8736f6c7-ad41-4b43-b4f6-e684e0d4ad20,PAMTB_500_PM_02,Pamtb_500_Pm_02,60,1,companyAcronym= | protocolName=IEEE C37.118.2-2011 | vendorAcronym= | vendorDeviceName= | interconnectionName=,,,,10,STTP,Streaming Telemetry Transport Protocol,5,,,,,,PAMTB_500_PM_02-FQ,0.0,1.0,Pamtb_500_Pm_02 Frequency,0,1,1,Hz,PMU,FREQ,Frequency,FQ,-98.6,37.5,PPA:5360,2021-08-03 21:03:26
} | MaximumArchiveDays=90 | DesiredRemainingSpace=500,5361,GPA_PAMTB_500_PM_02:DF,,192,8736f6c7-ad41-4b43-b4f6-e684e0d4ad20,PAMTB_500_PM_02,Pamtb_500_Pm_02,60,1,companyAcronym= | protocolName=IEEE C37.118.2-2011 | vendorAcronym= | vendorDeviceName= | interconnectionName=,,,,10,STTP,Streaming Telemetry Transport Protocol,6,,,,,,PAMTB_500_PM_02-DF,0.0,1.0,Pamtb_500_Pm_02 Frequency Delta (dF/dt),0,1,1,,PMU,DFDT,Frequency Delta (dF/dt),DF,-98.6,37.5,PPA:5361,2021-08-03 21:03:26
} | MaximumArchiveDays=90 | DesiredRemainingSpace=500,5362,GPA_PAMTB_500_PM_02:S,,192,8736f6c7-ad41-4b43-b4f6-e684e0d4ad20,PAMTB_500_PM_02,Pamtb_500_Pm_02,60,1,companyAcronym= | protocolName=IEEE C37.118.2-2011 | vendorAcronym= | vendorDeviceName= | interconnectionName=,,,,10,STTP,Streaming Telemetry Transport Protocol,8,,,,,,PAMTB_500_PM_02-SF,0.0,1.0,Pamtb_500_Pm_02 Status Flags,0,1,1,,PMU,FLAG,Status Flags,SF,-98.6,37.5,PPA:5362,2021-08-03 21:03:26
} | MaximumArchiveDays=90 | DesiredRemainingSpace=500,5363,GPA_PAMTB_500_PM_02-PM1:V,,192,8736f6c7-ad41-4b43-b4f6-e684e0d4ad20,PAMTB_500_PM_02,Pamtb_500_Pm_02,60,1,companyAcronym= | protocolName=IEEE C37.118.2-2011 | vendorAcronym= | vendorDeviceName= | interconnectionName=,,,,10,STTP,Streaming Telemetry Transport Protocol,3,1,BA1_FV_B,V,+,0,PAMTB_500_PM_02-PM1,0.0,1.0,Pamtb_500_Pm_02 BA1_FV_B + Voltage Magnitude,0,1,1,Volts,Phasor,VPHM,Voltage Magnitude,PM,-98.6,37.5,PPA:5363,2021-08-03 21:03:26
} | MaximumArchiveDays=90 | DesiredRemainingSpace=500,5364,GPA_PAMTB_500_PM_02-PA1:VH,,192,8736f6c7-ad41-4b43-b4f6-e684e0d4ad20,PAMTB_500_PM_02,Pamtb_500_Pm_02,60,1,companyAcronym= | protocolName=IEEE C37.118.2-2011 | vendorAcronym= | vendorDeviceName= | interconnectionName=,,,,10,STTP,Streaming Telemetry Transport Protocol,4,1,BA1_FV_B,V,+,0,PAMTB_500_PM_02-PA1,0.0,1.0,Pamtb_500_Pm_02 BA1_FV_B + Voltage Phase Angle,0,1,1,Degrees,Phasor,VPHA,Voltage Phase Angle,PA,-98.6,37.5,PPA:5364,2021-08-03 21:03:26
} | MaximumArchiveDays=90 | DesiredRemainingSpace=500,5365,GPA_PAMTB_500_PM_03:F,,193,8736f6c7-ad41-4b43-b4f6-e684e0d4ad20,PAMTB_500_PM_03,Pamtb_500_Pm_03,60,1,companyAcronym= | protocolName=IEEE C37.118.2-2011 | vendorAcronym= | vendorDeviceName= | interconnectionName=,,,,10,STTP,Streaming Telemetry Transport Protocol,5,,,,,,PAMTB_500_PM_03-FQ,0.0,1.0,Pamtb_500_Pm_03 Frequency,0,1,1,Hz,PMU,FREQ,Frequency,FQ,-98.6,37.5,PPA:5365,2021-08-03 21:03:26
} | MaximumArchiveDays=90 | DesiredRemainingSpace=500,5366,GPA_PAMTB_500_PM_03:DF,,193,8736f6c7-ad41-4b43-b4f6-e684e0d4ad20,PAMTB_500_PM_03,Pamtb_500_Pm_03,60,1,companyAcronym= | protocolName=IEEE C37.118.2-2011 | vendorAcronym= | vendorDeviceName= | interconnectionName=,,,,10,STTP,Streaming Telemetry Transport Protocol,6,,,,,,PAMTB_500_PM_03-DF,0.0,1.0,Pamtb_500_Pm_03 Frequency Delta (dF/dt),0,1,1,,PMU,DFDT,Frequency Delta (dF/dt),DF,-98.6,37.5,PPA:5366,2021-08-03 21:03:26
} | MaximumArchiveDays=90 | DesiredRemainingSpace=500,5367,GPA_PAMTB_500_PM_03:S,,193,8736f6c7-ad41-4b43-b4f6-e684e0d4ad20,PAMTB_500_PM_03,Pamtb_500_Pm_03,60,1,companyAcronym= | protocolName=IEEE C37.118.2-2011 | vendorAcronym= | vendorDeviceName= | interconnectionName=,,,,10,STTP,Streaming Telemetry Transport Protocol,8,,,,,,PAMTB_500_PM_03-SF,0.0,1.0,Pamtb_500_Pm_03 Status Flags,0,1,1,,PMU,FLAG,Status Flags,SF,-98.6,37.5,PPA:5367,2021-08-03 21:03:26
} | MaximumArchiveDays=90 | DesiredRemainingSpace=500,5368,GPA_PAMTB_500_PM_03-PM1:V,,193,8736f6c7-ad41-4b43-b4f6-e684e0d4ad20,PAMTB_500_PM_03,Pamtb_500_Pm_03,60,1,companyAcronym= | protocolName=IEEE C37.118.2-2011 | vendorAcronym= | vendorDeviceName= | interconnectionName=,,,,10,STTP,Streaming Telemetry Transport Protocol,3,1,BA2_FV_B,V,+,0,PAMTB_500_PM_03-PM1,0.0,1.0,Pamtb_500_Pm_03 BA2_FV_B + Voltage Magnitude,0,1,1,Volts,Phasor,VPHM,Voltage Magnitude,PM,-98.6,37.5,PPA:5368,2021-08-03 21:03:26
} | MaximumArchiveDays=90 | DesiredRemainingSpace=500,5369,GPA_PAMTB_500_PM_03-PA1:VH,,193,8736f6c7-ad41-4b43-b4f6-e684e0d4ad20,PAMTB_500_PM_03,Pamtb_500_Pm_03,60,1,companyAcronym= | protocolName=IEEE C37.118.2-2011 | vendorAcronym= | vendorDeviceName= | interconnectionName=,,,,10,STTP,Streaming Telemetry Transport Protocol,4,1,BA2_FV_B,V,+,0,PAMTB_500_PM_03-PA1,0.0,1.0,Pamtb_500_Pm_03 BA2_FV_B + Voltage Phase Angle,0,1,1,Degrees,Phasor,VPHA,Voltage Phase Angle,PA,-98.6,37.5,PPA:5369,2021-08-03 21:03:26
} | MaximumArchiveDays=90 | DesiredRemainingSpace=500,5370,GPA_PAVC_500_PM_02:F,,194,8736f6c7-ad41-4b43-b4f6-e684e0d4ad20,PAVC_500_PM_02,Pavc_500_Pm_02,60,1,companyAcronym= | protocolName=IEEE C37.118.2-2011 | vendorAcronym= | vendorDeviceName= | interconnectionName=,,,,10,STTP,Streaming Telemetry Transport Protocol,5,,,,,,PAVC_500_PM_02-FQ,0.0,1.0,Pavc_500_Pm_02 Frequency,0,1,1,Hz,PMU,FREQ,Frequency,FQ,-98.6,37.5,PPA:5370,2021-08-03 21:03:26
} | MaximumArchiveDays=90 | DesiredRemainingSpace=500,5371,GPA_PAVC_500_PM_02:DF,,194,8736f6c7-ad41-4b43-b4f6-e684e0d4ad20,PAVC_500_PM_02,Pavc_500_Pm_02,60,1,companyAcronym= | protocolName=IEEE C37.118.2-2011 | vendorAcronym= | vendorDeviceName= | interconnectionName=,,,,10,STTP,Streaming Telemetry Transport Protocol,6,,,,,,PAVC_500_PM_02-DF,0.0,1.0,Pavc_500_Pm_02 Frequency Delta (dF/dt),0,1,1,,PMU,DFDT,Frequency Delta (dF/dt),DF,-98.6,37.5,PPA:5371,2021-08-03 21:03:26
} | MaximumArchiveDays=90 | DesiredRemainingSpace=500,5372,GPA_PAVC_500_PM_02:S,,194,8736f6c7-ad41-4b43-b4f6-e684e0d4ad20,PAVC_500_PM_02,Pavc_500_Pm_02,60,1,companyAcronym= | protocolName=IEEE C37.118.2-2011 | vendorAcronym= | vendorDeviceName= | interconnectionName=,,,,10,STTP,Streaming Telemetry Transport Protocol,8,,,,,,PAVC_500_PM_02-SF,0.0,1.0,Pavc_500_Pm_02 Status Flags,0,1,1,,PMU,FLAG,Status Flags,SF,-98.6,37.5,PPA:5372,2021-08-03 21:03:26
} | MaximumArchiveDays=90 | DesiredRemainingSpace=500,5373,GPA_PAVC_500_PM_02-PM1:V,,194,8736f6c7-ad41-4b43-b4f6-e684e0d4ad20,PAVC_500_PM_02,Pavc_500_Pm_02,60,1,companyAcronym= | protocolName=IEEE C37.118.2-2011 | vendorAcronym= | vendorDeviceName= | interconnectionName=,,,,10,STTP,Streaming Telemetry Transport Protocol,3,1,LTPAMTB_1_FV_A,V,+,0,PAVC_500_PM_02-PM1,0.0,1.0,Pavc_500_Pm_02 LTPAMTB_1_FV_A + Voltage Magnitude,0,1,1,Volts,Phasor,VPHM,Voltage Magnitude,PM,-98.6,37.5,PPA:5373,2021-08-03 21:03:26
} | MaximumArchiveDays=90 | DesiredRemainingSpace=500,5374,GPA_PAVC_500_PM_02-PA1:VH,,194,8736f6c7-ad41-4b43-b4f6-e684e0d4ad20,PAVC_500_PM_02,Pavc_500_Pm_02,60,1,companyAcronym= | protocolName=IEEE C37.118.2-2011 | vendorAcronym= | vendorDeviceName= | interconnectionName=,,,,10,STTP,Streaming Telemetry Transport Protocol,4,1,LTPAMTB_1_FV_A,V,+,0,PAVC_500_PM_02-PA1,0.0,1.0,Pavc_500_Pm_02 LTPAMTB_1_FV_A + Voltage Phase Angle,0,1,1,Degrees,Phasor,VPHA,Voltage Phase Angle,PA,-98.6,37.5,PPA:5374,2021-08-03 21:03:26
} | MaximumArchiveDays=90 | DesiredRemainingSpace=500,5375,GPA_PAVC_500_PM_02-PM2:V,,194,8736f6c7-ad41-4b43-b4f6-e684e0d4ad20,PAVC_500_PM_02,Pavc_500_Pm_02,60,1,companyAcronym= | protocolName=IEEE C37.118.2-2011 | vendorAcronym= | vendorDeviceName= | interconnectionName=,,,,10,STTP,Streaming Telemetry Transport Protocol,3,2,LTPAMTB_1_FV_B,V,+,0,PAVC_500_PM_02-PM2,0.0,1.0,Pavc_500_Pm_02 LTPAMTB_1_FV_B + Voltage Magnitude,0,1,1,Volts,Phasor,VPHM,Voltage Magnitude,PM,-98.6,37.5,PPA:5375,2021-08-03 21:03:26
} | MaximumArchiveDays=90 | DesiredRemainingSpace=500,5376,GPA_PAVC_500_PM_02-PA2:VH,,194,8736f6c7-ad41-4b43-b4f6-e684e0d4ad20,PAVC_500_PM_02,Pavc_500_Pm_02,60,1,companyAcronym= | protocolName=IEEE C37.118.2-2011 | vendorAcronym= | vendorDeviceName= | interconnectionName=,,,,10,STTP,Streaming Telemetry Transport Protocol,4,2,LTPAMTB_1_FV_B,V,+,0,PAVC_500_PM_02-PA2,0.0,1.0,Pavc_500_Pm_02 LTPAMTB_1_FV_B + Voltage Phase Angle,0,1,1,Degrees,Phasor,VPHA,Voltage Phase Angle,PA,-98.6,37.5,PPA:5376,2021-08-03 21:03:26
} | MaximumArchiveDays=90 | DesiredRemainingSpace=500,5377,GPA_PAVC_500_PM_02-PM3:V,,194,8736f6c7-ad41-4b43-b4f6-e684e0d4ad20,PAVC_500_PM_02,Pavc_500_Pm_02,60,1,companyAcronym= | protocolName=IEEE C37.118.2-2011 | vendorAcronym= | vendorDeviceName= | interconnectionName=,,,,10,STTP,Streaming Telemetry Transport Protocol,3,3,LTPAMTB_1_FV_C,V,+,0,PAVC_500_PM_02-PM3,0.0,1.0,Pavc_500_Pm_02 LTPAMTB_1_FV_C + Voltage Magnitude,0,1,1,Volts,Phasor,VPHM,Voltage Magnitude,PM,-98.6,37.5,PPA:5377,2021-08-03 21:03:26
} | MaximumArchiveDays=90 | DesiredRemainingSpace=500,5378,GPA_PAVC_500_PM_02-PA3:VH,,194,8736f6c7-ad41-4b43-b4f6-e684e0d4ad20,PAVC_500_PM_02,Pavc_500_Pm_02,60,1,companyAcronym= | protocolName=IEEE C37.118.2-2011 | vendorAcronym= | vendorDeviceName= | interconnectionName=,,,,10,STTP,Streaming Telemetry Transport Protocol,4,3,LTPAMTB_1_FV_C,V,+,0,PAVC_500_PM_02-PA3,0.0,1.0,Pavc_500_Pm_02 LTPAMTB_1_FV_C + Voltage Phase Angle,0,1,1,Degrees,Phasor,VPHA,Voltage Phase Angle,PA,-98.6,37.5,PPA:5378,2021-08-03 21:03:26
} | MaximumArchiveDays=90 | DesiredRemainingSpace=500,5379,GPA_PAVC_500_PM_02-PM4:I,,194,8736f6c7-ad41-4b43-b4f6-e684e0d4ad20,PAVC_500_PM_02,Pavc_500_Pm_02,60,1,companyAcronym= | protocolName=IEEE C37.118.2-2011 | vendorAcronym= | vendorDeviceName= | interconnectionName=,,,,10,STTP,Streaming Telemetry Transport Protocol,1,4,LTPAMTB_1_FA_A,I,+,0,PAVC_500_PM_02-PM4,0.0,1.0,Pavc_500_Pm_02 LTPAMTB_1_FA_A + Current Magnitude,0,1,1,Amps,Phasor,IPHM,Current Magnitude,PM,-98.6,37.5,PPA:5379,2021-08-03 21:03:26
} | MaximumArchiveDays=90 | DesiredRemainingSpace=500,5380,GPA_PAVC_500_PM_02-PA4:IH,,194,8736f6c7-ad41-4b43-b4f6-e684e0d4ad20,PAVC_500_PM_02,Pavc_500_Pm_02,60,1,companyAcronym= | protocolName=IEEE C37.118.2-2011 | vendorAcronym= | vendorDeviceName= | interconnectionName=,,,,10,STTP,Streaming Telemetry Transport Protocol,2,4,LTPAMTB_1_FA_A,I,+,0,PAVC_500_PM_02-PA4,0.0,1.0,Pavc_500_Pm_02 LTPAMTB_1_FA_A + Current Phase Angle,0,1,1,Degrees,Phasor,IPHA,Current Phase Angle,PA,-98.6,37.5,PPA:5380,2021-08-03 21:03:26
} | MaximumArchiveDays=90 | DesiredRemainingSpace=500,5381,GPA_PAVC_500_PM_02-PM5:I,,194,8736f6c7-ad41-4b43-b4f6-e684e0d4ad20,PAVC_500_PM_02,Pavc_500_Pm_02,60,1,companyAcronym= | protocolName=IEEE C37.118.2-2011 | vendorAcronym= | vendorDeviceName= | interconnectionName=,,,,10,STTP,Streaming Telemetry Transport Protocol,1,5,LTPAMTB_1_FA_B,I,+,0,PAVC_500_PM_02-PM5,0.0,1.0,Pavc_500_Pm_02 LTPAMTB_1_FA_B + Current Magnitude,0,1,1,Amps,Phasor,IPHM,Current Magnitude,PM,-98.6,37.5,PPA:5381,2021-08-03 21:03:26
} | MaximumArchiveDays=90 | DesiredRemainingSpace=500,5382,GPA_PAVC_500_PM_02-PA5:IH,,194,8736f6c7-ad41-4b43-b4f6-e684e0d4ad20,PAVC_500_PM_02,Pavc_500_Pm_02,60,1,companyAcronym= | protocolName=IEEE C37.118.2-2011 | vendorAcronym= | vendorDeviceName= | interconnectionName=,,,,10,STTP,Streaming Telemetry Transport Protocol,2,5,LTPAMTB_1_FA_B,I,+,0,PAVC_500_PM_02-PA5,0.0,1.0,Pavc_500_Pm_02 LTPAMTB_1_FA_B + Current Phase Angle,0,1,1,Degrees,Phasor,IPHA,Current Phase Angle,PA,-98.6,37.5,PPA:5382,2021-08-03 21:03:26
} | MaximumArchiveDays=90 | DesiredRemainingSpace=500,5383,GPA_PAVC_500_PM_02-PM6:I,,194,8736f6c7-ad41-4b43-b4f6-e684e0d4ad20,PAVC_500_PM_02,Pavc_500_Pm_02,60,1,companyAcronym= | protocolName=IEEE C37.118.2-2011 | vendorAcronym= | vendorDeviceName= | interconnectionName=,,,,10,STTP,Streaming Telemetry Transport Protocol,1,6,LTPAMTB_1_FA_C,I,+,0,PAVC_500_PM_02-PM6,0.0,1.0,Pavc_500_Pm_02 LTPAMTB_1_FA_C + Current Magnitude,0,1,1,Amps,Phasor,IPHM,Current Magnitude,PM,-98.6,37.5,PPA:5383,2021-08-03 21:03:26
} | MaximumArchiveDays=90 | DesiredRemainingSpace=500,5384,GPA_PAVC_500_PM_02-PA6:IH,,194,8736f6c7-ad41-4b43-b4f6-e684e0d4ad20,PAVC_500_PM_02,Pavc_500_Pm_02,60,1,companyAcronym= | protocolName=IEEE C37.118.2-2011 | vendorAcronym= | vendorDeviceName= | interconnectionName=,,,,10,STTP,Streaming Telemetry Transport Protocol,2,6,LTPAMTB_1_FA_C,I,+,0,PAVC_500_PM_02-PA6,0.0,1.0,Pavc_500_Pm_02 LTPAMTB_1_FA_C + Current Phase Angle,0,1,1,Degrees,Phasor,IPHA,Current Phase Angle,PA,-98.6,37.5,PPA:5384,2021-08-03 21:03:26
} | MaximumArchiveDays=90 | DesiredRemainingSpace=500,5385,GPA_PAVC_500_PM_02-PM7:V,,194,8736f6c7-ad41-4b43-b4f6-e684e0d4ad20,PAVC_500_PM_02,Pavc_500_Pm_02,60,1,companyAcronym= | protocolName=IEEE C37.118.2-2011 | vendorAcronym= | vendorDeviceName= | interconnectionName=,,,,10,STTP,Streaming Telemetry Transport Protocol,3,7,LTPAMTB_1_FV_P,V,+,0,PAVC_500_PM_02-PM7,0.0,1.0,Pavc_500_Pm_02 LTPAMTB_1_FV_P + Voltage Magnitude,0,1,1,Volts,Phasor,VPHM,Voltage Magnitude,PM,-98.6,37.5,PPA:5385,2021-08-03 21:03:26
} | MaximumArchiveDays=90 | DesiredRemainingSpace=500,5386,GPA_PAVC_500_PM_02-PA7:VH,,194,8736f6c7-ad41-4b43-b4f6-e684e0d4ad20,PAVC_500_PM_02,Pavc_500_Pm_02,60,1,companyAcronym= | protocolName=IEEE C37.118.2-2011 | vendorAcronym= | vendorDeviceName= | interconnectionName=,,,,10,STTP,Streaming Telemetry Transport Protocol,4,7,LTPAMTB_1_FV_P,V,+,0,PAVC_500_PM_02-PA7,0.0,1.0,Pavc_500_Pm_02 LTPAMTB_1_FV_P + Voltage Phase Angle,0,1,1,Degrees,Phasor,VPHA,Voltage Phase Angle,PA,-98.6,37.5,PPA:5386,2021-08-03 21:03:26
} | MaximumArchiveDays=90 | DesiredRemainingSpace=500,5387,GPA_PAVC_500_PM_02-PM8:I,,194,8736f6c7-ad41-4b43-b4f6-e684e0d4ad20,PAVC_500_PM_02,Pavc_500_Pm_02,60,1,companyAcronym= | protocolName=IEEE C37.118.2-2011 | vendorAcronym= | vendorDeviceName= | interconnectionName=,,,,10,STTP,Streaming Telemetry Transport Protocol,1,8,LTPAMTB_1_FA_P,I,+,0,PAVC_500_PM_02-PM8,0.0,1.0,Pavc_500_Pm_02 LTPAMTB_1_FA_P + Current Magnitude,0,1,1,Amps,Phasor,IPHM,Current Magnitude,PM,-98.6,37.5,PPA:5387,2021-08-03 21:03:26
} | MaximumArchiveDays=90 | DesiredRemainingSpace=500,5388,GPA_PAVC_500_PM_02-PA8:IH,,194,8736f6c7-ad41-4b43-b4f6-e684e0d4ad20,PAVC_500_PM_02,Pavc_500_Pm_02,60,1,companyAcronym= | protocolName=IEEE C37.118.2-2011 | vendorAcronym= | vendorDeviceName= | interconnectionName=,,,,10,STTP,Streaming Telemetry Transport Protocol,2,8,LTPAMTB_1_FA_P,I,+,0,PAVC_500_PM_02-PA8,0.0,1.0,Pavc_500_Pm_02 LTPAMTB_1_FA_P + Current Phase Angle,0,1,1,Degrees,Phasor,IPHA,Current Phase Angle,PA,-98.6,37.5,PPA:5388,2021-08-03 21:03:26
} | MaximumArchiveDays=90 | DesiredRemainingSpace=500,5389,GPA_MGJBA3_500_PM_01:F,,195,8736f6c7-ad41-4b43-b4f6-e684e0d4ad20,MGJBA3_500_PM_01,Mgjba3_500_Pm_01,60,1,companyAcronym= | protocolName=IEEE C37.118.2-2011 | vendorAcronym= | vendorDeviceName= | interconnectionName=,,,,10,STTP,Streaming Telemetry Transport Protocol,5,,,,,,MGJBA3_500_PM_01-FQ,0.0,1.0,Mgjba3_500_Pm_01 Frequency,0,1,1,Hz,PMU,FREQ,Frequency,FQ,-98.6,37.5,PPA:5389,2021-08-03 21:03:26
} | MaximumArchiveDays=90 | DesiredRemainingSpace=500,5390,GPA_MGJBA3_500_PM_01:DF,,195,8736f6c7-ad41-4b43-b4f6-e684e0d4ad20,MGJBA3_500_PM_01,Mgjba3_500_Pm_01,60,1,companyAcronym= | protocolName=IEEE C37.118.2-2011 | vendorAcronym= | vendorDeviceName= | interconnectionName=,,,,10,STTP,Streaming Telemetry Transport Protocol,6,,,,,,MGJBA3_500_PM_01-DF,0.0,1.0,Mgjba3_500_Pm_01 Frequency Delta (dF/dt),0,1,1,,PMU,DFDT,Frequency Delta (dF/dt),DF,-98.6,37.5,PPA:5390,2021-08-03 21:03:26
} | MaximumArchiveDays=90 | DesiredRemainingSpace=500,5391,GPA_MGJBA3_500_PM_01:S,,195,8736f6c7-ad41-4b43-b4f6-e684e0d4ad20,MGJBA3_500_PM_01,Mgjba3_500_Pm_01,60,1,companyAcronym= | protocolName=IEEE C37.118.2-2011 | vendorAcronym= | vendorDeviceName= | interconnectionName=,,,,10,STTP,Streaming Telemetry Transport Protocol,8,,,,,,MGJBA3_500_PM_01-SF,0.0,1.0,Mgjba3_500_Pm_01 Status Flags,0,1,1,,PMU,FLAG,Status Flags,SF,-98.6,37.5,PPA:5391,2021-08-03 21:03:26
} | MaximumArchiveDays=90 | DesiredRemainingSpace=500,5392,GPA_MGJBA3_500_PM_01-PM1:V,,195,8736f6c7-ad41-4b43-b4f6-e684e0d4ad20,MGJBA3_500_PM_01,Mgjba3_500_Pm_01,60,1,companyAcronym= | protocolName=IEEE C37.118.2-2011 | vendorAcronym= | vendorDeviceName= | interconnectionName=,,,,10,STTP,Streaming Telemetry Transport Protocol,3,1,BAA_FV_B,V,+,0,MGJBA3_500_PM_01-PM1,0.0,1.0,Mgjba3_500_Pm_01 BAA_FV_B + Voltage Magnitude,0,1,1,Volts,Phasor,VPHM,Voltage Magnitude,PM,-98.6,37.5,PPA:5392,2021-08-03 21:03:26
} | MaximumArchiveDays=90 | DesiredRemainingSpace=500,5393,GPA_MGJBA3_500_PM_01-PA1:VH,,195,8736f6c7-ad41-4b43-b4f6-e684e0d4ad20,MGJBA3_500_PM_01,Mgjba3_500_Pm_01,60,1,companyAcronym= | protocolName=IEEE C37.118.2-2011 | vendorAcronym= | vendorDeviceName= | interconnectionName=,,,,10,STTP,Streaming Telemetry Transport Protocol,4,1,BAA_FV_B,V,+,0,MGJBA3_500_PM_01-PA1,0.0,1.0,Mgjba3_500_Pm_01 BAA_FV_B + Voltage Phase Angle,0,1,1,Degrees,Phasor,VPHA,Voltage Phase Angle,PA,-98.6,37.5,PPA:5393,2021-08-03 21:03:26
} | MaximumArchiveDays=90 | DesiredRemainingSpace=500,5394,GPA_MGJBA3_500_PM_02:F,,196,8736f6c7-ad41-4b43-b4f6-e684e0d4ad20,MGJBA3_500_PM_02,Mgjba3_500_Pm_02,60,1,companyAcronym= | protocolName=IEEE C37.118.2-2011 | vendorAcronym= | vendorDeviceName= | interconnectionName=,,,,10,STTP,Streaming Telemetry Transport Protocol,5,,,,,,MGJBA3_500_PM_02-FQ,0.0,1.0,Mgjba3_500_Pm_02 Frequency,0,1,1,Hz,PMU,FREQ,Frequency,FQ,-98.6,37.5,PPA:5394,2021-08-03 21:03:26
} | MaximumArchiveDays=90 | DesiredRemainingSpace=500,5395,GPA_MGJBA3_500_PM_02:DF,,196,8736f6c7-ad41-4b43-b4f6-e684e0d4ad20,MGJBA3_500_PM_02,Mgjba3_500_Pm_02,60,1,companyAcronym= | protocolName=IEEE C37.118.2-2011 | vendorAcronym= | vendorDeviceName= | interconnectionName=,,,,10,STTP,Streaming Telemetry Transport Protocol,6,,,,,,MGJBA3_500_PM_02-DF,0.0,1.0,Mgjba3_500_Pm_02 Frequency Delta (dF/dt),0,1,1,,PMU,DFDT,Frequency Delta (dF/dt),DF,-98.6,37.5,PPA:5395,2021-08-03 21:03:26
} | MaximumArchiveDays=90 | DesiredRemainingSpace=500,5396,GPA_MGJBA3_500_PM_02:S,,196,8736f6c7-ad41-4b43-b4f6-e684e0d4ad20,MGJBA3_500_PM_02,Mgjba3_500_Pm_02,60,1,companyAcronym= | protocolName=IEEE C37.118.2-2011 | vendorAcronym= | vendorDeviceName= | interconnectionName=,,,,10,STTP,Streaming Telemetry Transport Protocol,8,,,,,,MGJBA3_500_PM_02-SF,0.0,1.0,Mgjba3_500_Pm_02 Status Flags,0,1,1,,PMU,FLAG,Status Flags,SF,-98.6,37.5,PPA:5396,2021-08-03 21:03:26
} | MaximumArchiveDays=90 | DesiredRemainingSpace=500,5397,GPA_MGJBA3_500_PM_02-PM1:V,,196,8736f6c7-ad41-4b43-b4f6-e684e0d4ad20,MGJBA3_500_PM_02,Mgjba3_500_Pm_02,60,1,companyAcronym= | protocolName=IEEE C37.118.2-2011 | vendorAcronym= | vendorDeviceName= | interconnectionName=,,,,10,STTP,Streaming Telemetry Transport Protocol,3,1,BAB_FV_B,V,+,0,MGJBA3_500_PM_02-PM1,0.0,1.0,Mgjba3_500_Pm_02 BAB_FV_B + Voltage Magnitude,0,1,1,Volts,Phasor,VPHM,Voltage Magnitude,PM,-98.6,37.5,PPA:5397,2021-08-03 21:03:26
} | MaximumArchiveDays=90 | DesiredRemainingSpace=500,5398,GPA_MGJBA3_500_PM_02-PA1:VH,,196,8736f6c7-ad41-4b43-b4f6-e684e0d4ad20,MGJBA3_500_PM_02,Mgjba3_500_Pm_02,60,1,companyAcronym= | protocolName=IEEE C37.118.2-2011 | vendorAcronym= | vendorDeviceName= | interconnectionName=,,,,10,STTP,Streaming Telemetry Transport Protocol,4,1,BAB_FV_B,V,+,0,MGJBA3_500_PM_02-PA1,0.0,1.0,Mgjba3_500_Pm_02 BAB_FV_B + Voltage Phase Angle,0,1,1,Degrees,Phasor,VPHA,Voltage Phase Angle,PA,-98.6,37.5,PPA:5398,2021-08-03 21:03:26
} | MaximumArchiveDays=90 | DesiredRemainingSpace=500,5399,GPA_MGJBA3_500_PM_03:F,,197,8736f6c7-ad41-4b43-b4f6-e684e0d4ad20,MGJBA3_500_PM_03,Mgjba3_500_Pm_03,60,1,companyAcronym= | protocolName=IEEE C37.118.2-2011 | vendorAcronym= | vendorDeviceName= | interconnectionName=,,,,10,STTP,Streaming Telemetry Transport Protocol,5,,,,,,MGJBA3_500_PM_03-FQ,0.0,1.0,Mgjba3_500_Pm_03 Frequency,0,1,1,Hz,PMU,FREQ,Frequency,FQ,-98.6,37.5,PPA:5399,2021-08-03 21:03:26
} | MaximumArchiveDays=90 | DesiredRemainingSpace=500,5400,GPA_MGJBA3_500_PM_03:DF,,197,8736f6c7-ad41-4b43-b4f6-e684e0d4ad20,MGJBA3_500_PM_03,Mgjba3_500_Pm_03,60,1,companyAcronym= | protocolName=IEEE C37.118.2-2011 | vendorAcronym= | vendorDeviceName= | interconnectionName=,,,,10,STTP,Streaming Telemetry Transport Protocol,6,,,,,,MGJBA3_500_PM_03-DF,0.0,1.0,Mgjba3_500_Pm_03 Frequency Delta (dF/dt),0,1,1,,PMU,DFDT,Frequency Delta (dF/dt),DF,-98.6,37.5,PPA:5400,2021-08-03 21:03:26
} | MaximumArchiveDays=90 | DesiredRemainingSpace=500,5401,GPA_MGJBA3_500_PM_03:S,,197,8736f6c7-ad41-4b43-b4f6-e684e0d4ad20,MGJBA3_500_PM_03,Mgjba3_500_Pm_03,60,1,companyAcronym= | protocolName=IEEE C37.118.2-2011 | vendorAcronym= | vendorDeviceName= | interconnectionName=,,,,10,STTP,Streaming Telemetry Transport Protocol,8,,,,,,MGJBA3_500_PM_03-SF,0.0,1.0,Mgjba3_500_Pm_03 Status Flags,0,1,1,,PMU,FLAG,Status Flags,SF,-98.6,37.5,PPA:5401,2021-08-03 21:03:26
} | MaximumArchiveDays=90 | DesiredRemainingSpace=500,5402,GPA_MGJBA3_500_PM_03-PM1:V,,197,8736f6c7-ad41-4b43-b4f6-e684e0d4ad20,MGJBA3_500_PM_03,Mgjba3_500_Pm_03,60,1,companyAcronym= | protocolName=IEEE C37.118.2-2011 | vendorAcronym= | vendorDeviceName= | interconnectionName=,,,,10,STTP,Streaming Telemetry Transport Protocol,3,1,LTBAIGT_L6_FV_A,V,+,0,MGJBA3_500_PM_03-PM1,0.0,1.0,Mgjba3_500_Pm_03 LTBAIGT_L6_FV_A + Voltage Magnitude,0,1,1,Volts,Phasor,VPHM,Voltage Magnitude,PM,-98.6,37.5,PPA:5402,2021-08-03 21:03:26
} | MaximumArchiveDays=90 | DesiredRemainingSpace=500,5403,GPA_MGJBA3_500_PM_03-PA1:VH,,197,8736f6c7-ad41-4b43-b4f6-e684e0d4ad20,MGJBA3_500_PM_03,Mgjba3_500_Pm_03,60,1,companyAcronym= | protocolName=IEEE C37.118.2-2011 | vendorAcronym= | vendorDeviceName= | interconnectionName=,,,,10,STTP,Streaming Telemetry Transport Protocol,4,1,LTBAIGT_L6_FV_A,V,+,0,MGJBA3_500_PM_03-PA1,0.0,1.0,Mgjba3_500_Pm_03 LTBAIGT_L6_FV_A + Voltage Phase Angle,0,1,1,Degrees,Phasor,VPHA,Voltage Phase Angle,PA,-98.6,37.5,PPA:5403,2021-08-03 21:03:26
} | MaximumArchiveDays=90 | DesiredRemainingSpace=500,5404,GPA_MGJBA3_500_PM_03-PM2:V,,197,8736f6c7-ad41-4b43-b4f6-e684e0d4ad20,MGJBA3_500_PM_03,Mgjba3_500_Pm_03,60,1,companyAcronym= | protocolName=IEEE C37.118.2-2011 | vendorAcronym= | vendorDeviceName= | interconnectionName=,,,,10,STTP,Streaming Telemetry Transport Protocol,3,2,LTBAIGT_L6_FV_B,V,+,0,MGJBA3_500_PM_03-PM2,0.0,1.0,Mgjba3_500_Pm_03 LTBAIGT_L6_FV_B + Voltage Magnitude,0,1,1,Volts,Phasor,VPHM,Voltage Magnitude,PM,-98.6,37.5,PPA:5404,2021-08-03 21:03:26
} | MaximumArchiveDays=90 | DesiredRemainingSpace=500,5405,GPA_MGJBA3_500_PM_03-PA2:VH,,197,8736f6c7-ad41-4b43-b4f6-e684e0d4ad20,MGJBA3_500_PM_03,Mgjba3_500_Pm_03,60,1,companyAcronym= | protocolName=IEEE C37.118.2-2011 | vendorAcronym= | vendorDeviceName= | interconnectionName=,,,,10,STTP,Streaming Telemetry Transport Protocol,4,2,LTBAIGT_L6_FV_B,V,+,0,MGJBA3_500_PM_03-PA2,0.0,1.0,Mgjba3_500_Pm_03 LTBAIGT_L6_FV_B + Voltage Phase Angle,0,1,1,Degrees,Phasor,VPHA,Voltage Phase Angle,PA,-98.6,37.5,PPA:5405,2021-08-03 21:03:26
} | MaximumArchiveDays=90 | DesiredRemainingSpace=500,5406,GPA_MGJBA3_500_PM_03-PM3:V,,197,8736f6c7-ad41-4b43-b4f6-e684e0d4ad20,MGJBA3_500_PM_03,Mgjba3_500_Pm_03,60,1,companyAcronym= | protocolName=IEEE C37.118.2-2011 | vendorAcronym= | vendorDeviceName= | interconnectionName=,,,,10,STTP,Streaming Telemetry Transport Protocol,3,3,LTBAIGT_L6_FV_C,V,+,0,MGJBA3_500_PM_03-PM3,0.0,1.0,Mgjba3_500_Pm_03 LTBAIGT_L6_FV_C + Voltage Magnitude,0,1,1,Volts,Phasor,VPHM,Voltage Magnitude,PM,-98.6,37.5,PPA:5406,2021-08-03 21:03:26
} | MaximumArchiveDays=90 | DesiredRemainingSpace=500,5407,GPA_MGJBA3_500_PM_03-PA3:VH,,197,8736f6c7-ad41-4b43-b4f6-e684e0d4ad20,MGJBA3_500_PM_03,Mgjba3_500_Pm_03,60,1,companyAcronym= | protocolName=IEEE C37.118.2-2011 | vendorAcronym= | vendorDeviceName= | interconnectionName=,,,,10,STTP,Streaming Telemetry Transport Protocol,4,3,LTBAIGT_L6_FV_C,V,+,0,MGJBA3_500_PM_03-PA3,0.0,1.0,Mgjba3_500_Pm_03 LTBAIGT_L6_FV_C + Voltage Phase Angle,0,1,1,Degrees,Phasor,VPHA,Voltage Phase Angle,PA,-98.6,37.5,PPA:5407,2021-08-03 21:03:26
} | MaximumArchiveDays=90 | DesiredRemainingSpace=500,5408,GPA_MGJBA3_500_PM_03-PM4:I,,197,8736f6c7-ad41-4b43-b4f6-e684e0d4ad20,MGJBA3_500_PM_03,Mgjba3_500_Pm_03,60,1,companyAcronym= | protocolName=IEEE C37.118.2-2011 | vendorAcronym= | vendorDeviceName= | interconnectionName=,,,,10,STTP,Streaming Telemetry Transport Protocol,1,4,LTBAIGT_L6_FA_A,I,+,0,MGJBA3_500_PM_03-PM4,0.0,1.0,Mgjba3_500_Pm_03 LTBAIGT_L6_FA_A + Current Magnitude,0,1,1,Amps,Phasor,IPHM,Current Magnitude,PM,-98.6,37.5,PPA:5408,2021-08-03 21:03:26
} | MaximumArchiveDays=90 | DesiredRemainingSpace=500,5409,GPA_MGJBA3_500_PM_03-PA4:IH,,197,8736f6c7-ad41-4b43-b4f6-e684e0d4ad20,MGJBA3_500_PM_03,Mgjba3_500_Pm_03,60,1,companyAcronym= | protocolName=IEEE C37.118.2-2011 | vendorAcronym= | vendorDeviceName= | interconnectionName=,,,,10,STTP,Streaming Telemetry Transport Protocol,2,4,LTBAIGT_L6_FA_A,I,+,0,MGJBA3_500_PM_03-PA4,0.0,1.0,Mgjba3_500_Pm_03 LTBAIGT_L6_FA_A + Current Phase Angle,0,1,1,Degrees,Phasor,IPHA,Current Phase Angle,PA,-98.6,37.5,PPA:5409,2021-08-03 21:03:26
} | MaximumArchiveDays=90 | DesiredRemainingSpace=500,5410,GPA_MGJBA3_500_PM_03-PM5:I,,197,8736f6c7-ad41-4b43-b4f6-e684e0d4ad20,MGJBA3_500_PM_03,Mgjba3_500_Pm_03,60,1,companyAcronym= | protocolName=IEEE C37.118.2-2011 | vendorAcronym= | vendorDeviceName= | interconnectionName=,,,,10,STTP,Streaming Telemetry Transport Protocol,1,5,LTBAIGT_L6_FA_B,I,+,0,MGJBA3_500_PM_03-PM5,0.0,1.0,Mgjba3_500_Pm_03 LTBAIGT_L6_FA_B + Current Magnitude,0,1,1,Amps,Phasor,IPHM,Current Magnitude,PM,-98.6,37.5,PPA:5410,2021-08-03 21:03:26
} | MaximumArchiveDays=90 | DesiredRemainingSpace=500,5411,GPA_MGJBA3_500_PM_03-PA5:IH,,197,8736f6c7-ad41-4b43-b4f6-e684e0d4ad20,MGJBA3_500_PM_03,Mgjba3_500_Pm_03,60,1,companyAcronym= | protocolName=IEEE C37.118.2-2011 | vendorAcronym= | vendorDeviceName= | interconnectionName=,,,,10,STTP,Streaming Telemetry Transport Protocol,2,5,LTBAIGT_L6_FA_B,I,+,0,MGJBA3_500_PM_03-PA5,0.0,1.0,Mgjba3_500_Pm_03 LTBAIGT_L6_FA_B + Current Phase Angle,0,1,1,Degrees,Phasor,IPHA,Current Phase Angle,PA,-98.6,37.5,PPA:5411,2021-08-03 21:03:26
} | MaximumArchiveDays=90 | DesiredRemainingSpace=500,5412,GPA_MGJBA3_500_PM_03-PM6:I,,197,8736f6c7-ad41-4b43-b4f6-e684e0d4ad20,MGJBA3_500_PM_03,Mgjba3_500_Pm_03,60,1,companyAcronym= | protocolName=IEEE C37.118.2-2011 | vendorAcronym= | vendorDeviceName= | interconnectionName=,,,,10,STTP,Streaming Telemetry Transport Protocol,1,6,LTBAIGT_L6_FA_C,I,+,0,MGJBA3_500_PM_03-PM6,0.0,1.0,Mgjba3_500_Pm_03 LTBAIGT_L6_FA_C + Current Magnitude,0,1,1,Amps,Phasor,IPHM,Current Magnitude,PM,-98.6,37.5,PPA:5412,2021-08-03 21:03:26
} | MaximumArchiveDays=90 | DesiredRemainingSpace=500,5413,GPA_MGJBA3_500_PM_03-PA6:IH,,197,8736f6c7-ad41-4b43-b4f6-e684e0d4ad20,MGJBA3_500_PM_03,Mgjba3_500_Pm_03,60,1,companyAcronym= | protocolName=IEEE C37.118.2-2011 | vendorAcronym= | vendorDeviceName= | interconnectionName=,,,,10,STTP,Streaming Telemetry Transport Protocol,2,6,LTBAIGT_L6_FA_C,I,+,0,MGJBA3_500_PM_03-PA6,0.0,1.0,Mgjba3_500_Pm_03 LTBAIGT_L6_FA_C + Current Phase Angle,0,1,1,Degrees,Phasor,IPHA,Current Phase Angle,PA,-98.6,37.5,PPA:5413,2021-08-03 21:03:26
} | MaximumArchiveDays=90 | DesiredRemainingSpace=500,5414,GPA_MGJBA3_500_PM_03-PM7:V,,197,8736f6c7-ad41-4b43-b4f6-e684e0d4ad20,MGJBA3_500_PM_03,Mgjba3_500_Pm_03,60,1,companyAcronym= | protocolName=IEEE C37.118.2-2011 | vendorAcronym= | vendorDeviceName= | interconnectionName=,,,,10,STTP,Streaming Telemetry Transport Protocol,3,7,LTBAIGT_L6_FV_P,V,+,0,MGJBA3_500_PM_03-PM7,0.0,1.0,Mgjba3_500_Pm_03 LTBAIGT_L6_FV_P + Voltage Magnitude,0,1,1,Volts,Phasor,VPHM,Voltage Magnitude,PM,-98.6,37.5,PPA:5414,2021-08-03 21:03:26
} | MaximumArchiveDays=90 | DesiredRemainingSpace=500,5415,GPA_MGJBA3_500_PM_03-PA7:VH,,197,8736f6c7-ad41-4b43-b4f6-e684e0d4ad20,MGJBA3_500_PM_03,Mgjba3_500_Pm_03,60,1,companyAcronym= | protocolName=IEEE C37.118.2-2011 | vendorAcronym= | vendorDeviceName= | interconnectionName=,,,,10,STTP,Streaming Telemetry Transport Protocol,4,7,LTBAIGT_L6_FV_P,V,+,0,MGJBA3_500_PM_03-PA7,0.0,1.0,Mgjba3_500_Pm_03 LTBAIGT_L6_FV_P + Voltage Phase Angle,0,1,1,Degrees,Phasor,VPHA,Voltage Phase Angle,PA,-98.6,37.5,PPA:5415,2021-08-03 21:03:26
} | MaximumArchiveDays=90 | DesiredRemainingSpace=500,5416,GPA_MGJBA3_500_PM_03-PM8:I,,197,8736f6c7-ad41-4b43-b4f6-e684e0d4ad20,MGJBA3_500_PM_03,Mgjba3_500_Pm_03,60,1,companyAcronym= | protocolName=IEEE C37.118.2-2011 | vendorAcronym= | vendorDeviceName= | interconnectionName=,,,,10,STTP,Streaming Telemetry Transport Protocol,1,8,LTBAIGT_L6_FA_P,I,+,0,MGJBA3_500_PM_03-PM8,0.0,1.0,Mgjba3_500_Pm_03 LTBAIGT_L6_FA_P + Current Magnitude,0,1,1,Amps,Phasor,IPHM,Current Magnitude,PM,-98.6,37.5,PPA:5416,2021-08-03 21:03:26
} | MaximumArchiveDays=90 | DesiredRemainingSpace=500,5417,GPA_MGJBA3_500_PM_03-PA8:IH,,197,8736f6c7-ad41-4b43-b4f6-e684e0d4ad20,MGJBA3_500_PM_03,Mgjba3_500_Pm_03,60,1,companyAcronym= | protocolName=IEEE C37.118.2-2011 | vendorAcronym= | vendorDeviceName= | interconnectionName=,,,,10,STTP,Streaming Telemetry Transport Protocol,2,8,LTBAIGT_L6_FA_P,I,+,0,MGJBA3_500_PM_03-PA8,0.0,1.0,Mgjba3_500_Pm_03 LTBAIGT_L6_FA_P + Current Phase Angle,0,1,1,Degrees,Phasor,IPHA,Current Phase Angle,PA,-98.6,37.5,PPA:5417,2021-08-03 21:03:26
} | MaximumArchiveDays=90 | DesiredRemainingSpace=500,5418,GPA_MGJBA3_500_PM_06:F,,198,8736f6c7-ad41-4b43-b4f6-e684e0d4ad20,MGJBA3_500_PM_06,Mgjba3_500_Pm_06,60,1,companyAcronym= | protocolName=IEEE C37.118.2-2011 | vendorAcronym= | vendorDeviceName= | interconnectionName=,,,,10,STTP,Streaming Telemetry Transport Protocol,5,,,,,,MGJBA3_500_PM_06-FQ,0.0,1.0,Mgjba3_500_Pm_06 Frequency,0,1,1,Hz,PMU,FREQ,Frequency,FQ,-98.6,37.5,PPA:5418,2021-08-03 21:03:26
} | MaximumArchiveDays=90 | DesiredRemainingSpace=500,5419,GPA_MGJBA3_500_PM_06:DF,,198,8736f6c7-ad41-4b43-b4f6-e684e0d4ad20,MGJBA3_500_PM_06,Mgjba3_500_Pm_06,60,1,companyAcronym= | protocolName=IEEE C37.118.2-2011 | vendorAcronym= | vendorDeviceName= | interconnectionName=,,,,10,STTP,Streaming Telemetry Transport Protocol,6,,,,,,MGJBA3_500_PM_06-DF,0.0,1.0,Mgjba3_500_Pm_06 Frequency Delta (dF/dt),0,1,1,,PMU,DFDT,Frequency Delta (dF/dt),DF,-98.6,37.5,PPA:5419,2021-08-03 21:03:26
} | MaximumArchiveDays=90 | DesiredRemainingSpace=500,5420,GPA_MGJBA3_500_PM_06:S,,198,8736f6c7-ad41-4b43-b4f6-e684e0d4ad20,MGJBA3_500_PM_06,Mgjba3_500_Pm_06,60,1,companyAcronym= | protocolName=IEEE C37.118.2-2011 | vendorAcronym= | vendorDeviceName= | interconnectionName=,,,,10,STTP,Streaming Telemetry Transport Protocol,8,,,,,,MGJBA3_500_PM_06-SF,0.0,1.0,Mgjba3_500_Pm_06 Status Flags,0,1,1,,PMU,FLAG,Status Flags,SF,-98.6,37.5,PPA:5420,2021-08-03 21:03:26
} | MaximumArchiveDays=90 | DesiredRemainingSpace=500,5421,GPA_MGJBA3_500_PM_06-PM1:V,,198,8736f6c7-ad41-4b43-b4f6-e684e0d4ad20,MGJBA3_500_PM_06,Mgjba3_500_Pm_06,60,1,companyAcronym= | protocolName=IEEE C37.118.2-2011 | vendorAcronym= | vendorDeviceName= | interconnectionName=,,,,10,STTP,Streaming Telemetry Transport Protocol,3,1,LTMGPJU_2_FV_A,V,+,0,MGJBA3_500_PM_06-PM1,0.0,1.0,Mgjba3_500_Pm_06 LTMGPJU_2_FV_A + Voltage Magnitude,0,1,1,Volts,Phasor,VPHM,Voltage Magnitude,PM,-98.6,37.5,PPA:5421,2021-08-03 21:03:26
} | MaximumArchiveDays=90 | DesiredRemainingSpace=500,5422,GPA_MGJBA3_500_PM_06-PA1:VH,,198,8736f6c7-ad41-4b43-b4f6-e684e0d4ad20,MGJBA3_500_PM_06,Mgjba3_500_Pm_06,60,1,companyAcronym= | protocolName=IEEE C37.118.2-2011 | vendorAcronym= | vendorDeviceName= | interconnectionName=,,,,10,STTP,Streaming Telemetry Transport Protocol,4,1,LTMGPJU_2_FV_A,V,+,0,MGJBA3_500_PM_06-PA1,0.0,1.0,Mgjba3_500_Pm_06 LTMGPJU_2_FV_A + Voltage Phase Angle,0,1,1,Degrees,Phasor,VPHA,Voltage Phase Angle,PA,-98.6,37.5,PPA:5422,2021-08-03 21:03:26
} | MaximumArchiveDays=90 | DesiredRemainingSpace=500,5423,GPA_MGJBA3_500_PM_06-PM2:V,,198,8736f6c7-ad41-4b43-b4f6-e684e0d4ad20,MGJBA3_500_PM_06,Mgjba3_500_Pm_06,60,1,companyAcronym= | protocolName=IEEE C37.118.2-2011 | vendorAcronym= | vendorDeviceName= | interconnectionName=,,,,10,STTP,Streaming Telemetry Transport Protocol,3,2,LTMGPJU_2_FV_B,V,+,0,MGJBA3_500_PM_06-PM2,0.0,1.0,Mgjba3_500_Pm_06 LTMGPJU_2_FV_B + Voltage Magnitude,0,1,1,Volts,Phasor,VPHM,Voltage Magnitude,PM,-98.6,37.5,PPA:5423,2021-08-03 21:03:26
} | MaximumArchiveDays=90 | DesiredRemainingSpace=500,5424,GPA_MGJBA3_500_PM_06-PA2:VH,,198,8736f6c7-ad41-4b43-b4f6-e684e0d4ad20,MGJBA3_500_PM_06,Mgjba3_500_Pm_06,60,1,companyAcronym= | protocolName=IEEE C37.118.2-2011 | vendorAcronym= | vendorDeviceName= | interconnectionName=,,,,10,STTP,Streaming Telemetry Transport Protocol,4,2,LTMGPJU_2_FV_B,V,+,0,MGJBA3_500_PM_06-PA2,0.0,1.0,Mgjba3_500_Pm_06 LTMGPJU_2_FV_B + Voltage Phase Angle,0,1,1,Degrees,Phasor,VPHA,Voltage Phase Angle,PA,-98.6,37.5,PPA:5424,2021-08-03 21:03:26
} | MaximumArchiveDays=90 | DesiredRemainingSpace=500,5425,GPA_MGJBA3_500_PM_06-PM3:V,,198,8736f6c7-ad41-4b43-b4f6-e684e0d4ad20,MGJBA3_500_PM_06,Mgjba3_500_Pm_06,60,1,companyAcronym= | protocolName=IEEE C37.118.2-2011 | vendorAcronym= | vendorDeviceName= | interconnectionName=,,,,10,STTP,Streaming Telemetry Transport Protocol,3,3,LTMGPJU_2_FV_C,V,+,0,MGJBA3_500_PM_06-PM3,0.0,1.0,Mgjba3_500_Pm_06 LTMGPJU_2_FV_C + Voltage Magnitude,0,1,1,Volts,Phasor,VPHM,Voltage Magnitude,PM,-98.6,37.5,PPA:5425,2021-08-03 21:03:26
} | MaximumArchiveDays=90 | DesiredRemainingSpace=500,5426,GPA_MGJBA3_500_PM_06-PA3:VH,,198,8736f6c7-ad41-4b43-b4f6-e684e0d4ad20,MGJBA3_500_PM_06,Mgjba3_500_Pm_06,60,1,companyAcronym= | protocolName=IEEE C37.118.2-2011 | vendorAcronym= | vendorDeviceName= | interconnectionName=,,,,10,STTP,Streaming Telemetry Transport Protocol,4,3,LTMGPJU_2_FV_C,V,+,0,MGJBA3_500_PM_06-PA3,0.0,1.0,Mgjba3_500_Pm_06 LTMGPJU_2_FV_C + Voltage Phase Angle,0,1,1,Degrees,Phasor,VPHA,Voltage Phase Angle,PA,-98.6,37.5,PPA:5426,2021-08-03 21:03:26
} | MaximumArchiveDays=90 | DesiredRemainingSpace=500,5427,GPA_MGJBA3_500_PM_06-PM4:I,,198,8736f6c7-ad41-4b43-b4f6-e684e0d4ad20,MGJBA3_500_PM_06,Mgjba3_500_Pm_06,60,1,companyAcronym= | protocolName=IEEE C37.118.2-2011 | vendorAcronym= | vendorDeviceName= | interconnectionName=,,,,10,STTP,Streaming Telemetry Transport Protocol,1,4,LTMGPJU_2_FA_A,I,+,0,MGJBA3_500_PM_06-PM4,0.0,1.0,Mgjba3_500_Pm_06 LTMGPJU_2_FA_A + Current Magnitude,0,1,1,Amps,Phasor,IPHM,Current Magnitude,PM,-98.6,37.5,PPA:5427,2021-08-03 21:03:26
} | MaximumArchiveDays=90 | DesiredRemainingSpace=500,5428,GPA_MGJBA3_500_PM_06-PA4:IH,,198,8736f6c7-ad41-4b43-b4f6-e684e0d4ad20,MGJBA3_500_PM_06,Mgjba3_500_Pm_06,60,1,companyAcronym= | protocolName=IEEE C37.118.2-2011 | vendorAcronym= | vendorDeviceName= | interconnectionName=,,,,10,STTP,Streaming Telemetry Transport Protocol,2,4,LTMGPJU_2_FA_A,I,+,0,MGJBA3_500_PM_06-PA4,0.0,1.0,Mgjba3_500_Pm_06 LTMGPJU_2_FA_A + Current Phase Angle,0,1,1,Degrees,Phasor,IPHA,Current Phase Angle,PA,-98.6,37.5,PPA:5428,2021-08-03 21:03:26
} | MaximumArchiveDays=90 | DesiredRemainingSpace=500,5429,GPA_MGJBA3_500_PM_06-PM5:I,,198,8736f6c7-ad41-4b43-b4f6-e684e0d4ad20,MGJBA3_500_PM_06,Mgjba3_500_Pm_06,60,1,companyAcronym= | protocolName=IEEE C37.118.2-2011 | vendorAcronym= | vendorDeviceName= | interconnectionName=,,,,10,STTP,Streaming Telemetry Transport Protocol,1,5,LTMGPJU_2_FA_B,I,+,0,MGJBA3_500_PM_06-PM5,0.0,1.0,Mgjba3_500_Pm_06 LTMGPJU_2_FA_B + Current Magnitude,0,1,1,Amps,Phasor,IPHM,Current Magnitude,PM,-98.6,37.5,PPA:5429,2021-08-03 21:03:26
} | MaximumArchiveDays=90 | DesiredRemainingSpace=500,5430,GPA_MGJBA3_500_PM_06-PA5:IH,,198,8736f6c7-ad41-4b43-b4f6-e684e0d4ad20,MGJBA3_500_PM_06,Mgjba3_500_Pm_06,60,1,companyAcronym= | protocolName=IEEE C37.118.2-2011 | vendorAcronym= | vendorDeviceName= | interconnectionName=,,,,10,STTP,Streaming Telemetry Transport Protocol,2,5,LTMGPJU_2_FA_B,I,+,0,MGJBA3_500_PM_06-PA5,0.0,1.0,Mgjba3_500_Pm_06 LTMGPJU_2_FA_B + Current Phase Angle,0,1,1,Degrees,Phasor,IPHA,Current Phase Angle,PA,-98.6,37.5,PPA:5430,2021-08-03 21:03:26
} | MaximumArchiveDays=90 | DesiredRemainingSpace=500,5431,GPA_MGJBA3_500_PM_06-PM6:I,,198,8736f6c7-ad41-4b43-b4f6-e684e0d4ad20,MGJBA3_500_PM_06,Mgjba3_500_Pm_06,60,1,companyAcronym= | protocolName=IEEE C37.118.2-2011 | vendorAcronym= | vendorDeviceName= | interconnectionName=,,,,10,STTP,Streaming Telemetry Transport Protocol,1,6,LTMGPJU_2_FA_C,I,+,0,MGJBA3_500_PM_06-PM6,0.0,1.0,Mgjba3_500_Pm_06 LTMGPJU_2_FA_C + Current Magnitude,0,1,1,Amps,Phasor,IPHM,Current Magnitude,PM,-98.6,37.5,PPA:5431,2021-08-03 21:03:26
} | MaximumArchiveDays=90 | DesiredRemainingSpace=500,5432,GPA_MGJBA3_500_PM_06-PA6:IH,,198,8736f6c7-ad41-4b43-b4f6-e684e0d4ad20,MGJBA3_500_PM_06,Mgjba3_500_Pm_06,60,1,companyAcronym= | protocolName=IEEE C37.118.2-2011 | vendorAcronym= | vendorDeviceName= | interconnectionName=,,,,10,STTP,Streaming Telemetry Transport Protocol,2,6,LTMGPJU_2_FA_C,I,+,0,MGJBA3_500_PM_06-PA6,0.0,1.0,Mgjba3_500_Pm_06 LTMGPJU_2_FA_C + Current Phase Angle,0,1,1,Degrees,Phasor,IPHA,Current Phase Angle,PA,-98.6,37.5,PPA:5432,2021-08-03 21:03:26
} | MaximumArchiveDays=90 | DesiredRemainingSpace=500,5433,GPA_MGJBA3_500_PM_05:F,,199,8736f6c7-ad41-4b43-b4f6-e684e0d4ad20,MGJBA3_500_PM_05,Mgjba3_500_Pm_05,60,1,companyAcronym= | protocolName=IEEE C37.118.2-2011 | vendorAcronym= | vendorDeviceName= | interconnectionName=,,,,10,STTP,Streaming Telemetry Transport Protocol,5,,,,,,MGJBA3_500_PM_05-FQ,0.0,1.0,Mgjba3_500_Pm_05 Frequency,0,1,1,Hz,PMU,FREQ,Frequency,FQ,-98.6,37.5,PPA:5433,2021-08-03 21:03:27
} | MaximumArchiveDays=90 | DesiredRemainingSpace=500,5434,GPA_MGJBA3_500_PM_05:DF,,199,8736f6c7-ad41-4b43-b4f6-e684e0d4ad20,MGJBA3_500_PM_05,Mgjba3_500_Pm_05,60,1,companyAcronym= | protocolName=IEEE C37.118.2-2011 | vendorAcronym= | vendorDeviceName= | interconnectionName=,,,,10,STTP,Streaming Telemetry Transport Protocol,6,,,,,,MGJBA3_500_PM_05-DF,0.0,1.0,Mgjba3_500_Pm_05 Frequency Delta (dF/dt),0,1,1,,PMU,DFDT,Frequency Delta (dF/dt),DF,-98.6,37.5,PPA:5434,2021-08-03 21:03:27
} | MaximumArchiveDays=90 | DesiredRemainingSpace=500,5435,GPA_MGJBA3_500_PM_05:S,,199,8736f6c7-ad41-4b43-b4f6-e684e0d4ad20,MGJBA3_500_PM_05,Mgjba3_500_Pm_05,60,1,companyAcronym= | protocolName=IEEE C37.118.2-2011 | vendorAcronym= | vendorDeviceName= | interconnectionName=,,,,10,STTP,Streaming Telemetry Transport Protocol,8,,,,,,MGJBA3_500_PM_05-SF,0.0,1.0,Mgjba3_500_Pm_05 Status Flags,0,1,1,,PMU,FLAG,Status Flags,SF,-98.6,37.5,PPA:5435,2021-08-03 21:03:27
} | MaximumArchiveDays=90 | DesiredRemainingSpace=500,5436,GPA_MGJBA3_500_PM_05-PM1:I,,199,8736f6c7-ad41-4b43-b4f6-e684e0d4ad20,MGJBA3_500_PM_05,Mgjba3_500_Pm_05,60,1,companyAcronym= | protocolName=IEEE C37.118.2-2011 | vendorAcronym= | vendorDeviceName= | interconnectionName=,,,,10,STTP,Streaming Telemetry Transport Protocol,1,1,LTMGPJU_1_FA_A,I,+,0,MGJBA3_500_PM_05-PM1,0.0,1.0,Mgjba3_500_Pm_05 LTMGPJU_1_FA_A + Current Magnitude,0,1,1,Amps,Phasor,IPHM,Current Magnitude,PM,-98.6,37.5,PPA:5436,2021-08-03 21:03:27
} | MaximumArchiveDays=90 | DesiredRemainingSpace=500,5437,GPA_MGJBA3_500_PM_05-PA1:IH,,199,8736f6c7-ad41-4b43-b4f6-e684e0d4ad20,MGJBA3_500_PM_05,Mgjba3_500_Pm_05,60,1,companyAcronym= | protocolName=IEEE C37.118.2-2011 | vendorAcronym= | vendorDeviceName= | interconnectionName=,,,,10,STTP,Streaming Telemetry Transport Protocol,2,1,LTMGPJU_1_FA_A,I,+,0,MGJBA3_500_PM_05-PA1,0.0,1.0,Mgjba3_500_Pm_05 LTMGPJU_1_FA_A + Current Phase Angle,0,1,1,Degrees,Phasor,IPHA,Current Phase Angle,PA,-98.6,37.5,PPA:5437,2021-08-03 21:03:27
} | MaximumArchiveDays=90 | DesiredRemainingSpace=500,5438,GPA_MGJBA3_500_PM_05-PM2:I,,199,8736f6c7-ad41-4b43-b4f6-e684e0d4ad20,MGJBA3_500_PM_05,Mgjba3_500_Pm_05,60,1,companyAcronym= | protocolName=IEEE C37.118.2-2011 | vendorAcronym= | vendorDeviceName= | interconnectionName=,,,,10,STTP,Streaming Telemetry Transport Protocol,1,2,LTMGPJU_1_FA_B,I,+,0,MGJBA3_500_PM_05-PM2,0.0,1.0,Mgjba3_500_Pm_05 LTMGPJU_1_FA_B + Current Magnitude,0,1,1,Amps,Phasor,IPHM,Current Magnitude,PM,-98.6,37.5,PPA:5438,2021-08-03 21:03:27
} | MaximumArchiveDays=90 | DesiredRemainingSpace=500,5439,GPA_MGJBA3_500_PM_05-PA2:IH,,199,8736f6c7-ad41-4b43-b4f6-e684e0d4ad20,MGJBA3_500_PM_05,Mgjba3_500_Pm_05,60,1,companyAcronym= | protocolName=IEEE C37.118.2-2011 | vendorAcronym= | vendorDeviceName= | interconnectionName=,,,,10,STTP,Streaming Telemetry Transport Protocol,2,2,LTMGPJU_1_FA_B,I,+,0,MGJBA3_500_PM_05-PA2,0.0,1.0,Mgjba3_500_Pm_05 LTMGPJU_1_FA_B + Current Phase Angle,0,1,1,Degrees,Phasor,IPHA,Current Phase Angle,PA,-98.6,37.5,PPA:5439,2021-08-03 21:03:27
} | MaximumArchiveDays=90 | DesiredRemainingSpace=500,5440,GPA_MGJBA3_500_PM_05-PM3:I,,199,8736f6c7-ad41-4b43-b4f6-e684e0d4ad20,MGJBA3_500_PM_05,Mgjba3_500_Pm_05,60,1,companyAcronym= | protocolName=IEEE C37.118.2-2011 | vendorAcronym= | vendorDeviceName= | interconnectionName=,,,,10,STTP,Streaming Telemetry Transport Protocol,1,3,LTMGPJU_1_FA_C,I,+,0,MGJBA3_500_PM_05-PM3,0.0,1.0,Mgjba3_500_Pm_05 LTMGPJU_1_FA_C + Current Magnitude,0,1,1,Amps,Phasor,IPHM,Current Magnitude,PM,-98.6,37.5,PPA:5440,2021-08-03 21:03:27
} | MaximumArchiveDays=90 | DesiredRemainingSpace=500,5441,GPA_MGJBA3_500_PM_05-PA3:IH,,199,8736f6c7-ad41-4b43-b4f6-e684e0d4ad20,MGJBA3_500_PM_05,Mgjba3_500_Pm_05,60,1,companyAcronym= | protocolName=IEEE C37.118.2-2011 | vendorAcronym= | vendorDeviceName= | interconnectionName=,,,,10,STTP,Streaming Telemetry Transport Protocol,2,3,LTMGPJU_1_FA_C,I,+,0,MGJBA3_500_PM_05-PA3,0.0,1.0,Mgjba3_500_Pm_05 LTMGPJU_1_FA_C + Current Phase Angle,0,1,1,Degrees,Phasor,IPHA,Current Phase Angle,PA,-98.6,37.5,PPA:5441,2021-08-03 21:03:27
} | MaximumArchiveDays=90 | DesiredRemainingSpace=500,5442,GPA_MGJBA3_500_PM_05-PM4:V,,199,8736f6c7-ad41-4b43-b4f6-e684e0d4ad20,MGJBA3_500_PM_05,Mgjba3_500_Pm_05,60,1,companyAcronym= | protocolName=IEEE C37.118.2-2011 | vendorAcronym= | vendorDeviceName= | interconnectionName=,,,,10,STTP,Streaming Telemetry Transport Protocol,3,4,LTMGPJU_1_FV_A,V,+,0,MGJBA3_500_PM_05-PM4,0.0,1.0,Mgjba3_500_Pm_05 LTMGPJU_1_FV_A + Voltage Magnitude,0,1,1,Volts,Phasor,VPHM,Voltage Magnitude,PM,-98.6,37.5,PPA:5442,2021-08-03 21:03:27
} | MaximumArchiveDays=90 | DesiredRemainingSpace=500,5443,GPA_MGJBA3_500_PM_05-PA4:VH,,199,8736f6c7-ad41-4b43-b4f6-e684e0d4ad20,MGJBA3_500_PM_05,Mgjba3_500_Pm_05,60,1,companyAcronym= | protocolName=IEEE C37.118.2-2011 | vendorAcronym= | vendorDeviceName= | interconnectionName=,,,,10,STTP,Streaming Telemetry Transport Protocol,4,4,LTMGPJU_1_FV_A,V,+,0,MGJBA3_500_PM_05-PA4,0.0,1.0,Mgjba3_500_Pm_05 LTMGPJU_1_FV_A + Voltage Phase Angle,0,1,1,Degrees,Phasor,VPHA,Voltage Phase Angle,PA,-98.6,37.5,PPA:5443,2021-08-03 21:03:27
} | MaximumArchiveDays=90 | DesiredRemainingSpace=500,5444,GPA_MGJBA3_500_PM_05-PM5:V,,199,8736f6c7-ad41-4b43-b4f6-e684e0d4ad20,MGJBA3_500_PM_05,Mgjba3_500_Pm_05,60,1,companyAcronym= | protocolName=IEEE C37.118.2-2011 | vendorAcronym= | vendorDeviceName= | interconnectionName=,,,,10,STTP,Streaming Telemetry Transport Protocol,3,5,LTMGPJU_1_FV_B,V,+,0,MGJBA3_500_PM_05-PM5,0.0,1.0,Mgjba3_500_Pm_05 LTMGPJU_1_FV_B + Voltage Magnitude,0,1,1,Volts,Phasor,VPHM,Voltage Magnitude,PM,-98.6,37.5,PPA:5444,2021-08-03 21:03:27
} | MaximumArchiveDays=90 | DesiredRemainingSpace=500,5445,GPA_MGJBA3_500_PM_05-PA5:VH,,199,8736f6c7-ad41-4b43-b4f6-e684e0d4ad20,MGJBA3_500_PM_05,Mgjba3_500_Pm_05,60,1,companyAcronym= | protocolName=IEEE C37.118.2-2011 | vendorAcronym= | vendorDeviceName= | interconnectionName=,,,,10,STTP,Streaming Telemetry Transport Protocol,4,5,LTMGPJU_1_FV_B,V,+,0,MGJBA3_500_PM_05-PA5,0.0,1.0,Mgjba3_500_Pm_05 LTMGPJU_1_FV_B + Voltage Phase Angle,0,1,1,Degrees,Phasor,VPHA,Voltage Phase Angle,PA,-98.6,37.5,PPA:5445,2021-08-03 21:03:27
} | MaximumArchiveDays=90 | DesiredRemainingSpace=500,5446,GPA_MGJBA3_500_PM_05-PM6:V,,199,8736f6c7-ad41-4b43-b4f6-e684e0d4ad20,MGJBA3_500_PM_05,Mgjba3_500_Pm_05,60,1,companyAcronym= | protocolName=IEEE C37.118.2-2011 | vendorAcronym= | vendorDeviceName= | interconnectionName=,,,,10,STTP,Streaming Telemetry Transport Protocol,3,6,LTMGPJU_1_FV_C,V,+,0,MGJBA3_500_PM_05-PM6,0.0,1.0,Mgjba3_500_Pm_05 LTMGPJU_1_FV_C + Voltage Magnitude,0,1,1,Volts,Phasor,VPHM,Voltage Magnitude,PM,-98.6,37.5,PPA:5446,2021-08-03 21:03:27
} | MaximumArchiveDays=90 | DesiredRemainingSpace=500,5447,GPA_MGJBA3_500_PM_05-PA6:VH,,199,8736f6c7-ad41-4b43-b4f6-e684e0d4ad20,MGJBA3_500_PM_05,Mgjba3_500_Pm_05,60,1,companyAcronym= | protocolName=IEEE C37.118.2-2011 | vendorAcronym= | vendorDeviceName= | interconnectionName=,,,,10,STTP,Streaming Telemetry Transport Protocol,4,6,LTMGPJU_1_FV_C,V,+,0,MGJBA3_500_PM_05-PA6,0.0,1.0,Mgjba3_500_Pm_05 LTMGPJU_1_FV_C + Voltage Phase Angle,0,1,1,Degrees,Phasor,VPHA,Voltage Phase Angle,PA,-98.6,37.5,PPA:5447,2021-08-03 21:03:27
} | MaximumArchiveDays=90 | DesiredRemainingSpace=500,5448,GPA_MGJBA3_500_PM_05-PM7:V,,199,8736f6c7-ad41-4b43-b4f6-e684e0d4ad20,MGJBA3_500_PM_05,Mgjba3_500_Pm_05,60,1,companyAcronym= | protocolName=IEEE C37.118.2-2011 | vendorAcronym= | vendorDeviceName= | interconnectionName=,,,,10,STTP,Streaming Telemetry Transport Protocol,3,7,LTMGPJU_1_FV_P,V,+,0,MGJBA3_500_PM_05-PM7,0.0,1.0,Mgjba3_500_Pm_05 LTMGPJU_1_FV_P + Voltage Magnitude,0,1,1,Volts,Phasor,VPHM,Voltage Magnitude,PM,-98.6,37.5,PPA:5448,2021-08-03 21:03:27
} | MaximumArchiveDays=90 | DesiredRemainingSpace=500,5449,GPA_MGJBA3_500_PM_05-PA7:VH,,199,8736f6c7-ad41-4b43-b4f6-e684e0d4ad20,MGJBA3_500_PM_05,Mgjba3_500_Pm_05,60,1,companyAcronym= | protocolName=IEEE C37.118.2-2011 | vendorAcronym= | vendorDeviceName= | interconnectionName=,,,,10,STTP,Streaming Telemetry Transport Protocol,4,7,LTMGPJU_1_FV_P,V,+,0,MGJBA3_500_PM_05-PA7,0.0,1.0,Mgjba3_500_Pm_05 LTMGPJU_1_FV_P + Voltage Phase Angle,0,1,1,Degrees,Phasor,VPHA,Voltage Phase Angle,PA,-98.6,37.5,PPA:5449,2021-08-03 21:03:27
} | MaximumArchiveDays=90 | DesiredRemainingSpace=500,5450,GPA_MGJBA3_500_PM_05-PM8:I,,199,8736f6c7-ad41-4b43-b4f6-e684e0d4ad20,MGJBA3_500_PM_05,Mgjba3_500_Pm_05,60,1,companyAcronym= | protocolName=IEEE C37.118.2-2011 | vendorAcronym= | vendorDeviceName= | interconnectionName=,,,,10,STTP,Streaming Telemetry Transport Protocol,1,8,LTMGPJU_1_FA_P,I,+,0,MGJBA3_500_PM_05-PM8,0.0,1.0,Mgjba3_500_Pm_05 LTMGPJU_1_FA_P + Current Magnitude,0,1,1,Amps,Phasor,IPHM,Current Magnitude,PM,-98.6,37.5,PPA:5450,2021-08-03 21:03:27
} | MaximumArchiveDays=90 | DesiredRemainingSpace=500,5451,GPA_MGJBA3_500_PM_05-PA8:IH,,199,8736f6c7-ad41-4b43-b4f6-e684e0d4ad20,MGJBA3_500_PM_05,Mgjba3_500_Pm_05,60,1,companyAcronym= | protocolName=IEEE C37.118.2-2011 | vendorAcronym= | vendorDeviceName= | interconnectionName=,,,,10,STTP,Streaming Telemetry Transport Protocol,2,8,LTMGPJU_1_FA_P,I,+,0,MGJBA3_500_PM_05-PA8,0.0,1.0,Mgjba3_500_Pm_05 LTMGPJU_1_FA_P + Current Phase Angle,0,1,1,Degrees,Phasor,IPHA,Current Phase Angle,PA,-98.6,37.5,PPA:5451,2021-08-03 21:03:27
} | MaximumArchiveDays=90 | DesiredRemainingSpace=500,5452,GPA_MGJBA3_500_PM_06-PM7:V,,198,8736f6c7-ad41-4b43-b4f6-e684e0d4ad20,MGJBA3_500_PM_06,Mgjba3_500_Pm_06,60,1,companyAcronym= | protocolName=IEEE C37.118.2-2011 | vendorAcronym= | vendorDeviceName= | interconnectionName=,,,,10,STTP,Streaming Telemetry Transport Protocol,3,7,LTMGPJU_2_FV_P,V,+,0,MGJBA3_500_PM_06-PM7,0.0,1.0,Mgjba3_500_Pm_06 LTMGPJU_2_FV_P + Voltage Magnitude,0,1,1,Volts,Phasor,VPHM,Voltage Magnitude,PM,-98.6,37.5,PPA:5452,2021-08-03 21:03:27
} | MaximumArchiveDays=90 | DesiredRemainingSpace=500,5453,GPA_MGJBA3_500_PM_06-PA7:VH,,198,8736f6c7-ad41-4b43-b4f6-e684e0d4ad20,MGJBA3_500_PM_06,Mgjba3_500_Pm_06,60,1,companyAcronym= | protocolName=IEEE C37.118.2-2011 | vendorAcronym= | vendorDeviceName= | interconnectionName=,,,,10,STTP,Streaming Telemetry Transport Protocol,4,7,LTMGPJU_2_FV_P,V,+,0,MGJBA3_500_PM_06-PA7,0.0,1.0,Mgjba3_500_Pm_06 LTMGPJU_2_FV_P + Voltage Phase Angle,0,1,1,Degrees,Phasor,VPHA,Voltage Phase Angle,PA,-98.6,37.5,PPA:5453,2021-08-03 21:03:27
} | MaximumArchiveDays=90 | DesiredRemainingSpace=500,5454,GPA_MGJBA3_500_PM_06-PM8:I,,198,8736f6c7-ad41-4b43-b4f6-e684e0d4ad20,MGJBA3_500_PM_06,Mgjba3_500_Pm_06,60,1,companyAcronym= | protocolName=IEEE C37.118.2-2011 | vendorAcronym= | vendorDeviceName= | interconnectionName=,,,,10,STTP,Streaming Telemetry Transport Protocol,1,8,LTMGPJU_2_FA_P,I,+,0,MGJBA3_500_PM_06-PM8,0.0,1.0,Mgjba3_500_Pm_06 LTMGPJU_2_FA_P + Current Magnitude,0,1,1,Amps,Phasor,IPHM,Current Magnitude,PM,-98.6,37.5,PPA:5454,2021-08-03 21:03:27
} | MaximumArchiveDays=90 | DesiredRemainingSpace=500,5455,GPA_MGJBA3_500_PM_06-PA8:IH,,198,8736f6c7-ad41-4b43-b4f6-e684e0d4ad20,MGJBA3_500_PM_06,Mgjba3_500_Pm_06,60,1,companyAcronym= | protocolName=IEEE C37.118.2-2011 | vendorAcronym= | vendorDeviceName= | interconnectionName=,,,,10,STTP,Streaming Telemetry Transport Protocol,2,8,LTMGPJU_2_FA_P,I,+,0,MGJBA3_500_PM_06-PA8,0.0,1.0,Mgjba3_500_Pm_06 LTMGPJU_2_FA_P + Current Phase Angle,0,1,1,Degrees,Phasor,IPHA,Current Phase Angle,PA,-98.6,37.5,PPA:5455,2021-08-03 21:03:27
} | MaximumArchiveDays=90 | DesiredRemainingSpace=500,5456,GPA_MGPJU_500_PM_01:F,,200,8736f6c7-ad41-4b43-b4f6-e684e0d4ad20,MGPJU_500_PM_01,Mgpju_500_Pm_01,60,1,companyAcronym= | protocolName=IEEE C37.118.2-2011 | vendorAcronym= | vendorDeviceName= | interconnectionName=,,,,10,STTP,Streaming Telemetry Transport Protocol,5,,,,,,MGPJU_500_PM_01-FQ,0.0,1.0,Mgpju_500_Pm_01 Frequency,0,1,1,Hz,PMU,FREQ,Frequency,FQ,-98.6,37.5,PPA:5456,2021-08-03 21:03:27
} | MaximumArchiveDays=90 | DesiredRemainingSpace=500,5457,GPA_MGPJU_500_PM_01:DF,,200,8736f6c7-ad41-4b43-b4f6-e684e0d4ad20,MGPJU_500_PM_01,Mgpju_500_Pm_01,60,1,companyAcronym= | protocolName=IEEE C37.118.2-2011 | vendorAcronym= | vendorDeviceName= | interconnectionName=,,,,10,STTP,Streaming Telemetry Transport Protocol,6,,,,,,MGPJU_500_PM_01-DF,0.0,1.0,Mgpju_500_Pm_01 Frequency Delta (dF/dt),0,1,1,,PMU,DFDT,Frequency Delta (dF/dt),DF,-98.6,37.5,PPA:5457,2021-08-03 21:03:27
} | MaximumArchiveDays=90 | DesiredRemainingSpace=500,5458,GPA_MGPJU_500_PM_01:S,,200,8736f6c7-ad41-4b43-b4f6-e684e0d4ad20,MGPJU_500_PM_01,Mgpju_500_Pm_01,60,1,companyAcronym= | protocolName=IEEE C37.118.2-2011 | vendorAcronym= | vendorDeviceName= | interconnectionName=,,,,10,STTP,Streaming Telemetry Transport Protocol,8,,,,,,MGPJU_500_PM_01-SF,0.0,1.0,Mgpju_500_Pm_01 Status Flags,0,1,1,,PMU,FLAG,Status Flags,SF,-98.6,37.5,PPA:5458,2021-08-03 21:03:27
} | MaximumArchiveDays=90 | DesiredRemainingSpace=500,5459,GPA_MGPJU_500_PM_01-PM1:V,,200,8736f6c7-ad41-4b43-b4f6-e684e0d4ad20,MGPJU_500_PM_01,Mgpju_500_Pm_01,60,1,companyAcronym= | protocolName=IEEE C37.118.2-2011 | vendorAcronym= | vendorDeviceName= | interconnectionName=,,,,10,STTP,Streaming Telemetry Transport Protocol,3,1,LTMGJBA3_1_FV_A,V,+,0,MGPJU_500_PM_01-PM1,0.0,1.0,Mgpju_500_Pm_01 LTMGJBA3_1_FV_A + Voltage Magnitude,0,1,1,Volts,Phasor,VPHM,Voltage Magnitude,PM,-98.6,37.5,PPA:5459,2021-08-03 21:03:27
} | MaximumArchiveDays=90 | DesiredRemainingSpace=500,5460,GPA_MGPJU_500_PM_01-PA1:VH,,200,8736f6c7-ad41-4b43-b4f6-e684e0d4ad20,MGPJU_500_PM_01,Mgpju_500_Pm_01,60,1,companyAcronym= | protocolName=IEEE C37.118.2-2011 | vendorAcronym= | vendorDeviceName= | interconnectionName=,,,,10,STTP,Streaming Telemetry Transport Protocol,4,1,LTMGJBA3_1_FV_A,V,+,0,MGPJU_500_PM_01-PA1,0.0,1.0,Mgpju_500_Pm_01 LTMGJBA3_1_FV_A + Voltage Phase Angle,0,1,1,Degrees,Phasor,VPHA,Voltage Phase Angle,PA,-98.6,37.5,PPA:5460,2021-08-03 21:03:27
} | MaximumArchiveDays=90 | DesiredRemainingSpace=500,5461,GPA_MGPJU_500_PM_01-PM2:V,,200,8736f6c7-ad41-4b43-b4f6-e684e0d4ad20,MGPJU_500_PM_01,Mgpju_500_Pm_01,60,1,companyAcronym= | protocolName=IEEE C37.118.2-2011 | vendorAcronym= | vendorDeviceName= | interconnectionName=,,,,10,STTP,Streaming Telemetry Transport Protocol,3,2,LTMGJBA3_1_FV_B,V,+,0,MGPJU_500_PM_01-PM2,0.0,1.0,Mgpju_500_Pm_01 LTMGJBA3_1_FV_B + Voltage Magnitude,0,1,1,Volts,Phasor,VPHM,Voltage Magnitude,PM,-98.6,37.5,PPA:5461,2021-08-03 21:03:27
} | MaximumArchiveDays=90 | DesiredRemainingSpace=500,5462,GPA_MGPJU_500_PM_01-PA2:VH,,200,8736f6c7-ad41-4b43-b4f6-e684e0d4ad20,MGPJU_500_PM_01,Mgpju_500_Pm_01,60,1,companyAcronym= | protocolName=IEEE C37.118.2-2011 | vendorAcronym= | vendorDeviceName= | interconnectionName=,,,,10,STTP,Streaming Telemetry Transport Protocol,4,2,LTMGJBA3_1_FV_B,V,+,0,MGPJU_500_PM_01-PA2,0.0,1.0,Mgpju_500_Pm_01 LTMGJBA3_1_FV_B + Voltage Phase Angle,0,1,1,Degrees,Phasor,VPHA,Voltage Phase Angle,PA,-98.6,37.5,PPA:5462,2021-08-03 21:03:27
} | MaximumArchiveDays=90 | DesiredRemainingSpace=500,5463,GPA_MGPJU_500_PM_01-PM3:V,,200,8736f6c7-ad41-4b43-b4f6-e684e0d4ad20,MGPJU_500_PM_01,Mgpju_500_Pm_01,60,1,companyAcronym= | protocolName=IEEE C37.118.2-2011 | vendorAcronym= | vendorDeviceName= | interconnectionName=,,,,10,STTP,Streaming Telemetry Transport Protocol,3,3,LTMGJBA3_1_FV_C,V,+,0,MGPJU_500_PM_01-PM3,0.0,1.0,Mgpju_500_Pm_01 LTMGJBA3_1_FV_C + Voltage Magnitude,0,1,1,Volts,Phasor,VPHM,Voltage Magnitude,PM,-98.6,37.5,PPA:5463,2021-08-03 21:03:27
} | MaximumArchiveDays=90 | DesiredRemainingSpace=500,5464,GPA_MGPJU_500_PM_01-PA3:VH,,200,8736f6c7-ad41-4b43-b4f6-e684e0d4ad20,MGPJU_500_PM_01,Mgpju_500_Pm_01,60,1,companyAcronym= | protocolName=IEEE C37.118.2-2011 | vendorAcronym= | vendorDeviceName= | interconnectionName=,,,,10,STTP,Streaming Telemetry Transport Protocol,4,3,LTMGJBA3_1_FV_C,V,+,0,MGPJU_500_PM_01-PA3,0.0,1.0,Mgpju_500_Pm_01 LTMGJBA3_1_FV_C + Voltage Phase Angle,0,1,1,Degrees,Phasor,VPHA,Voltage Phase Angle,PA,-98.6,37.5,PPA:5464,2021-08-03 21:03:27
} | MaximumArchiveDays=90 | DesiredRemainingSpace=500,5465,GPA_MGPJU_500_PM_01-PM4:I,,200,8736f6c7-ad41-4b43-b4f6-e684e0d4ad20,MGPJU_500_PM_01,Mgpju_500_Pm_01,60,1,companyAcronym= | protocolName=IEEE C37.118.2-2011 | vendorAcronym= | vendorDeviceName= | interconnectionName=,,,,10,STTP,Streaming Telemetry Transport Protocol,1,4,LTMGJBA3_1_FA_A,I,+,0,MGPJU_500_PM_01-PM4,0.0,1.0,Mgpju_500_Pm_01 LTMGJBA3_1_FA_A + Current Magnitude,0,1,1,Amps,Phasor,IPHM,Current Magnitude,PM,-98.6,37.5,PPA:5465,2021-08-03 21:03:27
} | MaximumArchiveDays=90 | DesiredRemainingSpace=500,5466,GPA_MGPJU_500_PM_01-PA4:IH,,200,8736f6c7-ad41-4b43-b4f6-e684e0d4ad20,MGPJU_500_PM_01,Mgpju_500_Pm_01,60,1,companyAcronym= | protocolName=IEEE C37.118.2-2011 | vendorAcronym= | vendorDeviceName= | interconnectionName=,,,,10,STTP,Streaming Telemetry Transport Protocol,2,4,LTMGJBA3_1_FA_A,I,+,0,MGPJU_500_PM_01-PA4,0.0,1.0,Mgpju_500_Pm_01 LTMGJBA3_1_FA_A + Current Phase Angle,0,1,1,Degrees,Phasor,IPHA,Current Phase Angle,PA,-98.6,37.5,PPA:5466,2021-08-03 21:03:27
} | MaximumArchiveDays=90 | DesiredRemainingSpace=500,5467,GPA_MGPJU_500_PM_01-PM5:I,,200,8736f6c7-ad41-4b43-b4f6-e684e0d4ad20,MGPJU_500_PM_01,Mgpju_500_Pm_01,60,1,companyAcronym= | protocolName=IEEE C37.118.2-2011 | vendorAcronym= | vendorDeviceName= | interconnectionName=,,,,10,STTP,Streaming Telemetry Transport Protocol,1,5,LTMGJBA3_1_FA_B,I,+,0,MGPJU_500_PM_01-PM5,0.0,1.0,Mgpju_500_Pm_01 LTMGJBA3_1_FA_B + Current Magnitude,0,1,1,Amps,Phasor,IPHM,Current Magnitude,PM,-98.6,37.5,PPA:5467,2021-08-03 21:03:27
} | MaximumArchiveDays=90 | DesiredRemainingSpace=500,5468,GPA_MGPJU_500_PM_01-PA5:IH,,200,8736f6c7-ad41-4b43-b4f6-e684e0d4ad20,MGPJU_500_PM_01,Mgpju_500_Pm_01,60,1,companyAcronym= | protocolName=IEEE C37.118.2-2011 | vendorAcronym= | vendorDeviceName= | interconnectionName=,,,,10,STTP,Streaming Telemetry Transport Protocol,2,5,LTMGJBA3_1_FA_B,I,+,0,MGPJU_500_PM_01-PA5,0.0,1.0,Mgpju_500_Pm_01 LTMGJBA3_1_FA_B + Current Phase Angle,0,1,1,Degrees,Phasor,IPHA,Current Phase Angle,PA,-98.6,37.5,PPA:5468,2021-08-03 21:03:27
} | MaximumArchiveDays=90 | DesiredRemainingSpace=500,5469,GPA_MGPJU_500_PM_01-PM6:I,,200,8736f6c7-ad41-4b43-b4f6-e684e0d4ad20,MGPJU_500_PM_01,Mgpju_500_Pm_01,60,1,companyAcronym= | protocolName=IEEE C37.118.2-2011 | vendorAcronym= | vendorDeviceName= | interconnectionName=,,,,10,STTP,Streaming Telemetry Transport Protocol,1,6,LTMGJBA3_1_FA_C,I,+,0,MGPJU_500_PM_01-PM6,0.0,1.0,Mgpju_500_Pm_01 LTMGJBA3_1_FA_C + Current Magnitude,0,1,1,Amps,Phasor,IPHM,Current Magnitude,PM,-98.6,37.5,PPA:5469,2021-08-03 21:03:27
} | MaximumArchiveDays=90 | DesiredRemainingSpace=500,5470,GPA_MGPJU_500_PM_01-PA6:IH,,200,8736f6c7-ad41-4b43-b4f6-e684e0d4ad20,MGPJU_500_PM_01,Mgpju_500_Pm_01,60,1,companyAcronym= | protocolName=IEEE C37.118.2-2011 | vendorAcronym= | vendorDeviceName= | interconnectionName=,,,,10,STTP,Streaming Telemetry Transport Protocol,2,6,LTMGJBA3_1_FA_C,I,+,0,MGPJU_500_PM_01-PA6,0.0,1.0,Mgpju_500_Pm_01 LTMGJBA3_1_FA_C + Current Phase Angle,0,1,1,Degrees,Phasor,IPHA,Current Phase Angle,PA,-98.6,37.5,PPA:5470,2021-08-03 21:03:27
} | MaximumArchiveDays=90 | DesiredRemainingSpace=500,5471,GPA_MGPJU_500_PM_01-PM7:V,,200,8736f6c7-ad41-4b43-b4f6-e684e0d4ad20,MGPJU_500_PM_01,Mgpju_500_Pm_01,60,1,companyAcronym= | protocolName=IEEE C37.118.2-2011 | vendorAcronym= | vendorDeviceName= | interconnectionName=,,,,10,STTP,Streaming Telemetry Transport Protocol,3,7,LTMGJBA3_1_FV_P,V,+,0,MGPJU_500_PM_01-PM7,0.0,1.0,Mgpju_500_Pm_01 LTMGJBA3_1_FV_P + Voltage Magnitude,0,1,1,Volts,Phasor,VPHM,Voltage Magnitude,PM,-98.6,37.5,PPA:5471,2021-08-03 21:03:27
} | MaximumArchiveDays=90 | DesiredRemainingSpace=500,5472,GPA_MGPJU_500_PM_01-PA7:VH,,200,8736f6c7-ad41-4b43-b4f6-e684e0d4ad20,MGPJU_500_PM_01,Mgpju_500_Pm_01,60,1,companyAcronym= | protocolName=IEEE C37.118.2-2011 | vendorAcronym= | vendorDeviceName= | interconnectionName=,,,,10,STTP,Streaming Telemetry Transport Protocol,4,7,LTMGJBA3_1_FV_P,V,+,0,MGPJU_500_PM_01-PA7,0.0,1.0,Mgpju_500_Pm_01 LTMGJBA3_1_FV_P + Voltage Phase Angle,0,1,1,Degrees,Phasor,VPHA,Voltage Phase Angle,PA,-98.6,37.5,PPA:5472,2021-08-03 21:03:27
} | MaximumArchiveDays=90 | DesiredRemainingSpace=500,5473,GPA_MGPJU_500_PM_01-PM8:I,,200,8736f6c7-ad41-4b43-b4f6-e684e0d4ad20,MGPJU_500_PM_01,Mgpju_500_Pm_01,60,1,companyAcronym= | protocolName=IEEE C37.118.2-2011 | vendorAcronym= | vendorDeviceName= | interconnectionName=,,,,10,STTP,Streaming Telemetry Transport Protocol,1,8,LTMGJBA3_1_FA_P,I,+,0,MGPJU_500_PM_01-PM8,0.0,1.0,Mgpju_500_Pm_01 LTMGJBA3_1_FA_P + Current Magnitude,0,1,1,Amps,Phasor,IPHM,Current Magnitude,PM,-98.6,37.5,PPA:5473,2021-08-03 21:03:27
} | MaximumArchiveDays=90 | DesiredRemainingSpace=500,5474,GPA_MGPJU_500_PM_01-PA8:IH,,200,8736f6c7-ad41-4b43-b4f6-e684e0d4ad20,MGPJU_500_PM_01,Mgpju_500_Pm_01,60,1,companyAcronym= | protocolName=IEEE C37.118.2-2011 | vendorAcronym= | vendorDeviceName= | interconnectionName=,,,,10,STTP,Streaming Telemetry Transport Protocol,2,8,LTMGJBA3_1_FA_P,I,+,0,MGPJU_500_PM_01-PA8,0.0,1.0,Mgpju_500_Pm_01 LTMGJBA3_1_FA_P + Current Phase Angle,0,1,1,Degrees,Phasor,IPHA,Current Phase Angle,PA,-98.6,37.5,PPA:5474,2021-08-03 21:03:27
} | MaximumArchiveDays=90 | DesiredRemainingSpace=500,5475,GPA_MGPJU_500_PM_02:F,,201,8736f6c7-ad41-4b43-b4f6-e684e0d4ad20,MGPJU_500_PM_02,Mgpju_500_Pm_02,60,1,companyAcronym= | protocolName=IEEE C37.118.2-2011 | vendorAcronym= | vendorDeviceName= | interconnectionName=,,,,10,STTP,Streaming Telemetry Transport Protocol,5,,,,,,MGPJU_500_PM_02-FQ,0.0,1.0,Mgpju_500_Pm_02 Frequency,0,1,1,Hz,PMU,FREQ,Frequency,FQ,-98.6,37.5,PPA:5475,2021-08-03 21:03:27
} | MaximumArchiveDays=90 | DesiredRemainingSpace=500,5476,GPA_MGPJU_500_PM_02:DF,,201,8736f6c7-ad41-4b43-b4f6-e684e0d4ad20,MGPJU_500_PM_02,Mgpju_500_Pm_02,60,1,companyAcronym= | protocolName=IEEE C37.118.2-2011 | vendorAcronym= | vendorDeviceName= | interconnectionName=,,,,10,STTP,Streaming Telemetry Transport Protocol,6,,,,,,MGPJU_500_PM_02-DF,0.0,1.0,Mgpju_500_Pm_02 Frequency Delta (dF/dt),0,1,1,,PMU,DFDT,Frequency Delta (dF/dt),DF,-98.6,37.5,PPA:5476,2021-08-03 21:03:27
} | MaximumArchiveDays=90 | DesiredRemainingSpace=500,5477,GPA_MGPJU_500_PM_02:S,,201,8736f6c7-ad41-4b43-b4f6-e684e0d4ad20,MGPJU_500_PM_02,Mgpju_500_Pm_02,60,1,companyAcronym= | protocolName=IEEE C37.118.2-2011 | vendorAcronym= | vendorDeviceName= | interconnectionName=,,,,10,STTP,Streaming Telemetry Transport Protocol,8,,,,,,MGPJU_500_PM_02-SF,0.0,1.0,Mgpju_500_Pm_02 Status Flags,0,1,1,,PMU,FLAG,Status Flags,SF,-98.6,37.5,PPA:5477,2021-08-03 21:03:27
} | MaximumArchiveDays=90 | DesiredRemainingSpace=500,5478,GPA_MGPJU_500_PM_02-PM1:V,,201,8736f6c7-ad41-4b43-b4f6-e684e0d4ad20,MGPJU_500_PM_02,Mgpju_500_Pm_02,60,1,companyAcronym= | protocolName=IEEE C37.118.2-2011 | vendorAcronym= | vendorDeviceName= | interconnectionName=,,,,10,STTP,Streaming Telemetry Transport Protocol,3,1,LTMGJBA3_2_FV_A,V,+,0,MGPJU_500_PM_02-PM1,0.0,1.0,Mgpju_500_Pm_02 LTMGJBA3_2_FV_A + Voltage Magnitude,0,1,1,Volts,Phasor,VPHM,Voltage Magnitude,PM,-98.6,37.5,PPA:5478,2021-08-03 21:03:27
} | MaximumArchiveDays=90 | DesiredRemainingSpace=500,5479,GPA_MGPJU_500_PM_02-PA1:VH,,201,8736f6c7-ad41-4b43-b4f6-e684e0d4ad20,MGPJU_500_PM_02,Mgpju_500_Pm_02,60,1,companyAcronym= | protocolName=IEEE C37.118.2-2011 | vendorAcronym= | vendorDeviceName= | interconnectionName=,,,,10,STTP,Streaming Telemetry Transport Protocol,4,1,LTMGJBA3_2_FV_A,V,+,0,MGPJU_500_PM_02-PA1,0.0,1.0,Mgpju_500_Pm_02 LTMGJBA3_2_FV_A + Voltage Phase Angle,0,1,1,Degrees,Phasor,VPHA,Voltage Phase Angle,PA,-98.6,37.5,PPA:5479,2021-08-03 21:03:27
} | MaximumArchiveDays=90 | DesiredRemainingSpace=500,5480,GPA_MGPJU_500_PM_02-PM2:V,,201,8736f6c7-ad41-4b43-b4f6-e684e0d4ad20,MGPJU_500_PM_02,Mgpju_500_Pm_02,60,1,companyAcronym= | protocolName=IEEE C37.118.2-2011 | vendorAcronym= | vendorDeviceName= | interconnectionName=,,,,10,STTP,Streaming Telemetry Transport Protocol,3,2,LTMGJBA3_2_FV_B,V,+,0,MGPJU_500_PM_02-PM2,0.0,1.0,Mgpju_500_Pm_02 LTMGJBA3_2_FV_B + Voltage Magnitude,0,1,1,Volts,Phasor,VPHM,Voltage Magnitude,PM,-98.6,37.5,PPA:5480,2021-08-03 21:03:27
} | MaximumArchiveDays=90 | DesiredRemainingSpace=500,5481,GPA_MGPJU_500_PM_02-PA2:VH,,201,8736f6c7-ad41-4b43-b4f6-e684e0d4ad20,MGPJU_500_PM_02,Mgpju_500_Pm_02,60,1,companyAcronym= | protocolName=IEEE C37.118.2-2011 | vendorAcronym= | vendorDeviceName= | interconnectionName=,,,,10,STTP,Streaming Telemetry Transport Protocol,4,2,LTMGJBA3_2_FV_B,V,+,0,MGPJU_500_PM_02-PA2,0.0,1.0,Mgpju_500_Pm_02 LTMGJBA3_2_FV_B + Voltage Phase Angle,0,1,1,Degrees,Phasor,VPHA,Voltage Phase Angle,PA,-98.6,37.5,PPA:5481,2021-08-03 21:03:27
} | MaximumArchiveDays=90 | DesiredRemainingSpace=500,5482,GPA_MGPJU_500_PM_02-PM3:V,,201,8736f6c7-ad41-4b43-b4f6-e684e0d4ad20,MGPJU_500_PM_02,Mgpju_500_Pm_02,60,1,companyAcronym= | protocolName=IEEE C37.118.2-2011 | vendorAcronym= | vendorDeviceName= | interconnectionName=,,,,10,STTP,Streaming Telemetry Transport Protocol,3,3,LTMGJBA3_2_FV_C,V,+,0,MGPJU_500_PM_02-PM3,0.0,1.0,Mgpju_500_Pm_02 LTMGJBA3_2_FV_C + Voltage Magnitude,0,1,1,Volts,Phasor,VPHM,Voltage Magnitude,PM,-98.6,37.5,PPA:5482,2021-08-03 21:03:27
} | MaximumArchiveDays=90 | DesiredRemainingSpace=500,5483,GPA_MGPJU_500_PM_02-PA3:VH,,201,8736f6c7-ad41-4b43-b4f6-e684e0d4ad20,MGPJU_500_PM_02,Mgpju_500_Pm_02,60,1,companyAcronym= | protocolName=IEEE C37.118.2-2011 | vendorAcronym= | vendorDeviceName= | interconnectionName=,,,,10,STTP,Streaming Telemetry Transport Protocol,4,3,LTMGJBA3_2_FV_C,V,+,0,MGPJU_500_PM_02-PA3,0.0,1.0,Mgpju_500_Pm_02 LTMGJBA3_2_FV_C + Voltage Phase Angle,0,1,1,Degrees,Phasor,VPHA,Voltage Phase Angle,PA,-98.6,37.5,PPA:5483,2021-08-03 21:03:27
} | MaximumArchiveDays=90 | DesiredRemainingSpace=500,5484,GPA_MGPJU_500_PM_02-PM4:I,,201,8736f6c7-ad41-4b43-b4f6-e684e0d4ad20,MGPJU_500_PM_02,Mgpju_500_Pm_02,60,1,companyAcronym= | protocolName=IEEE C37.118.2-2011 | vendorAcronym= | vendorDeviceName= | interconnectionName=,,,,10,STTP,Streaming Telemetry Transport Protocol,1,4,LTMGJBA3_2_FA_A,I,+,0,MGPJU_500_PM_02-PM4,0.0,1.0,Mgpju_500_Pm_02 LTMGJBA3_2_FA_A + Current Magnitude,0,1,1,Amps,Phasor,IPHM,Current Magnitude,PM,-98.6,37.5,PPA:5484,2021-08-03 21:03:27
} | MaximumArchiveDays=90 | DesiredRemainingSpace=500,5485,GPA_MGPJU_500_PM_02-PA4:IH,,201,8736f6c7-ad41-4b43-b4f6-e684e0d4ad20,MGPJU_500_PM_02,Mgpju_500_Pm_02,60,1,companyAcronym= | protocolName=IEEE C37.118.2-2011 | vendorAcronym= | vendorDeviceName= | interconnectionName=,,,,10,STTP,Streaming Telemetry Transport Protocol,2,4,LTMGJBA3_2_FA_A,I,+,0,MGPJU_500_PM_02-PA4,0.0,1.0,Mgpju_500_Pm_02 LTMGJBA3_2_FA_A + Current Phase Angle,0,1,1,Degrees,Phasor,IPHA,Current Phase Angle,PA,-98.6,37.5,PPA:5485,2021-08-03 21:03:27
} | MaximumArchiveDays=90 | DesiredRemainingSpace=500,5486,GPA_MGPJU_500_PM_02-PM5:I,,201,8736f6c7-ad41-4b43-b4f6-e684e0d4ad20,MGPJU_500_PM_02,Mgpju_500_Pm_02,60,1,companyAcronym= | protocolName=IEEE C37.118.2-2011 | vendorAcronym= | vendorDeviceName= | interconnectionName=,,,,10,STTP,Streaming Telemetry Transport Protocol,1,5,LTMGJBA3_2_FA_B,I,+,0,MGPJU_500_PM_02-PM5,0.0,1.0,Mgpju_500_Pm_02 LTMGJBA3_2_FA_B + Current Magnitude,0,1,1,Amps,Phasor,IPHM,Current Magnitude,PM,-98.6,37.5,PPA:5486,2021-08-03 21:03:27
} | MaximumArchiveDays=90 | DesiredRemainingSpace=500,5487,GPA_MGPJU_500_PM_02-PA5:IH,,201,8736f6c7-ad41-4b43-b4f6-e684e0d4ad20,MGPJU_500_PM_02,Mgpju_500_Pm_02,60,1,companyAcronym= | protocolName=IEEE C37.118.2-2011 | vendorAcronym= | vendorDeviceName= | interconnectionName=,,,,10,STTP,Streaming Telemetry Transport Protocol,2,5,LTMGJBA3_2_FA_B,I,+,0,MGPJU_500_PM_02-PA5,0.0,1.0,Mgpju_500_Pm_02 LTMGJBA3_2_FA_B + Current Phase Angle,0,1,1,Degrees,Phasor,IPHA,Current Phase Angle,PA,-98.6,37.5,PPA:5487,2021-08-03 21:03:27
} | MaximumArchiveDays=90 | DesiredRemainingSpace=500,5488,GPA_MGPJU_500_PM_02-PM6:I,,201,8736f6c7-ad41-4b43-b4f6-e684e0d4ad20,MGPJU_500_PM_02,Mgpju_500_Pm_02,60,1,companyAcronym= | protocolName=IEEE C37.118.2-2011 | vendorAcronym= | vendorDeviceName= | interconnectionName=,,,,10,STTP,Streaming Telemetry Transport Protocol,1,6,LTMGJBA3_2_FA_C,I,+,0,MGPJU_500_PM_02-PM6,0.0,1.0,Mgpju_500_Pm_02 LTMGJBA3_2_FA_C + Current Magnitude,0,1,1,Amps,Phasor,IPHM,Current Magnitude,PM,-98.6,37.5,PPA:5488,2021-08-03 21:03:27
} | MaximumArchiveDays=90 | DesiredRemainingSpace=500,5489,GPA_MGPJU_500_PM_02-PA6:IH,,201,8736f6c7-ad41-4b43-b4f6-e684e0d4ad20,MGPJU_500_PM_02,Mgpju_500_Pm_02,60,1,companyAcronym= | protocolName=IEEE C37.118.2-2011 | vendorAcronym= | vendorDeviceName= | interconnectionName=,,,,10,STTP,Streaming Telemetry Transport Protocol,2,6,LTMGJBA3_2_FA_C,I,+,0,MGPJU_500_PM_02-PA6,0.0,1.0,Mgpju_500_Pm_02 LTMGJBA3_2_FA_C + Current Phase Angle,0,1,1,Degrees,Phasor,IPHA,Current Phase Angle,PA,-98.6,37.5,PPA:5489,2021-08-03 21:03:27
} | MaximumArchiveDays=90 | DesiredRemainingSpace=500,5490,GPA_MGPJU_500_PM_02-PM7:I,,201,8736f6c7-ad41-4b43-b4f6-e684e0d4ad20,MGPJU_500_PM_02,Mgpju_500_Pm_02,60,1,companyAcronym= | protocolName=IEEE C37.118.2-2011 | vendorAcronym= | vendorDeviceName= | interconnectionName=,,,,10,STTP,Streaming Telemetry Transport Protocol,1,7,LTMGJBA3_2_FA_P,I,+,0,MGPJU_500_PM_02-PM7,0.0,1.0,Mgpju_500_Pm_02 LTMGJBA3_2_FA_P + Current Magnitude,0,1,1,Amps,Phasor,IPHM,Current Magnitude,PM,-98.6,37.5,PPA:5490,2021-08-03 21:03:27
} | MaximumArchiveDays=90 | DesiredRemainingSpace=500,5491,GPA_MGPJU_500_PM_02-PA7:IH,,201,8736f6c7-ad41-4b43-b4f6-e684e0d4ad20,MGPJU_500_PM_02,Mgpju_500_Pm_02,60,1,companyAcronym= | protocolName=IEEE C37.118.2-2011 | vendorAcronym= | vendorDeviceName= | interconnectionName=,,,,10,STTP,Streaming Telemetry Transport Protocol,2,7,LTMGJBA3_2_FA_P,I,+,0,MGPJU_500_PM_02-PA7,0.0,1.0,Mgpju_500_Pm_02 LTMGJBA3_2_FA_P + Current Phase Angle,0,1,1,Degrees,Phasor,IPHA,Current Phase Angle,PA,-98.6,37.5,PPA:5491,2021-08-03 21:03:27
} | MaximumArchiveDays=90 | DesiredRemainingSpace=500,5492,GPA_MGPJU_500_PM_02-PM8:V,,201,8736f6c7-ad41-4b43-b4f6-e684e0d4ad20,MGPJU_500_PM_02,Mgpju_500_Pm_02,60,1,companyAcronym= | protocolName=IEEE C37.118.2-2011 | vendorAcronym= | vendorDeviceName= | interconnectionName=,,,,10,STTP,Streaming Telemetry Transport Protocol,3,8,LTMGJBA3_2_FV_P,V,+,0,MGPJU_500_PM_02-PM8,0.0,1.0,Mgpju_500_Pm_02 LTMGJBA3_2_FV_P + Voltage Magnitude,0,1,1,Volts,Phasor,VPHM,Voltage Magnitude,PM,-98.6,37.5,PPA:5492,2021-08-03 21:03:27
} | MaximumArchiveDays=90 | DesiredRemainingSpace=500,5493,GPA_MGPJU_500_PM_02-PA8:VH,,201,8736f6c7-ad41-4b43-b4f6-e684e0d4ad20,MGPJU_500_PM_02,Mgpju_500_Pm_02,60,1,companyAcronym= | protocolName=IEEE C37.118.2-2011 | vendorAcronym= | vendorDeviceName= | interconnectionName=,,,,10,STTP,Streaming Telemetry Transport Protocol,4,8,LTMGJBA3_2_FV_P,V,+,0,MGPJU_500_PM_02-PA8,0.0,1.0,Mgpju_500_Pm_02 LTMGJBA3_2_FV_P + Voltage Phase Angle,0,1,1,Degrees,Phasor,VPHA,Voltage Phase Angle,PA,-98.6,37.5,PPA:5493,2021-08-03 21:03:27
} | MaximumArchiveDays=90 | DesiredRemainingSpace=500,5494,GPA_BAIGT_500_PM_01:F,,202,8736f6c7-ad41-4b43-b4f6-e684e0d4ad20,BAIGT_500_PM_01,Baigt_500_Pm_01,60,1,companyAcronym= | protocolName=IEEE C37.118.2-2011 | vendorAcronym= | vendorDeviceName= | interconnectionName=,,,,10,STTP,Streaming Telemetry Transport Protocol,5,,,,,,BAIGT_500_PM_01-FQ,0.0,1.0,Baigt_500_Pm_01 Frequency,0,1,1,Hz,PMU,FREQ,Frequency,FQ,-98.6,37.5,PPA:5494,2021-08-03 21:03:27
} | MaximumArchiveDays=90 | DesiredRemainingSpace=500,5495,GPA_BAIGT_500_PM_01:DF,,202,8736f6c7-ad41-4b43-b4f6-e684e0d4ad20,BAIGT_500_PM_01,Baigt_500_Pm_01,60,1,companyAcronym= | protocolName=IEEE C37.118.2-2011 | vendorAcronym= | vendorDeviceName= | interconnectionName=,,,,10,STTP,Streaming Telemetry Transport Protocol,6,,,,,,BAIGT_500_PM_01-DF,0.0,1.0,Baigt_500_Pm_01 Frequency Delta (dF/dt),0,1,1,,PMU,DFDT,Frequency Delta (dF/dt),DF,-98.6,37.5,PPA:5495,2021-08-03 21:03:27
} | MaximumArchiveDays=90 | DesiredRemainingSpace=500,5496,GPA_BAIGT_500_PM_01:S,,202,8736f6c7-ad41-4b43-b4f6-e684e0d4ad20,BAIGT_500_PM_01,Baigt_500_Pm_01,60,1,companyAcronym= | protocolName=IEEE C37.118.2-2011 | vendorAcronym= | vendorDeviceName= | interconnectionName=,,,,10,STTP,Streaming Telemetry Transport Protocol,8,,,,,,BAIGT_500_PM_01-SF,0.0,1.0,Baigt_500_Pm_01 Status Flags,0,1,1,,PMU,FLAG,Status Flags,SF,-98.6,37.5,PPA:5496,2021-08-03 21:03:27
} | MaximumArchiveDays=90 | DesiredRemainingSpace=500,5497,GPA_BAIGT_500_PM_01-PM1:V,,202,8736f6c7-ad41-4b43-b4f6-e684e0d4ad20,BAIGT_500_PM_01,Baigt_500_Pm_01,60,1,companyAcronym= | protocolName=IEEE C37.118.2-2011 | vendorAcronym= | vendorDeviceName= | interconnectionName=,,,,10,STTP,Streaming Telemetry Transport Protocol,3,1,LTMGJBA3_L6_FV_A,V,+,0,BAIGT_500_PM_01-PM1,0.0,1.0,Baigt_500_Pm_01 LTMGJBA3_L6_FV_A + Voltage Magnitude,0,1,1,Volts,Phasor,VPHM,Voltage Magnitude,PM,-98.6,37.5,PPA:5497,2021-08-03 21:03:27
} | MaximumArchiveDays=90 | DesiredRemainingSpace=500,5498,GPA_BAIGT_500_PM_01-PA1:VH,,202,8736f6c7-ad41-4b43-b4f6-e684e0d4ad20,BAIGT_500_PM_01,Baigt_500_Pm_01,60,1,companyAcronym= | protocolName=IEEE C37.118.2-2011 | vendorAcronym= | vendorDeviceName= | interconnectionName=,,,,10,STTP,Streaming Telemetry Transport Protocol,4,1,LTMGJBA3_L6_FV_A,V,+,0,BAIGT_500_PM_01-PA1,0.0,1.0,Baigt_500_Pm_01 LTMGJBA3_L6_FV_A + Voltage Phase Angle,0,1,1,Degrees,Phasor,VPHA,Voltage Phase Angle,PA,-98.6,37.5,PPA:5498,2021-08-03 21:03:27
} | MaximumArchiveDays=90 | DesiredRemainingSpace=500,5499,GPA_BAIGT_500_PM_01-PM2:V,,202,8736f6c7-ad41-4b43-b4f6-e684e0d4ad20,BAIGT_500_PM_01,Baigt_500_Pm_01,60,1,companyAcronym= | protocolName=IEEE C37.118.2-2011 | vendorAcronym= | vendorDeviceName= | interconnectionName=,,,,10,STTP,Streaming Telemetry Transport Protocol,3,2,LTMGJBA3_L6_FV_B,V,+,0,BAIGT_500_PM_01-PM2,0.0,1.0,Baigt_500_Pm_01 LTMGJBA3_L6_FV_B + Voltage Magnitude,0,1,1,Volts,Phasor,VPHM,Voltage Magnitude,PM,-98.6,37.5,PPA:5499,2021-08-03 21:03:27
} | MaximumArchiveDays=90 | DesiredRemainingSpace=500,5500,GPA_BAIGT_500_PM_01-PA2:VH,,202,8736f6c7-ad41-4b43-b4f6-e684e0d4ad20,BAIGT_500_PM_01,Baigt_500_Pm_01,60,1,companyAcronym= | protocolName=IEEE C37.118.2-2011 | vendorAcronym= | vendorDeviceName= | interconnectionName=,,,,10,STTP,Streaming Telemetry Transport Protocol,4,2,LTMGJBA3_L6_FV_B,V,+,0,BAIGT_500_PM_01-PA2,0.0,1.0,Baigt_500_Pm_01 LTMGJBA3_L6_FV_B + Voltage Phase Angle,0,1,1,Degrees,Phasor,VPHA,Voltage Phase Angle,PA,-98.6,37.5,PPA:5500,2021-08-03 21:03:27
} | MaximumArchiveDays=90 | DesiredRemainingSpace=500,5501,GPA_BAIGT_500_PM_01-PM3:V,,202,8736f6c7-ad41-4b43-b4f6-e684e0d4ad20,BAIGT_500_PM_01,Baigt_500_Pm_01,60,1,companyAcronym= | protocolName=IEEE C37.118.2-2011 | vendorAcronym= | vendorDeviceName= | interconnectionName=,,,,10,STTP,Streaming Telemetry Transport Protocol,3,3,LTMGJBA3_L6_FV_C,V,+,0,BAIGT_500_PM_01-PM3,0.0,1.0,Baigt_500_Pm_01 LTMGJBA3_L6_FV_C + Voltage Magnitude,0,1,1,Volts,Phasor,VPHM,Voltage Magnitude,PM,-98.6,37.5,PPA:5501,2021-08-03 21:03:27
} | MaximumArchiveDays=90 | DesiredRemainingSpace=500,5502,GPA_BAIGT_500_PM_01-PA3:VH,,202,8736f6c7-ad41-4b43-b4f6-e684e0d4ad20,BAIGT_500_PM_01,Baigt_500_Pm_01,60,1,companyAcronym= | protocolName=IEEE C37.118.2-2011 | vendorAcronym= | vendorDeviceName= | interconnectionName=,,,,10,STTP,Streaming Telemetry Transport Protocol,4,3,LTMGJBA3_L6_FV_C,V,+,0,BAIGT_500_PM_01-PA3,0.0,1.0,Baigt_500_Pm_01 LTMGJBA3_L6_FV_C + Voltage Phase Angle,0,1,1,Degrees,Phasor,VPHA,Voltage Phase Angle,PA,-98.6,37.5,PPA:5502,2021-08-03 21:03:27
} | MaximumArchiveDays=90 | DesiredRemainingSpace=500,5503,GPA_BAIGT_500_PM_01-PM4:I,,202,8736f6c7-ad41-4b43-b4f6-e684e0d4ad20,BAIGT_500_PM_01,Baigt_500_Pm_01,60,1,companyAcronym= | protocolName=IEEE C37.118.2-2011 | vendorAcronym= | vendorDeviceName= | interconnectionName=,,,,10,STTP,Streaming Telemetry Transport Protocol,1,4,LTMGJBA3_L6_FA_A,I,+,0,BAIGT_500_PM_01-PM4,0.0,1.0,Baigt_500_Pm_01 LTMGJBA3_L6_FA_A + Current Magnitude,0,1,1,Amps,Phasor,IPHM,Current Magnitude,PM,-98.6,37.5,PPA:5503,2021-08-03 21:03:27
} | MaximumArchiveDays=90 | DesiredRemainingSpace=500,5504,GPA_BAIGT_500_PM_01-PA4:IH,,202,8736f6c7-ad41-4b43-b4f6-e684e0d4ad20,BAIGT_500_PM_01,Baigt_500_Pm_01,60,1,companyAcronym= | protocolName=IEEE C37.118.2-2011 | vendorAcronym= | vendorDeviceName= | interconnectionName=,,,,10,STTP,Streaming Telemetry Transport Protocol,2,4,LTMGJBA3_L6_FA_A,I,+,0,BAIGT_500_PM_01-PA4,0.0,1.0,Baigt_500_Pm_01 LTMGJBA3_L6_FA_A + Current Phase Angle,0,1,1,Degrees,Phasor,IPHA,Current Phase Angle,PA,-98.6,37.5,PPA:5504,2021-08-03 21:03:27
} | MaximumArchiveDays=90 | DesiredRemainingSpace=500,5505,GPA_BAIGT_500_PM_01-PM5:I,,202,8736f6c7-ad41-4b43-b4f6-e684e0d4ad20,BAIGT_500_PM_01,Baigt_500_Pm_01,60,1,companyAcronym= | protocolName=IEEE C37.118.2-2011 | vendorAcronym= | vendorDeviceName= | interconnectionName=,,,,10,STTP,Streaming Telemetry Transport Protocol,1,5,LTMGJBA3_L6_FA_B,I,+,0,BAIGT_500_PM_01-PM5,0.0,1.0,Baigt_500_Pm_01 LTMGJBA3_L6_FA_B + Current Magnitude,0,1,1,Amps,Phasor,IPHM,Current Magnitude,PM,-98.6,37.5,PPA:5505,2021-08-03 21:03:27
} | MaximumArchiveDays=90 | DesiredRemainingSpace=500,5506,GPA_BAIGT_500_PM_01-PA5:IH,,202,8736f6c7-ad41-4b43-b4f6-e684e0d4ad20,BAIGT_500_PM_01,Baigt_500_Pm_01,60,1,companyAcronym= | protocolName=IEEE C37.118.2-2011 | vendorAcronym= | vendorDeviceName= | interconnectionName=,,,,10,STTP,Streaming Telemetry Transport Protocol,2,5,LTMGJBA3_L6_FA_B,I,+,0,BAIGT_500_PM_01-PA5,0.0,1.0,Baigt_500_Pm_01 LTMGJBA3_L6_FA_B + Current Phase Angle,0,1,1,Degrees,Phasor,IPHA,Current Phase Angle,PA,-98.6,37.5,PPA:5506,2021-08-03 21:03:27
} | MaximumArchiveDays=90 | DesiredRemainingSpace=500,5507,GPA_BAIGT_500_PM_01-PM6:I,,202,8736f6c7-ad41-4b43-b4f6-e684e0d4ad20,BAIGT_500_PM_01,Baigt_500_Pm_01,60,1,companyAcronym= | protocolName=IEEE C37.118.2-2011 | vendorAcronym= | vendorDeviceName= | interconnectionName=,,,,10,STTP,Streaming Telemetry Transport Protocol,1,6,LTMGJBA3_L6_FA_C,I,+,0,BAIGT_500_PM_01-PM6,0.0,1.0,Baigt_500_Pm_01 LTMGJBA3_L6_FA_C + Current Magnitude,0,1,1,Amps,Phasor,IPHM,Current Magnitude,PM,-98.6,37.5,PPA:5507,2021-08-03 21:03:27
} | MaximumArchiveDays=90 | DesiredRemainingSpace=500,5508,GPA_BAIGT_500_PM_01-PA6:IH,,202,8736f6c7-ad41-4b43-b4f6-e684e0d4ad20,BAIGT_500_PM_01,Baigt_500_Pm_01,60,1,companyAcronym= | protocolName=IEEE C37.118.2-2011 | vendorAcronym= | vendorDeviceName= | interconnectionName=,,,,10,STTP,Streaming Telemetry Transport Protocol,2,6,LTMGJBA3_L6_FA_C,I,+,0,BAIGT_500_PM_01-PA6,0.0,1.0,Baigt_500_Pm_01 LTMGJBA3_L6_FA_C + Current Phase Angle,0,1,1,Degrees,Phasor,IPHA,Current Phase Angle,PA,-98.6,37.5,PPA:5508,2021-08-03 21:03:27
} | MaximumArchiveDays=90 | DesiredRemainingSpace=500,5509,GPA_BAIGT_500_PM_01-PM7:V,,202,8736f6c7-ad41-4b43-b4f6-e684e0d4ad20,BAIGT_500_PM_01,Baigt_500_Pm_01,60,1,companyAcronym= | protocolName=IEEE C37.118.2-2011 | vendorAcronym= | vendorDeviceName= | interconnectionName=,,,,10,STTP,Streaming Telemetry Transport Protocol,3,7,LTMGJBA3_L6_FV_P,V,+,0,BAIGT_500_PM_01-PM7,0.0,1.0,Baigt_500_Pm_01 LTMGJBA3_L6_FV_P + Voltage Magnitude,0,1,1,Volts,Phasor,VPHM,Voltage Magnitude,PM,-98.6,37.5,PPA:5509,2021-08-03 21:03:27
} | MaximumArchiveDays=90 | DesiredRemainingSpace=500,5510,GPA_BAIGT_500_PM_01-PA7:VH,,202,8736f6c7-ad41-4b43-b4f6-e684e0d4ad20,BAIGT_500_PM_01,Baigt_500_Pm_01,60,1,companyAcronym= | protocolName=IEEE C37.118.2-2011 | vendorAcronym= | vendorDeviceName= | interconnectionName=,,,,10,STTP,Streaming Telemetry Transport Protocol,4,7,LTMGJBA3_L6_FV_P,V,+,0,BAIGT_500_PM_01-PA7,0.0,1.0,Baigt_500_Pm_01 LTMGJBA3_L6_FV_P + Voltage Phase Angle,0,1,1,Degrees,Phasor,VPHA,Voltage Phase Angle,PA,-98.6,37.5,PPA:5510,2021-08-03 21:03:27
} | MaximumArchiveDays=90 | DesiredRemainingSpace=500,5511,GPA_BAIGT_500_PM_01-PM8:I,,202,8736f6c7-ad41-4b43-b4f6-e684e0d4ad20,BAIGT_500_PM_01,Baigt_500_Pm_01,60,1,companyAcronym= | protocolName=IEEE C37.118.2-2011 | vendorAcronym= | vendorDeviceName= | interconnectionName=,,,,10,STTP,Streaming Telemetry Transport Protocol,1,8,LTMGJBA3_L6_FA_P,I,+,0,BAIGT_500_PM_01-PM8,0.0,1.0,Baigt_500_Pm_01 LTMGJBA3_L6_FA_P + Current Magnitude,0,1,1,Amps,Phasor,IPHM,Current Magnitude,PM,-98.6,37.5,PPA:5511,2021-08-03 21:03:27
} | MaximumArchiveDays=90 | DesiredRemainingSpace=500,5512,GPA_BAIGT_500_PM_01-PA8:IH,,202,8736f6c7-ad41-4b43-b4f6-e684e0d4ad20,BAIGT_500_PM_01,Baigt_500_Pm_01,60,1,companyAcronym= | protocolName=IEEE C37.118.2-2011 | vendorAcronym= | vendorDeviceName= | interconnectionName=,,,,10,STTP,Streaming Telemetry Transport Protocol,2,8,LTMGJBA3_L6_FA_P,I,+,0,BAIGT_500_PM_01-PA8,0.0,1.0,Baigt_500_Pm_01 LTMGJBA3_L6_FA_P + Current Phase Angle,0,1,1,Degrees,Phasor,IPHA,Current Phase Angle,PA,-98.6,37.5,PPA:5512,2021-08-03 21:03:27
} | MaximumArchiveDays=90 | DesiredRemainingSpace=500,5513,GPA_BAIGT_500_PM_02:F,,203,8736f6c7-ad41-4b43-b4f6-e684e0d4ad20,BAIGT_500_PM_02,Baigt_500_Pm_02,60,1,companyAcronym= | protocolName=IEEE C37.118.2-2011 | vendorAcronym= | vendorDeviceName= | interconnectionName=,,,,10,STTP,Streaming Telemetry Transport Protocol,5,,,,,,BAIGT_500_PM_02-FQ,0.0,1.0,Baigt_500_Pm_02 Frequency,0,1,1,Hz,PMU,FREQ,Frequency,FQ,-98.6,37.5,PPA:5513,2021-08-03 21:03:27
} | MaximumArchiveDays=90 | DesiredRemainingSpace=500,5514,GPA_BAIGT_500_PM_02:DF,,203,8736f6c7-ad41-4b43-b4f6-e684e0d4ad20,BAIGT_500_PM_02,Baigt_500_Pm_02,60,1,companyAcronym= | protocolName=IEEE C37.118.2-2011 | vendorAcronym= | vendorDeviceName= | interconnectionName=,,,,10,STTP,Streaming Telemetry Transport Protocol,6,,,,,,BAIGT_500_PM_02-DF,0.0,1.0,Baigt_500_Pm_02 Frequency Delta (dF/dt),0,1,1,,PMU,DFDT,Frequency Delta (dF/dt),DF,-98.6,37.5,PPA:5514,2021-08-03 21:03:27
} | MaximumArchiveDays=90 | DesiredRemainingSpace=500,5515,GPA_BAIGT_500_PM_02:S,,203,8736f6c7-ad41-4b43-b4f6-e684e0d4ad20,BAIGT_500_PM_02,Baigt_500_Pm_02,60,1,companyAcronym= | protocolName=IEEE C37.118.2-2011 | vendorAcronym= | vendorDeviceName= | interconnectionName=,,,,10,STTP,Streaming Telemetry Transport Protocol,8,,,,,,BAIGT_500_PM_02-SF,0.0,1.0,Baigt_500_Pm_02 Status Flags,0,1,1,,PMU,FLAG,Status Flags,SF,-98.6,37.5,PPA:5515,2021-08-03 21:03:27
} | MaximumArchiveDays=90 | DesiredRemainingSpace=500,5516,GPA_BAIGT_500_PM_02-PM1:V,,203,8736f6c7-ad41-4b43-b4f6-e684e0d4ad20,BAIGT_500_PM_02,Baigt_500_Pm_02,60,1,companyAcronym= | protocolName=IEEE C37.118.2-2011 | vendorAcronym= | vendorDeviceName= | interconnectionName=,,,,10,STTP,Streaming Telemetry Transport Protocol,3,1,LTMGJBA3_2_FV_A,V,+,0,BAIGT_500_PM_02-PM1,0.0,1.0,Baigt_500_Pm_02 LTMGJBA3_2_FV_A + Voltage Magnitude,0,1,1,Volts,Phasor,VPHM,Voltage Magnitude,PM,-98.6,37.5,PPA:5516,2021-08-03 21:03:27
} | MaximumArchiveDays=90 | DesiredRemainingSpace=500,5517,GPA_BAIGT_500_PM_02-PA1:VH,,203,8736f6c7-ad41-4b43-b4f6-e684e0d4ad20,BAIGT_500_PM_02,Baigt_500_Pm_02,60,1,companyAcronym= | protocolName=IEEE C37.118.2-2011 | vendorAcronym= | vendorDeviceName= | interconnectionName=,,,,10,STTP,Streaming Telemetry Transport Protocol,4,1,LTMGJBA3_2_FV_A,V,+,0,BAIGT_500_PM_02-PA1,0.0,1.0,Baigt_500_Pm_02 LTMGJBA3_2_FV_A + Voltage Phase Angle,0,1,1,Degrees,Phasor,VPHA,Voltage Phase Angle,PA,-98.6,37.5,PPA:5517,2021-08-03 21:03:27
} | MaximumArchiveDays=90 | DesiredRemainingSpace=500,5518,GPA_BAIGT_500_PM_02-PM2:V,,203,8736f6c7-ad41-4b43-b4f6-e684e0d4ad20,BAIGT_500_PM_02,Baigt_500_Pm_02,60,1,companyAcronym= | protocolName=IEEE C37.118.2-2011 | vendorAcronym= | vendorDeviceName= | interconnectionName=,,,,10,STTP,Streaming Telemetry Transport Protocol,3,2,LTMGJBA3_2_FV_B,V,+,0,BAIGT_500_PM_02-PM2,0.0,1.0,Baigt_500_Pm_02 LTMGJBA3_2_FV_B + Voltage Magnitude,0,1,1,Volts,Phasor,VPHM,Voltage Magnitude,PM,-98.6,37.5,PPA:5518,2021-08-03 21:03:27
} | MaximumArchiveDays=90 | DesiredRemainingSpace=500,5519,GPA_BAIGT_500_PM_02-PA2:VH,,203,8736f6c7-ad41-4b43-b4f6-e684e0d4ad20,BAIGT_500_PM_02,Baigt_500_Pm_02,60,1,companyAcronym= | protocolName=IEEE C37.118.2-2011 | vendorAcronym= | vendorDeviceName= | interconnectionName=,,,,10,STTP,Streaming Telemetry Transport Protocol,4,2,LTMGJBA3_2_FV_B,V,+,0,BAIGT_500_PM_02-PA2,0.0,1.0,Baigt_500_Pm_02 LTMGJBA3_2_FV_B + Voltage Phase Angle,0,1,1,Degrees,Phasor,VPHA,Voltage Phase Angle,PA,-98.6,37.5,PPA:5519,2021-08-03 21:03:27
} | MaximumArchiveDays=90 | DesiredRemainingSpace=500,5520,GPA_BAIGT_500_PM_02-PM3:V,,203,8736f6c7-ad41-4b43-b4f6-e684e0d4ad20,BAIGT_500_PM_02,Baigt_500_Pm_02,60,1,companyAcronym= | protocolName=IEEE C37.118.2-2011 | vendorAcronym= | vendorDeviceName= | interconnectionName=,,,,10,STTP,Streaming Telemetry Transport Protocol,3,3,LTMGJBA3_2_FV_C,V,+,0,BAIGT_500_PM_02-PM3,0.0,1.0,Baigt_500_Pm_02 LTMGJBA3_2_FV_C + Voltage Magnitude,0,1,1,Volts,Phasor,VPHM,Voltage Magnitude,PM,-98.6,37.5,PPA:5520,2021-08-03 21:03:27
} | MaximumArchiveDays=90 | DesiredRemainingSpace=500,5521,GPA_BAIGT_500_PM_02-PA3:VH,,203,8736f6c7-ad41-4b43-b4f6-e684e0d4ad20,BAIGT_500_PM_02,Baigt_500_Pm_02,60,1,companyAcronym= | protocolName=IEEE C37.118.2-2011 | vendorAcronym= | vendorDeviceName= | interconnectionName=,,,,10,STTP,Streaming Telemetry Transport Protocol,4,3,LTMGJBA3_2_FV_C,V,+,0,BAIGT_500_PM_02-PA3,0.0,1.0,Baigt_500_Pm_02 LTMGJBA3_2_FV_C + Voltage Phase Angle,0,1,1,Degrees,Phasor,VPHA,Voltage Phase Angle,PA,-98.6,37.5,PPA:5521,2021-08-03 21:03:27
} | MaximumArchiveDays=90 | DesiredRemainingSpace=500,5522,GPA_BAIGT_500_PM_02-PM4:I,,203,8736f6c7-ad41-4b43-b4f6-e684e0d4ad20,BAIGT_500_PM_02,Baigt_500_Pm_02,60,1,companyAcronym= | protocolName=IEEE C37.118.2-2011 | vendorAcronym= | vendorDeviceName= | interconnectionName=,,,,10,STTP,Streaming Telemetry Transport Protocol,1,4,LTMGJBA3_2_FA_A,I,+,0,BAIGT_500_PM_02-PM4,0.0,1.0,Baigt_500_Pm_02 LTMGJBA3_2_FA_A + Current Magnitude,0,1,1,Amps,Phasor,IPHM,Current Magnitude,PM,-98.6,37.5,PPA:5522,2021-08-03 21:03:27
} | MaximumArchiveDays=90 | DesiredRemainingSpace=500,5523,GPA_BAIGT_500_PM_02-PA4:IH,,203,8736f6c7-ad41-4b43-b4f6-e684e0d4ad20,BAIGT_500_PM_02,Baigt_500_Pm_02,60,1,companyAcronym= | protocolName=IEEE C37.118.2-2011 | vendorAcronym= | vendorDeviceName= | interconnectionName=,,,,10,STTP,Streaming Telemetry Transport Protocol,2,4,LTMGJBA3_2_FA_A,I,+,0,BAIGT_500_PM_02-PA4,0.0,1.0,Baigt_500_Pm_02 LTMGJBA3_2_FA_A + Current Phase Angle,0,1,1,Degrees,Phasor,IPHA,Current Phase Angle,PA,-98.6,37.5,PPA:5523,2021-08-03 21:03:27
} | MaximumArchiveDays=90 | DesiredRemainingSpace=500,5524,GPA_BAIGT_500_PM_02-PM5:I,,203,8736f6c7-ad41-4b43-b4f6-e684e0d4ad20,BAIGT_500_PM_02,Baigt_500_Pm_02,60,1,companyAcronym= | protocolName=IEEE C37.118.2-2011 | vendorAcronym= | vendorDeviceName= | interconnectionName=,,,,10,STTP,Streaming Telemetry Transport Protocol,1,5,LTMGJBA3_2_FA_B,I,+,0,BAIGT_500_PM_02-PM5,0.0,1.0,Baigt_500_Pm_02 LTMGJBA3_2_FA_B + Current Magnitude,0,1,1,Amps,Phasor,IPHM,Current Magnitude,PM,-98.6,37.5,PPA:5524,2021-08-03 21:03:27
} | MaximumArchiveDays=90 | DesiredRemainingSpace=500,5525,GPA_BAIGT_500_PM_02-PA5:IH,,203,8736f6c7-ad41-4b43-b4f6-e684e0d4ad20,BAIGT_500_PM_02,Baigt_500_Pm_02,60,1,companyAcronym= | protocolName=IEEE C37.118.2-2011 | vendorAcronym= | vendorDeviceName= | interconnectionName=,,,,10,STTP,Streaming Telemetry Transport Protocol,2,5,LTMGJBA3_2_FA_B,I,+,0,BAIGT_500_PM_02-PA5,0.0,1.0,Baigt_500_Pm_02 LTMGJBA3_2_FA_B + Current Phase Angle,0,1,1,Degrees,Phasor,IPHA,Current Phase Angle,PA,-98.6,37.5,PPA:5525,2021-08-03 21:03:27
} | MaximumArchiveDays=90 | DesiredRemainingSpace=500,5526,GPA_BAIGT_500_PM_02-PM6:I,,203,8736f6c7-ad41-4b43-b4f6-e684e0d4ad20,BAIGT_500_PM_02,Baigt_500_Pm_02,60,1,companyAcronym= | protocolName=IEEE C37.118.2-2011 | vendorAcronym= | vendorDeviceName= | interconnectionName=,,,,10,STTP,Streaming Telemetry Transport Protocol,1,6,LTMGJBA3_2_FA_C,I,+,0,BAIGT_500_PM_02-PM6,0.0,1.0,Baigt_500_Pm_02 LTMGJBA3_2_FA_C + Current Magnitude,0,1,1,Amps,Phasor,IPHM,Current Magnitude,PM,-98.6,37.5,PPA:5526,2021-08-03 21:03:27
} | MaximumArchiveDays=90 | DesiredRemainingSpace=500,5527,GPA_BAIGT_500_PM_02-PA6:IH,,203,8736f6c7-ad41-4b43-b4f6-e684e0d4ad20,BAIGT_500_PM_02,Baigt_500_Pm_02,60,1,companyAcronym= | protocolName=IEEE C37.118.2-2011 | vendorAcronym= | vendorDeviceName= | interconnectionName=,,,,10,STTP,Streaming Telemetry Transport Protocol,2,6,LTMGJBA3_2_FA_C,I,+,0,BAIGT_500_PM_02-PA6,0.0,1.0,Baigt_500_Pm_02 LTMGJBA3_2_FA_C + Current Phase Angle,0,1,1,Degrees,Phasor,IPHA,Current Phase Angle,PA,-98.6,37.5,PPA:5527,2021-08-03 21:03:27
} | MaximumArchiveDays=90 | DesiredRemainingSpace=500,5528,GPA_BAIGT_500_PM_02-PM7:V,,203,8736f6c7-ad41-4b43-b4f6-e684e0d4ad20,BAIGT_500_PM_02,Baigt_500_Pm_02,60,1,companyAcronym= | protocolName=IEEE C37.118.2-2011 | vendorAcronym= | vendorDeviceName= | interconnectionName=,,,,10,STTP,Streaming Telemetry Transport Protocol,3,7,LTMGJBA3_2_FV_P,V,+,0,BAIGT_500_PM_02-PM7,0.0,1.0,Baigt_500_Pm_02 LTMGJBA3_2_FV_P + Voltage Magnitude,0,1,1,Volts,Phasor,VPHM,Voltage Magnitude,PM,-98.6,37.5,PPA:5528,2021-08-03 21:03:27
} | MaximumArchiveDays=90 | DesiredRemainingSpace=500,5529,GPA_BAIGT_500_PM_02-PA7:VH,,203,8736f6c7-ad41-4b43-b4f6-e684e0d4ad20,BAIGT_500_PM_02,Baigt_500_Pm_02,60,1,companyAcronym= | protocolName=IEEE C37.118.2-2011 | vendorAcronym= | vendorDeviceName= | interconnectionName=,,,,10,STTP,Streaming Telemetry Transport Protocol,4,7,LTMGJBA3_2_FV_P,V,+,0,BAIGT_500_PM_02-PA7,0.0,1.0,Baigt_500_Pm_02 LTMGJBA3_2_FV_P + Voltage Phase Angle,0,1,1,Degrees,Phasor,VPHA,Voltage Phase Angle,PA,-98.6,37.5,PPA:5529,2021-08-03 21:03:27
} | MaximumArchiveDays=90 | DesiredRemainingSpace=500,5530,GPA_BAIGT_500_PM_02-PM8:I,,203,8736f6c7-ad41-4b43-b4f6-e684e0d4ad20,BAIGT_500_PM_02,Baigt_500_Pm_02,60,1,companyAcronym= | protocolName=IEEE C37.118.2-2011 | vendorAcronym= | vendorDeviceName= | interconnectionName=,,,,10,STTP,Streaming Telemetry Transport Protocol,1,8,LTMGJBA3_2_FA_P,I,+,0,BAIGT_500_PM_02-PM8,0.0,1.0,Baigt_500_Pm_02 LTMGJBA3_2_FA_P + Current Magnitude,0,1,1,Amps,Phasor,IPHM,Current Magnitude,PM,-98.6,37.5,PPA:5530,2021-08-03 21:03:27
} | MaximumArchiveDays=90 | DesiredRemainingSpace=500,5531,GPA_BAIGT_500_PM_02-PA8:IH,,203,8736f6c7-ad41-4b43-b4f6-e684e0d4ad20,BAIGT_500_PM_02,Baigt_500_Pm_02,60,1,companyAcronym= | protocolName=IEEE C37.118.2-2011 | vendorAcronym= | vendorDeviceName= | interconnectionName=,,,,10,STTP,Streaming Telemetry Transport Protocol,2,8,LTMGJBA3_2_FA_P,I,+,0,BAIGT_500_PM_02-PA8,0.0,1.0,Baigt_500_Pm_02 LTMGJBA3_2_FA_P + Current Phase Angle,0,1,1,Degrees,Phasor,IPHA,Current Phase Angle,PA,-98.6,37.5,PPA:5531,2021-08-03 21:03:27
} | MaximumArchiveDays=90 | DesiredRemainingSpace=500,5532,GPA_BABTR_500_PM_06:F,,204,8736f6c7-ad41-4b43-b4f6-e684e0d4ad20,BABTR_500_PM_06,Babtr_500_Pm_06,60,1,companyAcronym= | protocolName=IEEE C37.118.2-2011 | vendorAcronym= | vendorDeviceName= | interconnectionName=,,,,10,STTP,Streaming Telemetry Transport Protocol,5,,,,,,BABTR_500_PM_06-FQ,0.0,1.0,Babtr_500_Pm_06 Frequency,0,1,1,Hz,PMU,FREQ,Frequency,FQ,-98.6,37.5,PPA:5532,2021-08-03 21:03:27
} | MaximumArchiveDays=90 | DesiredRemainingSpace=500,5533,GPA_BABTR_500_PM_06:DF,,204,8736f6c7-ad41-4b43-b4f6-e684e0d4ad20,BABTR_500_PM_06,Babtr_500_Pm_06,60,1,companyAcronym= | protocolName=IEEE C37.118.2-2011 | vendorAcronym= | vendorDeviceName= | interconnectionName=,,,,10,STTP,Streaming Telemetry Transport Protocol,6,,,,,,BABTR_500_PM_06-DF,0.0,1.0,Babtr_500_Pm_06 Frequency Delta (dF/dt),0,1,1,,PMU,DFDT,Frequency Delta (dF/dt),DF,-98.6,37.5,PPA:5533,2021-08-03 21:03:27
} | MaximumArchiveDays=90 | DesiredRemainingSpace=500,5534,GPA_BABTR_500_PM_06:S,,204,8736f6c7-ad41-4b43-b4f6-e684e0d4ad20,BABTR_500_PM_06,Babtr_500_Pm_06,60,1,companyAcronym= | protocolName=IEEE C37.118.2-2011 | vendorAcronym= | vendorDeviceName= | interconnectionName=,,,,10,STTP,Streaming Telemetry Transport Protocol,8,,,,,,BABTR_500_PM_06-SF,0.0,1.0,Babtr_500_Pm_06 Status Flags,0,1,1,,PMU,FLAG,Status Flags,SF,-98.6,37.5,PPA:5534,2021-08-03 21:03:27
} | MaximumArchiveDays=90 | DesiredRemainingSpace=500,5535,GPA_BABTR_500_PM_06-PM1:V,,204,8736f6c7-ad41-4b43-b4f6-e684e0d4ad20,BABTR_500_PM_06,Babtr_500_Pm_06,60,1,companyAcronym= | protocolName=IEEE C37.118.2-2011 | vendorAcronym= | vendorDeviceName= | interconnectionName=,,,,10,STTP,Streaming Telemetry Transport Protocol,3,1,LTPIQND_L2_FV_A,V,+,0,BABTR_500_PM_06-PM1,0.0,1.0,Babtr_500_Pm_06 LTPIQND_L2_FV_A + Voltage Magnitude,0,1,1,Volts,Phasor,VPHM,Voltage Magnitude,PM,-98.6,37.5,PPA:5535,2021-08-03 21:03:27
} | MaximumArchiveDays=90 | DesiredRemainingSpace=500,5536,GPA_BABTR_500_PM_06-PA1:VH,,204,8736f6c7-ad41-4b43-b4f6-e684e0d4ad20,BABTR_500_PM_06,Babtr_500_Pm_06,60,1,companyAcronym= | protocolName=IEEE C37.118.2-2011 | vendorAcronym= | vendorDeviceName= | interconnectionName=,,,,10,STTP,Streaming Telemetry Transport Protocol,4,1,LTPIQND_L2_FV_A,V,+,0,BABTR_500_PM_06-PA1,0.0,1.0,Babtr_500_Pm_06 LTPIQND_L2_FV_A + Voltage Phase Angle,0,1,1,Degrees,Phasor,VPHA,Voltage Phase Angle,PA,-98.6,37.5,PPA:5536,2021-08-03 21:03:27
} | MaximumArchiveDays=90 | DesiredRemainingSpace=500,5537,GPA_BABTR_500_PM_06-PM2:V,,204,8736f6c7-ad41-4b43-b4f6-e684e0d4ad20,BABTR_500_PM_06,Babtr_500_Pm_06,60,1,companyAcronym= | protocolName=IEEE C37.118.2-2011 | vendorAcronym= | vendorDeviceName= | interconnectionName=,,,,10,STTP,Streaming Telemetry Transport Protocol,3,2,LTPIQND_L2_FV_B,V,+,0,BABTR_500_PM_06-PM2,0.0,1.0,Babtr_500_Pm_06 LTPIQND_L2_FV_B + Voltage Magnitude,0,1,1,Volts,Phasor,VPHM,Voltage Magnitude,PM,-98.6,37.5,PPA:5537,2021-08-03 21:03:27
} | MaximumArchiveDays=90 | DesiredRemainingSpace=500,5538,GPA_BABTR_500_PM_06-PA2:VH,,204,8736f6c7-ad41-4b43-b4f6-e684e0d4ad20,BABTR_500_PM_06,Babtr_500_Pm_06,60,1,companyAcronym= | protocolName=IEEE C37.118.2-2011 | vendorAcronym= | vendorDeviceName= | interconnectionName=,,,,10,STTP,Streaming Telemetry Transport Protocol,4,2,LTPIQND_L2_FV_B,V,+,0,BABTR_500_PM_06-PA2,0.0,1.0,Babtr_500_Pm_06 LTPIQND_L2_FV_B + Voltage Phase Angle,0,1,1,Degrees,Phasor,VPHA,Voltage Phase Angle,PA,-98.6,37.5,PPA:5538,2021-08-03 21:03:27
} | MaximumArchiveDays=90 | DesiredRemainingSpace=500,5539,GPA_BABTR_500_PM_06-PM3:V,,204,8736f6c7-ad41-4b43-b4f6-e684e0d4ad20,BABTR_500_PM_06,Babtr_500_Pm_06,60,1,companyAcronym= | protocolName=IEEE C37.118.2-2011 | vendorAcronym= | vendorDeviceName= | interconnectionName=,,,,10,STTP,Streaming Telemetry Transport Protocol,3,3,LTPIQND_L2_FV_C,V,+,0,BABTR_500_PM_06-PM3,0.0,1.0,Babtr_500_Pm_06 LTPIQND_L2_FV_C + Voltage Magnitude,0,1,1,Volts,Phasor,VPHM,Voltage Magnitude,PM,-98.6,37.5,PPA:5539,2021-08-03 21:03:27
} | MaximumArchiveDays=90 | DesiredRemainingSpace=500,5540,GPA_BABTR_500_PM_06-PA3:VH,,204,8736f6c7-ad41-4b43-b4f6-e684e0d4ad20,BABTR_500_PM_06,Babtr_500_Pm_06,60,1,companyAcronym= | protocolName=IEEE C37.118.2-2011 | vendorAcronym= | vendorDeviceName= | interconnectionName=,,,,10,STTP,Streaming Telemetry Transport Protocol,4,3,LTPIQND_L2_FV_C,V,+,0,BABTR_500_PM_06-PA3,0.0,1.0,Babtr_500_Pm_06 LTPIQND_L2_FV_C + Voltage Phase Angle,0,1,1,Degrees,Phasor,VPHA,Voltage Phase Angle,PA,-98.6,37.5,PPA:5540,2021-08-03 21:03:27
} | MaximumArchiveDays=90 | DesiredRemainingSpace=500,5541,GPA_BABTR_500_PM_06-PM4:I,,204,8736f6c7-ad41-4b43-b4f6-e684e0d4ad20,BABTR_500_PM_06,Babtr_500_Pm_06,60,1,companyAcronym= | protocolName=IEEE C37.118.2-2011 | vendorAcronym= | vendorDeviceName= | interconnectionName=,,,,10,STTP,Streaming Telemetry Transport Protocol,1,4,LTPIQND_L2_FA_A,I,+,0,BABTR_500_PM_06-PM4,0.0,1.0,Babtr_500_Pm_06 LTPIQND_L2_FA_A + Current Magnitude,0,1,1,Amps,Phasor,IPHM,Current Magnitude,PM,-98.6,37.5,PPA:5541,2021-08-03 21:03:27
} | MaximumArchiveDays=90 | DesiredRemainingSpace=500,5542,GPA_BABTR_500_PM_06-PA4:IH,,204,8736f6c7-ad41-4b43-b4f6-e684e0d4ad20,BABTR_500_PM_06,Babtr_500_Pm_06,60,1,companyAcronym= | protocolName=IEEE C37.118.2-2011 | vendorAcronym= | vendorDeviceName= | interconnectionName=,,,,10,STTP,Streaming Telemetry Transport Protocol,2,4,LTPIQND_L2_FA_A,I,+,0,BABTR_500_PM_06-PA4,0.0,1.0,Babtr_500_Pm_06 LTPIQND_L2_FA_A + Current Phase Angle,0,1,1,Degrees,Phasor,IPHA,Current Phase Angle,PA,-98.6,37.5,PPA:5542,2021-08-03 21:03:27
} | MaximumArchiveDays=90 | DesiredRemainingSpace=500,5543,GPA_BABTR_500_PM_06-PM5:I,,204,8736f6c7-ad41-4b43-b4f6-e684e0d4ad20,BABTR_500_PM_06,Babtr_500_Pm_06,60,1,companyAcronym= | protocolName=IEEE C37.118.2-2011 | vendorAcronym= | vendorDeviceName= | interconnectionName=,,,,10,STTP,Streaming Telemetry Transport Protocol,1,5,LTPIQND_L2_FA_B,I,+,0,BABTR_500_PM_06-PM5,0.0,1.0,Babtr_500_Pm_06 LTPIQND_L2_FA_B + Current Magnitude,0,1,1,Amps,Phasor,IPHM,Current Magnitude,PM,-98.6,37.5,PPA:5543,2021-08-03 21:03:27
} | MaximumArchiveDays=90 | DesiredRemainingSpace=500,5544,GPA_BABTR_500_PM_06-PA5:IH,,204,8736f6c7-ad41-4b43-b4f6-e684e0d4ad20,BABTR_500_PM_06,Babtr_500_Pm_06,60,1,companyAcronym= | protocolName=IEEE C37.118.2-2011 | vendorAcronym= | vendorDeviceName= | interconnectionName=,,,,10,STTP,Streaming Telemetry Transport Protocol,2,5,LTPIQND_L2_FA_B,I,+,0,BABTR_500_PM_06-PA5,0.0,1.0,Babtr_500_Pm_06 LTPIQND_L2_FA_B + Current Phase Angle,0,1,1,Degrees,Phasor,IPHA,Current Phase Angle,PA,-98.6,37.5,PPA:5544,2021-08-03 21:03:27
} | MaximumArchiveDays=90 | DesiredRemainingSpace=500,5545,GPA_BABTR_500_PM_06-PM6:I,,204,8736f6c7-ad41-4b43-b4f6-e684e0d4ad20,BABTR_500_PM_06,Babtr_500_Pm_06,60,1,companyAcronym= | protocolName=IEEE C37.118.2-2011 | vendorAcronym= | vendorDeviceName= | interconnectionName=,,,,10,STTP,Streaming Telemetry Transport Protocol,1,6,LTPIQND_L2_FA_C,I,+,0,BABTR_500_PM_06-PM6,0.0,1.0,Babtr_500_Pm_06 LTPIQND_L2_FA_C + Current Magnitude,0,1,1,Amps,Phasor,IPHM,Current Magnitude,PM,-98.6,37.5,PPA:5545,2021-08-03 21:03:27
} | MaximumArchiveDays=90 | DesiredRemainingSpace=500,5546,GPA_BABTR_500_PM_06-PA6:IH,,204,8736f6c7-ad41-4b43-b4f6-e684e0d4ad20,BABTR_500_PM_06,Babtr_500_Pm_06,60,1,companyAcronym= | protocolName=IEEE C37.118.2-2011 | vendorAcronym= | vendorDeviceName= | interconnectionName=,,,,10,STTP,Streaming Telemetry Transport Protocol,2,6,LTPIQND_L2_FA_C,I,+,0,BABTR_500_PM_06-PA6,0.0,1.0,Babtr_500_Pm_06 LTPIQND_L2_FA_C + Current Phase Angle,0,1,1,Degrees,Phasor,IPHA,Current Phase Angle,PA,-98.6,37.5,PPA:5546,2021-08-03 21:03:27
} | MaximumArchiveDays=90 | DesiredRemainingSpace=500,5547,GPA_BABTR_500_PM_06-PM7:V,,204,8736f6c7-ad41-4b43-b4f6-e684e0d4ad20,BABTR_500_PM_06,Babtr_500_Pm_06,60,1,companyAcronym= | protocolName=IEEE C37.118.2-2011 | vendorAcronym= | vendorDeviceName= | interconnectionName=,,,,10,STTP,Streaming Telemetry Transport Protocol,3,7,LTPIQND_L2_FV_P,V,+,0,BABTR_500_PM_06-PM7,0.0,1.0,Babtr_500_Pm_06 LTPIQND_L2_FV_P + Voltage Magnitude,0,1,1,Volts,Phasor,VPHM,Voltage Magnitude,PM,-98.6,37.5,PPA:5547,2021-08-03 21:03:27
} | MaximumArchiveDays=90 | DesiredRemainingSpace=500,5548,GPA_BABTR_500_PM_06-PA7:VH,,204,8736f6c7-ad41-4b43-b4f6-e684e0d4ad20,BABTR_500_PM_06,Babtr_500_Pm_06,60,1,companyAcronym= | protocolName=IEEE C37.118.2-2011 | vendorAcronym= | vendorDeviceName= | interconnectionName=,,,,10,STTP,Streaming Telemetry Transport Protocol,4,7,LTPIQND_L2_FV_P,V,+,0,BABTR_500_PM_06-PA7,0.0,1.0,Babtr_500_Pm_06 LTPIQND_L2_FV_P + Voltage Phase Angle,0,1,1,Degrees,Phasor,VPHA,Voltage Phase Angle,PA,-98.6,37.5,PPA:5548,2021-08-03 21:03:27
} | MaximumArchiveDays=90 | DesiredRemainingSpace=500,5549,GPA_BABTR_500_PM_06-PM8:I,,204,8736f6c7-ad41-4b43-b4f6-e684e0d4ad20,BABTR_500_PM_06,Babtr_500_Pm_06,60,1,companyAcronym= | protocolName=IEEE C37.118.2-2011 | vendorAcronym= | vendorDeviceName= | interconnectionName=,,,,10,STTP,Streaming Telemetry Transport Protocol,1,8,LTPIQND_L2_FA_P,I,+,0,BABTR_500_PM_06-PM8,0.0,1.0,Babtr_500_Pm_06 LTPIQND_L2_FA_P + Current Magnitude,0,1,1,Amps,Phasor,IPHM,Current Magnitude,PM,-98.6,37.5,PPA:5549,2021-08-03 21:03:27
} | MaximumArchiveDays=90 | DesiredRemainingSpace=500,5550,GPA_BABTR_500_PM_06-PA8:IH,,204,8736f6c7-ad41-4b43-b4f6-e684e0d4ad20,BABTR_500_PM_06,Babtr_500_Pm_06,60,1,companyAcronym= | protocolName=IEEE C37.118.2-2011 | vendorAcronym= | vendorDeviceName= | interconnectionName=,,,,10,STTP,Streaming Telemetry Transport Protocol,2,8,LTPIQND_L2_FA_P,I,+,0,BABTR_500_PM_06-PA8,0.0,1.0,Babtr_500_Pm_06 LTPIQND_L2_FA_P + Current Phase Angle,0,1,1,Degrees,Phasor,IPHA,Current Phase Angle,PA,-98.6,37.5,PPA:5550,2021-08-03 21:03:27
} | MaximumArchiveDays=90 | DesiredRemainingSpace=500,5551,GPA_PIQND_500_PM_01:F,,205,8736f6c7-ad41-4b43-b4f6-e684e0d4ad20,PIQND_500_PM_01,Piqnd_500_Pm_01,60,1,companyAcronym= | protocolName=IEEE C37.118.2-2011 | vendorAcronym= | vendorDeviceName= | interconnectionName=,,,,10,STTP,Streaming Telemetry Transport Protocol,5,,,,,,PIQND_500_PM_01-FQ,0.0,1.0,Piqnd_500_Pm_01 Frequency,0,1,1,Hz,PMU,FREQ,Frequency,FQ,-98.6,37.5,PPA:5551,2021-08-03 21:03:27
} | MaximumArchiveDays=90 | DesiredRemainingSpace=500,5552,GPA_PIQND_500_PM_01:DF,,205,8736f6c7-ad41-4b43-b4f6-e684e0d4ad20,PIQND_500_PM_01,Piqnd_500_Pm_01,60,1,companyAcronym= | protocolName=IEEE C37.118.2-2011 | vendorAcronym= | vendorDeviceName= | interconnectionName=,,,,10,STTP,Streaming Telemetry Transport Protocol,6,,,,,,PIQND_500_PM_01-DF,0.0,1.0,Piqnd_500_Pm_01 Frequency Delta (dF/dt),0,1,1,,PMU,DFDT,Frequency Delta (dF/dt),DF,-98.6,37.5,PPA:5552,2021-08-03 21:03:27
} | MaximumArchiveDays=90 | DesiredRemainingSpace=500,5553,GPA_PIQND_500_PM_01:S,,205,8736f6c7-ad41-4b43-b4f6-e684e0d4ad20,PIQND_500_PM_01,Piqnd_500_Pm_01,60,1,companyAcronym= | protocolName=IEEE C37.118.2-2011 | vendorAcronym= | vendorDeviceName= | interconnectionName=,,,,10,STTP,Streaming Telemetry Transport Protocol,8,,,,,,PIQND_500_PM_01-SF,0.0,1.0,Piqnd_500_Pm_01 Status Flags,0,1,1,,PMU,FLAG,Status Flags,SF,-98.6,37.5,PPA:5553,2021-08-03 21:03:27
} | MaximumArchiveDays=90 | DesiredRemainingSpace=500,5554,GPA_PIQND_500_PM_01-PM1:V,,205,8736f6c7-ad41-4b43-b4f6-e684e0d4ad20,PIQND_500_PM_01,Piqnd_500_Pm_01,60,1,companyAcronym= | protocolName=IEEE C37.118.2-2011 | vendorAcronym= | vendorDeviceName= | interconnectionName=,,,,10,STTP,Streaming Telemetry Transport Protocol,3,1,LTBABTR_L2_FV_A,V,+,0,PIQND_500_PM_01-PM1,0.0,1.0,Piqnd_500_Pm_01 LTBABTR_L2_FV_A + Voltage Magnitude,0,1,1,Volts,Phasor,VPHM,Voltage Magnitude,PM,-98.6,37.5,PPA:5554,2021-08-03 21:03:27
} | MaximumArchiveDays=90 | DesiredRemainingSpace=500,5555,GPA_PIQND_500_PM_01-PA1:VH,,205,8736f6c7-ad41-4b43-b4f6-e684e0d4ad20,PIQND_500_PM_01,Piqnd_500_Pm_01,60,1,companyAcronym= | protocolName=IEEE C37.118.2-2011 | vendorAcronym= | vendorDeviceName= | interconnectionName=,,,,10,STTP,Streaming Telemetry Transport Protocol,4,1,LTBABTR_L2_FV_A,V,+,0,PIQND_500_PM_01-PA1,0.0,1.0,Piqnd_500_Pm_01 LTBABTR_L2_FV_A + Voltage Phase Angle,0,1,1,Degrees,Phasor,VPHA,Voltage Phase Angle,PA,-98.6,37.5,PPA:5555,2021-08-03 21:03:27
} | MaximumArchiveDays=90 | DesiredRemainingSpace=500,5556,GPA_PIQND_500_PM_01-PM2:V,,205,8736f6c7-ad41-4b43-b4f6-e684e0d4ad20,PIQND_500_PM_01,Piqnd_500_Pm_01,60,1,companyAcronym= | protocolName=IEEE C37.118.2-2011 | vendorAcronym= | vendorDeviceName= | interconnectionName=,,,,10,STTP,Streaming Telemetry Transport Protocol,3,2,LTBABTR_L2_FV_B,V,+,0,PIQND_500_PM_01-PM2,0.0,1.0,Piqnd_500_Pm_01 LTBABTR_L2_FV_B + Voltage Magnitude,0,1,1,Volts,Phasor,VPHM,Voltage Magnitude,PM,-98.6,37.5,PPA:5556,2021-08-03 21:03:27
} | MaximumArchiveDays=90 | DesiredRemainingSpace=500,5557,GPA_PIQND_500_PM_01-PA2:VH,,205,8736f6c7-ad41-4b43-b4f6-e684e0d4ad20,PIQND_500_PM_01,Piqnd_500_Pm_01,60,1,companyAcronym= | protocolName=IEEE C37.118.2-2011 | vendorAcronym= | vendorDeviceName= | interconnectionName=,,,,10,STTP,Streaming Telemetry Transport Protocol,4,2,LTBABTR_L2_FV_B,V,+,0,PIQND_500_PM_01-PA2,0.0,1.0,Piqnd_500_Pm_01 LTBABTR_L2_FV_B + Voltage Phase Angle,0,1,1,Degrees,Phasor,VPHA,Voltage Phase Angle,PA,-98.6,37.5,PPA:5557,2021-08-03 21:03:27
} | MaximumArchiveDays=90 | DesiredRemainingSpace=500,5558,GPA_PIQND_500_PM_01-PM3:V,,205,8736f6c7-ad41-4b43-b4f6-e684e0d4ad20,PIQND_500_PM_01,Piqnd_500_Pm_01,60,1,companyAcronym= | protocolName=IEEE C37.118.2-2011 | vendorAcronym= | vendorDeviceName= | interconnectionName=,,,,10,STTP,Streaming Telemetry Transport Protocol,3,3,LTBABTR_L2_FV_C,V,+,0,PIQND_500_PM_01-PM3,0.0,1.0,Piqnd_500_Pm_01 LTBABTR_L2_FV_C + Voltage Magnitude,0,1,1,Volts,Phasor,VPHM,Voltage Magnitude,PM,-98.6,37.5,PPA:5558,2021-08-03 21:03:27
} | MaximumArchiveDays=90 | DesiredRemainingSpace=500,5559,GPA_PIQND_500_PM_01-PA3:VH,,205,8736f6c7-ad41-4b43-b4f6-e684e0d4ad20,PIQND_500_PM_01,Piqnd_500_Pm_01,60,1,companyAcronym= | protocolName=IEEE C37.118.2-2011 | vendorAcronym= | vendorDeviceName= | interconnectionName=,,,,10,STTP,Streaming Telemetry Transport Protocol,4,3,LTBABTR_L2_FV_C,V,+,0,PIQND_500_PM_01-PA3,0.0,1.0,Piqnd_500_Pm_01 LTBABTR_L2_FV_C + Voltage Phase Angle,0,1,1,Degrees,Phasor,VPHA,Voltage Phase Angle,PA,-98.6,37.5,PPA:5559,2021-08-03 21:03:27
} | MaximumArchiveDays=90 | DesiredRemainingSpace=500,5560,GPA_PIQND_500_PM_01-PM4:I,,205,8736f6c7-ad41-4b43-b4f6-e684e0d4ad20,PIQND_500_PM_01,Piqnd_500_Pm_01,60,1,companyAcronym= | protocolName=IEEE C37.118.2-2011 | vendorAcronym= | vendorDeviceName= | interconnectionName=,,,,10,STTP,Streaming Telemetry Transport Protocol,1,4,LTBABTR_L2_FA_A,I,+,0,PIQND_500_PM_01-PM4,0.0,1.0,Piqnd_500_Pm_01 LTBABTR_L2_FA_A + Current Magnitude,0,1,1,Amps,Phasor,IPHM,Current Magnitude,PM,-98.6,37.5,PPA:5560,2021-08-03 21:03:27
} | MaximumArchiveDays=90 | DesiredRemainingSpace=500,5561,GPA_PIQND_500_PM_01-PA4:IH,,205,8736f6c7-ad41-4b43-b4f6-e684e0d4ad20,PIQND_500_PM_01,Piqnd_500_Pm_01,60,1,companyAcronym= | protocolName=IEEE C37.118.2-2011 | vendorAcronym= | vendorDeviceName= | interconnectionName=,,,,10,STTP,Streaming Telemetry Transport Protocol,2,4,LTBABTR_L2_FA_A,I,+,0,PIQND_500_PM_01-PA4,0.0,1.0,Piqnd_500_Pm_01 LTBABTR_L2_FA_A + Current Phase Angle,0,1,1,Degrees,Phasor,IPHA,Current Phase Angle,PA,-98.6,37.5,PPA:5561,2021-08-03 21:03:27
} | MaximumArchiveDays=90 | DesiredRemainingSpace=500,5562,GPA_PIQND_500_PM_01-PM5:I,,205,8736f6c7-ad41-4b43-b4f6-e684e0d4ad20,PIQND_500_PM_01,Piqnd_500_Pm_01,60,1,companyAcronym= | protocolName=IEEE C37.118.2-2011 | vendorAcronym= | vendorDeviceName= | interconnectionName=,,,,10,STTP,Streaming Telemetry Transport Protocol,1,5,LTBABTR_L2_FA_B,I,+,0,PIQND_500_PM_01-PM5,0.0,1.0,Piqnd_500_Pm_01 LTBABTR_L2_FA_B + Current Magnitude,0,1,1,Amps,Phasor,IPHM,Current Magnitude,PM,-98.6,37.5,PPA:5562,2021-08-03 21:03:27
} | MaximumArchiveDays=90 | DesiredRemainingSpace=500,5563,GPA_PIQND_500_PM_01-PA5:IH,,205,8736f6c7-ad41-4b43-b4f6-e684e0d4ad20,PIQND_500_PM_01,Piqnd_500_Pm_01,60,1,companyAcronym= | protocolName=IEEE C37.118.2-2011 | vendorAcronym= | vendorDeviceName= | interconnectionName=,,,,10,STTP,Streaming Telemetry Transport Protocol,2,5,LTBABTR_L2_FA_B,I,+,0,PIQND_500_PM_01-PA5,0.0,1.0,Piqnd_500_Pm_01 LTBABTR_L2_FA_B + Current Phase Angle,0,1,1,Degrees,Phasor,IPHA,Current Phase Angle,PA,-98.6,37.5,PPA:5563,2021-08-03 21:03:27
} | MaximumArchiveDays=90 | DesiredRemainingSpace=500,5564,GPA_PIQND_500_PM_01-PM6:I,,205,8736f6c7-ad41-4b43-b4f6-e684e0d4ad20,PIQND_500_PM_01,Piqnd_500_Pm_01,60,1,companyAcronym= | protocolName=IEEE C37.118.2-2011 | vendorAcronym= | vendorDeviceName= | interconnectionName=,,,,10,STTP,Streaming Telemetry Transport Protocol,1,6,LTBABTR_L2_FA_C,I,+,0,PIQND_500_PM_01-PM6,0.0,1.0,Piqnd_500_Pm_01 LTBABTR_L2_FA_C + Current Magnitude,0,1,1,Amps,Phasor,IPHM,Current Magnitude,PM,-98.6,37.5,PPA:5564,2021-08-03 21:03:27
} | MaximumArchiveDays=90 | DesiredRemainingSpace=500,5565,GPA_PIQND_500_PM_01-PA6:IH,,205,8736f6c7-ad41-4b43-b4f6-e684e0d4ad20,PIQND_500_PM_01,Piqnd_500_Pm_01,60,1,companyAcronym= | protocolName=IEEE C37.118.2-2011 | vendorAcronym= | vendorDeviceName= | interconnectionName=,,,,10,STTP,Streaming Telemetry Transport Protocol,2,6,LTBABTR_L2_FA_C,I,+,0,PIQND_500_PM_01-PA6,0.0,1.0,Piqnd_500_Pm_01 LTBABTR_L2_FA_C + Current Phase Angle,0,1,1,Degrees,Phasor,IPHA,Current Phase Angle,PA,-98.6,37.5,PPA:5565,2021-08-03 21:03:27
} | MaximumArchiveDays=90 | DesiredRemainingSpace=500,5566,GPA_PIQND_500_PM_01-PM7:V,,205,8736f6c7-ad41-4b43-b4f6-e684e0d4ad20,PIQND_500_PM_01,Piqnd_500_Pm_01,60,1,companyAcronym= | protocolName=IEEE C37.118.2-2011 | vendorAcronym= | vendorDeviceName= | interconnectionName=,,,,10,STTP,Streaming Telemetry Transport Protocol,3,7,LTBABTR_L2_FV_P,V,+,0,PIQND_500_PM_01-PM7,0.0,1.0,Piqnd_500_Pm_01 LTBABTR_L2_FV_P + Voltage Magnitude,0,1,1,Volts,Phasor,VPHM,Voltage Magnitude,PM,-98.6,37.5,PPA:5566,2021-08-03 21:03:27
} | MaximumArchiveDays=90 | DesiredRemainingSpace=500,5567,GPA_PIQND_500_PM_01-PA7:VH,,205,8736f6c7-ad41-4b43-b4f6-e684e0d4ad20,PIQND_500_PM_01,Piqnd_500_Pm_01,60,1,companyAcronym= | protocolName=IEEE C37.118.2-2011 | vendorAcronym= | vendorDeviceName= | interconnectionName=,,,,10,STTP,Streaming Telemetry Transport Protocol,4,7,LTBABTR_L2_FV_P,V,+,0,PIQND_500_PM_01-PA7,0.0,1.0,Piqnd_500_Pm_01 LTBABTR_L2_FV_P + Voltage Phase Angle,0,1,1,Degrees,Phasor,VPHA,Voltage Phase Angle,PA,-98.6,37.5,PPA:5567,2021-08-03 21:03:27
} | MaximumArchiveDays=90 | DesiredRemainingSpace=500,5568,GPA_PIQND_500_PM_01-PM8:I,,205,8736f6c7-ad41-4b43-b4f6-e684e0d4ad20,PIQND_500_PM_01,Piqnd_500_Pm_01,60,1,companyAcronym= | protocolName=IEEE C37.118.2-2011 | vendorAcronym= | vendorDeviceName= | interconnectionName=,,,,10,STTP,Streaming Telemetry Transport Protocol,1,8,LTBABTR_L2_FA_P,I,+,0,PIQND_500_PM_01-PM8,0.0,1.0,Piqnd_500_Pm_01 LTBABTR_L2_FA_P + Current Magnitude,0,1,1,Amps,Phasor,IPHM,Current Magnitude,PM,-98.6,37.5,PPA:5568,2021-08-03 21:03:27
} | MaximumArchiveDays=90 | DesiredRemainingSpace=500,5569,GPA_PIQND_500_PM_01-PA8:IH,,205,8736f6c7-ad41-4b43-b4f6-e684e0d4ad20,PIQND_500_PM_01,Piqnd_500_Pm_01,60,1,companyAcronym= | protocolName=IEEE C37.118.2-2011 | vendorAcronym= | vendorDeviceName= | interconnectionName=,,,,10,STTP,Streaming Telemetry Transport Protocol,2,8,LTBABTR_L2_FA_P,I,+,0,PIQND_500_PM_01-PA8,0.0,1.0,Piqnd_500_Pm_01 LTBABTR_L2_FA_P + Current Phase Angle,0,1,1,Degrees,Phasor,IPHA,Current Phase Angle,PA,-98.6,37.5,PPA:5569,2021-08-03 21:03:27
} | MaximumArchiveDays=90 | DesiredRemainingSpace=500,5570,GPA_TOCO_500_PM_05:F,,206,8736f6c7-ad41-4b43-b4f6-e684e0d4ad20,TOCO_500_PM_05,Toco_500_Pm_05,60,1,companyAcronym= | protocolName=IEEE C37.118.2-2011 | vendorAcronym= | vendorDeviceName= | interconnectionName=,,,,10,STTP,Streaming Telemetry Transport Protocol,5,,,,,,TOCO_500_PM_05-FQ,0.0,1.0,Toco_500_Pm_05 Frequency,0,1,1,Hz,PMU,FREQ,Frequency,FQ,-98.6,37.5,PPA:5570,2021-08-03 21:03:27
} | MaximumArchiveDays=90 | DesiredRemainingSpace=500,5571,GPA_TOCO_500_PM_05:DF,,206,8736f6c7-ad41-4b43-b4f6-e684e0d4ad20,TOCO_500_PM_05,Toco_500_Pm_05,60,1,companyAcronym= | protocolName=IEEE C37.118.2-2011 | vendorAcronym= | vendorDeviceName= | interconnectionName=,,,,10,STTP,Streaming Telemetry Transport Protocol,6,,,,,,TOCO_500_PM_05-DF,0.0,1.0,Toco_500_Pm_05 Frequency Delta (dF/dt),0,1,1,,PMU,DFDT,Frequency Delta (dF/dt),DF,-98.6,37.5,PPA:5571,2021-08-03 21:03:27
} | MaximumArchiveDays=90 | DesiredRemainingSpace=500,5572,GPA_TOCO_500_PM_05:S,,206,8736f6c7-ad41-4b43-b4f6-e684e0d4ad20,TOCO_500_PM_05,Toco_500_Pm_05,60,1,companyAcronym= | protocolName=IEEE C37.118.2-2011 | vendorAcronym= | vendorDeviceName= | interconnectionName=,,,,10,STTP,Streaming Telemetry Transport Protocol,8,,,,,,TOCO_500_PM_05-SF,0.0,1.0,Toco_500_Pm_05 Status Flags,0,1,1,,PMU,FLAG,Status Flags,SF,-98.6,37.5,PPA:5572,2021-08-03 21:03:27
} | MaximumArchiveDays=90 | DesiredRemainingSpace=500,5573,GPA_TOCO_500_PM_05-PM1:V,,206,8736f6c7-ad41-4b43-b4f6-e684e0d4ad20,TOCO_500_PM_05,Toco_500_Pm_05,60,1,companyAcronym= | protocolName=IEEE C37.118.2-2011 | vendorAcronym= | vendorDeviceName= | interconnectionName=,,,,10,STTP,Streaming Telemetry Transport Protocol,3,1,LTTOMC_3_FV_A,V,+,0,TOCO_500_PM_05-PM1,0.0,1.0,Toco_500_Pm_05 LTTOMC_3_FV_A + Voltage Magnitude,0,1,1,Volts,Phasor,VPHM,Voltage Magnitude,PM,-98.6,37.5,PPA:5573,2021-08-03 21:03:27
} | MaximumArchiveDays=90 | DesiredRemainingSpace=500,5574,GPA_TOCO_500_PM_05-PA1:VH,,206,8736f6c7-ad41-4b43-b4f6-e684e0d4ad20,TOCO_500_PM_05,Toco_500_Pm_05,60,1,companyAcronym= | protocolName=IEEE C37.118.2-2011 | vendorAcronym= | vendorDeviceName= | interconnectionName=,,,,10,STTP,Streaming Telemetry Transport Protocol,4,1,LTTOMC_3_FV_A,V,+,0,TOCO_500_PM_05-PA1,0.0,1.0,Toco_500_Pm_05 LTTOMC_3_FV_A + Voltage Phase Angle,0,1,1,Degrees,Phasor,VPHA,Voltage Phase Angle,PA,-98.6,37.5,PPA:5574,2021-08-03 21:03:27
} | MaximumArchiveDays=90 | DesiredRemainingSpace=500,5575,GPA_TOCO_500_PM_05-PM2:V,,206,8736f6c7-ad41-4b43-b4f6-e684e0d4ad20,TOCO_500_PM_05,Toco_500_Pm_05,60,1,companyAcronym= | protocolName=IEEE C37.118.2-2011 | vendorAcronym= | vendorDeviceName= | interconnectionName=,,,,10,STTP,Streaming Telemetry Transport Protocol,3,2,LTTOMC_3_FV_B,V,+,0,TOCO_500_PM_05-PM2,0.0,1.0,Toco_500_Pm_05 LTTOMC_3_FV_B + Voltage Magnitude,0,1,1,Volts,Phasor,VPHM,Voltage Magnitude,PM,-98.6,37.5,PPA:5575,2021-08-03 21:03:27
} | MaximumArchiveDays=90 | DesiredRemainingSpace=500,5576,GPA_TOCO_500_PM_05-PA2:VH,,206,8736f6c7-ad41-4b43-b4f6-e684e0d4ad20,TOCO_500_PM_05,Toco_500_Pm_05,60,1,companyAcronym= | protocolName=IEEE C37.118.2-2011 | vendorAcronym= | vendorDeviceName= | interconnectionName=,,,,10,STTP,Streaming Telemetry Transport Protocol,4,2,LTTOMC_3_FV_B,V,+,0,TOCO_500_PM_05-PA2,0.0,1.0,Toco_500_Pm_05 LTTOMC_3_FV_B + Voltage Phase Angle,0,1,1,Degrees,Phasor,VPHA,Voltage Phase Angle,PA,-98.6,37.5,PPA:5576,2021-08-03 21:03:27
} | MaximumArchiveDays=90 | DesiredRemainingSpace=500,5577,GPA_TOCO_500_PM_05-PM3:V,,206,8736f6c7-ad41-4b43-b4f6-e684e0d4ad20,TOCO_500_PM_05,Toco_500_Pm_05,60,1,companyAcronym= | protocolName=IEEE C37.118.2-2011 | vendorAcronym= | vendorDeviceName= | interconnectionName=,,,,10,STTP,Streaming Telemetry Transport Protocol,3,3,LTTOMC_3_FV_C,V,+,0,TOCO_500_PM_05-PM3,0.0,1.0,Toco_500_Pm_05 LTTOMC_3_FV_C + Voltage Magnitude,0,1,1,Volts,Phasor,VPHM,Voltage Magnitude,PM,-98.6,37.5,PPA:5577,2021-08-03 21:03:27
} | MaximumArchiveDays=90 | DesiredRemainingSpace=500,5578,GPA_TOCO_500_PM_05-PA3:VH,,206,8736f6c7-ad41-4b43-b4f6-e684e0d4ad20,TOCO_500_PM_05,Toco_500_Pm_05,60,1,companyAcronym= | protocolName=IEEE C37.118.2-2011 | vendorAcronym= | vendorDeviceName= | interconnectionName=,,,,10,STTP,Streaming Telemetry Transport Protocol,4,3,LTTOMC_3_FV_C,V,+,0,TOCO_500_PM_05-PA3,0.0,1.0,Toco_500_Pm_05 LTTOMC_3_FV_C + Voltage Phase Angle,0,1,1,Degrees,Phasor,VPHA,Voltage Phase Angle,PA,-98.6,37.5,PPA:5578,2021-08-03 21:03:27
} | MaximumArchiveDays=90 | DesiredRemainingSpace=500,5579,GPA_TOCO_500_PM_05-PM4:I,,206,8736f6c7-ad41-4b43-b4f6-e684e0d4ad20,TOCO_500_PM_05,Toco_500_Pm_05,60,1,companyAcronym= | protocolName=IEEE C37.118.2-2011 | vendorAcronym= | vendorDeviceName= | interconnectionName=,,,,10,STTP,Streaming Telemetry Transport Protocol,1,4,LTTOMC_3_FA_A,I,+,0,TOCO_500_PM_05-PM4,0.0,1.0,Toco_500_Pm_05 LTTOMC_3_FA_A + Current Magnitude,0,1,1,Amps,Phasor,IPHM,Current Magnitude,PM,-98.6,37.5,PPA:5579,2021-08-03 21:03:27
} | MaximumArchiveDays=90 | DesiredRemainingSpace=500,5580,GPA_TOCO_500_PM_05-PA4:IH,,206,8736f6c7-ad41-4b43-b4f6-e684e0d4ad20,TOCO_500_PM_05,Toco_500_Pm_05,60,1,companyAcronym= | protocolName=IEEE C37.118.2-2011 | vendorAcronym= | vendorDeviceName= | interconnectionName=,,,,10,STTP,Streaming Telemetry Transport Protocol,2,4,LTTOMC_3_FA_A,I,+,0,TOCO_500_PM_05-PA4,0.0,1.0,Toco_500_Pm_05 LTTOMC_3_FA_A + Current Phase Angle,0,1,1,Degrees,Phasor,IPHA,Current Phase Angle,PA,-98.6,37.5,PPA:5580,2021-08-03 21:03:27
} | MaximumArchiveDays=90 | DesiredRemainingSpace=500,5581,GPA_TOCO_500_PM_05-PM5:I,,206,8736f6c7-ad41-4b43-b4f6-e684e0d4ad20,TOCO_500_PM_05,Toco_500_Pm_05,60,1,companyAcronym= | protocolName=IEEE C37.118.2-2011 | vendorAcronym= | vendorDeviceName= | interconnectionName=,,,,10,STTP,Streaming Telemetry Transport Protocol,1,5,LTTOMC_3_FA_B,I,+,0,TOCO_500_PM_05-PM5,0.0,1.0,Toco_500_Pm_05 LTTOMC_3_FA_B + Current Magnitude,0,1,1,Amps,Phasor,IPHM,Current Magnitude,PM,-98.6,37.5,PPA:5581,2021-08-03 21:03:27
} | MaximumArchiveDays=90 | DesiredRemainingSpace=500,5582,GPA_TOCO_500_PM_05-PA5:IH,,206,8736f6c7-ad41-4b43-b4f6-e684e0d4ad20,TOCO_500_PM_05,Toco_500_Pm_05,60,1,companyAcronym= | protocolName=IEEE C37.118.2-2011 | vendorAcronym= | vendorDeviceName= | interconnectionName=,,,,10,STTP,Streaming Telemetry Transport Protocol,2,5,LTTOMC_3_FA_B,I,+,0,TOCO_500_PM_05-PA5,0.0,1.0,Toco_500_Pm_05 LTTOMC_3_FA_B + Current Phase Angle,0,1,1,Degrees,Phasor,IPHA,Current Phase Angle,PA,-98.6,37.5,PPA:5582,2021-08-03 21:03:27
} | MaximumArchiveDays=90 | DesiredRemainingSpace=500,5583,GPA_TOCO_500_PM_05-PM6:I,,206,8736f6c7-ad41-4b43-b4f6-e684e0d4ad20,TOCO_500_PM_05,Toco_500_Pm_05,60,1,companyAcronym= | protocolName=IEEE C37.118.2-2011 | vendorAcronym= | vendorDeviceName= | interconnectionName=,,,,10,STTP,Streaming Telemetry Transport Protocol,1,6,LTTOMC_3_FA_C,I,+,0,TOCO_500_PM_05-PM6,0.0,1.0,Toco_500_Pm_05 LTTOMC_3_FA_C + Current Magnitude,0,1,1,Amps,Phasor,IPHM,Current Magnitude,PM,-98.6,37.5,PPA:5583,2021-08-03 21:03:27
} | MaximumArchiveDays=90 | DesiredRemainingSpace=500,5584,GPA_TOCO_500_PM_05-PA6:IH,,206,8736f6c7-ad41-4b43-b4f6-e684e0d4ad20,TOCO_500_PM_05,Toco_500_Pm_05,60,1,companyAcronym= | protocolName=IEEE C37.118.2-2011 | vendorAcronym= | vendorDeviceName= | interconnectionName=,,,,10,STTP,Streaming Telemetry Transport Protocol,2,6,LTTOMC_3_FA_C,I,+,0,TOCO_500_PM_05-PA6,0.0,1.0,Toco_500_Pm_05 LTTOMC_3_FA_C + Current Phase Angle,0,1,1,Degrees,Phasor,IPHA,Current Phase Angle,PA,-98.6,37.5,PPA:5584,2021-08-03 21:03:27
} | MaximumArchiveDays=90 | DesiredRemainingSpace=500,5585,GPA_TOCO_500_PM_05-PM7:V,,206,8736f6c7-ad41-4b43-b4f6-e684e0d4ad20,TOCO_500_PM_05,Toco_500_Pm_05,60,1,companyAcronym= | protocolName=IEEE C37.118.2-2011 | vendorAcronym= | vendorDeviceName= | interconnectionName=,,,,10,STTP,Streaming Telemetry Transport Protocol,3,7,LTTOMC_3_FV_P,V,+,0,TOCO_500_PM_05-PM7,0.0,1.0,Toco_500_Pm_05 LTTOMC_3_FV_P + Voltage Magnitude,0,1,1,Volts,Phasor,VPHM,Voltage Magnitude,PM,-98.6,37.5,PPA:5585,2021-08-03 21:03:27
} | MaximumArchiveDays=90 | DesiredRemainingSpace=500,5586,GPA_TOCO_500_PM_05-PA7:VH,,206,8736f6c7-ad41-4b43-b4f6-e684e0d4ad20,TOCO_500_PM_05,Toco_500_Pm_05,60,1,companyAcronym= | protocolName=IEEE C37.118.2-2011 | vendorAcronym= | vendorDeviceName= | interconnectionName=,,,,10,STTP,Streaming Telemetry Transport Protocol,4,7,LTTOMC_3_FV_P,V,+,0,TOCO_500_PM_05-PA7,0.0,1.0,Toco_500_Pm_05 LTTOMC_3_FV_P + Voltage Phase Angle,0,1,1,Degrees,Phasor,VPHA,Voltage Phase Angle,PA,-98.6,37.5,PPA:5586,2021-08-03 21:03:27
} | MaximumArchiveDays=90 | DesiredRemainingSpace=500,5587,GPA_TOCO_500_PM_05-PM8:I,,206,8736f6c7-ad41-4b43-b4f6-e684e0d4ad20,TOCO_500_PM_05,Toco_500_Pm_05,60,1,companyAcronym= | protocolName=IEEE C37.118.2-2011 | vendorAcronym= | vendorDeviceName= | interconnectionName=,,,,10,STTP,Streaming Telemetry Transport Protocol,1,8,LTTOMC_3_FA_P,I,+,0,TOCO_500_PM_05-PM8,0.0,1.0,Toco_500_Pm_05 LTTOMC_3_FA_P + Current Magnitude,0,1,1,Amps,Phasor,IPHM,Current Magnitude,PM,-98.6,37.5,PPA:5587,2021-08-03 21:03:27
} | MaximumArchiveDays=90 | DesiredRemainingSpace=500,5588,GPA_TOCO_500_PM_05-PA8:IH,,206,8736f6c7-ad41-4b43-b4f6-e684e0d4ad20,TOCO_500_PM_05,Toco_500_Pm_05,60,1,companyAcronym= | protocolName=IEEE C37.118.2-2011 | vendorAcronym= | vendorDeviceName= | interconnectionName=,,,,10,STTP,Streaming Telemetry Transport Protocol,2,8,LTTOMC_3_FA_P,I,+,0,TOCO_500_PM_05-PA8,0.0,1.0,Toco_500_Pm_05 LTTOMC_3_FA_P + Current Phase Angle,0,1,1,Degrees,Phasor,IPHA,Current Phase Angle,PA,-98.6,37.5,PPA:5588,2021-08-03 21:03:27
} | MaximumArchiveDays=90 | DesiredRemainingSpace=500,5589,ONS_BABTR_500_PM_01!PMU:ST1,,185,8736f6c7-ad41-4b43-b4f6-e684e0d4ad20,BABTR_500_PM_01,Babtr_500_Pm_01,60,1,companyAcronym= | protocolName=IEEE C37.118.2-2011 | vendorAcronym= | vendorDeviceName= | interconnectionName=,,,,10,STTP,Streaming Telemetry Transport Protocol,11,,,,,,BABTR_500_PM_01!PMU-ST1,0.0,1.0,Device statistic for Number of data quality errors reported by device during last reporting interval.,0,1,1,,Any,STAT,Statistic,ST,-98.6,37.5,PPA:5589,2021-08-03 21:03:28
} | MaximumArchiveDays=90 | DesiredRemainingSpace=500,5590,ONS_BABTR_500_PM_01!PMU:ST2,,185,8736f6c7-ad41-4b43-b4f6-e684e0d4ad20,BABTR_500_PM_01,Babtr_500_Pm_01,60,1,companyAcronym= | protocolName=IEEE C37.118.2-2011 | vendorAcronym= | vendorDeviceName= | interconnectionName=,,,,10,STTP,Streaming Telemetry Transport Protocol,11,,,,,,BABTR_500_PM_01!PMU-ST2,0.0,1.0,Device statistic for Number of time quality errors reported by device during last reporting interval.,0,1,1,,Any,STAT,Statistic,ST,-98.6,37.5,PPA:5590,2021-08-03 21:03:28
} | MaximumArchiveDays=90 | DesiredRemainingSpace=500,5591,ONS_BABTR_500_PM_01!PMU:ST3,,185,8736f6c7-ad41-4b43-b4f6-e684e0d4ad20,BABTR_500_PM_01,Babtr_500_Pm_01,60,1,companyAcronym= | protocolName=IEEE C37.118.2-2011 | vendorAcronym= | vendorDeviceName= | interconnectionName=,,,,10,STTP,Streaming Telemetry Transport Protocol,11,,,,,,BABTR_500_PM_01!PMU-ST3,0.0,1.0,Device statistic for Number of device errors reported by device during last reporting interval.,0,1,1,,Any,STAT,Statistic,ST,-98.6,37.5,PPA:5591,2021-08-03 21:03:28
} | MaximumArchiveDays=90 | DesiredRemainingSpace=500,5592,ONS_BABTR_500_PM_01!PMU:ST4,,185,8736f6c7-ad41-4b43-b4f6-e684e0d4ad20,BABTR_500_PM_01,Babtr_500_Pm_01,60,1,companyAcronym= | protocolName=IEEE C37.118.2-2011 | vendorAcronym= | vendorDeviceName= | interconnectionName=,,,,10,STTP,Streaming Telemetry Transport Protocol,11,,,,,,BABTR_500_PM_01!PMU-ST4,0.0,1.0,Device statistic for Number of measurements received from device during last reporting interval.,0,1,1,,Any,STAT,Statistic,ST,-98.6,37.5,PPA:5592,2021-08-03 21:03:28
} | MaximumArchiveDays=90 | DesiredRemainingSpace=500,5593,ONS_BABTR_500_PM_01!PMU:ST5,,185,8736f6c7-ad41-4b43-b4f6-e684e0d4ad20,BABTR_500_PM_01,Babtr_500_Pm_01,60,1,companyAcronym= | protocolName=IEEE C37.118.2-2011 | vendorAcronym= | vendorDeviceName= | interconnectionName=,,,,10,STTP,Streaming Telemetry Transport Protocol,11,,,,,,BABTR_500_PM_01!PMU-ST5,0.0,1.0,Device statistic for Expected number of measurements received from device during last reporting interval.,0,1,1,,Any,STAT,Statistic,ST,-98.6,37.5,PPA:5593,2021-08-03 21:03:28
} | MaximumArchiveDays=90 | DesiredRemainingSpace=500,5594,ONS_BABTR_500_PM_01!PMU:ST6,,185,8736f6c7-ad41-4b43-b4f6-e684e0d4ad20,BABTR_500_PM_01,Babtr_500_Pm_01,60,1,companyAcronym= | protocolName=IEEE C37.118.2-2011 | vendorAcronym= | vendorDeviceName= | interconnectionName=,,,,10,STTP,Streaming Telemetry Transport Protocol,11,,,,,,BABTR_500_PM_01!PMU-ST6,0.0,1.0,Device statistic for Number of measurements received while device was reporting errors during last reporting interval.,0,1,1,,Any,STAT,Statistic,ST,-98.6,37.5,PPA:5594,2021-08-03 21:03:28
} | MaximumArchiveDays=90 | DesiredRemainingSpace=500,5595,ONS_BABTR_500_PM_01!PMU:ST7,,185,8736f6c7-ad41-4b43-b4f6-e684e0d4ad20,BABTR_500_PM_01,Babtr_500_Pm_01,60,1,companyAcronym= | protocolName=IEEE C37.118.2-2011 | vendorAcronym= | vendorDeviceName= | interconnectionName=,,,,10,STTP,Streaming Telemetry Transport Protocol,11,,,,,,BABTR_500_PM_01!PMU-ST7,0.0,1.0,Device statistic for Number of defined measurements (per frame) from device during last reporting interval.,0,1,1,,Any,STAT,Statistic,ST,-98.6,37.5,PPA:5595,2021-08-03 21:03:28
} | MaximumArchiveDays=90 | DesiredRemainingSpace=500,5596,ONS_BABTR_500_PM_02!PMU:ST1,,186,8736f6c7-ad41-4b43-b4f6-e684e0d4ad20,BABTR_500_PM_02,Babtr_500_Pm_02,60,1,companyAcronym= | protocolName=IEEE C37.118.2-2011 | vendorAcronym= | vendorDeviceName= | interconnectionName=,,,,10,STTP,Streaming Telemetry Transport Protocol,11,,,,,,BABTR_500_PM_02!PMU-ST1,0.0,1.0,Device statistic for Number of data quality errors reported by device during last reporting interval.,0,1,1,,Any,STAT,Statistic,ST,-98.6,37.5,PPA:5596,2021-08-03 21:03:28
} | MaximumArchiveDays=90 | DesiredRemainingSpace=500,5597,ONS_BABTR_500_PM_02!PMU:ST2,,186,8736f6c7-ad41-4b43-b4f6-e684e0d4ad20,BABTR_500_PM_02,Babtr_500_Pm_02,60,1,companyAcronym= | protocolName=IEEE C37.118.2-2011 | vendorAcronym= | vendorDeviceName= | interconnectionName=,,,,10,STTP,Streaming Telemetry Transport Protocol,11,,,,,,BABTR_500_PM_02!PMU-ST2,0.0,1.0,Device statistic for Number of time quality errors reported by device during last reporting interval.,0,1,1,,Any,STAT,Statistic,ST,-98.6,37.5,PPA:5597,2021-08-03 21:03:28
} | MaximumArchiveDays=90 | DesiredRemainingSpace=500,5598,ONS_BABTR_500_PM_02!PMU:ST3,,186,8736f6c7-ad41-4b43-b4f6-e684e0d4ad20,BABTR_500_PM_02,Babtr_500_Pm_02,60,1,companyAcronym= | protocolName=IEEE C37.118.2-2011 | vendorAcronym= | vendorDeviceName= | interconnectionName=,,,,10,STTP,Streaming Telemetry Transport Protocol,11,,,,,,BABTR_500_PM_02!PMU-ST3,0.0,1.0,Device statistic for Number of device errors reported by device during last reporting interval.,0,1,1,,Any,STAT,Statistic,ST,-98.6,37.5,PPA:5598,2021-08-03 21:03:28
} | MaximumArchiveDays=90 | DesiredRemainingSpace=500,5599,ONS_BABTR_500_PM_02!PMU:ST4,,186,8736f6c7-ad41-4b43-b4f6-e684e0d4ad20,BABTR_500_PM_02,Babtr_500_Pm_02,60,1,companyAcronym= | protocolName=IEEE C37.118.2-2011 | vendorAcronym= | vendorDeviceName= | interconnectionName=,,,,10,STTP,Streaming Telemetry Transport Protocol,11,,,,,,BABTR_500_PM_02!PMU-ST4,0.0,1.0,Device statistic for Number of measurements received from device during last reporting interval.,0,1,1,,Any,STAT,Statistic,ST,-98.6,37.5,PPA:5599,2021-08-03 21:03:28
} | MaximumArchiveDays=90 | DesiredRemainingSpace=500,5600,ONS_BABTR_500_PM_02!PMU:ST5,,186,8736f6c7-ad41-4b43-b4f6-e684e0d4ad20,BABTR_500_PM_02,Babtr_500_Pm_02,60,1,companyAcronym= | protocolName=IEEE C37.118.2-2011 | vendorAcronym= | vendorDeviceName= | interconnectionName=,,,,10,STTP,Streaming Telemetry Transport Protocol,11,,,,,,BABTR_500_PM_02!PMU-ST5,0.0,1.0,Device statistic for Expected number of measurements received from device during last reporting interval.,0,1,1,,Any,STAT,Statistic,ST,-98.6,37.5,PPA:5600,2021-08-03 21:03:28
} | MaximumArchiveDays=90 | DesiredRemainingSpace=500,5601,ONS_BABTR_500_PM_02!PMU:ST6,,186,8736f6c7-ad41-4b43-b4f6-e684e0d4ad20,BABTR_500_PM_02,Babtr_500_Pm_02,60,1,companyAcronym= | protocolName=IEEE C37.118.2-2011 | vendorAcronym= | vendorDeviceName= | interconnectionName=,,,,10,STTP,Streaming Telemetry Transport Protocol,11,,,,,,BABTR_500_PM_02!PMU-ST6,0.0,1.0,Device statistic for Number of measurements received while device was reporting errors during last reporting interval.,0,1,1,,Any,STAT,Statistic,ST,-98.6,37.5,PPA:5601,2021-08-03 21:03:28
} | MaximumArchiveDays=90 | DesiredRemainingSpace=500,5602,ONS_BABTR_500_PM_02!PMU:ST7,,186,8736f6c7-ad41-4b43-b4f6-e684e0d4ad20,BABTR_500_PM_02,Babtr_500_Pm_02,60,1,companyAcronym= | protocolName=IEEE C37.118.2-2011 | vendorAcronym= | vendorDeviceName= | interconnectionName=,,,,10,STTP,Streaming Telemetry Transport Protocol,11,,,,,,BABTR_500_PM_02!PMU-ST7,0.0,1.0,Device statistic for Number of defined measurements (per frame) from device during last reporting interval.,0,1,1,,Any,STAT,Statistic,ST,-98.6,37.5,PPA:5602,2021-08-03 21:03:28
} | MaximumArchiveDays=90 | DesiredRemainingSpace=500,5603,ONS_BABTR_500_PM_03!PMU:ST1,,187,8736f6c7-ad41-4b43-b4f6-e684e0d4ad20,BABTR_500_PM_03,Babtr_500_Pm_03,60,1,companyAcronym= | protocolName=IEEE C37.118.2-2011 | vendorAcronym= | vendorDeviceName= | interconnectionName=,,,,10,STTP,Streaming Telemetry Transport Protocol,11,,,,,,BABTR_500_PM_03!PMU-ST1,0.0,1.0,Device statistic for Number of data quality errors reported by device during last reporting interval.,0,1,1,,Any,STAT,Statistic,ST,-98.6,37.5,PPA:5603,2021-08-03 21:03:28
} | MaximumArchiveDays=90 | DesiredRemainingSpace=500,5604,ONS_BABTR_500_PM_03!PMU:ST2,,187,8736f6c7-ad41-4b43-b4f6-e684e0d4ad20,BABTR_500_PM_03,Babtr_500_Pm_03,60,1,companyAcronym= | protocolName=IEEE C37.118.2-2011 | vendorAcronym= | vendorDeviceName= | interconnectionName=,,,,10,STTP,Streaming Telemetry Transport Protocol,11,,,,,,BABTR_500_PM_03!PMU-ST2,0.0,1.0,Device statistic for Number of time quality errors reported by device during last reporting interval.,0,1,1,,Any,STAT,Statistic,ST,-98.6,37.5,PPA:5604,2021-08-03 21:03:28
} | MaximumArchiveDays=90 | DesiredRemainingSpace=500,5605,ONS_BABTR_500_PM_03!PMU:ST3,,187,8736f6c7-ad41-4b43-b4f6-e684e0d4ad20,BABTR_500_PM_03,Babtr_500_Pm_03,60,1,companyAcronym= | protocolName=IEEE C37.118.2-2011 | vendorAcronym= | vendorDeviceName= | interconnectionName=,,,,10,STTP,Streaming Telemetry Transport Protocol,11,,,,,,BABTR_500_PM_03!PMU-ST3,0.0,1.0,Device statistic for Number of device errors reported by device during last reporting interval.,0,1,1,,Any,STAT,Statistic,ST,-98.6,37.5,PPA:5605,2021-08-03 21:03:28
} | MaximumArchiveDays=90 | DesiredRemainingSpace=500,5606,ONS_BABTR_500_PM_03!PMU:ST4,,187,8736f6c7-ad41-4b43-b4f6-e684e0d4ad20,BABTR_500_PM_03,Babtr_500_Pm_03,60,1,companyAcronym= | protocolName=IEEE C37.118.2-2011 | vendorAcronym= | vendorDeviceName= | interconnectionName=,,,,10,STTP,Streaming Telemetry Transport Protocol,11,,,,,,BABTR_500_PM_03!PMU-ST4,0.0,1.0,Device statistic for Number of measurements received from device during last reporting interval.,0,1,1,,Any,STAT,Statistic,ST,-98.6,37.5,PPA:5606,2021-08-03 21:03:28
} | MaximumArchiveDays=90 | DesiredRemainingSpace=500,5607,ONS_BABTR_500_PM_03!PMU:ST5,,187,8736f6c7-ad41-4b43-b4f6-e684e0d4ad20,BABTR_500_PM_03,Babtr_500_Pm_03,60,1,companyAcronym= | protocolName=IEEE C37.118.2-2011 | vendorAcronym= | vendorDeviceName= | interconnectionName=,,,,10,STTP,Streaming Telemetry Transport Protocol,11,,,,,,BABTR_500_PM_03!PMU-ST5,0.0,1.0,Device statistic for Expected number of measurements received from device during last reporting interval.,0,1,1,,Any,STAT,Statistic,ST,-98.6,37.5,PPA:5607,2021-08-03 21:03:28
} | MaximumArchiveDays=90 | DesiredRemainingSpace=500,5608,ONS_BABTR_500_PM_03!PMU:ST6,,187,8736f6c7-ad41-4b43-b4f6-e684e0d4ad20,BABTR_500_PM_03,Babtr_500_Pm_03,60,1,companyAcronym= | protocolName=IEEE C37.118.2-2011 | vendorAcronym= | vendorDeviceName= | interconnectionName=,,,,10,STTP,Streaming Telemetry Transport Protocol,11,,,,,,BABTR_500_PM_03!PMU-ST6,0.0,1.0,Device statistic for Number of measurements received while device was reporting errors during last reporting interval.,0,1,1,,Any,STAT,Statistic,ST,-98.6,37.5,PPA:5608,2021-08-03 21:03:28
} | MaximumArchiveDays=90 | DesiredRemainingSpace=500,5609,ONS_BABTR_500_PM_03!PMU:ST7,,187,8736f6c7-ad41-4b43-b4f6-e684e0d4ad20,BABTR_500_PM_03,Babtr_500_Pm_03,60,1,companyAcronym= | protocolName=IEEE C37.118.2-2011 | vendorAcronym= | vendorDeviceName= | interconnectionName=,,,,10,STTP,Streaming Telemetry Transport Protocol,11,,,,,,BABTR_500_PM_03!PMU-ST7,0.0,1.0,Device statistic for Number of defined measurements (per frame) from device during last reporting interval.,0,1,1,,Any,STAT,Statistic,ST,-98.6,37.5,PPA:5609,2021-08-03 21:03:28
} | MaximumArchiveDays=90 | DesiredRemainingSpace=500,5610,ONS_BABRD_500_PM_01!PMU:ST1,,188,8736f6c7-ad41-4b43-b4f6-e684e0d4ad20,BABRD_500_PM_01,Babrd_500_Pm_01,60,1,companyAcronym= | protocolName=IEEE C37.118.2-2011 | vendorAcronym= | vendorDeviceName= | interconnectionName=,,,,10,STTP,Streaming Telemetry Transport Protocol,11,,,,,,BABRD_500_PM_01!PMU-ST1,0.0,1.0,Device statistic for Number of data quality errors reported by device during last reporting interval.,0,1,1,,Any,STAT,Statistic,ST,-98.6,37.5,PPA:5610,2021-08-03 21:03:28
} | MaximumArchiveDays=90 | DesiredRemainingSpace=500,5611,ONS_BABRD_500_PM_01!PMU:ST2,,188,8736f6c7-ad41-4b43-b4f6-e684e0d4ad20,BABRD_500_PM_01,Babrd_500_Pm_01,60,1,companyAcronym= | protocolName=IEEE C37.118.2-2011 | vendorAcronym= | vendorDeviceName= | interconnectionName=,,,,10,STTP,Streaming Telemetry Transport Protocol,11,,,,,,BABRD_500_PM_01!PMU-ST2,0.0,1.0,Device statistic for Number of time quality errors reported by device during last reporting interval.,0,1,1,,Any,STAT,Statistic,ST,-98.6,37.5,PPA:5611,2021-08-03 21:03:28
} | MaximumArchiveDays=90 | DesiredRemainingSpace=500,5612,ONS_BABRD_500_PM_01!PMU:ST3,,188,8736f6c7-ad41-4b43-b4f6-e684e0d4ad20,BABRD_500_PM_01,Babrd_500_Pm_01,60,1,companyAcronym= | protocolName=IEEE C37.118.2-2011 | vendorAcronym= | vendorDeviceName= | interconnectionName=,,,,10,STTP,Streaming Telemetry Transport Protocol,11,,,,,,BABRD_500_PM_01!PMU-ST3,0.0,1.0,Device statistic for Number of device errors reported by device during last reporting interval.,0,1,1,,Any,STAT,Statistic,ST,-98.6,37.5,PPA:5612,2021-08-03 21:03:28
} | MaximumArchiveDays=90 | DesiredRemainingSpace=500,5613,ONS_BABRD_500_PM_01!PMU:ST4,,188,8736f6c7-ad41-4b43-b4f6-e684e0d4ad20,BABRD_500_PM_01,Babrd_500_Pm_01,60,1,companyAcronym= | protocolName=IEEE C37.118.2-2011 | vendorAcronym= | vendorDeviceName= | interconnectionName=,,,,10,STTP,Streaming Telemetry Transport Protocol,11,,,,,,BABRD_500_PM_01!PMU-ST4,0.0,1.0,Device statistic for Number of measurements received from device during last reporting interval.,0,1,1,,Any,STAT,Statistic,ST,-98.6,37.5,PPA:5613,2021-08-03 21:03:28
} | MaximumArchiveDays=90 | DesiredRemainingSpace=500,5614,ONS_BABRD_500_PM_01!PMU:ST5,,188,8736f6c7-ad41-4b43-b4f6-e684e0d4ad20,BABRD_500_PM_01,Babrd_500_Pm_01,60,1,companyAcronym= | protocolName=IEEE C37.118.2-2011 | vendorAcronym= | vendorDeviceName= | interconnectionName=,,,,10,STTP,Streaming Telemetry Transport Protocol,11,,,,,,BABRD_500_PM_01!PMU-ST5,0.0,1.0,Device statistic for Expected number of measurements received from device during last reporting interval.,0,1,1,,Any,STAT,Statistic,ST,-98.6,37.5,PPA:5614,2021-08-03 21:03:28
} | MaximumArchiveDays=90 | DesiredRemainingSpace=500,5615,ONS_BABRD_500_PM_01!PMU:ST6,,188,8736f6c7-ad41-4b43-b4f6-e684e0d4ad20,BABRD_500_PM_01,Babrd_500_Pm_01,60,1,companyAcronym= | protocolName=IEEE C37.118.2-2011 | vendorAcronym= | vendorDeviceName= | interconnectionName=,,,,10,STTP,Streaming Telemetry Transport Protocol,11,,,,,,BABRD_500_PM_01!PMU-ST6,0.0,1.0,Device statistic for Number of measurements received while device was reporting errors during last reporting interval.,0,1,1,,Any,STAT,Statistic,ST,-98.6,37.5,PPA:5615,2021-08-03 21:03:28
} | MaximumArchiveDays=90 | DesiredRemainingSpace=500,5616,ONS_BABRD_500_PM_01!PMU:ST7,,188,8736f6c7-ad41-4b43-b4f6-e684e0d4ad20,BABRD_500_PM_01,Babrd_500_Pm_01,60,1,companyAcronym= | protocolName=IEEE C37.118.2-2011 | vendorAcronym= | vendorDeviceName= | interconnectionName=,,,,10,STTP,Streaming Telemetry Transport Protocol,11,,,,,,BABRD_500_PM_01!PMU-ST7,0.0,1.0,Device statistic for Number of defined measurements (per frame) from device during last reporting interval.,0,1,1,,Any,STAT,Statistic,ST,-98.6,37.5,PPA:5616,2021-08-03 21:03:28
} | MaximumArchiveDays=90 | DesiredRemainingSpace=500,5617,ONS_BARDE_500_PM_01!PMU:ST1,,189,8736f6c7-ad41-4b43-b4f6-e684e0d4ad20,BARDE_500_PM_01,Barde_500_Pm_01,60,1,companyAcronym= | protocolName=IEEE C37.118.2-2011 | vendorAcronym= | vendorDeviceName= | interconnectionName=,,,,10,STTP,Streaming Telemetry Transport Protocol,11,,,,,,BARDE_500_PM_01!PMU-ST1,0.0,1.0,Device statistic for Number of data quality errors reported by device during last reporting interval.,0,1,1,,Any,STAT,Statistic,ST,-98.6,37.5,PPA:5617,2021-08-03 21:03:28
} | MaximumArchiveDays=90 | DesiredRemainingSpace=500,5618,ONS_BARDE_500_PM_01!PMU:ST2,,189,8736f6c7-ad41-4b43-b4f6-e684e0d4ad20,BARDE_500_PM_01,Barde_500_Pm_01,60,1,companyAcronym= | protocolName=IEEE C37.118.2-2011 | vendorAcronym= | vendorDeviceName= | interconnectionName=,,,,10,STTP,Streaming Telemetry Transport Protocol,11,,,,,,BARDE_500_PM_01!PMU-ST2,0.0,1.0,Device statistic for Number of time quality errors reported by device during last reporting interval.,0,1,1,,Any,STAT,Statistic,ST,-98.6,37.5,PPA:5618,2021-08-03 21:03:28
} | MaximumArchiveDays=90 | DesiredRemainingSpace=500,5619,ONS_BARDE_500_PM_01!PMU:ST3,,189,8736f6c7-ad41-4b43-b4f6-e684e0d4ad20,BARDE_500_PM_01,Barde_500_Pm_01,60,1,companyAcronym= | protocolName=IEEE C37.118.2-2011 | vendorAcronym= | vendorDeviceName= | interconnectionName=,,,,10,STTP,Streaming Telemetry Transport Protocol,11,,,,,,BARDE_500_PM_01!PMU-ST3,0.0,1.0,Device statistic for Number of device errors reported by device during last reporting interval.,0,1,1,,Any,STAT,Statistic,ST,-98.6,37.5,PPA:5619,2021-08-03 21:03:28
} | MaximumArchiveDays=90 | DesiredRemainingSpace=500,5620,ONS_BARDE_500_PM_01!PMU:ST4,,189,8736f6c7-ad41-4b43-b4f6-e684e0d4ad20,BARDE_500_PM_01,Barde_500_Pm_01,60,1,companyAcronym= | protocolName=IEEE C37.118.2-2011 | vendorAcronym= | vendorDeviceName= | interconnectionName=,,,,10,STTP,Streaming Telemetry Transport Protocol,11,,,,,,BARDE_500_PM_01!PMU-ST4,0.0,1.0,Device statistic for Number of measurements received from device during last reporting interval.,0,1,1,,Any,STAT,Statistic,ST,-98.6,37.5,PPA:5620,2021-08-03 21:03:28
} | MaximumArchiveDays=90 | DesiredRemainingSpace=500,5621,ONS_BARDE_500_PM_01!PMU:ST5,,189,8736f6c7-ad41-4b43-b4f6-e684e0d4ad20,BARDE_500_PM_01,Barde_500_Pm_01,60,1,companyAcronym= | protocolName=IEEE C37.118.2-2011 | vendorAcronym= | vendorDeviceName= | interconnectionName=,,,,10,STTP,Streaming Telemetry Transport Protocol,11,,,,,,BARDE_500_PM_01!PMU-ST5,0.0,1.0,Device statistic for Expected number of measurements received from device during last reporting interval.,0,1,1,,Any,STAT,Statistic,ST,-98.6,37.5,PPA:5621,2021-08-03 21:03:28
} | MaximumArchiveDays=90 | DesiredRemainingSpace=500,5622,ONS_BARDE_500_PM_01!PMU:ST6,,189,8736f6c7-ad41-4b43-b4f6-e684e0d4ad20,BARDE_500_PM_01,Barde_500_Pm_01,60,1,companyAcronym= | protocolName=IEEE C37.118.2-2011 | vendorAcronym= | vendorDeviceName= | interconnectionName=,,,,10,STTP,Streaming Telemetry Transport Protocol,11,,,,,,BARDE_500_PM_01!PMU-ST6,0.0,1.0,Device statistic for Number of measurements received while device was reporting errors during last reporting interval.,0,1,1,,Any,STAT,Statistic,ST,-98.6,37.5,PPA:5622,2021-08-03 21:03:28
} | MaximumArchiveDays=90 | DesiredRemainingSpace=500,5623,ONS_BARDE_500_PM_01!PMU:ST7,,189,8736f6c7-ad41-4b43-b4f6-e684e0d4ad20,BARDE_500_PM_01,Barde_500_Pm_01,60,1,companyAcronym= | protocolName=IEEE C37.118.2-2011 | vendorAcronym= | vendorDeviceName= | interconnectionName=,,,,10,STTP,Streaming Telemetry Transport Protocol,11,,,,,,BARDE_500_PM_01!PMU-ST7,0.0,1.0,Device statistic for Number of defined measurements (per frame) from device during last reporting interval.,0,1,1,,Any,STAT,Statistic,ST,-98.6,37.5,PPA:5623,2021-08-03 21:03:28
} | MaximumArchiveDays=90 | DesiredRemainingSpace=500,5624,ONS_BABRD_500_PM_02!PMU:ST1,,190,8736f6c7-ad41-4b43-b4f6-e684e0d4ad20,BABRD_500_PM_02,Babrd_500_Pm_02,60,1,companyAcronym= | protocolName=IEEE C37.118.2-2011 | vendorAcronym= | vendorDeviceName= | interconnectionName=,,,,10,STTP,Streaming Telemetry Transport Protocol,11,,,,,,BABRD_500_PM_02!PMU-ST1,0.0,1.0,Device statistic for Number of data quality errors reported by device during last reporting interval.,0,1,1,,Any,STAT,Statistic,ST,-98.6,37.5,PPA:5624,2021-08-03 21:03:28
} | MaximumArchiveDays=90 | DesiredRemainingSpace=500,5625,ONS_BABRD_500_PM_02!PMU:ST2,,190,8736f6c7-ad41-4b43-b4f6-e684e0d4ad20,BABRD_500_PM_02,Babrd_500_Pm_02,60,1,companyAcronym= | protocolName=IEEE C37.118.2-2011 | vendorAcronym= | vendorDeviceName= | interconnectionName=,,,,10,STTP,Streaming Telemetry Transport Protocol,11,,,,,,BABRD_500_PM_02!PMU-ST2,0.0,1.0,Device statistic for Number of time quality errors reported by device during last reporting interval.,0,1,1,,Any,STAT,Statistic,ST,-98.6,37.5,PPA:5625,2021-08-03 21:03:28
} | MaximumArchiveDays=90 | DesiredRemainingSpace=500,5626,ONS_BABRD_500_PM_02!PMU:ST3,,190,8736f6c7-ad41-4b43-b4f6-e684e0d4ad20,BABRD_500_PM_02,Babrd_500_Pm_02,60,1,companyAcronym= | protocolName=IEEE C37.118.2-2011 | vendorAcronym= | vendorDeviceName= | interconnectionName=,,,,10,STTP,Streaming Telemetry Transport Protocol,11,,,,,,BABRD_500_PM_02!PMU-ST3,0.0,1.0,Device statistic for Number of device errors reported by device during last reporting interval.,0,1,1,,Any,STAT,Statistic,ST,-98.6,37.5,PPA:5626,2021-08-03 21:03:28
} | MaximumArchiveDays=90 | DesiredRemainingSpace=500,5627,ONS_BABRD_500_PM_02!PMU:ST4,,190,8736f6c7-ad41-4b43-b4f6-e684e0d4ad20,BABRD_500_PM_02,Babrd_500_Pm_02,60,1,companyAcronym= | protocolName=IEEE C37.118.2-2011 | vendorAcronym= | vendorDeviceName= | interconnectionName=,,,,10,STTP,Streaming Telemetry Transport Protocol,11,,,,,,BABRD_500_PM_02!PMU-ST4,0.0,1.0,Device statistic for Number of measurements received from device during last reporting interval.,0,1,1,,Any,STAT,Statistic,ST,-98.6,37.5,PPA:5627,2021-08-03 21:03:28
} | MaximumArchiveDays=90 | DesiredRemainingSpace=500,5628,ONS_BABRD_500_PM_02!PMU:ST5,,190,8736f6c7-ad41-4b43-b4f6-e684e0d4ad20,BABRD_500_PM_02,Babrd_500_Pm_02,60,1,companyAcronym= | protocolName=IEEE C37.118.2-2011 | vendorAcronym= | vendorDeviceName= | interconnectionName=,,,,10,STTP,Streaming Telemetry Transport Protocol,11,,,,,,BABRD_500_PM_02!PMU-ST5,0.0,1.0,Device statistic for Expected number of measurements received from device during last reporting interval.,0,1,1,,Any,STAT,Statistic,ST,-98.6,37.5,PPA:5628,2021-08-03 21:03:28
} | MaximumArchiveDays=90 | DesiredRemainingSpace=500,5629,ONS_BABRD_500_PM_02!PMU:ST6,,190,8736f6c7-ad41-4b43-b4f6-e684e0d4ad20,BABRD_500_PM_02,Babrd_500_Pm_02,60,1,companyAcronym= | protocolName=IEEE C37.118.2-2011 | vendorAcronym= | vendorDeviceName= | interconnectionName=,,,,10,STTP,Streaming Telemetry Transport Protocol,11,,,,,,BABRD_500_PM_02!PMU-ST6,0.0,1.0,Device statistic for Number of measurements received while device was reporting errors during last reporting interval.,0,1,1,,Any,STAT,Statistic,ST,-98.6,37.5,PPA:5629,2021-08-03 21:03:28
} | MaximumArchiveDays=90 | DesiredRemainingSpace=500,5630,ONS_BABRD_500_PM_02!PMU:ST7,,190,8736f6c7-ad41-4b43-b4f6-e684e0d4ad20,BABRD_500_PM_02,Babrd_500_Pm_02,60,1,companyAcronym= | protocolName=IEEE C37.118.2-2011 | vendorAcronym= | vendorDeviceName= | interconnectionName=,,,,10,STTP,Streaming Telemetry Transport Protocol,11,,,,,,BABRD_500_PM_02!PMU-ST7,0.0,1.0,Device statistic for Number of defined measurements (per frame) from device during last reporting interval.,0,1,1,,Any,STAT,Statistic,ST,-98.6,37.5,PPA:5630,2021-08-03 21:03:28
} | MaximumArchiveDays=90 | DesiredRemainingSpace=500,5631,ONS_PAMTB_500_PM_01!PMU:ST1,,191,8736f6c7-ad41-4b43-b4f6-e684e0d4ad20,PAMTB_500_PM_01,Pamtb_500_Pm_01,60,1,companyAcronym= | protocolName=IEEE C37.118.2-2011 | vendorAcronym= | vendorDeviceName= | interconnectionName=,,,,10,STTP,Streaming Telemetry Transport Protocol,11,,,,,,PAMTB_500_PM_01!PMU-ST1,0.0,1.0,Device statistic for Number of data quality errors reported by device during last reporting interval.,0,1,1,,Any,STAT,Statistic,ST,-98.6,37.5,PPA:5631,2021-08-03 21:03:28
} | MaximumArchiveDays=90 | DesiredRemainingSpace=500,5632,ONS_PAMTB_500_PM_01!PMU:ST2,,191,8736f6c7-ad41-4b43-b4f6-e684e0d4ad20,PAMTB_500_PM_01,Pamtb_500_Pm_01,60,1,companyAcronym= | protocolName=IEEE C37.118.2-2011 | vendorAcronym= | vendorDeviceName= | interconnectionName=,,,,10,STTP,Streaming Telemetry Transport Protocol,11,,,,,,PAMTB_500_PM_01!PMU-ST2,0.0,1.0,Device statistic for Number of time quality errors reported by device during last reporting interval.,0,1,1,,Any,STAT,Statistic,ST,-98.6,37.5,PPA:5632,2021-08-03 21:03:28
} | MaximumArchiveDays=90 | DesiredRemainingSpace=500,5633,ONS_PAMTB_500_PM_01!PMU:ST3,,191,8736f6c7-ad41-4b43-b4f6-e684e0d4ad20,PAMTB_500_PM_01,Pamtb_500_Pm_01,60,1,companyAcronym= | protocolName=IEEE C37.118.2-2011 | vendorAcronym= | vendorDeviceName= | interconnectionName=,,,,10,STTP,Streaming Telemetry Transport Protocol,11,,,,,,PAMTB_500_PM_01!PMU-ST3,0.0,1.0,Device statistic for Number of device errors reported by device during last reporting interval.,0,1,1,,Any,STAT,Statistic,ST,-98.6,37.5,PPA:5633,2021-08-03 21:03:28
} | MaximumArchiveDays=90 | DesiredRemainingSpace=500,5634,ONS_PAMTB_500_PM_01!PMU:ST4,,191,8736f6c7-ad41-4b43-b4f6-e684e0d4ad20,PAMTB_500_PM_01,Pamtb_500_Pm_01,60,1,companyAcronym= | protocolName=IEEE C37.118.2-2011 | vendorAcronym= | vendorDeviceName= | interconnectionName=,,,,10,STTP,Streaming Telemetry Transport Protocol,11,,,,,,PAMTB_500_PM_01!PMU-ST4,0.0,1.0,Device statistic for Number of measurements received from device during last reporting interval.,0,1,1,,Any,STAT,Statistic,ST,-98.6,37.5,PPA:5634,2021-08-03 21:03:28
} | MaximumArchiveDays=90 | DesiredRemainingSpace=500,5635,ONS_PAMTB_500_PM_01!PMU:ST5,,191,8736f6c7-ad41-4b43-b4f6-e684e0d4ad20,PAMTB_500_PM_01,Pamtb_500_Pm_01,60,1,companyAcronym= | protocolName=IEEE C37.118.2-2011 | vendorAcronym= | vendorDeviceName= | interconnectionName=,,,,10,STTP,Streaming Telemetry Transport Protocol,11,,,,,,PAMTB_500_PM_01!PMU-ST5,0.0,1.0,Device statistic for Expected number of measurements received from device during last reporting interval.,0,1,1,,Any,STAT,Statistic,ST,-98.6,37.5,PPA:5635,2021-08-03 21:03:28
} | MaximumArchiveDays=90 | DesiredRemainingSpace=500,5636,ONS_PAMTB_500_PM_01!PMU:ST6,,191,8736f6c7-ad41-4b43-b4f6-e684e0d4ad20,PAMTB_500_PM_01,Pamtb_500_Pm_01,60,1,companyAcronym= | protocolName=IEEE C37.118.2-2011 | vendorAcronym= | vendorDeviceName= | interconnectionName=,,,,10,STTP,Streaming Telemetry Transport Protocol,11,,,,,,PAMTB_500_PM_01!PMU-ST6,0.0,1.0,Device statistic for Number of measurements received while device was reporting errors during last reporting interval.,0,1,1,,Any,STAT,Statistic,ST,-98.6,37.5,PPA:5636,2021-08-03 21:03:28
} | MaximumArchiveDays=90 | DesiredRemainingSpace=500,5637,ONS_PAMTB_500_PM_01!PMU:ST7,,191,8736f6c7-ad41-4b43-b4f6-e684e0d4ad20,PAMTB_500_PM_01,Pamtb_500_Pm_01,60,1,companyAcronym= | protocolName=IEEE C37.118.2-2011 | vendorAcronym= | vendorDeviceName= | interconnectionName=,,,,10,STTP,Streaming Telemetry Transport Protocol,11,,,,,,PAMTB_500_PM_01!PMU-ST7,0.0,1.0,Device statistic for Number of defined measurements (per frame) from device during last reporting interval.,0,1,1,,Any,STAT,Statistic,ST,-98.6,37.5,PPA:5637,2021-08-03 21:03:28
} | MaximumArchiveDays=90 | DesiredRemainingSpace=500,5638,ONS_PAMTB_500_PM_02!PMU:ST1,,192,8736f6c7-ad41-4b43-b4f6-e684e0d4ad20,PAMTB_500_PM_02,Pamtb_500_Pm_02,60,1,companyAcronym= | protocolName=IEEE C37.118.2-2011 | vendorAcronym= | vendorDeviceName= | interconnectionName=,,,,10,STTP,Streaming Telemetry Transport Protocol,11,,,,,,PAMTB_500_PM_02!PMU-ST1,0.0,1.0,Device statistic for Number of data quality errors reported by device during last reporting interval.,0,1,1,,Any,STAT,Statistic,ST,-98.6,37.5,PPA:5638,2021-08-03 21:03:28
} | MaximumArchiveDays=90 | DesiredRemainingSpace=500,5639,ONS_PAMTB_500_PM_02!PMU:ST2,,192,8736f6c7-ad41-4b43-b4f6-e684e0d4ad20,PAMTB_500_PM_02,Pamtb_500_Pm_02,60,1,companyAcronym= | protocolName=IEEE C37.118.2-2011 | vendorAcronym= | vendorDeviceName= | interconnectionName=,,,,10,STTP,Streaming Telemetry Transport Protocol,11,,,,,,PAMTB_500_PM_02!PMU-ST2,0.0,1.0,Device statistic for Number of time quality errors reported by device during last reporting interval.,0,1,1,,Any,STAT,Statistic,ST,-98.6,37.5,PPA:5639,2021-08-03 21:03:28
} | MaximumArchiveDays=90 | DesiredRemainingSpace=500,5640,ONS_PAMTB_500_PM_02!PMU:ST3,,192,8736f6c7-ad41-4b43-b4f6-e684e0d4ad20,PAMTB_500_PM_02,Pamtb_500_Pm_02,60,1,companyAcronym= | protocolName=IEEE C37.118.2-2011 | vendorAcronym= | vendorDeviceName= | interconnectionName=,,,,10,STTP,Streaming Telemetry Transport Protocol,11,,,,,,PAMTB_500_PM_02!PMU-ST3,0.0,1.0,Device statistic for Number of device errors reported by device during last reporting interval.,0,1,1,,Any,STAT,Statistic,ST,-98.6,37.5,PPA:5640,2021-08-03 21:03:28
} | MaximumArchiveDays=90 | DesiredRemainingSpace=500,5641,ONS_PAMTB_500_PM_02!PMU:ST4,,192,8736f6c7-ad41-4b43-b4f6-e684e0d4ad20,PAMTB_500_PM_02,Pamtb_500_Pm_02,60,1,companyAcronym= | protocolName=IEEE C37.118.2-2011 | vendorAcronym= | vendorDeviceName= | interconnectionName=,,,,10,STTP,Streaming Telemetry Transport Protocol,11,,,,,,PAMTB_500_PM_02!PMU-ST4,0.0,1.0,Device statistic for Number of measurements received from device during last reporting interval.,0,1,1,,Any,STAT,Statistic,ST,-98.6,37.5,PPA:5641,2021-08-03 21:03:28
} | MaximumArchiveDays=90 | DesiredRemainingSpace=500,5642,ONS_PAMTB_500_PM_02!PMU:ST5,,192,8736f6c7-ad41-4b43-b4f6-e684e0d4ad20,PAMTB_500_PM_02,Pamtb_500_Pm_02,60,1,companyAcronym= | protocolName=IEEE C37.118.2-2011 | vendorAcronym= | vendorDeviceName= | interconnectionName=,,,,10,STTP,Streaming Telemetry Transport Protocol,11,,,,,,PAMTB_500_PM_02!PMU-ST5,0.0,1.0,Device statistic for Expected number of measurements received from device during last reporting interval.,0,1,1,,Any,STAT,Statistic,ST,-98.6,37.5,PPA:5642,2021-08-03 21:03:28
} | MaximumArchiveDays=90 | DesiredRemainingSpace=500,5643,ONS_PAMTB_500_PM_02!PMU:ST6,,192,8736f6c7-ad41-4b43-b4f6-e684e0d4ad20,PAMTB_500_PM_02,Pamtb_500_Pm_02,60,1,companyAcronym= | protocolName=IEEE C37.118.2-2011 | vendorAcronym= | vendorDeviceName= | interconnectionName=,,,,10,STTP,Streaming Telemetry Transport Protocol,11,,,,,,PAMTB_500_PM_02!PMU-ST6,0.0,1.0,Device statistic for Number of measurements received while device was reporting errors during last reporting interval.,0,1,1,,Any,STAT,Statistic,ST,-98.6,37.5,PPA:5643,2021-08-03 21:03:28
} | MaximumArchiveDays=90 | DesiredRemainingSpace=500,5644,ONS_PAMTB_500_PM_02!PMU:ST7,,192,8736f6c7-ad41-4b43-b4f6-e684e0d4ad20,PAMTB_500_PM_02,Pamtb_500_Pm_02,60,1,companyAcronym= | protocolName=IEEE C37.118.2-2011 | vendorAcronym= | vendorDeviceName= | interconnectionName=,,,,10,STTP,Streaming Telemetry Transport Protocol,11,,,,,,PAMTB_500_PM_02!PMU-ST7,0.0,1.0,Device statistic for Number of defined measurements (per frame) from device during last reporting interval.,0,1,1,,Any,STAT,Statistic,ST,-98.6,37.5,PPA:5644,2021-08-03 21:03:28
} | MaximumArchiveDays=90 | DesiredRemainingSpace=500,5645,ONS_PAMTB_500_PM_03!PMU:ST1,,193,8736f6c7-ad41-4b43-b4f6-e684e0d4ad20,PAMTB_500_PM_03,Pamtb_500_Pm_03,60,1,companyAcronym= | protocolName=IEEE C37.118.2-2011 | vendorAcronym= | vendorDeviceName= | interconnectionName=,,,,10,STTP,Streaming Telemetry Transport Protocol,11,,,,,,PAMTB_500_PM_03!PMU-ST1,0.0,1.0,Device statistic for Number of data quality errors reported by device during last reporting interval.,0,1,1,,Any,STAT,Statistic,ST,-98.6,37.5,PPA:5645,2021-08-03 21:03:28
} | MaximumArchiveDays=90 | DesiredRemainingSpace=500,5646,ONS_PAMTB_500_PM_03!PMU:ST2,,193,8736f6c7-ad41-4b43-b4f6-e684e0d4ad20,PAMTB_500_PM_03,Pamtb_500_Pm_03,60,1,companyAcronym= | protocolName=IEEE C37.118.2-2011 | vendorAcronym= | vendorDeviceName= | interconnectionName=,,,,10,STTP,Streaming Telemetry Transport Protocol,11,,,,,,PAMTB_500_PM_03!PMU-ST2,0.0,1.0,Device statistic for Number of time quality errors reported by device during last reporting interval.,0,1,1,,Any,STAT,Statistic,ST,-98.6,37.5,PPA:5646,2021-08-03 21:03:28
} | MaximumArchiveDays=90 | DesiredRemainingSpace=500,5647,ONS_PAMTB_500_PM_03!PMU:ST3,,193,8736f6c7-ad41-4b43-b4f6-e684e0d4ad20,PAMTB_500_PM_03,Pamtb_500_Pm_03,60,1,companyAcronym= | protocolName=IEEE C37.118.2-2011 | vendorAcronym= | vendorDeviceName= | interconnectionName=,,,,10,STTP,Streaming Telemetry Transport Protocol,11,,,,,,PAMTB_500_PM_03!PMU-ST3,0.0,1.0,Device statistic for Number of device errors reported by device during last reporting interval.,0,1,1,,Any,STAT,Statistic,ST,-98.6,37.5,PPA:5647,2021-08-03 21:03:28
} | MaximumArchiveDays=90 | DesiredRemainingSpace=500,5648,ONS_PAMTB_500_PM_03!PMU:ST4,,193,8736f6c7-ad41-4b43-b4f6-e684e0d4ad20,PAMTB_500_PM_03,Pamtb_500_Pm_03,60,1,companyAcronym= | protocolName=IEEE C37.118.2-2011 | vendorAcronym= | vendorDeviceName= | interconnectionName=,,,,10,STTP,Streaming Telemetry Transport Protocol,11,,,,,,PAMTB_500_PM_03!PMU-ST4,0.0,1.0,Device statistic for Number of measurements received from device during last reporting interval.,0,1,1,,Any,STAT,Statistic,ST,-98.6,37.5,PPA:5648,2021-08-03 21:03:28
} | MaximumArchiveDays=90 | DesiredRemainingSpace=500,5649,ONS_PAMTB_500_PM_03!PMU:ST5,,193,8736f6c7-ad41-4b43-b4f6-e684e0d4ad20,PAMTB_500_PM_03,Pamtb_500_Pm_03,60,1,companyAcronym= | protocolName=IEEE C37.118.2-2011 | vendorAcronym= | vendorDeviceName= | interconnectionName=,,,,10,STTP,Streaming Telemetry Transport Protocol,11,,,,,,PAMTB_500_PM_03!PMU-ST5,0.0,1.0,Device statistic for Expected number of measurements received from device during last reporting interval.,0,1,1,,Any,STAT,Statistic,ST,-98.6,37.5,PPA:5649,2021-08-03 21:03:28
} | MaximumArchiveDays=90 | DesiredRemainingSpace=500,5650,ONS_PAMTB_500_PM_03!PMU:ST6,,193,8736f6c7-ad41-4b43-b4f6-e684e0d4ad20,PAMTB_500_PM_03,Pamtb_500_Pm_03,60,1,companyAcronym= | protocolName=IEEE C37.118.2-2011 | vendorAcronym= | vendorDeviceName= | interconnectionName=,,,,10,STTP,Streaming Telemetry Transport Protocol,11,,,,,,PAMTB_500_PM_03!PMU-ST6,0.0,1.0,Device statistic for Number of measurements received while device was reporting errors during last reporting interval.,0,1,1,,Any,STAT,Statistic,ST,-98.6,37.5,PPA:5650,2021-08-03 21:03:28
} | MaximumArchiveDays=90 | DesiredRemainingSpace=500,5651,ONS_PAMTB_500_PM_03!PMU:ST7,,193,8736f6c7-ad41-4b43-b4f6-e684e0d4ad20,PAMTB_500_PM_03,Pamtb_500_Pm_03,60,1,companyAcronym= | protocolName=IEEE C37.118.2-2011 | vendorAcronym= | vendorDeviceName= | interconnectionName=,,,,10,STTP,Streaming Telemetry Transport Protocol,11,,,,,,PAMTB_500_PM_03!PMU-ST7,0.0,1.0,Device statistic for Number of defined measurements (per frame) from device during last reporting interval.,0,1,1,,Any,STAT,Statistic,ST,-98.6,37.5,PPA:5651,2021-08-03 21:03:28
} | MaximumArchiveDays=90 | DesiredRemainingSpace=500,5652,ONS_PAVC_500_PM_02!PMU:ST1,,194,8736f6c7-ad41-4b43-b4f6-e684e0d4ad20,PAVC_500_PM_02,Pavc_500_Pm_02,60,1,companyAcronym= | protocolName=IEEE C37.118.2-2011 | vendorAcronym= | vendorDeviceName= | interconnectionName=,,,,10,STTP,Streaming Telemetry Transport Protocol,11,,,,,,PAVC_500_PM_02!PMU-ST1,0.0,1.0,Device statistic for Number of data quality errors reported by device during last reporting interval.,0,1,1,,Any,STAT,Statistic,ST,-98.6,37.5,PPA:5652,2021-08-03 21:03:28
} | MaximumArchiveDays=90 | DesiredRemainingSpace=500,5653,ONS_PAVC_500_PM_02!PMU:ST2,,194,8736f6c7-ad41-4b43-b4f6-e684e0d4ad20,PAVC_500_PM_02,Pavc_500_Pm_02,60,1,companyAcronym= | protocolName=IEEE C37.118.2-2011 | vendorAcronym= | vendorDeviceName= | interconnectionName=,,,,10,STTP,Streaming Telemetry Transport Protocol,11,,,,,,PAVC_500_PM_02!PMU-ST2,0.0,1.0,Device statistic for Number of time quality errors reported by device during last reporting interval.,0,1,1,,Any,STAT,Statistic,ST,-98.6,37.5,PPA:5653,2021-08-03 21:03:28
} | MaximumArchiveDays=90 | DesiredRemainingSpace=500,5654,ONS_PAVC_500_PM_02!PMU:ST3,,194,8736f6c7-ad41-4b43-b4f6-e684e0d4ad20,PAVC_500_PM_02,Pavc_500_Pm_02,60,1,companyAcronym= | protocolName=IEEE C37.118.2-2011 | vendorAcronym= | vendorDeviceName= | interconnectionName=,,,,10,STTP,Streaming Telemetry Transport Protocol,11,,,,,,PAVC_500_PM_02!PMU-ST3,0.0,1.0,Device statistic for Number of device errors reported by device during last reporting interval.,0,1,1,,Any,STAT,Statistic,ST,-98.6,37.5,PPA:5654,2021-08-03 21:03:28
} | MaximumArchiveDays=90 | DesiredRemainingSpace=500,5655,ONS_PAVC_500_PM_02!PMU:ST4,,194,8736f6c7-ad41-4b43-b4f6-e684e0d4ad20,PAVC_500_PM_02,Pavc_500_Pm_02,60,1,companyAcronym= | protocolName=IEEE C37.118.2-2011 | vendorAcronym= | vendorDeviceName= | interconnectionName=,,,,10,STTP,Streaming Telemetry Transport Protocol,11,,,,,,PAVC_500_PM_02!PMU-ST4,0.0,1.0,Device statistic for Number of measurements received from device during last reporting interval.,0,1,1,,Any,STAT,Statistic,ST,-98.6,37.5,PPA:5655,2021-08-03 21:03:28
} | MaximumArchiveDays=90 | DesiredRemainingSpace=500,5656,ONS_PAVC_500_PM_02!PMU:ST5,,194,8736f6c7-ad41-4b43-b4f6-e684e0d4ad20,PAVC_500_PM_02,Pavc_500_Pm_02,60,1,companyAcronym= | protocolName=IEEE C37.118.2-2011 | vendorAcronym= | vendorDeviceName= | interconnectionName=,,,,10,STTP,Streaming Telemetry Transport Protocol,11,,,,,,PAVC_500_PM_02!PMU-ST5,0.0,1.0,Device statistic for Expected number of measurements received from device during last reporting interval.,0,1,1,,Any,STAT,Statistic,ST,-98.6,37.5,PPA:5656,2021-08-03 21:03:28
} | MaximumArchiveDays=90 | DesiredRemainingSpace=500,5657,ONS_PAVC_500_PM_02!PMU:ST6,,194,8736f6c7-ad41-4b43-b4f6-e684e0d4ad20,PAVC_500_PM_02,Pavc_500_Pm_02,60,1,companyAcronym= | protocolName=IEEE C37.118.2-2011 | vendorAcronym= | vendorDeviceName= | interconnectionName=,,,,10,STTP,Streaming Telemetry Transport Protocol,11,,,,,,PAVC_500_PM_02!PMU-ST6,0.0,1.0,Device statistic for Number of measurements received while device was reporting errors during last reporting interval.,0,1,1,,Any,STAT,Statistic,ST,-98.6,37.5,PPA:5657,2021-08-03 21:03:28
} | MaximumArchiveDays=90 | DesiredRemainingSpace=500,5658,ONS_PAVC_500_PM_02!PMU:ST7,,194,8736f6c7-ad41-4b43-b4f6-e684e0d4ad20,PAVC_500_PM_02,Pavc_500_Pm_02,60,1,companyAcronym= | protocolName=IEEE C37.118.2-2011 | vendorAcronym= | vendorDeviceName= | interconnectionName=,,,,10,STTP,Streaming Telemetry Transport Protocol,11,,,,,,PAVC_500_PM_02!PMU-ST7,0.0,1.0,Device statistic for Number of defined measurements (per frame) from device during last reporting interval.,0,1,1,,Any,STAT,Statistic,ST,-98.6,37.5,PPA:5658,2021-08-03 21:03:28
} | MaximumArchiveDays=90 | DesiredRemainingSpace=500,5659,ONS_MGJBA3_500_PM_01!PMU:ST1,,195,8736f6c7-ad41-4b43-b4f6-e684e0d4ad20,MGJBA3_500_PM_01,Mgjba3_500_Pm_01,60,1,companyAcronym= | protocolName=IEEE C37.118.2-2011 | vendorAcronym= | vendorDeviceName= | interconnectionName=,,,,10,STTP,Streaming Telemetry Transport Protocol,11,,,,,,MGJBA3_500_PM_01!PMU-ST1,0.0,1.0,Device statistic for Number of data quality errors reported by device during last reporting interval.,0,1,1,,Any,STAT,Statistic,ST,-98.6,37.5,PPA:5659,2021-08-03 21:03:28
} | MaximumArchiveDays=90 | DesiredRemainingSpace=500,5660,ONS_MGJBA3_500_PM_01!PMU:ST2,,195,8736f6c7-ad41-4b43-b4f6-e684e0d4ad20,MGJBA3_500_PM_01,Mgjba3_500_Pm_01,60,1,companyAcronym= | protocolName=IEEE C37.118.2-2011 | vendorAcronym= | vendorDeviceName= | interconnectionName=,,,,10,STTP,Streaming Telemetry Transport Protocol,11,,,,,,MGJBA3_500_PM_01!PMU-ST2,0.0,1.0,Device statistic for Number of time quality errors reported by device during last reporting interval.,0,1,1,,Any,STAT,Statistic,ST,-98.6,37.5,PPA:5660,2021-08-03 21:03:28
} | MaximumArchiveDays=90 | DesiredRemainingSpace=500,5661,ONS_MGJBA3_500_PM_01!PMU:ST3,,195,8736f6c7-ad41-4b43-b4f6-e684e0d4ad20,MGJBA3_500_PM_01,Mgjba3_500_Pm_01,60,1,companyAcronym= | protocolName=IEEE C37.118.2-2011 | vendorAcronym= | vendorDeviceName= | interconnectionName=,,,,10,STTP,Streaming Telemetry Transport Protocol,11,,,,,,MGJBA3_500_PM_01!PMU-ST3,0.0,1.0,Device statistic for Number of device errors reported by device during last reporting interval.,0,1,1,,Any,STAT,Statistic,ST,-98.6,37.5,PPA:5661,2021-08-03 21:03:28
} | MaximumArchiveDays=90 | DesiredRemainingSpace=500,5662,ONS_MGJBA3_500_PM_01!PMU:ST4,,195,8736f6c7-ad41-4b43-b4f6-e684e0d4ad20,MGJBA3_500_PM_01,Mgjba3_500_Pm_01,60,1,companyAcronym= | protocolName=IEEE C37.118.2-2011 | vendorAcronym= | vendorDeviceName= | interconnectionName=,,,,10,STTP,Streaming Telemetry Transport Protocol,11,,,,,,MGJBA3_500_PM_01!PMU-ST4,0.0,1.0,Device statistic for Number of measurements received from device during last reporting interval.,0,1,1,,Any,STAT,Statistic,ST,-98.6,37.5,PPA:5662,2021-08-03 21:03:28
} | MaximumArchiveDays=90 | DesiredRemainingSpace=500,5663,ONS_MGJBA3_500_PM_01!PMU:ST5,,195,8736f6c7-ad41-4b43-b4f6-e684e0d4ad20,MGJBA3_500_PM_01,Mgjba3_500_Pm_01,60,1,companyAcronym= | protocolName=IEEE C37.118.2-2011 | vendorAcronym= | vendorDeviceName= | interconnectionName=,,,,10,STTP,Streaming Telemetry Transport Protocol,11,,,,,,MGJBA3_500_PM_01!PMU-ST5,0.0,1.0,Device statistic for Expected number of measurements received from device during last reporting interval.,0,1,1,,Any,STAT,Statistic,ST,-98.6,37.5,PPA:5663,2021-08-03 21:03:28
} | MaximumArchiveDays=90 | DesiredRemainingSpace=500,5664,ONS_MGJBA3_500_PM_01!PMU:ST6,,195,8736f6c7-ad41-4b43-b4f6-e684e0d4ad20,MGJBA3_500_PM_01,Mgjba3_500_Pm_01,60,1,companyAcronym= | protocolName=IEEE C37.118.2-2011 | vendorAcronym= | vendorDeviceName= | interconnectionName=,,,,10,STTP,Streaming Telemetry Transport Protocol,11,,,,,,MGJBA3_500_PM_01!PMU-ST6,0.0,1.0,Device statistic for Number of measurements received while device was reporting errors during last reporting interval.,0,1,1,,Any,STAT,Statistic,ST,-98.6,37.5,PPA:5664,2021-08-03 21:03:28
} | MaximumArchiveDays=90 | DesiredRemainingSpace=500,5665,ONS_MGJBA3_500_PM_01!PMU:ST7,,195,8736f6c7-ad41-4b43-b4f6-e684e0d4ad20,MGJBA3_500_PM_01,Mgjba3_500_Pm_01,60,1,companyAcronym= | protocolName=IEEE C37.118.2-2011 | vendorAcronym= | vendorDeviceName= | interconnectionName=,,,,10,STTP,Streaming Telemetry Transport Protocol,11,,,,,,MGJBA3_500_PM_01!PMU-ST7,0.0,1.0,Device statistic for Number of defined measurements (per frame) from device during last reporting interval.,0,1,1,,Any,STAT,Statistic,ST,-98.6,37.5,PPA:5665,2021-08-03 21:03:28
} | MaximumArchiveDays=90 | DesiredRemainingSpace=500,5666,ONS_MGJBA3_500_PM_02!PMU:ST1,,196,8736f6c7-ad41-4b43-b4f6-e684e0d4ad20,MGJBA3_500_PM_02,Mgjba3_500_Pm_02,60,1,companyAcronym= | protocolName=IEEE C37.118.2-2011 | vendorAcronym= | vendorDeviceName= | interconnectionName=,,,,10,STTP,Streaming Telemetry Transport Protocol,11,,,,,,MGJBA3_500_PM_02!PMU-ST1,0.0,1.0,Device statistic for Number of data quality errors reported by device during last reporting interval.,0,1,1,,Any,STAT,Statistic,ST,-98.6,37.5,PPA:5666,2021-08-03 21:03:28
} | MaximumArchiveDays=90 | DesiredRemainingSpace=500,5667,ONS_MGJBA3_500_PM_02!PMU:ST2,,196,8736f6c7-ad41-4b43-b4f6-e684e0d4ad20,MGJBA3_500_PM_02,Mgjba3_500_Pm_02,60,1,companyAcronym= | protocolName=IEEE C37.118.2-2011 | vendorAcronym= | vendorDeviceName= | interconnectionName=,,,,10,STTP,Streaming Telemetry Transport Protocol,11,,,,,,MGJBA3_500_PM_02!PMU-ST2,0.0,1.0,Device statistic for Number of time quality errors reported by device during last reporting interval.,0,1,1,,Any,STAT,Statistic,ST,-98.6,37.5,PPA:5667,2021-08-03 21:03:28
} | MaximumArchiveDays=90 | DesiredRemainingSpace=500,5668,ONS_MGJBA3_500_PM_02!PMU:ST3,,196,8736f6c7-ad41-4b43-b4f6-e684e0d4ad20,MGJBA3_500_PM_02,Mgjba3_500_Pm_02,60,1,companyAcronym= | protocolName=IEEE C37.118.2-2011 | vendorAcronym= | vendorDeviceName= | interconnectionName=,,,,10,STTP,Streaming Telemetry Transport Protocol,11,,,,,,MGJBA3_500_PM_02!PMU-ST3,0.0,1.0,Device statistic for Number of device errors reported by device during last reporting interval.,0,1,1,,Any,STAT,Statistic,ST,-98.6,37.5,PPA:5668,2021-08-03 21:03:28
} | MaximumArchiveDays=90 | DesiredRemainingSpace=500,5669,ONS_MGJBA3_500_PM_02!PMU:ST4,,196,8736f6c7-ad41-4b43-b4f6-e684e0d4ad20,MGJBA3_500_PM_02,Mgjba3_500_Pm_02,60,1,companyAcronym= | protocolName=IEEE C37.118.2-2011 | vendorAcronym= | vendorDeviceName= | interconnectionName=,,,,10,STTP,Streaming Telemetry Transport Protocol,11,,,,,,MGJBA3_500_PM_02!PMU-ST4,0.0,1.0,Device statistic for Number of measurements received from device during last reporting interval.,0,1,1,,Any,STAT,Statistic,ST,-98.6,37.5,PPA:5669,2021-08-03 21:03:28
} | MaximumArchiveDays=90 | DesiredRemainingSpace=500,5670,ONS_MGJBA3_500_PM_02!PMU:ST5,,196,8736f6c7-ad41-4b43-b4f6-e684e0d4ad20,MGJBA3_500_PM_02,Mgjba3_500_Pm_02,60,1,companyAcronym= | protocolName=IEEE C37.118.2-2011 | vendorAcronym= | vendorDeviceName= | interconnectionName=,,,,10,STTP,Streaming Telemetry Transport Protocol,11,,,,,,MGJBA3_500_PM_02!PMU-ST5,0.0,1.0,Device statistic for Expected number of measurements received from device during last reporting interval.,0,1,1,,Any,STAT,Statistic,ST,-98.6,37.5,PPA:5670,2021-08-03 21:03:28
} | MaximumArchiveDays=90 | DesiredRemainingSpace=500,5671,ONS_MGJBA3_500_PM_02!PMU:ST6,,196,8736f6c7-ad41-4b43-b4f6-e684e0d4ad20,MGJBA3_500_PM_02,Mgjba3_500_Pm_02,60,1,companyAcronym= | protocolName=IEEE C37.118.2-2011 | vendorAcronym= | vendorDeviceName= | interconnectionName=,,,,10,STTP,Streaming Telemetry Transport Protocol,11,,,,,,MGJBA3_500_PM_02!PMU-ST6,0.0,1.0,Device statistic for Number of measurements received while device was reporting errors during last reporting interval.,0,1,1,,Any,STAT,Statistic,ST,-98.6,37.5,PPA:5671,2021-08-03 21:03:28
} | MaximumArchiveDays=90 | DesiredRemainingSpace=500,5672,ONS_MGJBA3_500_PM_02!PMU:ST7,,196,8736f6c7-ad41-4b43-b4f6-e684e0d4ad20,MGJBA3_500_PM_02,Mgjba3_500_Pm_02,60,1,companyAcronym= | protocolName=IEEE C37.118.2-2011 | vendorAcronym= | vendorDeviceName= | interconnectionName=,,,,10,STTP,Streaming Telemetry Transport Protocol,11,,,,,,MGJBA3_500_PM_02!PMU-ST7,0.0,1.0,Device statistic for Number of defined measurements (per frame) from device during last reporting interval.,0,1,1,,Any,STAT,Statistic,ST,-98.6,37.5,PPA:5672,2021-08-03 21:03:28
} | MaximumArchiveDays=90 | DesiredRemainingSpace=500,5673,ONS_MGJBA3_500_PM_03!PMU:ST1,,197,8736f6c7-ad41-4b43-b4f6-e684e0d4ad20,MGJBA3_500_PM_03,Mgjba3_500_Pm_03,60,1,companyAcronym= | protocolName=IEEE C37.118.2-2011 | vendorAcronym= | vendorDeviceName= | interconnectionName=,,,,10,STTP,Streaming Telemetry Transport Protocol,11,,,,,,MGJBA3_500_PM_03!PMU-ST1,0.0,1.0,Device statistic for Number of data quality errors reported by device during last reporting interval.,0,1,1,,Any,STAT,Statistic,ST,-98.6,37.5,PPA:5673,2021-08-03 21:03:28
} | MaximumArchiveDays=90 | DesiredRemainingSpace=500,5674,ONS_MGJBA3_500_PM_03!PMU:ST2,,197,8736f6c7-ad41-4b43-b4f6-e684e0d4ad20,MGJBA3_500_PM_03,Mgjba3_500_Pm_03,60,1,companyAcronym= | protocolName=IEEE C37.118.2-2011 | vendorAcronym= | vendorDeviceName= | interconnectionName=,,,,10,STTP,Streaming Telemetry Transport Protocol,11,,,,,,MGJBA3_500_PM_03!PMU-ST2,0.0,1.0,Device statistic for Number of time quality errors reported by device during last reporting interval.,0,1,1,,Any,STAT,Statistic,ST,-98.6,37.5,PPA:5674,2021-08-03 21:03:28
} | MaximumArchiveDays=90 | DesiredRemainingSpace=500,5675,ONS_MGJBA3_500_PM_03!PMU:ST3,,197,8736f6c7-ad41-4b43-b4f6-e684e0d4ad20,MGJBA3_500_PM_03,Mgjba3_500_Pm_03,60,1,companyAcronym= | protocolName=IEEE C37.118.2-2011 | vendorAcronym= | vendorDeviceName= | interconnectionName=,,,,10,STTP,Streaming Telemetry Transport Protocol,11,,,,,,MGJBA3_500_PM_03!PMU-ST3,0.0,1.0,Device statistic for Number of device errors reported by device during last reporting interval.,0,1,1,,Any,STAT,Statistic,ST,-98.6,37.5,PPA:5675,2021-08-03 21:03:28
} | MaximumArchiveDays=90 | DesiredRemainingSpace=500,5676,ONS_MGJBA3_500_PM_03!PMU:ST4,,197,8736f6c7-ad41-4b43-b4f6-e684e0d4ad20,MGJBA3_500_PM_03,Mgjba3_500_Pm_03,60,1,companyAcronym= | protocolName=IEEE C37.118.2-2011 | vendorAcronym= | vendorDeviceName= | interconnectionName=,,,,10,STTP,Streaming Telemetry Transport Protocol,11,,,,,,MGJBA3_500_PM_03!PMU-ST4,0.0,1.0,Device statistic for Number of measurements received from device during last reporting interval.,0,1,1,,Any,STAT,Statistic,ST,-98.6,37.5,PPA:5676,2021-08-03 21:03:28
} | MaximumArchiveDays=90 | DesiredRemainingSpace=500,5677,ONS_MGJBA3_500_PM_03!PMU:ST5,,197,8736f6c7-ad41-4b43-b4f6-e684e0d4ad20,MGJBA3_500_PM_03,Mgjba3_500_Pm_03,60,1,companyAcronym= | protocolName=IEEE C37.118.2-2011 | vendorAcronym= | vendorDeviceName= | interconnectionName=,,,,10,STTP,Streaming Telemetry Transport Protocol,11,,,,,,MGJBA3_500_PM_03!PMU-ST5,0.0,1.0,Device statistic for Expected number of measurements received from device during last reporting interval.,0,1,1,,Any,STAT,Statistic,ST,-98.6,37.5,PPA:5677,2021-08-03 21:03:28
} | MaximumArchiveDays=90 | DesiredRemainingSpace=500,5678,ONS_MGJBA3_500_PM_03!PMU:ST6,,197,8736f6c7-ad41-4b43-b4f6-e684e0d4ad20,MGJBA3_500_PM_03,Mgjba3_500_Pm_03,60,1,companyAcronym= | protocolName=IEEE C37.118.2-2011 | vendorAcronym= | vendorDeviceName= | interconnectionName=,,,,10,STTP,Streaming Telemetry Transport Protocol,11,,,,,,MGJBA3_500_PM_03!PMU-ST6,0.0,1.0,Device statistic for Number of measurements received while device was reporting errors during last reporting interval.,0,1,1,,Any,STAT,Statistic,ST,-98.6,37.5,PPA:5678,2021-08-03 21:03:28
} | MaximumArchiveDays=90 | DesiredRemainingSpace=500,5679,ONS_MGJBA3_500_PM_03!PMU:ST7,,197,8736f6c7-ad41-4b43-b4f6-e684e0d4ad20,MGJBA3_500_PM_03,Mgjba3_500_Pm_03,60,1,companyAcronym= | protocolName=IEEE C37.118.2-2011 | vendorAcronym= | vendorDeviceName= | interconnectionName=,,,,10,STTP,Streaming Telemetry Transport Protocol,11,,,,,,MGJBA3_500_PM_03!PMU-ST7,0.0,1.0,Device statistic for Number of defined measurements (per frame) from device during last reporting interval.,0,1,1,,Any,STAT,Statistic,ST,-98.6,37.5,PPA:5679,2021-08-03 21:03:28
} | MaximumArchiveDays=90 | DesiredRemainingSpace=500,5680,ONS_MGJBA3_500_PM_05!PMU:ST1,,199,8736f6c7-ad41-4b43-b4f6-e684e0d4ad20,MGJBA3_500_PM_05,Mgjba3_500_Pm_05,60,1,companyAcronym= | protocolName=IEEE C37.118.2-2011 | vendorAcronym= | vendorDeviceName= | interconnectionName=,,,,10,STTP,Streaming Telemetry Transport Protocol,11,,,,,,MGJBA3_500_PM_05!PMU-ST1,0.0,1.0,Device statistic for Number of data quality errors reported by device during last reporting interval.,0,1,1,,Any,STAT,Statistic,ST,-98.6,37.5,PPA:5680,2021-08-03 21:03:28
} | MaximumArchiveDays=90 | DesiredRemainingSpace=500,5681,ONS_MGJBA3_500_PM_05!PMU:ST2,,199,8736f6c7-ad41-4b43-b4f6-e684e0d4ad20,MGJBA3_500_PM_05,Mgjba3_500_Pm_05,60,1,companyAcronym= | protocolName=IEEE C37.118.2-2011 | vendorAcronym= | vendorDeviceName= | interconnectionName=,,,,10,STTP,Streaming Telemetry Transport Protocol,11,,,,,,MGJBA3_500_PM_05!PMU-ST2,0.0,1.0,Device statistic for Number of time quality errors reported by device during last reporting interval.,0,1,1,,Any,STAT,Statistic,ST,-98.6,37.5,PPA:5681,2021-08-03 21:03:28
} | MaximumArchiveDays=90 | DesiredRemainingSpace=500,5682,ONS_MGJBA3_500_PM_05!PMU:ST3,,199,8736f6c7-ad41-4b43-b4f6-e684e0d4ad20,MGJBA3_500_PM_05,Mgjba3_500_Pm_05,60,1,companyAcronym= | protocolName=IEEE C37.118.2-2011 | vendorAcronym= | vendorDeviceName= | interconnectionName=,,,,10,STTP,Streaming Telemetry Transport Protocol,11,,,,,,MGJBA3_500_PM_05!PMU-ST3,0.0,1.0,Device statistic for Number of device errors reported by device during last reporting interval.,0,1,1,,Any,STAT,Statistic,ST,-98.6,37.5,PPA:5682,2021-08-03 21:03:28
} | MaximumArchiveDays=90 | DesiredRemainingSpace=500,5683,ONS_MGJBA3_500_PM_05!PMU:ST4,,199,8736f6c7-ad41-4b43-b4f6-e684e0d4ad20,MGJBA3_500_PM_05,Mgjba3_500_Pm_05,60,1,companyAcronym= | protocolName=IEEE C37.118.2-2011 | vendorAcronym= | vendorDeviceName= | interconnectionName=,,,,10,STTP,Streaming Telemetry Transport Protocol,11,,,,,,MGJBA3_500_PM_05!PMU-ST4,0.0,1.0,Device statistic for Number of measurements received from device during last reporting interval.,0,1,1,,Any,STAT,Statistic,ST,-98.6,37.5,PPA:5683,2021-08-03 21:03:28
} | MaximumArchiveDays=90 | DesiredRemainingSpace=500,5684,ONS_MGJBA3_500_PM_05!PMU:ST5,,199,8736f6c7-ad41-4b43-b4f6-e684e0d4ad20,MGJBA3_500_PM_05,Mgjba3_500_Pm_05,60,1,companyAcronym= | protocolName=IEEE C37.118.2-2011 | vendorAcronym= | vendorDeviceName= | interconnectionName=,,,,10,STTP,Streaming Telemetry Transport Protocol,11,,,,,,MGJBA3_500_PM_05!PMU-ST5,0.0,1.0,Device statistic for Expected number of measurements received from device during last reporting interval.,0,1,1,,Any,STAT,Statistic,ST,-98.6,37.5,PPA:5684,2021-08-03 21:03:28
} | MaximumArchiveDays=90 | DesiredRemainingSpace=500,5685,ONS_MGJBA3_500_PM_05!PMU:ST6,,199,8736f6c7-ad41-4b43-b4f6-e684e0d4ad20,MGJBA3_500_PM_05,Mgjba3_500_Pm_05,60,1,companyAcronym= | protocolName=IEEE C37.118.2-2011 | vendorAcronym= | vendorDeviceName= | interconnectionName=,,,,10,STTP,Streaming Telemetry Transport Protocol,11,,,,,,MGJBA3_500_PM_05!PMU-ST6,0.0,1.0,Device statistic for Number of measurements received while device was reporting errors during last reporting interval.,0,1,1,,Any,STAT,Statistic,ST,-98.6,37.5,PPA:5685,2021-08-03 21:03:28
} | MaximumArchiveDays=90 | DesiredRemainingSpace=500,5686,ONS_MGJBA3_500_PM_05!PMU:ST7,,199,8736f6c7-ad41-4b43-b4f6-e684e0d4ad20,MGJBA3_500_PM_05,Mgjba3_500_Pm_05,60,1,companyAcronym= | protocolName=IEEE C37.118.2-2011 | vendorAcronym= | vendorDeviceName= | interconnectionName=,,,,10,STTP,Streaming Telemetry Transport Protocol,11,,,,,,MGJBA3_500_PM_05!PMU-ST7,0.0,1.0,Device statistic for Number of defined measurements (per frame) from device during last reporting interval.,0,1,1,,Any,STAT,Statistic,ST,-98.6,37.5,PPA:5686,2021-08-03 21:03:28
} | MaximumArchiveDays=90 | DesiredRemainingSpace=500,5687,ONS_MGJBA3_500_PM_06!PMU:ST1,,198,8736f6c7-ad41-4b43-b4f6-e684e0d4ad20,MGJBA3_500_PM_06,Mgjba3_500_Pm_06,60,1,companyAcronym= | protocolName=IEEE C37.118.2-2011 | vendorAcronym= | vendorDeviceName= | interconnectionName=,,,,10,STTP,Streaming Telemetry Transport Protocol,11,,,,,,MGJBA3_500_PM_06!PMU-ST1,0.0,1.0,Device statistic for Number of data quality errors reported by device during last reporting interval.,0,1,1,,Any,STAT,Statistic,ST,-98.6,37.5,PPA:5687,2021-08-03 21:03:28
} | MaximumArchiveDays=90 | DesiredRemainingSpace=500,5688,ONS_MGJBA3_500_PM_06!PMU:ST2,,198,8736f6c7-ad41-4b43-b4f6-e684e0d4ad20,MGJBA3_500_PM_06,Mgjba3_500_Pm_06,60,1,companyAcronym= | protocolName=IEEE C37.118.2-2011 | vendorAcronym= | vendorDeviceName= | interconnectionName=,,,,10,STTP,Streaming Telemetry Transport Protocol,11,,,,,,MGJBA3_500_PM_06!PMU-ST2,0.0,1.0,Device statistic for Number of time quality errors reported by device during last reporting interval.,0,1,1,,Any,STAT,Statistic,ST,-98.6,37.5,PPA:5688,2021-08-03 21:03:28
} | MaximumArchiveDays=90 | DesiredRemainingSpace=500,5689,ONS_MGJBA3_500_PM_06!PMU:ST3,,198,8736f6c7-ad41-4b43-b4f6-e684e0d4ad20,MGJBA3_500_PM_06,Mgjba3_500_Pm_06,60,1,companyAcronym= | protocolName=IEEE C37.118.2-2011 | vendorAcronym= | vendorDeviceName= | interconnectionName=,,,,10,STTP,Streaming Telemetry Transport Protocol,11,,,,,,MGJBA3_500_PM_06!PMU-ST3,0.0,1.0,Device statistic for Number of device errors reported by device during last reporting interval.,0,1,1,,Any,STAT,Statistic,ST,-98.6,37.5,PPA:5689,2021-08-03 21:03:28
} | MaximumArchiveDays=90 | DesiredRemainingSpace=500,5690,ONS_MGJBA3_500_PM_06!PMU:ST4,,198,8736f6c7-ad41-4b43-b4f6-e684e0d4ad20,MGJBA3_500_PM_06,Mgjba3_500_Pm_06,60,1,companyAcronym= | protocolName=IEEE C37.118.2-2011 | vendorAcronym= | vendorDeviceName= | interconnectionName=,,,,10,STTP,Streaming Telemetry Transport Protocol,11,,,,,,MGJBA3_500_PM_06!PMU-ST4,0.0,1.0,Device statistic for Number of measurements received from device during last reporting interval.,0,1,1,,Any,STAT,Statistic,ST,-98.6,37.5,PPA:5690,2021-08-03 21:03:28
} | MaximumArchiveDays=90 | DesiredRemainingSpace=500,5691,ONS_MGJBA3_500_PM_06!PMU:ST5,,198,8736f6c7-ad41-4b43-b4f6-e684e0d4ad20,MGJBA3_500_PM_06,Mgjba3_500_Pm_06,60,1,companyAcronym= | protocolName=IEEE C37.118.2-2011 | vendorAcronym= | vendorDeviceName= | interconnectionName=,,,,10,STTP,Streaming Telemetry Transport Protocol,11,,,,,,MGJBA3_500_PM_06!PMU-ST5,0.0,1.0,Device statistic for Expected number of measurements received from device during last reporting interval.,0,1,1,,Any,STAT,Statistic,ST,-98.6,37.5,PPA:5691,2021-08-03 21:03:28
} | MaximumArchiveDays=90 | DesiredRemainingSpace=500,5692,ONS_MGJBA3_500_PM_06!PMU:ST6,,198,8736f6c7-ad41-4b43-b4f6-e684e0d4ad20,MGJBA3_500_PM_06,Mgjba3_500_Pm_06,60,1,companyAcronym= | protocolName=IEEE C37.118.2-2011 | vendorAcronym= | vendorDeviceName= | interconnectionName=,,,,10,STTP,Streaming Telemetry Transport Protocol,11,,,,,,MGJBA3_500_PM_06!PMU-ST6,0.0,1.0,Device statistic for Number of measurements received while device was reporting errors during last reporting interval.,0,1,1,,Any,STAT,Statistic,ST,-98.6,37.5,PPA:5692,2021-08-03 21:03:28
} | MaximumArchiveDays=90 | DesiredRemainingSpace=500,5693,ONS_MGJBA3_500_PM_06!PMU:ST7,,198,8736f6c7-ad41-4b43-b4f6-e684e0d4ad20,MGJBA3_500_PM_06,Mgjba3_500_Pm_06,60,1,companyAcronym= | protocolName=IEEE C37.118.2-2011 | vendorAcronym= | vendorDeviceName= | interconnectionName=,,,,10,STTP,Streaming Telemetry Transport Protocol,11,,,,,,MGJBA3_500_PM_06!PMU-ST7,0.0,1.0,Device statistic for Number of defined measurements (per frame) from device during last reporting interval.,0,1,1,,Any,STAT,Statistic,ST,-98.6,37.5,PPA:5693,2021-08-03 21:03:28
} | MaximumArchiveDays=90 | DesiredRemainingSpace=500,5694,ONS_MGPJU_500_PM_01!PMU:ST1,,200,8736f6c7-ad41-4b43-b4f6-e684e0d4ad20,MGPJU_500_PM_01,Mgpju_500_Pm_01,60,1,companyAcronym= | protocolName=IEEE C37.118.2-2011 | vendorAcronym= | vendorDeviceName= | interconnectionName=,,,,10,STTP,Streaming Telemetry Transport Protocol,11,,,,,,MGPJU_500_PM_01!PMU-ST1,0.0,1.0,Device statistic for Number of data quality errors reported by device during last reporting interval.,0,1,1,,Any,STAT,Statistic,ST,-98.6,37.5,PPA:5694,2021-08-03 21:03:28
} | MaximumArchiveDays=90 | DesiredRemainingSpace=500,5695,ONS_MGPJU_500_PM_01!PMU:ST2,,200,8736f6c7-ad41-4b43-b4f6-e684e0d4ad20,MGPJU_500_PM_01,Mgpju_500_Pm_01,60,1,companyAcronym= | protocolName=IEEE C37.118.2-2011 | vendorAcronym= | vendorDeviceName= | interconnectionName=,,,,10,STTP,Streaming Telemetry Transport Protocol,11,,,,,,MGPJU_500_PM_01!PMU-ST2,0.0,1.0,Device statistic for Number of time quality errors reported by device during last reporting interval.,0,1,1,,Any,STAT,Statistic,ST,-98.6,37.5,PPA:5695,2021-08-03 21:03:28
} | MaximumArchiveDays=90 | DesiredRemainingSpace=500,5696,ONS_MGPJU_500_PM_01!PMU:ST3,,200,8736f6c7-ad41-4b43-b4f6-e684e0d4ad20,MGPJU_500_PM_01,Mgpju_500_Pm_01,60,1,companyAcronym= | protocolName=IEEE C37.118.2-2011 | vendorAcronym= | vendorDeviceName= | interconnectionName=,,,,10,STTP,Streaming Telemetry Transport Protocol,11,,,,,,MGPJU_500_PM_01!PMU-ST3,0.0,1.0,Device statistic for Number of device errors reported by device during last reporting interval.,0,1,1,,Any,STAT,Statistic,ST,-98.6,37.5,PPA:5696,2021-08-03 21:03:28
} | MaximumArchiveDays=90 | DesiredRemainingSpace=500,5697,ONS_MGPJU_500_PM_01!PMU:ST4,,200,8736f6c7-ad41-4b43-b4f6-e684e0d4ad20,MGPJU_500_PM_01,Mgpju_500_Pm_01,60,1,companyAcronym= | protocolName=IEEE C37.118.2-2011 | vendorAcronym= | vendorDeviceName= | interconnectionName=,,,,10,STTP,Streaming Telemetry Transport Protocol,11,,,,,,MGPJU_500_PM_01!PMU-ST4,0.0,1.0,Device statistic for Number of measurements received from device during last reporting interval.,0,1,1,,Any,STAT,Statistic,ST,-98.6,37.5,PPA:5697,2021-08-03 21:03:28
} | MaximumArchiveDays=90 | DesiredRemainingSpace=500,5698,ONS_MGPJU_500_PM_01!PMU:ST5,,200,8736f6c7-ad41-4b43-b4f6-e684e0d4ad20,MGPJU_500_PM_01,Mgpju_500_Pm_01,60,1,companyAcronym= | protocolName=IEEE C37.118.2-2011 | vendorAcronym= | vendorDeviceName= | interconnectionName=,,,,10,STTP,Streaming Telemetry Transport Protocol,11,,,,,,MGPJU_500_PM_01!PMU-ST5,0.0,1.0,Device statistic for Expected number of measurements received from device during last reporting interval.,0,1,1,,Any,STAT,Statistic,ST,-98.6,37.5,PPA:5698,2021-08-03 21:03:28
} | MaximumArchiveDays=90 | DesiredRemainingSpace=500,5699,ONS_MGPJU_500_PM_01!PMU:ST6,,200,8736f6c7-ad41-4b43-b4f6-e684e0d4ad20,MGPJU_500_PM_01,Mgpju_500_Pm_01,60,1,companyAcronym= | protocolName=IEEE C37.118.2-2011 | vendorAcronym= | vendorDeviceName= | interconnectionName=,,,,10,STTP,Streaming Telemetry Transport Protocol,11,,,,,,MGPJU_500_PM_01!PMU-ST6,0.0,1.0,Device statistic for Number of measurements received while device was reporting errors during last reporting interval.,0,1,1,,Any,STAT,Statistic,ST,-98.6,37.5,PPA:5699,2021-08-03 21:03:28
} | MaximumArchiveDays=90 | DesiredRemainingSpace=500,5700,ONS_MGPJU_500_PM_01!PMU:ST7,,200,8736f6c7-ad41-4b43-b4f6-e684e0d4ad20,MGPJU_500_PM_01,Mgpju_500_Pm_01,60,1,companyAcronym= | protocolName=IEEE C37.118.2-2011 | vendorAcronym= | vendorDeviceName= | interconnectionName=,,,,10,STTP,Streaming Telemetry Transport Protocol,11,,,,,,MGPJU_500_PM_01!PMU-ST7,0.0,1.0,Device statistic for Number of defined measurements (per frame) from device during last reporting interval.,0,1,1,,Any,STAT,Statistic,ST,-98.6,37.5,PPA:5700,2021-08-03 21:03:28
} | MaximumArchiveDays=90 | DesiredRemainingSpace=500,5701,ONS_MGPJU_500_PM_02!PMU:ST1,,201,8736f6c7-ad41-4b43-b4f6-e684e0d4ad20,MGPJU_500_PM_02,Mgpju_500_Pm_02,60,1,companyAcronym= | protocolName=IEEE C37.118.2-2011 | vendorAcronym= | vendorDeviceName= | interconnectionName=,,,,10,STTP,Streaming Telemetry Transport Protocol,11,,,,,,MGPJU_500_PM_02!PMU-ST1,0.0,1.0,Device statistic for Number of data quality errors reported by device during last reporting interval.,0,1,1,,Any,STAT,Statistic,ST,-98.6,37.5,PPA:5701,2021-08-03 21:03:28
} | MaximumArchiveDays=90 | DesiredRemainingSpace=500,5702,ONS_MGPJU_500_PM_02!PMU:ST2,,201,8736f6c7-ad41-4b43-b4f6-e684e0d4ad20,MGPJU_500_PM_02,Mgpju_500_Pm_02,60,1,companyAcronym= | protocolName=IEEE C37.118.2-2011 | vendorAcronym= | vendorDeviceName= | interconnectionName=,,,,10,STTP,Streaming Telemetry Transport Protocol,11,,,,,,MGPJU_500_PM_02!PMU-ST2,0.0,1.0,Device statistic for Number of time quality errors reported by device during last reporting interval.,0,1,1,,Any,STAT,Statistic,ST,-98.6,37.5,PPA:5702,2021-08-03 21:03:28
} | MaximumArchiveDays=90 | DesiredRemainingSpace=500,5703,ONS_MGPJU_500_PM_02!PMU:ST3,,201,8736f6c7-ad41-4b43-b4f6-e684e0d4ad20,MGPJU_500_PM_02,Mgpju_500_Pm_02,60,1,companyAcronym= | protocolName=IEEE C37.118.2-2011 | vendorAcronym= | vendorDeviceName= | interconnectionName=,,,,10,STTP,Streaming Telemetry Transport Protocol,11,,,,,,MGPJU_500_PM_02!PMU-ST3,0.0,1.0,Device statistic for Number of device errors reported by device during last reporting interval.,0,1,1,,Any,STAT,Statistic,ST,-98.6,37.5,PPA:5703,2021-08-03 21:03:28
} | MaximumArchiveDays=90 | DesiredRemainingSpace=500,5704,ONS_MGPJU_500_PM_02!PMU:ST4,,201,8736f6c7-ad41-4b43-b4f6-e684e0d4ad20,MGPJU_500_PM_02,Mgpju_500_Pm_02,60,1,companyAcronym= | protocolName=IEEE C37.118.2-2011 | vendorAcronym= | vendorDeviceName= | interconnectionName=,,,,10,STTP,Streaming Telemetry Transport Protocol,11,,,,,,MGPJU_500_PM_02!PMU-ST4,0.0,1.0,Device statistic for Number of measurements received from device during last reporting interval.,0,1,1,,Any,STAT,Statistic,ST,-98.6,37.5,PPA:5704,2021-08-03 21:03:28
} | MaximumArchiveDays=90 | DesiredRemainingSpace=500,5705,ONS_MGPJU_500_PM_02!PMU:ST5,,201,8736f6c7-ad41-4b43-b4f6-e684e0d4ad20,MGPJU_500_PM_02,Mgpju_500_Pm_02,60,1,companyAcronym= | protocolName=IEEE C37.118.2-2011 | vendorAcronym= | vendorDeviceName= | interconnectionName=,,,,10,STTP,Streaming Telemetry Transport Protocol,11,,,,,,MGPJU_500_PM_02!PMU-ST5,0.0,1.0,Device statistic for Expected number of measurements received from device during last reporting interval.,0,1,1,,Any,STAT,Statistic,ST,-98.6,37.5,PPA:5705,2021-08-03 21:03:28
} | MaximumArchiveDays=90 | DesiredRemainingSpace=500,5706,ONS_MGPJU_500_PM_02!PMU:ST6,,201,8736f6c7-ad41-4b43-b4f6-e684e0d4ad20,MGPJU_500_PM_02,Mgpju_500_Pm_02,60,1,companyAcronym= | protocolName=IEEE C37.118.2-2011 | vendorAcronym= | vendorDeviceName= | interconnectionName=,,,,10,STTP,Streaming Telemetry Transport Protocol,11,,,,,,MGPJU_500_PM_02!PMU-ST6,0.0,1.0,Device statistic for Number of measurements received while device was reporting errors during last reporting interval.,0,1,1,,Any,STAT,Statistic,ST,-98.6,37.5,PPA:5706,2021-08-03 21:03:28
} | MaximumArchiveDays=90 | DesiredRemainingSpace=500,5707,ONS_MGPJU_500_PM_02!PMU:ST7,,201,8736f6c7-ad41-4b43-b4f6-e684e0d4ad20,MGPJU_500_PM_02,Mgpju_500_Pm_02,60,1,companyAcronym= | protocolName=IEEE C37.118.2-2011 | vendorAcronym= | vendorDeviceName= | interconnectionName=,,,,10,STTP,Streaming Telemetry Transport Protocol,11,,,,,,MGPJU_500_PM_02!PMU-ST7,0.0,1.0,Device statistic for Number of defined measurements (per frame) from device during last reporting interval.,0,1,1,,Any,STAT,Statistic,ST,-98.6,37.5,PPA:5707,2021-08-03 21:03:28
} | MaximumArchiveDays=90 | DesiredRemainingSpace=500,5708,ONS_BAIGT_500_PM_01!PMU:ST1,,202,8736f6c7-ad41-4b43-b4f6-e684e0d4ad20,BAIGT_500_PM_01,Baigt_500_Pm_01,60,1,companyAcronym= | protocolName=IEEE C37.118.2-2011 | vendorAcronym= | vendorDeviceName= | interconnectionName=,,,,10,STTP,Streaming Telemetry Transport Protocol,11,,,,,,BAIGT_500_PM_01!PMU-ST1,0.0,1.0,Device statistic for Number of data quality errors reported by device during last reporting interval.,0,1,1,,Any,STAT,Statistic,ST,-98.6,37.5,PPA:5708,2021-08-03 21:03:28
} | MaximumArchiveDays=90 | DesiredRemainingSpace=500,5709,ONS_BAIGT_500_PM_01!PMU:ST2,,202,8736f6c7-ad41-4b43-b4f6-e684e0d4ad20,BAIGT_500_PM_01,Baigt_500_Pm_01,60,1,companyAcronym= | protocolName=IEEE C37.118.2-2011 | vendorAcronym= | vendorDeviceName= | interconnectionName=,,,,10,STTP,Streaming Telemetry Transport Protocol,11,,,,,,BAIGT_500_PM_01!PMU-ST2,0.0,1.0,Device statistic for Number of time quality errors reported by device during last reporting interval.,0,1,1,,Any,STAT,Statistic,ST,-98.6,37.5,PPA:5709,2021-08-03 21:03:28
} | MaximumArchiveDays=90 | DesiredRemainingSpace=500,5710,ONS_BAIGT_500_PM_01!PMU:ST3,,202,8736f6c7-ad41-4b43-b4f6-e684e0d4ad20,BAIGT_500_PM_01,Baigt_500_Pm_01,60,1,companyAcronym= | protocolName=IEEE C37.118.2-2011 | vendorAcronym= | vendorDeviceName= | interconnectionName=,,,,10,STTP,Streaming Telemetry Transport Protocol,11,,,,,,BAIGT_500_PM_01!PMU-ST3,0.0,1.0,Device statistic for Number of device errors reported by device during last reporting interval.,0,1,1,,Any,STAT,Statistic,ST,-98.6,37.5,PPA:5710,2021-08-03 21:03:28
} | MaximumArchiveDays=90 | DesiredRemainingSpace=500,5711,ONS_BAIGT_500_PM_01!PMU:ST4,,202,8736f6c7-ad41-4b43-b4f6-e684e0d4ad20,BAIGT_500_PM_01,Baigt_500_Pm_01,60,1,companyAcronym= | protocolName=IEEE C37.118.2-2011 | vendorAcronym= | vendorDeviceName= | interconnectionName=,,,,10,STTP,Streaming Telemetry Transport Protocol,11,,,,,,BAIGT_500_PM_01!PMU-ST4,0.0,1.0,Device statistic for Number of measurements received from device during last reporting interval.,0,1,1,,Any,STAT,Statistic,ST,-98.6,37.5,PPA:5711,2021-08-03 21:03:28
} | MaximumArchiveDays=90 | DesiredRemainingSpace=500,5712,ONS_BAIGT_500_PM_01!PMU:ST5,,202,8736f6c7-ad41-4b43-b4f6-e684e0d4ad20,BAIGT_500_PM_01,Baigt_500_Pm_01,60,1,companyAcronym= | protocolName=IEEE C37.118.2-2011 | vendorAcronym= | vendorDeviceName= | interconnectionName=,,,,10,STTP,Streaming Telemetry Transport Protocol,11,,,,,,BAIGT_500_PM_01!PMU-ST5,0.0,1.0,Device statistic for Expected number of measurements received from device during last reporting interval.,0,1,1,,Any,STAT,Statistic,ST,-98.6,37.5,PPA:5712,2021-08-03 21:03:28
} | MaximumArchiveDays=90 | DesiredRemainingSpace=500,5713,ONS_BAIGT_500_PM_01!PMU:ST6,,202,8736f6c7-ad41-4b43-b4f6-e684e0d4ad20,BAIGT_500_PM_01,Baigt_500_Pm_01,60,1,companyAcronym= | protocolName=IEEE C37.118.2-2011 | vendorAcronym= | vendorDeviceName= | interconnectionName=,,,,10,STTP,Streaming Telemetry Transport Protocol,11,,,,,,BAIGT_500_PM_01!PMU-ST6,0.0,1.0,Device statistic for Number of measurements received while device was reporting errors during last reporting interval.,0,1,1,,Any,STAT,Statistic,ST,-98.6,37.5,PPA:5713,2021-08-03 21:03:28
} | MaximumArchiveDays=90 | DesiredRemainingSpace=500,5714,ONS_BAIGT_500_PM_01!PMU:ST7,,202,8736f6c7-ad41-4b43-b4f6-e684e0d4ad20,BAIGT_500_PM_01,Baigt_500_Pm_01,60,1,companyAcronym= | protocolName=IEEE C37.118.2-2011 | vendorAcronym= | vendorDeviceName= | interconnectionName=,,,,10,STTP,Streaming Telemetry Transport Protocol,11,,,,,,BAIGT_500_PM_01!PMU-ST7,0.0,1.0,Device statistic for Number of defined measurements (per frame) from device during last reporting interval.,0,1,1,,Any,STAT,Statistic,ST,-98.6,37.5,PPA:5714,2021-08-03 21:03:28
} | MaximumArchiveDays=90 | DesiredRemainingSpace=500,5715,ONS_BAIGT_500_PM_02!PMU:ST1,,203,8736f6c7-ad41-4b43-b4f6-e684e0d4ad20,BAIGT_500_PM_02,Baigt_500_Pm_02,60,1,companyAcronym= | protocolName=IEEE C37.118.2-2011 | vendorAcronym= | vendorDeviceName= | interconnectionName=,,,,10,STTP,Streaming Telemetry Transport Protocol,11,,,,,,BAIGT_500_PM_02!PMU-ST1,0.0,1.0,Device statistic for Number of data quality errors reported by device during last reporting interval.,0,1,1,,Any,STAT,Statistic,ST,-98.6,37.5,PPA:5715,2021-08-03 21:03:28
} | MaximumArchiveDays=90 | DesiredRemainingSpace=500,5716,ONS_BAIGT_500_PM_02!PMU:ST2,,203,8736f6c7-ad41-4b43-b4f6-e684e0d4ad20,BAIGT_500_PM_02,Baigt_500_Pm_02,60,1,companyAcronym= | protocolName=IEEE C37.118.2-2011 | vendorAcronym= | vendorDeviceName= | interconnectionName=,,,,10,STTP,Streaming Telemetry Transport Protocol,11,,,,,,BAIGT_500_PM_02!PMU-ST2,0.0,1.0,Device statistic for Number of time quality errors reported by device during last reporting interval.,0,1,1,,Any,STAT,Statistic,ST,-98.6,37.5,PPA:5716,2021-08-03 21:03:28
} | MaximumArchiveDays=90 | DesiredRemainingSpace=500,5717,ONS_BAIGT_500_PM_02!PMU:ST3,,203,8736f6c7-ad41-4b43-b4f6-e684e0d4ad20,BAIGT_500_PM_02,Baigt_500_Pm_02,60,1,companyAcronym= | protocolName=IEEE C37.118.2-2011 | vendorAcronym= | vendorDeviceName= | interconnectionName=,,,,10,STTP,Streaming Telemetry Transport Protocol,11,,,,,,BAIGT_500_PM_02!PMU-ST3,0.0,1.0,Device statistic for Number of device errors reported by device during last reporting interval.,0,1,1,,Any,STAT,Statistic,ST,-98.6,37.5,PPA:5717,2021-08-03 21:03:28
} | MaximumArchiveDays=90 | DesiredRemainingSpace=500,5718,ONS_BAIGT_500_PM_02!PMU:ST4,,203,8736f6c7-ad41-4b43-b4f6-e684e0d4ad20,BAIGT_500_PM_02,Baigt_500_Pm_02,60,1,companyAcronym= | protocolName=IEEE C37.118.2-2011 | vendorAcronym= | vendorDeviceName= | interconnectionName=,,,,10,STTP,Streaming Telemetry Transport Protocol,11,,,,,,BAIGT_500_PM_02!PMU-ST4,0.0,1.0,Device statistic for Number of measurements received from device during last reporting interval.,0,1,1,,Any,STAT,Statistic,ST,-98.6,37.5,PPA:5718,2021-08-03 21:03:28
} | MaximumArchiveDays=90 | DesiredRemainingSpace=500,5719,ONS_BAIGT_500_PM_02!PMU:ST5,,203,8736f6c7-ad41-4b43-b4f6-e684e0d4ad20,BAIGT_500_PM_02,Baigt_500_Pm_02,60,1,companyAcronym= | protocolName=IEEE C37.118.2-2011 | vendorAcronym= | vendorDeviceName= | interconnectionName=,,,,10,STTP,Streaming Telemetry Transport Protocol,11,,,,,,BAIGT_500_PM_02!PMU-ST5,0.0,1.0,Device statistic for Expected number of measurements received from device during last reporting interval.,0,1,1,,Any,STAT,Statistic,ST,-98.6,37.5,PPA:5719,2021-08-03 21:03:28
} | MaximumArchiveDays=90 | DesiredRemainingSpace=500,5720,ONS_BAIGT_500_PM_02!PMU:ST6,,203,8736f6c7-ad41-4b43-b4f6-e684e0d4ad20,BAIGT_500_PM_02,Baigt_500_Pm_02,60,1,companyAcronym= | protocolName=IEEE C37.118.2-2011 | vendorAcronym= | vendorDeviceName= | interconnectionName=,,,,10,STTP,Streaming Telemetry Transport Protocol,11,,,,,,BAIGT_500_PM_02!PMU-ST6,0.0,1.0,Device statistic for Number of measurements received while device was reporting errors during last reporting interval.,0,1,1,,Any,STAT,Statistic,ST,-98.6,37.5,PPA:5720,2021-08-03 21:03:28
} | MaximumArchiveDays=90 | DesiredRemainingSpace=500,5721,ONS_BAIGT_500_PM_02!PMU:ST7,,203,8736f6c7-ad41-4b43-b4f6-e684e0d4ad20,BAIGT_500_PM_02,Baigt_500_Pm_02,60,1,companyAcronym= | protocolName=IEEE C37.118.2-2011 | vendorAcronym= | vendorDeviceName= | interconnectionName=,,,,10,STTP,Streaming Telemetry Transport Protocol,11,,,,,,BAIGT_500_PM_02!PMU-ST7,0.0,1.0,Device statistic for Number of defined measurements (per frame) from device during last reporting interval.,0,1,1,,Any,STAT,Statistic,ST,-98.6,37.5,PPA:5721,2021-08-03 21:03:28
} | MaximumArchiveDays=90 | DesiredRemainingSpace=500,5722,ONS_BABTR_500_PM_06!PMU:ST1,,204,8736f6c7-ad41-4b43-b4f6-e684e0d4ad20,BABTR_500_PM_06,Babtr_500_Pm_06,60,1,companyAcronym= | protocolName=IEEE C37.118.2-2011 | vendorAcronym= | vendorDeviceName= | interconnectionName=,,,,10,STTP,Streaming Telemetry Transport Protocol,11,,,,,,BABTR_500_PM_06!PMU-ST1,0.0,1.0,Device statistic for Number of data quality errors reported by device during last reporting interval.,0,1,1,,Any,STAT,Statistic,ST,-98.6,37.5,PPA:5722,2021-08-03 21:03:28
} | MaximumArchiveDays=90 | DesiredRemainingSpace=500,5723,ONS_BABTR_500_PM_06!PMU:ST2,,204,8736f6c7-ad41-4b43-b4f6-e684e0d4ad20,BABTR_500_PM_06,Babtr_500_Pm_06,60,1,companyAcronym= | protocolName=IEEE C37.118.2-2011 | vendorAcronym= | vendorDeviceName= | interconnectionName=,,,,10,STTP,Streaming Telemetry Transport Protocol,11,,,,,,BABTR_500_PM_06!PMU-ST2,0.0,1.0,Device statistic for Number of time quality errors reported by device during last reporting interval.,0,1,1,,Any,STAT,Statistic,ST,-98.6,37.5,PPA:5723,2021-08-03 21:03:28
} | MaximumArchiveDays=90 | DesiredRemainingSpace=500,5724,ONS_BABTR_500_PM_06!PMU:ST3,,204,8736f6c7-ad41-4b43-b4f6-e684e0d4ad20,BABTR_500_PM_06,Babtr_500_Pm_06,60,1,companyAcronym= | protocolName=IEEE C37.118.2-2011 | vendorAcronym= | vendorDeviceName= | interconnectionName=,,,,10,STTP,Streaming Telemetry Transport Protocol,11,,,,,,BABTR_500_PM_06!PMU-ST3,0.0,1.0,Device statistic for Number of device errors reported by device during last reporting interval.,0,1,1,,Any,STAT,Statistic,ST,-98.6,37.5,PPA:5724,2021-08-03 21:03:28
} | MaximumArchiveDays=90 | DesiredRemainingSpace=500,5725,ONS_BABTR_500_PM_06!PMU:ST4,,204,8736f6c7-ad41-4b43-b4f6-e684e0d4ad20,BABTR_500_PM_06,Babtr_500_Pm_06,60,1,companyAcronym= | protocolName=IEEE C37.118.2-2011 | vendorAcronym= | vendorDeviceName= | interconnectionName=,,,,10,STTP,Streaming Telemetry Transport Protocol,11,,,,,,BABTR_500_PM_06!PMU-ST4,0.0,1.0,Device statistic for Number of measurements received from device during last reporting interval.,0,1,1,,Any,STAT,Statistic,ST,-98.6,37.5,PPA:5725,2021-08-03 21:03:28
} | MaximumArchiveDays=90 | DesiredRemainingSpace=500,5726,ONS_BABTR_500_PM_06!PMU:ST5,,204,8736f6c7-ad41-4b43-b4f6-e684e0d4ad20,BABTR_500_PM_06,Babtr_500_Pm_06,60,1,companyAcronym= | protocolName=IEEE C37.118.2-2011 | vendorAcronym= | vendorDeviceName= | interconnectionName=,,,,10,STTP,Streaming Telemetry Transport Protocol,11,,,,,,BABTR_500_PM_06!PMU-ST5,0.0,1.0,Device statistic for Expected number of measurements received from device during last reporting interval.,0,1,1,,Any,STAT,Statistic,ST,-98.6,37.5,PPA:5726,2021-08-03 21:03:28
} | MaximumArchiveDays=90 | DesiredRemainingSpace=500,5727,ONS_BABTR_500_PM_06!PMU:ST6,,204,8736f6c7-ad41-4b43-b4f6-e684e0d4ad20,BABTR_500_PM_06,Babtr_500_Pm_06,60,1,companyAcronym= | protocolName=IEEE C37.118.2-2011 | vendorAcronym= | vendorDeviceName= | interconnectionName=,,,,10,STTP,Streaming Telemetry Transport Protocol,11,,,,,,BABTR_500_PM_06!PMU-ST6,0.0,1.0,Device statistic for Number of measurements received while device was reporting errors during last reporting interval.,0,1,1,,Any,STAT,Statistic,ST,-98.6,37.5,PPA:5727,2021-08-03 21:03:28
} | MaximumArchiveDays=90 | DesiredRemainingSpace=500,5728,ONS_BABTR_500_PM_06!PMU:ST7,,204,8736f6c7-ad41-4b43-b4f6-e684e0d4ad20,BABTR_500_PM_06,Babtr_500_Pm_06,60,1,companyAcronym= | protocolName=IEEE C37.118.2-2011 | vendorAcronym= | vendorDeviceName= | interconnectionName=,,,,10,STTP,Streaming Telemetry Transport Protocol,11,,,,,,BABTR_500_PM_06!PMU-ST7,0.0,1.0,Device statistic for Number of defined measurements (per frame) from device during last reporting interval.,0,1,1,,Any,STAT,Statistic,ST,-98.6,37.5,PPA:5728,2021-08-03 21:03:28
} | MaximumArchiveDays=90 | DesiredRemainingSpace=500,5729,ONS_PIQND_500_PM_01!PMU:ST1,,205,8736f6c7-ad41-4b43-b4f6-e684e0d4ad20,PIQND_500_PM_01,Piqnd_500_Pm_01,60,1,companyAcronym= | protocolName=IEEE C37.118.2-2011 | vendorAcronym= | vendorDeviceName= | interconnectionName=,,,,10,STTP,Streaming Telemetry Transport Protocol,11,,,,,,PIQND_500_PM_01!PMU-ST1,0.0,1.0,Device statistic for Number of data quality errors reported by device during last reporting interval.,0,1,1,,Any,STAT,Statistic,ST,-98.6,37.5,PPA:5729,2021-08-03 21:03:28
} | MaximumArchiveDays=90 | DesiredRemainingSpace=500,5730,ONS_PIQND_500_PM_01!PMU:ST2,,205,8736f6c7-ad41-4b43-b4f6-e684e0d4ad20,PIQND_500_PM_01,Piqnd_500_Pm_01,60,1,companyAcronym= | protocolName=IEEE C37.118.2-2011 | vendorAcronym= | vendorDeviceName= | interconnectionName=,,,,10,STTP,Streaming Telemetry Transport Protocol,11,,,,,,PIQND_500_PM_01!PMU-ST2,0.0,1.0,Device statistic for Number of time quality errors reported by device during last reporting interval.,0,1,1,,Any,STAT,Statistic,ST,-98.6,37.5,PPA:5730,2021-08-03 21:03:28
} | MaximumArchiveDays=90 | DesiredRemainingSpace=500,5731,ONS_PIQND_500_PM_01!PMU:ST3,,205,8736f6c7-ad41-4b43-b4f6-e684e0d4ad20,PIQND_500_PM_01,Piqnd_500_Pm_01,60,1,companyAcronym= | protocolName=IEEE C37.118.2-2011 | vendorAcronym= | vendorDeviceName= | interconnectionName=,,,,10,STTP,Streaming Telemetry Transport Protocol,11,,,,,,PIQND_500_PM_01!PMU-ST3,0.0,1.0,Device statistic for Number of device errors reported by device during last reporting interval.,0,1,1,,Any,STAT,Statistic,ST,-98.6,37.5,PPA:5731,2021-08-03 21:03:28
} | MaximumArchiveDays=90 | DesiredRemainingSpace=500,5732,ONS_PIQND_500_PM_01!PMU:ST4,,205,8736f6c7-ad41-4b43-b4f6-e684e0d4ad20,PIQND_500_PM_01,Piqnd_500_Pm_01,60,1,companyAcronym= | protocolName=IEEE C37.118.2-2011 | vendorAcronym= | vendorDeviceName= | interconnectionName=,,,,10,STTP,Streaming Telemetry Transport Protocol,11,,,,,,PIQND_500_PM_01!PMU-ST4,0.0,1.0,Device statistic for Number of measurements received from device during last reporting interval.,0,1,1,,Any,STAT,Statistic,ST,-98.6,37.5,PPA:5732,2021-08-03 21:03:28
} | MaximumArchiveDays=90 | DesiredRemainingSpace=500,5733,ONS_PIQND_500_PM_01!PMU:ST5,,205,8736f6c7-ad41-4b43-b4f6-e684e0d4ad20,PIQND_500_PM_01,Piqnd_500_Pm_01,60,1,companyAcronym= | protocolName=IEEE C37.118.2-2011 | vendorAcronym= | vendorDeviceName= | interconnectionName=,,,,10,STTP,Streaming Telemetry Transport Protocol,11,,,,,,PIQND_500_PM_01!PMU-ST5,0.0,1.0,Device statistic for Expected number of measurements received from device during last reporting interval.,0,1,1,,Any,STAT,Statistic,ST,-98.6,37.5,PPA:5733,2021-08-03 21:03:28
} | MaximumArchiveDays=90 | DesiredRemainingSpace=500,5734,ONS_PIQND_500_PM_01!PMU:ST6,,205,8736f6c7-ad41-4b43-b4f6-e684e0d4ad20,PIQND_500_PM_01,Piqnd_500_Pm_01,60,1,companyAcronym= | protocolName=IEEE C37.118.2-2011 | vendorAcronym= | vendorDeviceName= | interconnectionName=,,,,10,STTP,Streaming Telemetry Transport Protocol,11,,,,,,PIQND_500_PM_01!PMU-ST6,0.0,1.0,Device statistic for Number of measurements received while device was reporting errors during last reporting interval.,0,1,1,,Any,STAT,Statistic,ST,-98.6,37.5,PPA:5734,2021-08-03 21:03:28
} | MaximumArchiveDays=90 | DesiredRemainingSpace=500,5735,ONS_PIQND_500_PM_01!PMU:ST7,,205,8736f6c7-ad41-4b43-b4f6-e684e0d4ad20,PIQND_500_PM_01,Piqnd_500_Pm_01,60,1,companyAcronym= | protocolName=IEEE C37.118.2-2011 | vendorAcronym= | vendorDeviceName= | interconnectionName=,,,,10,STTP,Streaming Telemetry Transport Protocol,11,,,,,,PIQND_500_PM_01!PMU-ST7,0.0,1.0,Device statistic for Number of defined measurements (per frame) from device during last reporting interval.,0,1,1,,Any,STAT,Statistic,ST,-98.6,37.5,PPA:5735,2021-08-03 21:03:28
} | MaximumArchiveDays=90 | DesiredRemainingSpace=500,5736,ONS_TOCO_500_PM_05!PMU:ST1,,206,8736f6c7-ad41-4b43-b4f6-e684e0d4ad20,TOCO_500_PM_05,Toco_500_Pm_05,60,1,companyAcronym= | protocolName=IEEE C37.118.2-2011 | vendorAcronym= | vendorDeviceName= | interconnectionName=,,,,10,STTP,Streaming Telemetry Transport Protocol,11,,,,,,TOCO_500_PM_05!PMU-ST1,0.0,1.0,Device statistic for Number of data quality errors reported by device during last reporting interval.,0,1,1,,Any,STAT,Statistic,ST,-98.6,37.5,PPA:5736,2021-08-03 21:03:28
} | MaximumArchiveDays=90 | DesiredRemainingSpace=500,5737,ONS_TOCO_500_PM_05!PMU:ST2,,206,8736f6c7-ad41-4b43-b4f6-e684e0d4ad20,TOCO_500_PM_05,Toco_500_Pm_05,60,1,companyAcronym= | protocolName=IEEE C37.118.2-2011 | vendorAcronym= | vendorDeviceName= | interconnectionName=,,,,10,STTP,Streaming Telemetry Transport Protocol,11,,,,,,TOCO_500_PM_05!PMU-ST2,0.0,1.0,Device statistic for Number of time quality errors reported by device during last reporting interval.,0,1,1,,Any,STAT,Statistic,ST,-98.6,37.5,PPA:5737,2021-08-03 21:03:28
} | MaximumArchiveDays=90 | DesiredRemainingSpace=500,5738,ONS_TOCO_500_PM_05!PMU:ST3,,206,8736f6c7-ad41-4b43-b4f6-e684e0d4ad20,TOCO_500_PM_05,Toco_500_Pm_05,60,1,companyAcronym= | protocolName=IEEE C37.118.2-2011 | vendorAcronym= | vendorDeviceName= | interconnectionName=,,,,10,STTP,Streaming Telemetry Transport Protocol,11,,,,,,TOCO_500_PM_05!PMU-ST3,0.0,1.0,Device statistic for Number of device errors reported by device during last reporting interval.,0,1,1,,Any,STAT,Statistic,ST,-98.6,37.5,PPA:5738,2021-08-03 21:03:28
} | MaximumArchiveDays=90 | DesiredRemainingSpace=500,5739,ONS_TOCO_500_PM_05!PMU:ST4,,206,8736f6c7-ad41-4b43-b4f6-e684e0d4ad20,TOCO_500_PM_05,Toco_500_Pm_05,60,1,companyAcronym= | protocolName=IEEE C37.118.2-2011 | vendorAcronym= | vendorDeviceName= | interconnectionName=,,,,10,STTP,Streaming Telemetry Transport Protocol,11,,,,,,TOCO_500_PM_05!PMU-ST4,0.0,1.0,Device statistic for Number of measurements received from device during last reporting interval.,0,1,1,,Any,STAT,Statistic,ST,-98.6,37.5,PPA:5739,2021-08-03 21:03:28
} | MaximumArchiveDays=90 | DesiredRemainingSpace=500,5740,ONS_TOCO_500_PM_05!PMU:ST5,,206,8736f6c7-ad41-4b43-b4f6-e684e0d4ad20,TOCO_500_PM_05,Toco_500_Pm_05,60,1,companyAcronym= | protocolName=IEEE C37.118.2-2011 | vendorAcronym= | vendorDeviceName= | interconnectionName=,,,,10,STTP,Streaming Telemetry Transport Protocol,11,,,,,,TOCO_500_PM_05!PMU-ST5,0.0,1.0,Device statistic for Expected number of measurements received from device during last reporting interval.,0,1,1,,Any,STAT,Statistic,ST,-98.6,37.5,PPA:5740,2021-08-03 21:03:28
} | MaximumArchiveDays=90 | DesiredRemainingSpace=500,5741,ONS_TOCO_500_PM_05!PMU:ST6,,206,8736f6c7-ad41-4b43-b4f6-e684e0d4ad20,TOCO_500_PM_05,Toco_500_Pm_05,60,1,companyAcronym= | protocolName=IEEE C37.118.2-2011 | vendorAcronym= | vendorDeviceName= | interconnectionName=,,,,10,STTP,Streaming Telemetry Transport Protocol,11,,,,,,TOCO_500_PM_05!PMU-ST6,0.0,1.0,Device statistic for Number of measurements received while device was reporting errors during last reporting interval.,0,1,1,,Any,STAT,Statistic,ST,-98.6,37.5,PPA:5741,2021-08-03 21:03:28
} | MaximumArchiveDays=90 | DesiredRemainingSpace=500,5742,ONS_TOCO_500_PM_05!PMU:ST7,,206,8736f6c7-ad41-4b43-b4f6-e684e0d4ad20,TOCO_500_PM_05,Toco_500_Pm_05,60,1,companyAcronym= | protocolName=IEEE C37.118.2-2011 | vendorAcronym= | vendorDeviceName= | interconnectionName=,,,,10,STTP,Streaming Telemetry Transport Protocol,11,,,,,,TOCO_500_PM_05!PMU-ST7,0.0,1.0,Device statistic for Number of defined measurements (per frame) from device during last reporting interval.,0,1,1,,Any,STAT,Statistic,ST,-98.6,37.5,PPA:5742,2021-08-03 21:03:28
} | MaximumArchiveDays=90 | DesiredRemainingSpace=500,5897,GPA_CEFZD_500_PM_01:AV1,,207,8736f6c7-ad41-4b43-b4f6-e684e0d4ad20,CEFZD_500_PM_01,Cefzd_500_Pm_01,60,1,companyAcronym= | protocolName=IEEE C37.118.2-2011 | vendorAcronym= | vendorDeviceName= | interconnectionName=,,,,10,STTP,Streaming Telemetry Transport Protocol,7,,,,,,CEFZD_500_PM_01-AV1,0.0,1.0,Cefzd_500_Pm_01 Analog Value 1,0,1,1,,PMU,ALOG,Analog Value,AV,-98.6,37.5,PPA:5897,2021-08-06 18:00:49
} | MaximumArchiveDays=90 | DesiredRemainingSpace=500,5898,GPA_CEFZD_500_PM_01:F,,207,8736f6c7-ad41-4b43-b4f6-e684e0d4ad20,CEFZD_500_PM_01,Cefzd_500_Pm_01,60,1,companyAcronym= | protocolName=IEEE C37.118.2-2011 | vendorAcronym= | vendorDeviceName= | interconnectionName=,,,,10,STTP,Streaming Telemetry Transport Protocol,5,,,,,,CEFZD_500_PM_01-FQ,0.0,1.0,Cefzd_500_Pm_01 Frequency,0,1,1,Hz,PMU,FREQ,Frequency,FQ,-98.6,37.5,PPA:5898,2021-08-06 18:00:49
} | MaximumArchiveDays=90 | DesiredRemainingSpace=500,5899,GPA_CEFZD_500_PM_01:DF,,207,8736f6c7-ad41-4b43-b4f6-e684e0d4ad20,CEFZD_500_PM_01,Cefzd_500_Pm_01,60,1,companyAcronym= | protocolName=IEEE C37.118.2-2011 | vendorAcronym= | vendorDeviceName= | interconnectionName=,,,,10,STTP,Streaming Telemetry Transport Protocol,6,,,,,,CEFZD_500_PM_01-DF,0.0,1.0,Cefzd_500_Pm_01 Frequency Delta (dF/dt),0,1,1,,PMU,DFDT,Frequency Delta (dF/dt),DF,-98.6,37.5,PPA:5899,2021-08-06 18:00:49
} | MaximumArchiveDays=90 | DesiredRemainingSpace=500,5900,GPA_CEFZD_500_PM_01:S,,207,8736f6c7-ad41-4b43-b4f6-e684e0d4ad20,CEFZD_500_PM_01,Cefzd_500_Pm_01,60,1,companyAcronym= | protocolName=IEEE C37.118.2-2011 | vendorAcronym= | vendorDeviceName= | interconnectionName=,,,,10,STTP,Streaming Telemetry Transport Protocol,8,,,,,,CEFZD_500_PM_01-SF,0.0,1.0,Cefzd_500_Pm_01 Status Flags,0,1,1,,PMU,FLAG,Status Flags,SF,-98.6,37.5,PPA:5900,2021-08-06 18:00:49
} | MaximumArchiveDays=90 | DesiredRemainingSpace=500,5901,GPA_CEFZD_500_PM_01-PM1:V,,207,8736f6c7-ad41-4b43-b4f6-e684e0d4ad20,CEFZD_500_PM_01,Cefzd_500_Pm_01,60,1,companyAcronym= | protocolName=IEEE C37.118.2-2011 | vendorAcronym= | vendorDeviceName= | interconnectionName=,,,,10,STTP,Streaming Telemetry Transport Protocol,3,1,LTCEPED_C2_FA_A,V,+,0,CEFZD_500_PM_01-PM1,0.0,1.0,Cefzd_500_Pm_01 LTCEPED_C2_FA_A + Voltage Magnitude,0,1,1,Volts,Phasor,VPHM,Voltage Magnitude,PM,-98.6,37.5,PPA:5901,2021-08-06 18:00:49
} | MaximumArchiveDays=90 | DesiredRemainingSpace=500,5902,GPA_CEFZD_500_PM_01-PA1:VH,,207,8736f6c7-ad41-4b43-b4f6-e684e0d4ad20,CEFZD_500_PM_01,Cefzd_500_Pm_01,60,1,companyAcronym= | protocolName=IEEE C37.118.2-2011 | vendorAcronym= | vendorDeviceName= | interconnectionName=,,,,10,STTP,Streaming Telemetry Transport Protocol,4,1,LTCEPED_C2_FA_A,V,+,0,CEFZD_500_PM_01-PA1,0.0,1.0,Cefzd_500_Pm_01 LTCEPED_C2_FA_A + Voltage Phase Angle,0,1,1,Degrees,Phasor,VPHA,Voltage Phase Angle,PA,-98.6,37.5,PPA:5902,2021-08-06 18:00:49
} | MaximumArchiveDays=90 | DesiredRemainingSpace=500,5903,GPA_CEFZD_500_PM_01-PM2:V,,207,8736f6c7-ad41-4b43-b4f6-e684e0d4ad20,CEFZD_500_PM_01,Cefzd_500_Pm_01,60,1,companyAcronym= | protocolName=IEEE C37.118.2-2011 | vendorAcronym= | vendorDeviceName= | interconnectionName=,,,,10,STTP,Streaming Telemetry Transport Protocol,3,2,LTCEPED_C2_FA_B,V,+,0,CEFZD_500_PM_01-PM2,0.0,1.0,Cefzd_500_Pm_01 LTCEPED_C2_FA_B + Voltage Magnitude,0,1,1,Volts,Phasor,VPHM,Voltage Magnitude,PM,-98.6,37.5,PPA:5903,2021-08-06 18:00:49
} | MaximumArchiveDays=90 | DesiredRemainingSpace=500,5904,GPA_CEFZD_500_PM_01-PA2:VH,,207,8736f6c7-ad41-4b43-b4f6-e684e0d4ad20,CEFZD_500_PM_01,Cefzd_500_Pm_01,60,1,companyAcronym= | protocolName=IEEE C37.118.2-2011 | vendorAcronym= | vendorDeviceName= | interconnectionName=,,,,10,STTP,Streaming Telemetry Transport Protocol,4,2,LTCEPED_C2_FA_B,V,+,0,CEFZD_500_PM_01-PA2,0.0,1.0,Cefzd_500_Pm_01 LTCEPED_C2_FA_B + Voltage Phase Angle,0,1,1,Degrees,Phasor,VPHA,Voltage Phase Angle,PA,-98.6,37.5,PPA:5904,2021-08-06 18:00:49
} | MaximumArchiveDays=90 | DesiredRemainingSpace=500,5905,GPA_CEFZD_500_PM_01-PM3:V,,207,8736f6c7-ad41-4b43-b4f6-e684e0d4ad20,CEFZD_500_PM_01,Cefzd_500_Pm_01,60,1,companyAcronym= | protocolName=IEEE C37.118.2-2011 | vendorAcronym= | vendorDeviceName= | interconnectionName=,,,,10,STTP,Streaming Telemetry Transport Protocol,3,3,LTCEPED_C2_FA_C,V,+,0,CEFZD_500_PM_01-PM3,0.0,1.0,Cefzd_500_Pm_01 LTCEPED_C2_FA_C + Voltage Magnitude,0,1,1,Volts,Phasor,VPHM,Voltage Magnitude,PM,-98.6,37.5,PPA:5905,2021-08-06 18:00:49
} | MaximumArchiveDays=90 | DesiredRemainingSpace=500,5906,GPA_CEFZD_500_PM_01-PA3:VH,,207,8736f6c7-ad41-4b43-b4f6-e684e0d4ad20,CEFZD_500_PM_01,Cefzd_500_Pm_01,60,1,companyAcronym= | protocolName=IEEE C37.118.2-2011 | vendorAcronym= | vendorDeviceName= | interconnectionName=,,,,10,STTP,Streaming Telemetry Transport Protocol,4,3,LTCEPED_C2_FA_C,V,+,0,CEFZD_500_PM_01-PA3,0.0,1.0,Cefzd_500_Pm_01 LTCEPED_C2_FA_C + Voltage Phase Angle,0,1,1,Degrees,Phasor,VPHA,Voltage Phase Angle,PA,-98.6,37.5,PPA:5906,2021-08-06 18:00:49
} | MaximumArchiveDays=90 | DesiredRemainingSpace=500,5907,GPA_CEFZD_500_PM_01-PM4:I,,207,8736f6c7-ad41-4b43-b4f6-e684e0d4ad20,CEFZD_500_PM_01,Cefzd_500_Pm_01,60,1,companyAcronym= | protocolName=IEEE C37.118.2-2011 | vendorAcronym= | vendorDeviceName= | interconnectionName=,,,,10,STTP,Streaming Telemetry Transport Protocol,1,4,LTCEPED_C2_FA_A,I,+,0,CEFZD_500_PM_01-PM4,0.0,1.0,Cefzd_500_Pm_01 LTCEPED_C2_FA_A + Current Magnitude,0,1,1,Amps,Phasor,IPHM,Current Magnitude,PM,-98.6,37.5,PPA:5907,2021-08-06 18:00:49
} | MaximumArchiveDays=90 | DesiredRemainingSpace=500,5908,GPA_CEFZD_500_PM_01-PA4:IH,,207,8736f6c7-ad41-4b43-b4f6-e684e0d4ad20,CEFZD_500_PM_01,Cefzd_500_Pm_01,60,1,companyAcronym= | protocolName=IEEE C37.118.2-2011 | vendorAcronym= | vendorDeviceName= | interconnectionName=,,,,10,STTP,Streaming Telemetry Transport Protocol,2,4,LTCEPED_C2_FA_A,I,+,0,CEFZD_500_PM_01-PA4,0.0,1.0,Cefzd_500_Pm_01 LTCEPED_C2_FA_A + Current Phase Angle,0,1,1,Degrees,Phasor,IPHA,Current Phase Angle,PA,-98.6,37.5,PPA:5908,2021-08-06 18:00:49
} | MaximumArchiveDays=90 | DesiredRemainingSpace=500,5909,GPA_CEFZD_500_PM_01-PM5:I,,207,8736f6c7-ad41-4b43-b4f6-e684e0d4ad20,CEFZD_500_PM_01,Cefzd_500_Pm_01,60,1,companyAcronym= | protocolName=IEEE C37.118.2-2011 | vendorAcronym= | vendorDeviceName= | interconnectionName=,,,,10,STTP,Streaming Telemetry Transport Protocol,1,5,LTCEPED_C2_FA_B,I,+,0,CEFZD_500_PM_01-PM5,0.0,1.0,Cefzd_500_Pm_01 LTCEPED_C2_FA_B + Current Magnitude,0,1,1,Amps,Phasor,IPHM,Current Magnitude,PM,-98.6,37.5,PPA:5909,2021-08-06 18:00:49
} | MaximumArchiveDays=90 | DesiredRemainingSpace=500,5910,GPA_CEFZD_500_PM_01-PA5:IH,,207,8736f6c7-ad41-4b43-b4f6-e684e0d4ad20,CEFZD_500_PM_01,Cefzd_500_Pm_01,60,1,companyAcronym= | protocolName=IEEE C37.118.2-2011 | vendorAcronym= | vendorDeviceName= | interconnectionName=,,,,10,STTP,Streaming Telemetry Transport Protocol,2,5,LTCEPED_C2_FA_B,I,+,0,CEFZD_500_PM_01-PA5,0.0,1.0,Cefzd_500_Pm_01 LTCEPED_C2_FA_B + Current Phase Angle,0,1,1,Degrees,Phasor,IPHA,Current Phase Angle,PA,-98.6,37.5,PPA:5910,2021-08-06 18:00:49
} | MaximumArchiveDays=90 | DesiredRemainingSpace=500,5911,GPA_CEFZD_500_PM_01-PM6:I,,207,8736f6c7-ad41-4b43-b4f6-e684e0d4ad20,CEFZD_500_PM_01,Cefzd_500_Pm_01,60,1,companyAcronym= | protocolName=IEEE C37.118.2-2011 | vendorAcronym= | vendorDeviceName= | interconnectionName=,,,,10,STTP,Streaming Telemetry Transport Protocol,1,6,LTCEPED_C2_FA_C,I,+,0,CEFZD_500_PM_01-PM6,0.0,1.0,Cefzd_500_Pm_01 LTCEPED_C2_FA_C + Current Magnitude,0,1,1,Amps,Phasor,IPHM,Current Magnitude,PM,-98.6,37.5,PPA:5911,2021-08-06 18:00:49
} | MaximumArchiveDays=90 | DesiredRemainingSpace=500,5912,GPA_CEFZD_500_PM_01-PA6:IH,,207,8736f6c7-ad41-4b43-b4f6-e684e0d4ad20,CEFZD_500_PM_01,Cefzd_500_Pm_01,60,1,companyAcronym= | protocolName=IEEE C37.118.2-2011 | vendorAcronym= | vendorDeviceName= | interconnectionName=,,,,10,STTP,Streaming Telemetry Transport Protocol,2,6,LTCEPED_C2_FA_C,I,+,0,CEFZD_500_PM_01-PA6,0.0,1.0,Cefzd_500_Pm_01 LTCEPED_C2_FA_C + Current Phase Angle,0,1,1,Degrees,Phasor,IPHA,Current Phase Angle,PA,-98.6,37.5,PPA:5912,2021-08-06 18:00:49
} | MaximumArchiveDays=90 | DesiredRemainingSpace=500,5913,GPA_CEFZD_500_PM_01-PM7:I,,207,8736f6c7-ad41-4b43-b4f6-e684e0d4ad20,CEFZD_500_PM_01,Cefzd_500_Pm_01,60,1,companyAcronym= | protocolName=IEEE C37.118.2-2011 | vendorAcronym= | vendorDeviceName= | interconnectionName=,,,,10,STTP,Streaming Telemetry Transport Protocol,1,7,LTCEPED_C2_FA_P,I,+,0,CEFZD_500_PM_01-PM7,0.0,1.0,Cefzd_500_Pm_01 LTCEPED_C2_FA_P + Current Magnitude,0,1,1,Amps,Phasor,IPHM,Current Magnitude,PM,-98.6,37.5,PPA:5913,2021-08-06 18:00:49
} | MaximumArchiveDays=90 | DesiredRemainingSpace=500,5914,GPA_CEFZD_500_PM_01-PA7:IH,,207,8736f6c7-ad41-4b43-b4f6-e684e0d4ad20,CEFZD_500_PM_01,Cefzd_500_Pm_01,60,1,companyAcronym= | protocolName=IEEE C37.118.2-2011 | vendorAcronym= | vendorDeviceName= | interconnectionName=,,,,10,STTP,Streaming Telemetry Transport Protocol,2,7,LTCEPED_C2_FA_P,I,+,0,CEFZD_500_PM_01-PA7,0.0,1.0,Cefzd_500_Pm_01 LTCEPED_C2_FA_P + Current Phase Angle,0,1,1,Degrees,Phasor,IPHA,Current Phase Angle,PA,-98.6,37.5,PPA:5914,2021-08-06 18:00:49
} | MaximumArchiveDays=90 | DesiredRemainingSpace=500,5915,GPA_CEFZD_500_PM_01-PM8:V,,207,8736f6c7-ad41-4b43-b4f6-e684e0d4ad20,CEFZD_500_PM_01,Cefzd_500_Pm_01,60,1,companyAcronym= | protocolName=IEEE C37.118.2-2011 | vendorAcronym= | vendorDeviceName= | interconnectionName=,,,,10,STTP,Streaming Telemetry Transport Protocol,3,8,LTCEPED_C2_FV_P,V,+,0,CEFZD_500_PM_01-PM8,0.0,1.0,Cefzd_500_Pm_01 LTCEPED_C2_FV_P + Voltage Magnitude,0,1,1,Volts,Phasor,VPHM,Voltage Magnitude,PM,-98.6,37.5,PPA:5915,2021-08-06 18:00:49
} | MaximumArchiveDays=90 | DesiredRemainingSpace=500,5916,GPA_CEFZD_500_PM_01-PA8:VH,,207,8736f6c7-ad41-4b43-b4f6-e684e0d4ad20,CEFZD_500_PM_01,Cefzd_500_Pm_01,60,1,companyAcronym= | protocolName=IEEE C37.118.2-2011 | vendorAcronym= | vendorDeviceName= | interconnectionName=,,,,10,STTP,Streaming Telemetry Transport Protocol,4,8,LTCEPED_C2_FV_P,V,+,0,CEFZD_500_PM_01-PA8,0.0,1.0,Cefzd_500_Pm_01 LTCEPED_C2_FV_P + Voltage Phase Angle,0,1,1,Degrees,Phasor,VPHA,Voltage Phase Angle,PA,-98.6,37.5,PPA:5916,2021-08-06 18:00:49
} | MaximumArchiveDays=90 | DesiredRemainingSpace=500,5917,GPA_CEFZD_500_PM_02:AV1,,208,8736f6c7-ad41-4b43-b4f6-e684e0d4ad20,CEFZD_500_PM_02,Cefzd_500_Pm_02,60,1,companyAcronym= | protocolName=IEEE C37.118.2-2011 | vendorAcronym= | vendorDeviceName= | interconnectionName=,,,,10,STTP,Streaming Telemetry Transport Protocol,7,,,,,,CEFZD_500_PM_02-AV1,0.0,1.0,Cefzd_500_Pm_02 Analog Value 1,0,1,1,,PMU,ALOG,Analog Value,AV,-98.6,37.5,PPA:5917,2021-08-06 18:00:49
} | MaximumArchiveDays=90 | DesiredRemainingSpace=500,5918,GPA_CEFZD_500_PM_02:F,,208,8736f6c7-ad41-4b43-b4f6-e684e0d4ad20,CEFZD_500_PM_02,Cefzd_500_Pm_02,60,1,companyAcronym= | protocolName=IEEE C37.118.2-2011 | vendorAcronym= | vendorDeviceName= | interconnectionName=,,,,10,STTP,Streaming Telemetry Transport Protocol,5,,,,,,CEFZD_500_PM_02-FQ,0.0,1.0,Cefzd_500_Pm_02 Frequency,0,1,1,Hz,PMU,FREQ,Frequency,FQ,-98.6,37.5,PPA:5918,2021-08-06 18:00:49
} | MaximumArchiveDays=90 | DesiredRemainingSpace=500,5919,GPA_CEFZD_500_PM_02:DF,,208,8736f6c7-ad41-4b43-b4f6-e684e0d4ad20,CEFZD_500_PM_02,Cefzd_500_Pm_02,60,1,companyAcronym= | protocolName=IEEE C37.118.2-2011 | vendorAcronym= | vendorDeviceName= | interconnectionName=,,,,10,STTP,Streaming Telemetry Transport Protocol,6,,,,,,CEFZD_500_PM_02-DF,0.0,1.0,Cefzd_500_Pm_02 Frequency Delta (dF/dt),0,1,1,,PMU,DFDT,Frequency Delta (dF/dt),DF,-98.6,37.5,PPA:5919,2021-08-06 18:00:49
} | MaximumArchiveDays=90 | DesiredRemainingSpace=500,5920,GPA_CEFZD_500_PM_02:S,,208,8736f6c7-ad41-4b43-b4f6-e684e0d4ad20,CEFZD_500_PM_02,Cefzd_500_Pm_02,60,1,companyAcronym= | protocolName=IEEE C37.118.2-2011 | vendorAcronym= | vendorDeviceName= | interconnectionName=,,,,10,STTP,Streaming Telemetry Transport Protocol,8,,,,,,CEFZD_500_PM_02-SF,0.0,1.0,Cefzd_500_Pm_02 Status Flags,0,1,1,,PMU,FLAG,Status Flags,SF,-98.6,37.5,PPA:5920,2021-08-06 18:00:49
} | MaximumArchiveDays=90 | DesiredRemainingSpace=500,5921,GPA_CEFZD_500_PM_02-PM1:V,,208,8736f6c7-ad41-4b43-b4f6-e684e0d4ad20,CEFZD_500_PM_02,Cefzd_500_Pm_02,60,1,companyAcronym= | protocolName=IEEE C37.118.2-2011 | vendorAcronym= | vendorDeviceName= | interconnectionName=,,,,10,STTP,Streaming Telemetry Transport Protocol,3,1,LTCEQXA_V5_FV_A,V,+,0,CEFZD_500_PM_02-PM1,0.0,1.0,Cefzd_500_Pm_02 LTCEQXA_V5_FV_A + Voltage Magnitude,0,1,1,Volts,Phasor,VPHM,Voltage Magnitude,PM,-98.6,37.5,PPA:5921,2021-08-06 18:00:49
} | MaximumArchiveDays=90 | DesiredRemainingSpace=500,5922,GPA_CEFZD_500_PM_02-PA1:VH,,208,8736f6c7-ad41-4b43-b4f6-e684e0d4ad20,CEFZD_500_PM_02,Cefzd_500_Pm_02,60,1,companyAcronym= | protocolName=IEEE C37.118.2-2011 | vendorAcronym= | vendorDeviceName= | interconnectionName=,,,,10,STTP,Streaming Telemetry Transport Protocol,4,1,LTCEQXA_V5_FV_A,V,+,0,CEFZD_500_PM_02-PA1,0.0,1.0,Cefzd_500_Pm_02 LTCEQXA_V5_FV_A + Voltage Phase Angle,0,1,1,Degrees,Phasor,VPHA,Voltage Phase Angle,PA,-98.6,37.5,PPA:5922,2021-08-06 18:00:49
} | MaximumArchiveDays=90 | DesiredRemainingSpace=500,5923,GPA_CEFZD_500_PM_02-PM2:V,,208,8736f6c7-ad41-4b43-b4f6-e684e0d4ad20,CEFZD_500_PM_02,Cefzd_500_Pm_02,60,1,companyAcronym= | protocolName=IEEE C37.118.2-2011 | vendorAcronym= | vendorDeviceName= | interconnectionName=,,,,10,STTP,Streaming Telemetry Transport Protocol,3,2,LTCEQXA_V5_FV_B,V,+,0,CEFZD_500_PM_02-PM2,0.0,1.0,Cefzd_500_Pm_02 LTCEQXA_V5_FV_B + Voltage Magnitude,0,1,1,Volts,Phasor,VPHM,Voltage Magnitude,PM,-98.6,37.5,PPA:5923,2021-08-06 18:00:49
} | MaximumArchiveDays=90 | DesiredRemainingSpace=500,5924,GPA_CEFZD_500_PM_02-PA2:VH,,208,8736f6c7-ad41-4b43-b4f6-e684e0d4ad20,CEFZD_500_PM_02,Cefzd_500_Pm_02,60,1,companyAcronym= | protocolName=IEEE C37.118.2-2011 | vendorAcronym= | vendorDeviceName= | interconnectionName=,,,,10,STTP,Streaming Telemetry Transport Protocol,4,2,LTCEQXA_V5_FV_B,V,+,0,CEFZD_500_PM_02-PA2,0.0,1.0,Cefzd_500_Pm_02 LTCEQXA_V5_FV_B + Voltage Phase Angle,0,1,1,Degrees,Phasor,VPHA,Voltage Phase Angle,PA,-98.6,37.5,PPA:5924,2021-08-06 18:00:49
} | MaximumArchiveDays=90 | DesiredRemainingSpace=500,5925,GPA_CEFZD_500_PM_02-PM3:V,,208,8736f6c7-ad41-4b43-b4f6-e684e0d4ad20,CEFZD_500_PM_02,Cefzd_500_Pm_02,60,1,companyAcronym= | protocolName=IEEE C37.118.2-2011 | vendorAcronym= | vendorDeviceName= | interconnectionName=,,,,10,STTP,Streaming Telemetry Transport Protocol,3,3,LTCEQXA_V5_FV_C,V,+,0,CEFZD_500_PM_02-PM3,0.0,1.0,Cefzd_500_Pm_02 LTCEQXA_V5_FV_C + Voltage Magnitude,0,1,1,Volts,Phasor,VPHM,Voltage Magnitude,PM,-98.6,37.5,PPA:5925,2021-08-06 18:00:49
} | MaximumArchiveDays=90 | DesiredRemainingSpace=500,5926,GPA_CEFZD_500_PM_02-PA3:VH,,208,8736f6c7-ad41-4b43-b4f6-e684e0d4ad20,CEFZD_500_PM_02,Cefzd_500_Pm_02,60,1,companyAcronym= | protocolName=IEEE C37.118.2-2011 | vendorAcronym= | vendorDeviceName= | interconnectionName=,,,,10,STTP,Streaming Telemetry Transport Protocol,4,3,LTCEQXA_V5_FV_C,V,+,0,CEFZD_500_PM_02-PA3,0.0,1.0,Cefzd_500_Pm_02 LTCEQXA_V5_FV_C + Voltage Phase Angle,0,1,1,Degrees,Phasor,VPHA,Voltage Phase Angle,PA,-98.6,37.5,PPA:5926,2021-08-06 18:00:49
} | MaximumArchiveDays=90 | DesiredRemainingSpace=500,5927,GPA_CEFZD_500_PM_02-PM4:I,,208,8736f6c7-ad41-4b43-b4f6-e684e0d4ad20,CEFZD_500_PM_02,Cefzd_500_Pm_02,60,1,companyAcronym= | protocolName=IEEE C37.118.2-2011 | vendorAcronym= | vendorDeviceName= | interconnectionName=,,,,10,STTP,Streaming Telemetry Transport Protocol,1,4,LTCEQXA_V5_FA_A,I,+,0,CEFZD_500_PM_02-PM4,0.0,1.0,Cefzd_500_Pm_02 LTCEQXA_V5_FA_A + Current Magnitude,0,1,1,Amps,Phasor,IPHM,Current Magnitude,PM,-98.6,37.5,PPA:5927,2021-08-06 18:00:49
} | MaximumArchiveDays=90 | DesiredRemainingSpace=500,5928,GPA_CEFZD_500_PM_02-PA4:IH,,208,8736f6c7-ad41-4b43-b4f6-e684e0d4ad20,CEFZD_500_PM_02,Cefzd_500_Pm_02,60,1,companyAcronym= | protocolName=IEEE C37.118.2-2011 | vendorAcronym= | vendorDeviceName= | interconnectionName=,,,,10,STTP,Streaming Telemetry Transport Protocol,2,4,LTCEQXA_V5_FA_A,I,+,0,CEFZD_500_PM_02-PA4,0.0,1.0,Cefzd_500_Pm_02 LTCEQXA_V5_FA_A + Current Phase Angle,0,1,1,Degrees,Phasor,IPHA,Current Phase Angle,PA,-98.6,37.5,PPA:5928,2021-08-06 18:00:49
} | MaximumArchiveDays=90 | DesiredRemainingSpace=500,5929,GPA_CEFZD_500_PM_02-PM5:I,,208,8736f6c7-ad41-4b43-b4f6-e684e0d4ad20,CEFZD_500_PM_02,Cefzd_500_Pm_02,60,1,companyAcronym= | protocolName=IEEE C37.118.2-2011 | vendorAcronym= | vendorDeviceName= | interconnectionName=,,,,10,STTP,Streaming Telemetry Transport Protocol,1,5,LTCEQXA_V5_FA_B,I,+,0,CEFZD_500_PM_02-PM5,0.0,1.0,Cefzd_500_Pm_02 LTCEQXA_V5_FA_B + Current Magnitude,0,1,1,Amps,Phasor,IPHM,Current Magnitude,PM,-98.6,37.5,PPA:5929,2021-08-06 18:00:49
} | MaximumArchiveDays=90 | DesiredRemainingSpace=500,5930,GPA_CEFZD_500_PM_02-PA5:IH,,208,8736f6c7-ad41-4b43-b4f6-e684e0d4ad20,CEFZD_500_PM_02,Cefzd_500_Pm_02,60,1,companyAcronym= | protocolName=IEEE C37.118.2-2011 | vendorAcronym= | vendorDeviceName= | interconnectionName=,,,,10,STTP,Streaming Telemetry Transport Protocol,2,5,LTCEQXA_V5_FA_B,I,+,0,CEFZD_500_PM_02-PA5,0.0,1.0,Cefzd_500_Pm_02 LTCEQXA_V5_FA_B + Current Phase Angle,0,1,1,Degrees,Phasor,IPHA,Current Phase Angle,PA,-98.6,37.5,PPA:5930,2021-08-06 18:00:49
} | MaximumArchiveDays=90 | DesiredRemainingSpace=500,5931,GPA_CEFZD_500_PM_02-PM6:I,,208,8736f6c7-ad41-4b43-b4f6-e684e0d4ad20,CEFZD_500_PM_02,Cefzd_500_Pm_02,60,1,companyAcronym= | protocolName=IEEE C37.118.2-2011 | vendorAcronym= | vendorDeviceName= | interconnectionName=,,,,10,STTP,Streaming Telemetry Transport Protocol,1,6,LTCEQXA_V5_FA_C,I,+,0,CEFZD_500_PM_02-PM6,0.0,1.0,Cefzd_500_Pm_02 LTCEQXA_V5_FA_C + Current Magnitude,0,1,1,Amps,Phasor,IPHM,Current Magnitude,PM,-98.6,37.5,PPA:5931,2021-08-06 18:00:49
} | MaximumArchiveDays=90 | DesiredRemainingSpace=500,5932,GPA_CEFZD_500_PM_02-PA6:IH,,208,8736f6c7-ad41-4b43-b4f6-e684e0d4ad20,CEFZD_500_PM_02,Cefzd_500_Pm_02,60,1,companyAcronym= | protocolName=IEEE C37.118.2-2011 | vendorAcronym= | vendorDeviceName= | interconnectionName=,,,,10,STTP,Streaming Telemetry Transport Protocol,2,6,LTCEQXA_V5_FA_C,I,+,0,CEFZD_500_PM_02-PA6,0.0,1.0,Cefzd_500_Pm_02 LTCEQXA_V5_FA_C + Current Phase Angle,0,1,1,Degrees,Phasor,IPHA,Current Phase Angle,PA,-98.6,37.5,PPA:5932,2021-08-06 18:00:49
} | MaximumArchiveDays=90 | DesiredRemainingSpace=500,5933,GPA_CEFZD_500_PM_02-PM7:V,,208,8736f6c7-ad41-4b43-b4f6-e684e0d4ad20,CEFZD_500_PM_02,Cefzd_500_Pm_02,60,1,companyAcronym= | protocolName=IEEE C37.118.2-2011 | vendorAcronym= | vendorDeviceName= | interconnectionName=,,,,10,STTP,Streaming Telemetry Transport Protocol,3,7,LTCEQXA_V5_FV_P,V,+,0,CEFZD_500_PM_02-PM7,0.0,1.0,Cefzd_500_Pm_02 LTCEQXA_V5_FV_P + Voltage Magnitude,0,1,1,Volts,Phasor,VPHM,Voltage Magnitude,PM,-98.6,37.5,PPA:5933,2021-08-06 18:00:49
} | MaximumArchiveDays=90 | DesiredRemainingSpace=500,5934,GPA_CEFZD_500_PM_02-PA7:VH,,208,8736f6c7-ad41-4b43-b4f6-e684e0d4ad20,CEFZD_500_PM_02,Cefzd_500_Pm_02,60,1,companyAcronym= | protocolName=IEEE C37.118.2-2011 | vendorAcronym= | vendorDeviceName= | interconnectionName=,,,,10,STTP,Streaming Telemetry Transport Protocol,4,7,LTCEQXA_V5_FV_P,V,+,0,CEFZD_500_PM_02-PA7,0.0,1.0,Cefzd_500_Pm_02 LTCEQXA_V5_FV_P + Voltage Phase Angle,0,1,1,Degrees,Phasor,VPHA,Voltage Phase Angle,PA,-98.6,37.5,PPA:5934,2021-08-06 18:00:49
} | MaximumArchiveDays=90 | DesiredRemainingSpace=500,5935,GPA_CEFZD_500_PM_02-PM8:I,,208,8736f6c7-ad41-4b43-b4f6-e684e0d4ad20,CEFZD_500_PM_02,Cefzd_500_Pm_02,60,1,companyAcronym= | protocolName=IEEE C37.118.2-2011 | vendorAcronym= | vendorDeviceName= | interconnectionName=,,,,10,STTP,Streaming Telemetry Transport Protocol,1,8,LTCEQXA_V5_FA_P,I,+,0,CEFZD_500_PM_02-PM8,0.0,1.0,Cefzd_500_Pm_02 LTCEQXA_V5_FA_P + Current Magnitude,0,1,1,Amps,Phasor,IPHM,Current Magnitude,PM,-98.6,37.5,PPA:5935,2021-08-06 18:00:49
} | MaximumArchiveDays=90 | DesiredRemainingSpace=500,5936,GPA_CEFZD_500_PM_02-PA8:IH,,208,8736f6c7-ad41-4b43-b4f6-e684e0d4ad20,CEFZD_500_PM_02,Cefzd_500_Pm_02,60,1,companyAcronym= | protocolName=IEEE C37.118.2-2011 | vendorAcronym= | vendorDeviceName= | interconnectionName=,,,,10,STTP,Streaming Telemetry Transport Protocol,2,8,LTCEQXA_V5_FA_P,I,+,0,CEFZD_500_PM_02-PA8,0.0,1.0,Cefzd_500_Pm_02 LTCEQXA_V5_FA_P + Current Phase Angle,0,1,1,Degrees,Phasor,IPHA,Current Phase Angle,PA,-98.6,37.5,PPA:5936,2021-08-06 18:00:49
} | MaximumArchiveDays=90 | DesiredRemainingSpace=500,5937,GPA_CEFZD_500_PM_03:F,,209,8736f6c7-ad41-4b43-b4f6-e684e0d4ad20,CEFZD_500_PM_03,Cefzd_500_Pm_03,60,1,companyAcronym= | protocolName=IEEE C37.118.2-2011 | vendorAcronym= | vendorDeviceName= | interconnectionName=,,,,10,STTP,Streaming Telemetry Transport Protocol,5,,,,,,CEFZD_500_PM_03-FQ,0.0,1.0,Cefzd_500_Pm_03 Frequency,0,1,1,Hz,PMU,FREQ,Frequency,FQ,-98.6,37.5,PPA:5937,2021-08-06 18:00:49
} | MaximumArchiveDays=90 | DesiredRemainingSpace=500,5938,GPA_CEFZD_500_PM_03:DF,,209,8736f6c7-ad41-4b43-b4f6-e684e0d4ad20,CEFZD_500_PM_03,Cefzd_500_Pm_03,60,1,companyAcronym= | protocolName=IEEE C37.118.2-2011 | vendorAcronym= | vendorDeviceName= | interconnectionName=,,,,10,STTP,Streaming Telemetry Transport Protocol,6,,,,,,CEFZD_500_PM_03-DF,0.0,1.0,Cefzd_500_Pm_03 Frequency Delta (dF/dt),0,1,1,,PMU,DFDT,Frequency Delta (dF/dt),DF,-98.6,37.5,PPA:5938,2021-08-06 18:00:49
} | MaximumArchiveDays=90 | DesiredRemainingSpace=500,5939,GPA_CEFZD_500_PM_03:S,,209,8736f6c7-ad41-4b43-b4f6-e684e0d4ad20,CEFZD_500_PM_03,Cefzd_500_Pm_03,60,1,companyAcronym= | protocolName=IEEE C37.118.2-2011 | vendorAcronym= | vendorDeviceName= | interconnectionName=,,,,10,STTP,Streaming Telemetry Transport Protocol,8,,,,,,CEFZD_500_PM_03-SF,0.0,1.0,Cefzd_500_Pm_03 Status Flags,0,1,1,,PMU,FLAG,Status Flags,SF,-98.6,37.5,PPA:5939,2021-08-06 18:00:49
} | MaximumArchiveDays=90 | DesiredRemainingSpace=500,5940,GPA_CEFZD_500_PM_03-PM1:V,,209,8736f6c7-ad41-4b43-b4f6-e684e0d4ad20,CEFZD_500_PM_03,Cefzd_500_Pm_03,60,1,companyAcronym= | protocolName=IEEE C37.118.2-2011 | vendorAcronym= | vendorDeviceName= | interconnectionName=,,,,10,STTP,Streaming Telemetry Transport Protocol,3,1,BAB1_FV_B,V,+,0,CEFZD_500_PM_03-PM1,0.0,1.0,Cefzd_500_Pm_03 BAB1_FV_B + Voltage Magnitude,0,1,1,Volts,Phasor,VPHM,Voltage Magnitude,PM,-98.6,37.5,PPA:5940,2021-08-06 18:00:49
} | MaximumArchiveDays=90 | DesiredRemainingSpace=500,5941,GPA_CEFZD_500_PM_03-PA1:VH,,209,8736f6c7-ad41-4b43-b4f6-e684e0d4ad20,CEFZD_500_PM_03,Cefzd_500_Pm_03,60,1,companyAcronym= | protocolName=IEEE C37.118.2-2011 | vendorAcronym= | vendorDeviceName= | interconnectionName=,,,,10,STTP,Streaming Telemetry Transport Protocol,4,1,BAB1_FV_B,V,+,0,CEFZD_500_PM_03-PA1,0.0,1.0,Cefzd_500_Pm_03 BAB1_FV_B + Voltage Phase Angle,0,1,1,Degrees,Phasor,VPHA,Voltage Phase Angle,PA,-98.6,37.5,PPA:5941,2021-08-06 18:00:49
} | MaximumArchiveDays=90 | DesiredRemainingSpace=500,5942,GPA_CEFZD_500_PM_04:F,,210,8736f6c7-ad41-4b43-b4f6-e684e0d4ad20,CEFZD_500_PM_04,Cefzd_500_Pm_04,60,1,companyAcronym= | protocolName=IEEE C37.118.2-2011 | vendorAcronym= | vendorDeviceName= | interconnectionName=,,,,10,STTP,Streaming Telemetry Transport Protocol,5,,,,,,CEFZD_500_PM_04-FQ,0.0,1.0,Cefzd_500_Pm_04 Frequency,0,1,1,Hz,PMU,FREQ,Frequency,FQ,-98.6,37.5,PPA:5942,2021-08-06 18:00:49
} | MaximumArchiveDays=90 | DesiredRemainingSpace=500,5943,GPA_CEFZD_500_PM_04:DF,,210,8736f6c7-ad41-4b43-b4f6-e684e0d4ad20,CEFZD_500_PM_04,Cefzd_500_Pm_04,60,1,companyAcronym= | protocolName=IEEE C37.118.2-2011 | vendorAcronym= | vendorDeviceName= | interconnectionName=,,,,10,STTP,Streaming Telemetry Transport Protocol,6,,,,,,CEFZD_500_PM_04-DF,0.0,1.0,Cefzd_500_Pm_04 Frequency Delta (dF/dt),0,1,1,,PMU,DFDT,Frequency Delta (dF/dt),DF,-98.6,37.5,PPA:5943,2021-08-06 18:00:49
} | MaximumArchiveDays=90 | DesiredRemainingSpace=500,5944,GPA_CEFZD_500_PM_04:S,,210,8736f6c7-ad41-4b43-b4f6-e684e0d4ad20,CEFZD_500_PM_04,Cefzd_500_Pm_04,60,1,companyAcronym= | protocolName=IEEE C37.118.2-2011 | vendorAcronym= | vendorDeviceName= | interconnectionName=,,,,10,STTP,Streaming Telemetry Transport Protocol,8,,,,,,CEFZD_500_PM_04-SF,0.0,1.0,Cefzd_500_Pm_04 Status Flags,0,1,1,,PMU,FLAG,Status Flags,SF,-98.6,37.5,PPA:5944,2021-08-06 18:00:49
} | MaximumArchiveDays=90 | DesiredRemainingSpace=500,5945,GPA_CEFZD_500_PM_04-PM1:V,,210,8736f6c7-ad41-4b43-b4f6-e684e0d4ad20,CEFZD_500_PM_04,Cefzd_500_Pm_04,60,1,companyAcronym= | protocolName=IEEE C37.118.2-2011 | vendorAcronym= | vendorDeviceName= | interconnectionName=,,,,10,STTP,Streaming Telemetry Transport Protocol,3,1,BAB2_FV_B,V,+,0,CEFZD_500_PM_04-PM1,0.0,1.0,Cefzd_500_Pm_04 BAB2_FV_B + Voltage Magnitude,0,1,1,Volts,Phasor,VPHM,Voltage Magnitude,PM,-98.6,37.5,PPA:5945,2021-08-06 18:00:49
} | MaximumArchiveDays=90 | DesiredRemainingSpace=500,5946,GPA_CEFZD_500_PM_04-PA1:VH,,210,8736f6c7-ad41-4b43-b4f6-e684e0d4ad20,CEFZD_500_PM_04,Cefzd_500_Pm_04,60,1,companyAcronym= | protocolName=IEEE C37.118.2-2011 | vendorAcronym= | vendorDeviceName= | interconnectionName=,,,,10,STTP,Streaming Telemetry Transport Protocol,4,1,BAB2_FV_B,V,+,0,CEFZD_500_PM_04-PA1,0.0,1.0,Cefzd_500_Pm_04 BAB2_FV_B + Voltage Phase Angle,0,1,1,Degrees,Phasor,VPHA,Voltage Phase Angle,PA,-98.6,37.5,PPA:5946,2021-08-06 18:00:49
} | MaximumArchiveDays=90 | DesiredRemainingSpace=500,5947,GPA_BAPAQ_500_PM_02:AV1,,211,8736f6c7-ad41-4b43-b4f6-e684e0d4ad20,BAPAQ_500_PM_02,Bapaq_500_Pm_02,60,1,companyAcronym= | protocolName=IEEE C37.118.2-2011 | vendorAcronym= | vendorDeviceName= | interconnectionName=,,,,10,STTP,Streaming Telemetry Transport Protocol,7,,,,,,BAPAQ_500_PM_02-AV1,0.0,1.0,Bapaq_500_Pm_02 Analog Value 1,0,1,1,,PMU,ALOG,Analog Value,AV,-98.6,37.5,PPA:5947,2021-08-06 18:00:49
} | MaximumArchiveDays=90 | DesiredRemainingSpace=500,5948,GPA_BAPAQ_500_PM_02:F,,211,8736f6c7-ad41-4b43-b4f6-e684e0d4ad20,BAPAQ_500_PM_02,Bapaq_500_Pm_02,60,1,companyAcronym= | protocolName=IEEE C37.118.2-2011 | vendorAcronym= | vendorDeviceName= | interconnectionName=,,,,10,STTP,Streaming Telemetry Transport Protocol,5,,,,,,BAPAQ_500_PM_02-FQ,0.0,1.0,Bapaq_500_Pm_02 Frequency,0,1,1,Hz,PMU,FREQ,Frequency,FQ,-98.6,37.5,PPA:5948,2021-08-06 18:00:49
} | MaximumArchiveDays=90 | DesiredRemainingSpace=500,5949,GPA_BAPAQ_500_PM_02:DF,,211,8736f6c7-ad41-4b43-b4f6-e684e0d4ad20,BAPAQ_500_PM_02,Bapaq_500_Pm_02,60,1,companyAcronym= | protocolName=IEEE C37.118.2-2011 | vendorAcronym= | vendorDeviceName= | interconnectionName=,,,,10,STTP,Streaming Telemetry Transport Protocol,6,,,,,,BAPAQ_500_PM_02-DF,0.0,1.0,Bapaq_500_Pm_02 Frequency Delta (dF/dt),0,1,1,,PMU,DFDT,Frequency Delta (dF/dt),DF,-98.6,37.5,PPA:5949,2021-08-06 18:00:49
} | MaximumArchiveDays=90 | DesiredRemainingSpace=500,5950,GPA_BAPAQ_500_PM_02:S,,211,8736f6c7-ad41-4b43-b4f6-e684e0d4ad20,BAPAQ_500_PM_02,Bapaq_500_Pm_02,60,1,companyAcronym= | protocolName=IEEE C37.118.2-2011 | vendorAcronym= | vendorDeviceName= | interconnectionName=,,,,10,STTP,Streaming Telemetry Transport Protocol,8,,,,,,BAPAQ_500_PM_02-SF,0.0,1.0,Bapaq_500_Pm_02 Status Flags,0,1,1,,PMU,FLAG,Status Flags,SF,-98.6,37.5,PPA:5950,2021-08-06 18:00:49
} | MaximumArchiveDays=90 | DesiredRemainingSpace=500,5951,GPA_BAPAQ_500_PM_02-PM1:V,,211,8736f6c7-ad41-4b43-b4f6-e684e0d4ad20,BAPAQ_500_PM_02,Bapaq_500_Pm_02,60,1,companyAcronym= | protocolName=IEEE C37.118.2-2011 | vendorAcronym= | vendorDeviceName= | interconnectionName=,,,,10,STTP,Streaming Telemetry Transport Protocol,3,1,LTPEAGD_L6_FV_A,V,+,0,BAPAQ_500_PM_02-PM1,0.0,1.0,Bapaq_500_Pm_02 LTPEAGD_L6_FV_A + Voltage Magnitude,0,1,1,Volts,Phasor,VPHM,Voltage Magnitude,PM,-98.6,37.5,PPA:5951,2021-08-06 18:00:49
} | MaximumArchiveDays=90 | DesiredRemainingSpace=500,5952,GPA_BAPAQ_500_PM_02-PA1:VH,,211,8736f6c7-ad41-4b43-b4f6-e684e0d4ad20,BAPAQ_500_PM_02,Bapaq_500_Pm_02,60,1,companyAcronym= | protocolName=IEEE C37.118.2-2011 | vendorAcronym= | vendorDeviceName= | interconnectionName=,,,,10,STTP,Streaming Telemetry Transport Protocol,4,1,LTPEAGD_L6_FV_A,V,+,0,BAPAQ_500_PM_02-PA1,0.0,1.0,Bapaq_500_Pm_02 LTPEAGD_L6_FV_A + Voltage Phase Angle,0,1,1,Degrees,Phasor,VPHA,Voltage Phase Angle,PA,-98.6,37.5,PPA:5952,2021-08-06 18:00:49
} | MaximumArchiveDays=90 | DesiredRemainingSpace=500,5953,GPA_BAPAQ_500_PM_02-PM2:V,,211,8736f6c7-ad41-4b43-b4f6-e684e0d4ad20,BAPAQ_500_PM_02,Bapaq_500_Pm_02,60,1,companyAcronym= | protocolName=IEEE C37.118.2-2011 | vendorAcronym= | vendorDeviceName= | interconnectionName=,,,,10,STTP,Streaming Telemetry Transport Protocol,3,2,LTPEAGD_L6_FV_B,V,+,0,BAPAQ_500_PM_02-PM2,0.0,1.0,Bapaq_500_Pm_02 LTPEAGD_L6_FV_B + Voltage Magnitude,0,1,1,Volts,Phasor,VPHM,Voltage Magnitude,PM,-98.6,37.5,PPA:5953,2021-08-06 18:00:49
} | MaximumArchiveDays=90 | DesiredRemainingSpace=500,5954,GPA_BAPAQ_500_PM_02-PA2:VH,,211,8736f6c7-ad41-4b43-b4f6-e684e0d4ad20,BAPAQ_500_PM_02,Bapaq_500_Pm_02,60,1,companyAcronym= | protocolName=IEEE C37.118.2-2011 | vendorAcronym= | vendorDeviceName= | interconnectionName=,,,,10,STTP,Streaming Telemetry Transport Protocol,4,2,LTPEAGD_L6_FV_B,V,+,0,BAPAQ_500_PM_02-PA2,0.0,1.0,Bapaq_500_Pm_02 LTPEAGD_L6_FV_B + Voltage Phase Angle,0,1,1,Degrees,Phasor,VPHA,Voltage Phase Angle,PA,-98.6,37.5,PPA:5954,2021-08-06 18:00:49
} | MaximumArchiveDays=90 | DesiredRemainingSpace=500,5955,GPA_BAPAQ_500_PM_02-PM3:V,,211,8736f6c7-ad41-4b43-b4f6-e684e0d4ad20,BAPAQ_500_PM_02,Bapaq_500_Pm_02,60,1,companyAcronym= | protocolName=IEEE C37.118.2-2011 | vendorAcronym= | vendorDeviceName= | interconnectionName=,,,,10,STTP,Streaming Telemetry Transport Protocol,3,3,LTPEAGD_L6_FV_C,V,+,0,BAPAQ_500_PM_02-PM3,0.0,1.0,Bapaq_500_Pm_02 LTPEAGD_L6_FV_C + Voltage Magnitude,0,1,1,Volts,Phasor,VPHM,Voltage Magnitude,PM,-98.6,37.5,PPA:5955,2021-08-06 18:00:49
} | MaximumArchiveDays=90 | DesiredRemainingSpace=500,5956,GPA_BAPAQ_500_PM_02-PA3:VH,,211,8736f6c7-ad41-4b43-b4f6-e684e0d4ad20,BAPAQ_500_PM_02,Bapaq_500_Pm_02,60,1,companyAcronym= | protocolName=IEEE C37.118.2-2011 | vendorAcronym= | vendorDeviceName= | interconnectionName=,,,,10,STTP,Streaming Telemetry Transport Protocol,4,3,LTPEAGD_L6_FV_C,V,+,0,BAPAQ_500_PM_02-PA3,0.0,1.0,Bapaq_500_Pm_02 LTPEAGD_L6_FV_C + Voltage Phase Angle,0,1,1,Degrees,Phasor,VPHA,Voltage Phase Angle,PA,-98.6,37.5,PPA:5956,2021-08-06 18:00:49
} | MaximumArchiveDays=90 | DesiredRemainingSpace=500,5957,GPA_BAPAQ_500_PM_02-PM4:I,,211,8736f6c7-ad41-4b43-b4f6-e684e0d4ad20,BAPAQ_500_PM_02,Bapaq_500_Pm_02,60,1,companyAcronym= | protocolName=IEEE C37.118.2-2011 | vendorAcronym= | vendorDeviceName= | interconnectionName=,,,,10,STTP,Streaming Telemetry Transport Protocol,1,4,LTPEAGD_L6_FA_A,I,+,0,BAPAQ_500_PM_02-PM4,0.0,1.0,Bapaq_500_Pm_02 LTPEAGD_L6_FA_A + Current Magnitude,0,1,1,Amps,Phasor,IPHM,Current Magnitude,PM,-98.6,37.5,PPA:5957,2021-08-06 18:00:49
} | MaximumArchiveDays=90 | DesiredRemainingSpace=500,5958,GPA_BAPAQ_500_PM_02-PA4:IH,,211,8736f6c7-ad41-4b43-b4f6-e684e0d4ad20,BAPAQ_500_PM_02,Bapaq_500_Pm_02,60,1,companyAcronym= | protocolName=IEEE C37.118.2-2011 | vendorAcronym= | vendorDeviceName= | interconnectionName=,,,,10,STTP,Streaming Telemetry Transport Protocol,2,4,LTPEAGD_L6_FA_A,I,+,0,BAPAQ_500_PM_02-PA4,0.0,1.0,Bapaq_500_Pm_02 LTPEAGD_L6_FA_A + Current Phase Angle,0,1,1,Degrees,Phasor,IPHA,Current Phase Angle,PA,-98.6,37.5,PPA:5958,2021-08-06 18:00:49
} | MaximumArchiveDays=90 | DesiredRemainingSpace=500,5959,GPA_BAPAQ_500_PM_02-PM5:I,,211,8736f6c7-ad41-4b43-b4f6-e684e0d4ad20,BAPAQ_500_PM_02,Bapaq_500_Pm_02,60,1,companyAcronym= | protocolName=IEEE C37.118.2-2011 | vendorAcronym= | vendorDeviceName= | interconnectionName=,,,,10,STTP,Streaming Telemetry Transport Protocol,1,5,LTPEAGD_L6_FA_B,I,+,0,BAPAQ_500_PM_02-PM5,0.0,1.0,Bapaq_500_Pm_02 LTPEAGD_L6_FA_B + Current Magnitude,0,1,1,Amps,Phasor,IPHM,Current Magnitude,PM,-98.6,37.5,PPA:5959,2021-08-06 18:00:49
} | MaximumArchiveDays=90 | DesiredRemainingSpace=500,5960,GPA_BAPAQ_500_PM_02-PA5:IH,,211,8736f6c7-ad41-4b43-b4f6-e684e0d4ad20,BAPAQ_500_PM_02,Bapaq_500_Pm_02,60,1,companyAcronym= | protocolName=IEEE C37.118.2-2011 | vendorAcronym= | vendorDeviceName= | interconnectionName=,,,,10,STTP,Streaming Telemetry Transport Protocol,2,5,LTPEAGD_L6_FA_B,I,+,0,BAPAQ_500_PM_02-PA5,0.0,1.0,Bapaq_500_Pm_02 LTPEAGD_L6_FA_B + Current Phase Angle,0,1,1,Degrees,Phasor,IPHA,Current Phase Angle,PA,-98.6,37.5,PPA:5960,2021-08-06 18:00:49
} | MaximumArchiveDays=90 | DesiredRemainingSpace=500,5961,GPA_BAPAQ_500_PM_02-PM6:I,,211,8736f6c7-ad41-4b43-b4f6-e684e0d4ad20,BAPAQ_500_PM_02,Bapaq_500_Pm_02,60,1,companyAcronym= | protocolName=IEEE C37.118.2-2011 | vendorAcronym= | vendorDeviceName= | interconnectionName=,,,,10,STTP,Streaming Telemetry Transport Protocol,1,6,LTPEAGD_L6_FA_C,I,+,0,BAPAQ_500_PM_02-PM6,0.0,1.0,Bapaq_500_Pm_02 LTPEAGD_L6_FA_C + Current Magnitude,0,1,1,Amps,Phasor,IPHM,Current Magnitude,PM,-98.6,37.5,PPA:5961,2021-08-06 18:00:49
} | MaximumArchiveDays=90 | DesiredRemainingSpace=500,5962,GPA_BAPAQ_500_PM_02-PA6:IH,,211,8736f6c7-ad41-4b43-b4f6-e684e0d4ad20,BAPAQ_500_PM_02,Bapaq_500_Pm_02,60,1,companyAcronym= | protocolName=IEEE C37.118.2-2011 | vendorAcronym= | vendorDeviceName= | interconnectionName=,,,,10,STTP,Streaming Telemetry Transport Protocol,2,6,LTPEAGD_L6_FA_C,I,+,0,BAPAQ_500_PM_02-PA6,0.0,1.0,Bapaq_500_Pm_02 LTPEAGD_L6_FA_C + Current Phase Angle,0,1,1,Degrees,Phasor,IPHA,Current Phase Angle,PA,-98.6,37.5,PPA:5962,2021-08-06 18:00:49
} | MaximumArchiveDays=90 | DesiredRemainingSpace=500,5963,GPA_BAPAQ_500_PM_02-PM7:V,,211,8736f6c7-ad41-4b43-b4f6-e684e0d4ad20,BAPAQ_500_PM_02,Bapaq_500_Pm_02,60,1,companyAcronym= | protocolName=IEEE C37.118.2-2011 | vendorAcronym= | vendorDeviceName= | interconnectionName=,,,,10,STTP,Streaming Telemetry Transport Protocol,3,7,LTPEAGD_L6_FV_P,V,+,0,BAPAQ_500_PM_02-PM7,0.0,1.0,Bapaq_500_Pm_02 LTPEAGD_L6_FV_P + Voltage Magnitude,0,1,1,Volts,Phasor,VPHM,Voltage Magnitude,PM,-98.6,37.5,PPA:5963,2021-08-06 18:00:49
} | MaximumArchiveDays=90 | DesiredRemainingSpace=500,5964,GPA_BAPAQ_500_PM_02-PA7:VH,,211,8736f6c7-ad41-4b43-b4f6-e684e0d4ad20,BAPAQ_500_PM_02,Bapaq_500_Pm_02,60,1,companyAcronym= | protocolName=IEEE C37.118.2-2011 | vendorAcronym= | vendorDeviceName= | interconnectionName=,,,,10,STTP,Streaming Telemetry Transport Protocol,4,7,LTPEAGD_L6_FV_P,V,+,0,BAPAQ_500_PM_02-PA7,0.0,1.0,Bapaq_500_Pm_02 LTPEAGD_L6_FV_P + Voltage Phase Angle,0,1,1,Degrees,Phasor,VPHA,Voltage Phase Angle,PA,-98.6,37.5,PPA:5964,2021-08-06 18:00:49
} | MaximumArchiveDays=90 | DesiredRemainingSpace=500,5965,GPA_BAPAQ_500_PM_02-PM8:I,,211,8736f6c7-ad41-4b43-b4f6-e684e0d4ad20,BAPAQ_500_PM_02,Bapaq_500_Pm_02,60,1,companyAcronym= | protocolName=IEEE C37.118.2-2011 | vendorAcronym= | vendorDeviceName= | interconnectionName=,,,,10,STTP,Streaming Telemetry Transport Protocol,1,8,LTPEAGD_L6_FA_P,I,+,0,BAPAQ_500_PM_02-PM8,0.0,1.0,Bapaq_500_Pm_02 LTPEAGD_L6_FA_P + Current Magnitude,0,1,1,Amps,Phasor,IPHM,Current Magnitude,PM,-98.6,37.5,PPA:5965,2021-08-06 18:00:49
} | MaximumArchiveDays=90 | DesiredRemainingSpace=500,5966,GPA_BAPAQ_500_PM_02-PA8:IH,,211,8736f6c7-ad41-4b43-b4f6-e684e0d4ad20,BAPAQ_500_PM_02,Bapaq_500_Pm_02,60,1,companyAcronym= | protocolName=IEEE C37.118.2-2011 | vendorAcronym= | vendorDeviceName= | interconnectionName=,,,,10,STTP,Streaming Telemetry Transport Protocol,2,8,LTPEAGD_L6_FA_P,I,+,0,BAPAQ_500_PM_02-PA8,0.0,1.0,Bapaq_500_Pm_02 LTPEAGD_L6_FA_P + Current Phase Angle,0,1,1,Degrees,Phasor,IPHA,Current Phase Angle,PA,-98.6,37.5,PPA:5966,2021-08-06 18:00:49
} | MaximumArchiveDays=90 | DesiredRemainingSpace=500,5967,GPA_BAPAQ_500_PM_03:F,,212,8736f6c7-ad41-4b43-b4f6-e684e0d4ad20,BAPAQ_500_PM_03,Bapaq_500_Pm_03,60,1,companyAcronym= | protocolName=IEEE C37.118.2-2011 | vendorAcronym= | vendorDeviceName= | interconnectionName=,,,,10,STTP,Streaming Telemetry Transport Protocol,5,,,,,,BAPAQ_500_PM_03-FQ,0.0,1.0,Bapaq_500_Pm_03 Frequency,0,1,1,Hz,PMU,FREQ,Frequency,FQ,-98.6,37.5,PPA:5967,2021-08-06 18:00:49
} | MaximumArchiveDays=90 | DesiredRemainingSpace=500,5968,GPA_BAPAQ_500_PM_03:DF,,212,8736f6c7-ad41-4b43-b4f6-e684e0d4ad20,BAPAQ_500_PM_03,Bapaq_500_Pm_03,60,1,companyAcronym= | protocolName=IEEE C37.118.2-2011 | vendorAcronym= | vendorDeviceName= | interconnectionName=,,,,10,STTP,Streaming Telemetry Transport Protocol,6,,,,,,BAPAQ_500_PM_03-DF,0.0,1.0,Bapaq_500_Pm_03 Frequency Delta (dF/dt),0,1,1,,PMU,DFDT,Frequency Delta (dF/dt),DF,-98.6,37.5,PPA:5968,2021-08-06 18:00:49
} | MaximumArchiveDays=90 | DesiredRemainingSpace=500,5969,GPA_BAPAQ_500_PM_03:S,,212,8736f6c7-ad41-4b43-b4f6-e684e0d4ad20,BAPAQ_500_PM_03,Bapaq_500_Pm_03,60,1,companyAcronym= | protocolName=IEEE C37.118.2-2011 | vendorAcronym= | vendorDeviceName= | interconnectionName=,,,,10,STTP,Streaming Telemetry Transport Protocol,8,,,,,,BAPAQ_500_PM_03-SF,0.0,1.0,Bapaq_500_Pm_03 Status Flags,0,1,1,,PMU,FLAG,Status Flags,SF,-98.6,37.5,PPA:5969,2021-08-06 18:00:49
} | MaximumArchiveDays=90 | DesiredRemainingSpace=500,5970,GPA_BAPAQ_500_PM_03-PM1:V,,212,8736f6c7-ad41-4b43-b4f6-e684e0d4ad20,BAPAQ_500_PM_03,Bapaq_500_Pm_03,60,1,companyAcronym= | protocolName=IEEE C37.118.2-2011 | vendorAcronym= | vendorDeviceName= | interconnectionName=,,,,10,STTP,Streaming Telemetry Transport Protocol,3,1,LTBAOLD_S5_FV_A,V,+,0,BAPAQ_500_PM_03-PM1,0.0,1.0,Bapaq_500_Pm_03 LTBAOLD_S5_FV_A + Voltage Magnitude,0,1,1,Volts,Phasor,VPHM,Voltage Magnitude,PM,-98.6,37.5,PPA:5970,2021-08-06 18:00:49
} | MaximumArchiveDays=90 | DesiredRemainingSpace=500,5971,GPA_BAPAQ_500_PM_03-PA1:VH,,212,8736f6c7-ad41-4b43-b4f6-e684e0d4ad20,BAPAQ_500_PM_03,Bapaq_500_Pm_03,60,1,companyAcronym= | protocolName=IEEE C37.118.2-2011 | vendorAcronym= | vendorDeviceName= | interconnectionName=,,,,10,STTP,Streaming Telemetry Transport Protocol,4,1,LTBAOLD_S5_FV_A,V,+,0,BAPAQ_500_PM_03-PA1,0.0,1.0,Bapaq_500_Pm_03 LTBAOLD_S5_FV_A + Voltage Phase Angle,0,1,1,Degrees,Phasor,VPHA,Voltage Phase Angle,PA,-98.6,37.5,PPA:5971,2021-08-06 18:00:49
} | MaximumArchiveDays=90 | DesiredRemainingSpace=500,5972,GPA_BAPAQ_500_PM_03-PM2:V,,212,8736f6c7-ad41-4b43-b4f6-e684e0d4ad20,BAPAQ_500_PM_03,Bapaq_500_Pm_03,60,1,companyAcronym= | protocolName=IEEE C37.118.2-2011 | vendorAcronym= | vendorDeviceName= | interconnectionName=,,,,10,STTP,Streaming Telemetry Transport Protocol,3,2,LTBAOLD_S5_FV_B,V,+,0,BAPAQ_500_PM_03-PM2,0.0,1.0,Bapaq_500_Pm_03 LTBAOLD_S5_FV_B + Voltage Magnitude,0,1,1,Volts,Phasor,VPHM,Voltage Magnitude,PM,-98.6,37.5,PPA:5972,2021-08-06 18:00:49
} | MaximumArchiveDays=90 | DesiredRemainingSpace=500,5973,GPA_BAPAQ_500_PM_03-PA2:VH,,212,8736f6c7-ad41-4b43-b4f6-e684e0d4ad20,BAPAQ_500_PM_03,Bapaq_500_Pm_03,60,1,companyAcronym= | protocolName=IEEE C37.118.2-2011 | vendorAcronym= | vendorDeviceName= | interconnectionName=,,,,10,STTP,Streaming Telemetry Transport Protocol,4,2,LTBAOLD_S5_FV_B,V,+,0,BAPAQ_500_PM_03-PA2,0.0,1.0,Bapaq_500_Pm_03 LTBAOLD_S5_FV_B + Voltage Phase Angle,0,1,1,Degrees,Phasor,VPHA,Voltage Phase Angle,PA,-98.6,37.5,PPA:5973,2021-08-06 18:00:49
} | MaximumArchiveDays=90 | DesiredRemainingSpace=500,5974,GPA_BAPAQ_500_PM_03-PM3:V,,212,8736f6c7-ad41-4b43-b4f6-e684e0d4ad20,BAPAQ_500_PM_03,Bapaq_500_Pm_03,60,1,companyAcronym= | protocolName=IEEE C37.118.2-2011 | vendorAcronym= | vendorDeviceName= | interconnectionName=,,,,10,STTP,Streaming Telemetry Transport Protocol,3,3,LTBAOLD_S5_FV_C,V,+,0,BAPAQ_500_PM_03-PM3,0.0,1.0,Bapaq_500_Pm_03 LTBAOLD_S5_FV_C + Voltage Magnitude,0,1,1,Volts,Phasor,VPHM,Voltage Magnitude,PM,-98.6,37.5,PPA:5974,2021-08-06 18:00:49
} | MaximumArchiveDays=90 | DesiredRemainingSpace=500,5975,GPA_BAPAQ_500_PM_03-PA3:VH,,212,8736f6c7-ad41-4b43-b4f6-e684e0d4ad20,BAPAQ_500_PM_03,Bapaq_500_Pm_03,60,1,companyAcronym= | protocolName=IEEE C37.118.2-2011 | vendorAcronym= | vendorDeviceName= | interconnectionName=,,,,10,STTP,Streaming Telemetry Transport Protocol,4,3,LTBAOLD_S5_FV_C,V,+,0,BAPAQ_500_PM_03-PA3,0.0,1.0,Bapaq_500_Pm_03 LTBAOLD_S5_FV_C + Voltage Phase Angle,0,1,1,Degrees,Phasor,VPHA,Voltage Phase Angle,PA,-98.6,37.5,PPA:5975,2021-08-06 18:00:49
} | MaximumArchiveDays=90 | DesiredRemainingSpace=500,5976,GPA_BAPAQ_500_PM_03-PM4:I,,212,8736f6c7-ad41-4b43-b4f6-e684e0d4ad20,BAPAQ_500_PM_03,Bapaq_500_Pm_03,60,1,companyAcronym= | protocolName=IEEE C37.118.2-2011 | vendorAcronym= | vendorDeviceName= | interconnectionName=,,,,10,STTP,Streaming Telemetry Transport Protocol,1,4,LTBAOLD_S5_FA_A,I,+,0,BAPAQ_500_PM_03-PM4,0.0,1.0,Bapaq_500_Pm_03 LTBAOLD_S5_FA_A + Current Magnitude,0,1,1,Amps,Phasor,IPHM,Current Magnitude,PM,-98.6,37.5,PPA:5976,2021-08-06 18:00:49
} | MaximumArchiveDays=90 | DesiredRemainingSpace=500,5977,GPA_BAPAQ_500_PM_03-PA4:IH,,212,8736f6c7-ad41-4b43-b4f6-e684e0d4ad20,BAPAQ_500_PM_03,Bapaq_500_Pm_03,60,1,companyAcronym= | protocolName=IEEE C37.118.2-2011 | vendorAcronym= | vendorDeviceName= | interconnectionName=,,,,10,STTP,Streaming Telemetry Transport Protocol,2,4,LTBAOLD_S5_FA_A,I,+,0,BAPAQ_500_PM_03-PA4,0.0,1.0,Bapaq_500_Pm_03 LTBAOLD_S5_FA_A + Current Phase Angle,0,1,1,Degrees,Phasor,IPHA,Current Phase Angle,PA,-98.6,37.5,PPA:5977,2021-08-06 18:00:49
} | MaximumArchiveDays=90 | DesiredRemainingSpace=500,5978,GPA_BAPAQ_500_PM_03-PM5:I,,212,8736f6c7-ad41-4b43-b4f6-e684e0d4ad20,BAPAQ_500_PM_03,Bapaq_500_Pm_03,60,1,companyAcronym= | protocolName=IEEE C37.118.2-2011 | vendorAcronym= | vendorDeviceName= | interconnectionName=,,,,10,STTP,Streaming Telemetry Transport Protocol,1,5,LTBAOLD_S5_FA_B,I,+,0,BAPAQ_500_PM_03-PM5,0.0,1.0,Bapaq_500_Pm_03 LTBAOLD_S5_FA_B + Current Magnitude,0,1,1,Amps,Phasor,IPHM,Current Magnitude,PM,-98.6,37.5,PPA:5978,2021-08-06 18:00:49
} | MaximumArchiveDays=90 | DesiredRemainingSpace=500,5979,GPA_BAPAQ_500_PM_03-PA5:IH,,212,8736f6c7-ad41-4b43-b4f6-e684e0d4ad20,BAPAQ_500_PM_03,Bapaq_500_Pm_03,60,1,companyAcronym= | protocolName=IEEE C37.118.2-2011 | vendorAcronym= | vendorDeviceName= | interconnectionName=,,,,10,STTP,Streaming Telemetry Transport Protocol,2,5,LTBAOLD_S5_FA_B,I,+,0,BAPAQ_500_PM_03-PA5,0.0,1.0,Bapaq_500_Pm_03 LTBAOLD_S5_FA_B + Current Phase Angle,0,1,1,Degrees,Phasor,IPHA,Current Phase Angle,PA,-98.6,37.5,PPA:5979,2021-08-06 18:00:49
} | MaximumArchiveDays=90 | DesiredRemainingSpace=500,5980,GPA_BAPAQ_500_PM_03-PM6:I,,212,8736f6c7-ad41-4b43-b4f6-e684e0d4ad20,BAPAQ_500_PM_03,Bapaq_500_Pm_03,60,1,companyAcronym= | protocolName=IEEE C37.118.2-2011 | vendorAcronym= | vendorDeviceName= | interconnectionName=,,,,10,STTP,Streaming Telemetry Transport Protocol,1,6,LTBAOLD_S5_FA_C,I,+,0,BAPAQ_500_PM_03-PM6,0.0,1.0,Bapaq_500_Pm_03 LTBAOLD_S5_FA_C + Current Magnitude,0,1,1,Amps,Phasor,IPHM,Current Magnitude,PM,-98.6,37.5,PPA:5980,2021-08-06 18:00:49
} | MaximumArchiveDays=90 | DesiredRemainingSpace=500,5981,GPA_BAPAQ_500_PM_03-PA6:IH,,212,8736f6c7-ad41-4b43-b4f6-e684e0d4ad20,BAPAQ_500_PM_03,Bapaq_500_Pm_03,60,1,companyAcronym= | protocolName=IEEE C37.118.2-2011 | vendorAcronym= | vendorDeviceName= | interconnectionName=,,,,10,STTP,Streaming Telemetry Transport Protocol,2,6,LTBAOLD_S5_FA_C,I,+,0,BAPAQ_500_PM_03-PA6,0.0,1.0,Bapaq_500_Pm_03 LTBAOLD_S5_FA_C + Current Phase Angle,0,1,1,Degrees,Phasor,IPHA,Current Phase Angle,PA,-98.6,37.5,PPA:5981,2021-08-06 18:00:49
} | MaximumArchiveDays=90 | DesiredRemainingSpace=500,5982,GPA_BAPAQ_500_PM_03-PM7:I,,212,8736f6c7-ad41-4b43-b4f6-e684e0d4ad20,BAPAQ_500_PM_03,Bapaq_500_Pm_03,60,1,companyAcronym= | protocolName=IEEE C37.118.2-2011 | vendorAcronym= | vendorDeviceName= | interconnectionName=,,,,10,STTP,Streaming Telemetry Transport Protocol,1,7,LTBAOLD_S5_FA_P,I,+,0,BAPAQ_500_PM_03-PM7,0.0,1.0,Bapaq_500_Pm_03 LTBAOLD_S5_FA_P + Current Magnitude,0,1,1,Amps,Phasor,IPHM,Current Magnitude,PM,-98.6,37.5,PPA:5982,2021-08-06 18:00:49
} | MaximumArchiveDays=90 | DesiredRemainingSpace=500,5983,GPA_BAPAQ_500_PM_03-PA7:IH,,212,8736f6c7-ad41-4b43-b4f6-e684e0d4ad20,BAPAQ_500_PM_03,Bapaq_500_Pm_03,60,1,companyAcronym= | protocolName=IEEE C37.118.2-2011 | vendorAcronym= | vendorDeviceName= | interconnectionName=,,,,10,STTP,Streaming Telemetry Transport Protocol,2,7,LTBAOLD_S5_FA_P,I,+,0,BAPAQ_500_PM_03-PA7,0.0,1.0,Bapaq_500_Pm_03 LTBAOLD_S5_FA_P + Current Phase Angle,0,1,1,Degrees,Phasor,IPHA,Current Phase Angle,PA,-98.6,37.5,PPA:5983,2021-08-06 18:00:49
} | MaximumArchiveDays=90 | DesiredRemainingSpace=500,5984,GPA_BAPAQ_500_PM_03-PM8:V,,212,8736f6c7-ad41-4b43-b4f6-e684e0d4ad20,BAPAQ_500_PM_03,Bapaq_500_Pm_03,60,1,companyAcronym= | protocolName=IEEE C37.118.2-2011 | vendorAcronym= | vendorDeviceName= | interconnectionName=,,,,10,STTP,Streaming Telemetry Transport Protocol,3,8,LTBAOLD_S5_FV_P,V,+,0,BAPAQ_500_PM_03-PM8,0.0,1.0,Bapaq_500_Pm_03 LTBAOLD_S5_FV_P + Voltage Magnitude,0,1,1,Volts,Phasor,VPHM,Voltage Magnitude,PM,-98.6,37.5,PPA:5984,2021-08-06 18:00:49
} | MaximumArchiveDays=90 | DesiredRemainingSpace=500,5985,GPA_BAPAQ_500_PM_03-PA8:VH,,212,8736f6c7-ad41-4b43-b4f6-e684e0d4ad20,BAPAQ_500_PM_03,Bapaq_500_Pm_03,60,1,companyAcronym= | protocolName=IEEE C37.118.2-2011 | vendorAcronym= | vendorDeviceName= | interconnectionName=,,,,10,STTP,Streaming Telemetry Transport Protocol,4,8,LTBAOLD_S5_FV_P,V,+,0,BAPAQ_500_PM_03-PA8,0.0,1.0,Bapaq_500_Pm_03 LTBAOLD_S5_FV_P + Voltage Phase Angle,0,1,1,Degrees,Phasor,VPHA,Voltage Phase Angle,PA,-98.6,37.5,PPA:5985,2021-08-06 18:00:49
} | MaximumArchiveDays=90 | DesiredRemainingSpace=500,5986,GPA_BAPAQ_500_PM_04:AV1,,213,8736f6c7-ad41-4b43-b4f6-e684e0d4ad20,BAPAQ_500_PM_04,Bapaq_500_Pm_04,60,1,companyAcronym= | protocolName=IEEE C37.118.2-2011 | vendorAcronym= | vendorDeviceName= | interconnectionName=,,,,10,STTP,Streaming Telemetry Transport Protocol,7,,,,,,BAPAQ_500_PM_04-AV1,0.0,1.0,Bapaq_500_Pm_04 Analog Value 1,0,1,1,,PMU,ALOG,Analog Value,AV,-98.6,37.5,PPA:5986,2021-08-06 18:00:49
} | MaximumArchiveDays=90 | DesiredRemainingSpace=500,5987,GPA_BAPAQ_500_PM_04:F,,213,8736f6c7-ad41-4b43-b4f6-e684e0d4ad20,BAPAQ_500_PM_04,Bapaq_500_Pm_04,60,1,companyAcronym= | protocolName=IEEE C37.118.2-2011 | vendorAcronym= | vendorDeviceName= | interconnectionName=,,,,10,STTP,Streaming Telemetry Transport Protocol,5,,,,,,BAPAQ_500_PM_04-FQ,0.0,1.0,Bapaq_500_Pm_04 Frequency,0,1,1,Hz,PMU,FREQ,Frequency,FQ,-98.6,37.5,PPA:5987,2021-08-06 18:00:49
} | MaximumArchiveDays=90 | DesiredRemainingSpace=500,5988,GPA_BAPAQ_500_PM_04:DF,,213,8736f6c7-ad41-4b43-b4f6-e684e0d4ad20,BAPAQ_500_PM_04,Bapaq_500_Pm_04,60,1,companyAcronym= | protocolName=IEEE C37.118.2-2011 | vendorAcronym= | vendorDeviceName= | interconnectionName=,,,,10,STTP,Streaming Telemetry Transport Protocol,6,,,,,,BAPAQ_500_PM_04-DF,0.0,1.0,Bapaq_500_Pm_04 Frequency Delta (dF/dt),0,1,1,,PMU,DFDT,Frequency Delta (dF/dt),DF,-98.6,37.5,PPA:5988,2021-08-06 18:00:49
} | MaximumArchiveDays=90 | DesiredRemainingSpace=500,5989,GPA_BAPAQ_500_PM_04:S,,213,8736f6c7-ad41-4b43-b4f6-e684e0d4ad20,BAPAQ_500_PM_04,Bapaq_500_Pm_04,60,1,companyAcronym= | protocolName=IEEE C37.118.2-2011 | vendorAcronym= | vendorDeviceName= | interconnectionName=,,,,10,STTP,Streaming Telemetry Transport Protocol,8,,,,,,BAPAQ_500_PM_04-SF,0.0,1.0,Bapaq_500_Pm_04 Status Flags,0,1,1,,PMU,FLAG,Status Flags,SF,-98.6,37.5,PPA:5989,2021-08-06 18:00:49
} | MaximumArchiveDays=90 | DesiredRemainingSpace=500,5990,GPA_BAPAQ_500_PM_04-PM1:V,,213,8736f6c7-ad41-4b43-b4f6-e684e0d4ad20,BAPAQ_500_PM_04,Bapaq_500_Pm_04,60,1,companyAcronym= | protocolName=IEEE C37.118.2-2011 | vendorAcronym= | vendorDeviceName= | interconnectionName=,,,,10,STTP,Streaming Telemetry Transport Protocol,3,1,LTALUXG_V6_FV_A,V,+,0,BAPAQ_500_PM_04-PM1,0.0,1.0,Bapaq_500_Pm_04 LTALUXG_V6_FV_A + Voltage Magnitude,0,1,1,Volts,Phasor,VPHM,Voltage Magnitude,PM,-98.6,37.5,PPA:5990,2021-08-06 18:00:49
} | MaximumArchiveDays=90 | DesiredRemainingSpace=500,5991,GPA_BAPAQ_500_PM_04-PA1:VH,,213,8736f6c7-ad41-4b43-b4f6-e684e0d4ad20,BAPAQ_500_PM_04,Bapaq_500_Pm_04,60,1,companyAcronym= | protocolName=IEEE C37.118.2-2011 | vendorAcronym= | vendorDeviceName= | interconnectionName=,,,,10,STTP,Streaming Telemetry Transport Protocol,4,1,LTALUXG_V6_FV_A,V,+,0,BAPAQ_500_PM_04-PA1,0.0,1.0,Bapaq_500_Pm_04 LTALUXG_V6_FV_A + Voltage Phase Angle,0,1,1,Degrees,Phasor,VPHA,Voltage Phase Angle,PA,-98.6,37.5,PPA:5991,2021-08-06 18:00:49
} | MaximumArchiveDays=90 | DesiredRemainingSpace=500,5992,GPA_BAPAQ_500_PM_04-PM2:V,,213,8736f6c7-ad41-4b43-b4f6-e684e0d4ad20,BAPAQ_500_PM_04,Bapaq_500_Pm_04,60,1,companyAcronym= | protocolName=IEEE C37.118.2-2011 | vendorAcronym= | vendorDeviceName= | interconnectionName=,,,,10,STTP,Streaming Telemetry Transport Protocol,3,2,LTALUXG_V6_FV_B,V,+,0,BAPAQ_500_PM_04-PM2,0.0,1.0,Bapaq_500_Pm_04 LTALUXG_V6_FV_B + Voltage Magnitude,0,1,1,Volts,Phasor,VPHM,Voltage Magnitude,PM,-98.6,37.5,PPA:5992,2021-08-06 18:00:49
} | MaximumArchiveDays=90 | DesiredRemainingSpace=500,5993,GPA_BAPAQ_500_PM_04-PA2:VH,,213,8736f6c7-ad41-4b43-b4f6-e684e0d4ad20,BAPAQ_500_PM_04,Bapaq_500_Pm_04,60,1,companyAcronym= | protocolName=IEEE C37.118.2-2011 | vendorAcronym= | vendorDeviceName= | interconnectionName=,,,,10,STTP,Streaming Telemetry Transport Protocol,4,2,LTALUXG_V6_FV_B,V,+,0,BAPAQ_500_PM_04-PA2,0.0,1.0,Bapaq_500_Pm_04 LTALUXG_V6_FV_B + Voltage Phase Angle,0,1,1,Degrees,Phasor,VPHA,Voltage Phase Angle,PA,-98.6,37.5,PPA:5993,2021-08-06 18:00:49
} | MaximumArchiveDays=90 | DesiredRemainingSpace=500,5994,GPA_BAPAQ_500_PM_04-PM3:V,,213,8736f6c7-ad41-4b43-b4f6-e684e0d4ad20,BAPAQ_500_PM_04,Bapaq_500_Pm_04,60,1,companyAcronym= | protocolName=IEEE C37.118.2-2011 | vendorAcronym= | vendorDeviceName= | interconnectionName=,,,,10,STTP,Streaming Telemetry Transport Protocol,3,3,LTALUXG_V6_FV_C,V,+,0,BAPAQ_500_PM_04-PM3,0.0,1.0,Bapaq_500_Pm_04 LTALUXG_V6_FV_C + Voltage Magnitude,0,1,1,Volts,Phasor,VPHM,Voltage Magnitude,PM,-98.6,37.5,PPA:5994,2021-08-06 18:00:49
} | MaximumArchiveDays=90 | DesiredRemainingSpace=500,5995,GPA_BAPAQ_500_PM_04-PA3:VH,,213,8736f6c7-ad41-4b43-b4f6-e684e0d4ad20,BAPAQ_500_PM_04,Bapaq_500_Pm_04,60,1,companyAcronym= | protocolName=IEEE C37.118.2-2011 | vendorAcronym= | vendorDeviceName= | interconnectionName=,,,,10,STTP,Streaming Telemetry Transport Protocol,4,3,LTALUXG_V6_FV_C,V,+,0,BAPAQ_500_PM_04-PA3,0.0,1.0,Bapaq_500_Pm_04 LTALUXG_V6_FV_C + Voltage Phase Angle,0,1,1,Degrees,Phasor,VPHA,Voltage Phase Angle,PA,-98.6,37.5,PPA:5995,2021-08-06 18:00:49
} | MaximumArchiveDays=90 | DesiredRemainingSpace=500,5996,GPA_BAPAQ_500_PM_04-PM4:I,,213,8736f6c7-ad41-4b43-b4f6-e684e0d4ad20,BAPAQ_500_PM_04,Bapaq_500_Pm_04,60,1,companyAcronym= | protocolName=IEEE C37.118.2-2011 | vendorAcronym= | vendorDeviceName= | interconnectionName=,,,,10,STTP,Streaming Telemetry Transport Protocol,1,4,LTALUXG_V6_FA_A,I,+,0,BAPAQ_500_PM_04-PM4,0.0,1.0,Bapaq_500_Pm_04 LTALUXG_V6_FA_A + Current Magnitude,0,1,1,Amps,Phasor,IPHM,Current Magnitude,PM,-98.6,37.5,PPA:5996,2021-08-06 18:00:49
} | MaximumArchiveDays=90 | DesiredRemainingSpace=500,5997,GPA_BAPAQ_500_PM_04-PA4:IH,,213,8736f6c7-ad41-4b43-b4f6-e684e0d4ad20,BAPAQ_500_PM_04,Bapaq_500_Pm_04,60,1,companyAcronym= | protocolName=IEEE C37.118.2-2011 | vendorAcronym= | vendorDeviceName= | interconnectionName=,,,,10,STTP,Streaming Telemetry Transport Protocol,2,4,LTALUXG_V6_FA_A,I,+,0,BAPAQ_500_PM_04-PA4,0.0,1.0,Bapaq_500_Pm_04 LTALUXG_V6_FA_A + Current Phase Angle,0,1,1,Degrees,Phasor,IPHA,Current Phase Angle,PA,-98.6,37.5,PPA:5997,2021-08-06 18:00:49
} | MaximumArchiveDays=90 | DesiredRemainingSpace=500,5998,GPA_BAPAQ_500_PM_04-PM5:I,,213,8736f6c7-ad41-4b43-b4f6-e684e0d4ad20,BAPAQ_500_PM_04,Bapaq_500_Pm_04,60,1,companyAcronym= | protocolName=IEEE C37.118.2-2011 | vendorAcronym= | vendorDeviceName= | interconnectionName=,,,,10,STTP,Streaming Telemetry Transport Protocol,1,5,LTALUXG_V6_FA_B,I,+,0,BAPAQ_500_PM_04-PM5,0.0,1.0,Bapaq_500_Pm_04 LTALUXG_V6_FA_B + Current Magnitude,0,1,1,Amps,Phasor,IPHM,Current Magnitude,PM,-98.6,37.5,PPA:5998,2021-08-06 18:00:49
} | MaximumArchiveDays=90 | DesiredRemainingSpace=500,5999,GPA_BAPAQ_500_PM_04-PA5:IH,,213,8736f6c7-ad41-4b43-b4f6-e684e0d4ad20,BAPAQ_500_PM_04,Bapaq_500_Pm_04,60,1,companyAcronym= | protocolName=IEEE C37.118.2-2011 | vendorAcronym= | vendorDeviceName= | interconnectionName=,,,,10,STTP,Streaming Telemetry Transport Protocol,2,5,LTALUXG_V6_FA_B,I,+,0,BAPAQ_500_PM_04-PA5,0.0,1.0,Bapaq_500_Pm_04 LTALUXG_V6_FA_B + Current Phase Angle,0,1,1,Degrees,Phasor,IPHA,Current Phase Angle,PA,-98.6,37.5,PPA:5999,2021-08-06 18:00:49
} | MaximumArchiveDays=90 | DesiredRemainingSpace=500,6000,GPA_BAPAQ_500_PM_04-PM6:I,,213,8736f6c7-ad41-4b43-b4f6-e684e0d4ad20,BAPAQ_500_PM_04,Bapaq_500_Pm_04,60,1,companyAcronym= | protocolName=IEEE C37.118.2-2011 | vendorAcronym= | vendorDeviceName= | interconnectionName=,,,,10,STTP,Streaming Telemetry Transport Protocol,1,6,LTALUXG_V6_FA_C,I,+,0,BAPAQ_500_PM_04-PM6,0.0,1.0,Bapaq_500_Pm_04 LTALUXG_V6_FA_C + Current Magnitude,0,1,1,Amps,Phasor,IPHM,Current Magnitude,PM,-98.6,37.5,PPA:6000,2021-08-06 18:00:49
} | MaximumArchiveDays=90 | DesiredRemainingSpace=500,6001,GPA_BAPAQ_500_PM_04-PA6:IH,,213,8736f6c7-ad41-4b43-b4f6-e684e0d4ad20,BAPAQ_500_PM_04,Bapaq_500_Pm_04,60,1,companyAcronym= | protocolName=IEEE C37.118.2-2011 | vendorAcronym= | vendorDeviceName= | interconnectionName=,,,,10,STTP,Streaming Telemetry Transport Protocol,2,6,LTALUXG_V6_FA_C,I,+,0,BAPAQ_500_PM_04-PA6,0.0,1.0,Bapaq_500_Pm_04 LTALUXG_V6_FA_C + Current Phase Angle,0,1,1,Degrees,Phasor,IPHA,Current Phase Angle,PA,-98.6,37.5,PPA:6001,2021-08-06 18:00:49
} | MaximumArchiveDays=90 | DesiredRemainingSpace=500,6002,GPA_BAPAQ_500_PM_04-PM7:V,,213,8736f6c7-ad41-4b43-b4f6-e684e0d4ad20,BAPAQ_500_PM_04,Bapaq_500_Pm_04,60,1,companyAcronym= | protocolName=IEEE C37.118.2-2011 | vendorAcronym= | vendorDeviceName= | interconnectionName=,,,,10,STTP,Streaming Telemetry Transport Protocol,3,7,LTALUXG_V6_FV_P,V,+,0,BAPAQ_500_PM_04-PM7,0.0,1.0,Bapaq_500_Pm_04 LTALUXG_V6_FV_P + Voltage Magnitude,0,1,1,Volts,Phasor,VPHM,Voltage Magnitude,PM,-98.6,37.5,PPA:6002,2021-08-06 18:00:49
} | MaximumArchiveDays=90 | DesiredRemainingSpace=500,6003,GPA_BAPAQ_500_PM_04-PA7:VH,,213,8736f6c7-ad41-4b43-b4f6-e684e0d4ad20,BAPAQ_500_PM_04,Bapaq_500_Pm_04,60,1,companyAcronym= | protocolName=IEEE C37.118.2-2011 | vendorAcronym= | vendorDeviceName= | interconnectionName=,,,,10,STTP,Streaming Telemetry Transport Protocol,4,7,LTALUXG_V6_FV_P,V,+,0,BAPAQ_500_PM_04-PA7,0.0,1.0,Bapaq_500_Pm_04 LTALUXG_V6_FV_P + Voltage Phase Angle,0,1,1,Degrees,Phasor,VPHA,Voltage Phase Angle,PA,-98.6,37.5,PPA:6003,2021-08-06 18:00:49
} | MaximumArchiveDays=90 | DesiredRemainingSpace=500,6004,GPA_BAPAQ_500_PM_04-PM8:I,,213,8736f6c7-ad41-4b43-b4f6-e684e0d4ad20,BAPAQ_500_PM_04,Bapaq_500_Pm_04,60,1,companyAcronym= | protocolName=IEEE C37.118.2-2011 | vendorAcronym= | vendorDeviceName= | interconnectionName=,,,,10,STTP,Streaming Telemetry Transport Protocol,1,8,LTALUXG_V6_FA_P,I,+,0,BAPAQ_500_PM_04-PM8,0.0,1.0,Bapaq_500_Pm_04 LTALUXG_V6_FA_P + Current Magnitude,0,1,1,Amps,Phasor,IPHM,Current Magnitude,PM,-98.6,37.5,PPA:6004,2021-08-06 18:00:49
} | MaximumArchiveDays=90 | DesiredRemainingSpace=500,6005,GPA_BAPAQ_500_PM_04-PA8:IH,,213,8736f6c7-ad41-4b43-b4f6-e684e0d4ad20,BAPAQ_500_PM_04,Bapaq_500_Pm_04,60,1,companyAcronym= | protocolName=IEEE C37.118.2-2011 | vendorAcronym= | vendorDeviceName= | interconnectionName=,,,,10,STTP,Streaming Telemetry Transport Protocol,2,8,LTALUXG_V6_FA_P,I,+,0,BAPAQ_500_PM_04-PA8,0.0,1.0,Bapaq_500_Pm_04 LTALUXG_V6_FA_P + Current Phase Angle,0,1,1,Degrees,Phasor,IPHA,Current Phase Angle,PA,-98.6,37.5,PPA:6005,2021-08-06 18:00:49
} | MaximumArchiveDays=90 | DesiredRemainingSpace=500,6006,GPA_BAPAQ_500_PM_05:F,,214,8736f6c7-ad41-4b43-b4f6-e684e0d4ad20,BAPAQ_500_PM_05,Bapaq_500_Pm_05,60,1,companyAcronym= | protocolName=IEEE C37.118.2-2011 | vendorAcronym= | vendorDeviceName= | interconnectionName=,,,,10,STTP,Streaming Telemetry Transport Protocol,5,,,,,,BAPAQ_500_PM_05-FQ,0.0,1.0,Bapaq_500_Pm_05 Frequency,0,1,1,Hz,PMU,FREQ,Frequency,FQ,-98.6,37.5,PPA:6006,2021-08-06 18:00:49
} | MaximumArchiveDays=90 | DesiredRemainingSpace=500,6007,GPA_BAPAQ_500_PM_05:DF,,214,8736f6c7-ad41-4b43-b4f6-e684e0d4ad20,BAPAQ_500_PM_05,Bapaq_500_Pm_05,60,1,companyAcronym= | protocolName=IEEE C37.118.2-2011 | vendorAcronym= | vendorDeviceName= | interconnectionName=,,,,10,STTP,Streaming Telemetry Transport Protocol,6,,,,,,BAPAQ_500_PM_05-DF,0.0,1.0,Bapaq_500_Pm_05 Frequency Delta (dF/dt),0,1,1,,PMU,DFDT,Frequency Delta (dF/dt),DF,-98.6,37.5,PPA:6007,2021-08-06 18:00:49
} | MaximumArchiveDays=90 | DesiredRemainingSpace=500,6008,GPA_BAPAQ_500_PM_05:S,,214,8736f6c7-ad41-4b43-b4f6-e684e0d4ad20,BAPAQ_500_PM_05,Bapaq_500_Pm_05,60,1,companyAcronym= | protocolName=IEEE C37.118.2-2011 | vendorAcronym= | vendorDeviceName= | interconnectionName=,,,,10,STTP,Streaming Telemetry Transport Protocol,8,,,,,,BAPAQ_500_PM_05-SF,0.0,1.0,Bapaq_500_Pm_05 Status Flags,0,1,1,,PMU,FLAG,Status Flags,SF,-98.6,37.5,PPA:6008,2021-08-06 18:00:49
} | MaximumArchiveDays=90 | DesiredRemainingSpace=500,6009,GPA_BAPAQ_500_PM_05-PM1:V,,214,8736f6c7-ad41-4b43-b4f6-e684e0d4ad20,BAPAQ_500_PM_05,Bapaq_500_Pm_05,60,1,companyAcronym= | protocolName=IEEE C37.118.2-2011 | vendorAcronym= | vendorDeviceName= | interconnectionName=,,,,10,STTP,Streaming Telemetry Transport Protocol,3,1,LTPEULG_C1_FV_A,V,+,0,BAPAQ_500_PM_05-PM1,0.0,1.0,Bapaq_500_Pm_05 LTPEULG_C1_FV_A + Voltage Magnitude,0,1,1,Volts,Phasor,VPHM,Voltage Magnitude,PM,-98.6,37.5,PPA:6009,2021-08-06 18:00:49
} | MaximumArchiveDays=90 | DesiredRemainingSpace=500,6010,GPA_BAPAQ_500_PM_05-PA1:VH,,214,8736f6c7-ad41-4b43-b4f6-e684e0d4ad20,BAPAQ_500_PM_05,Bapaq_500_Pm_05,60,1,companyAcronym= | protocolName=IEEE C37.118.2-2011 | vendorAcronym= | vendorDeviceName= | interconnectionName=,,,,10,STTP,Streaming Telemetry Transport Protocol,4,1,LTPEULG_C1_FV_A,V,+,0,BAPAQ_500_PM_05-PA1,0.0,1.0,Bapaq_500_Pm_05 LTPEULG_C1_FV_A + Voltage Phase Angle,0,1,1,Degrees,Phasor,VPHA,Voltage Phase Angle,PA,-98.6,37.5,PPA:6010,2021-08-06 18:00:49
} | MaximumArchiveDays=90 | DesiredRemainingSpace=500,6011,GPA_BAPAQ_500_PM_05-PM2:V,,214,8736f6c7-ad41-4b43-b4f6-e684e0d4ad20,BAPAQ_500_PM_05,Bapaq_500_Pm_05,60,1,companyAcronym= | protocolName=IEEE C37.118.2-2011 | vendorAcronym= | vendorDeviceName= | interconnectionName=,,,,10,STTP,Streaming Telemetry Transport Protocol,3,2,LTPEULG_C1_FV_B,V,+,0,BAPAQ_500_PM_05-PM2,0.0,1.0,Bapaq_500_Pm_05 LTPEULG_C1_FV_B + Voltage Magnitude,0,1,1,Volts,Phasor,VPHM,Voltage Magnitude,PM,-98.6,37.5,PPA:6011,2021-08-06 18:00:49
} | MaximumArchiveDays=90 | DesiredRemainingSpace=500,6012,GPA_BAPAQ_500_PM_05-PA2:VH,,214,8736f6c7-ad41-4b43-b4f6-e684e0d4ad20,BAPAQ_500_PM_05,Bapaq_500_Pm_05,60,1,companyAcronym= | protocolName=IEEE C37.118.2-2011 | vendorAcronym= | vendorDeviceName= | interconnectionName=,,,,10,STTP,Streaming Telemetry Transport Protocol,4,2,LTPEULG_C1_FV_B,V,+,0,BAPAQ_500_PM_05-PA2,0.0,1.0,Bapaq_500_Pm_05 LTPEULG_C1_FV_B + Voltage Phase Angle,0,1,1,Degrees,Phasor,VPHA,Voltage Phase Angle,PA,-98.6,37.5,PPA:6012,2021-08-06 18:00:49
} | MaximumArchiveDays=90 | DesiredRemainingSpace=500,6013,GPA_BAPAQ_500_PM_05-PM3:V,,214,8736f6c7-ad41-4b43-b4f6-e684e0d4ad20,BAPAQ_500_PM_05,Bapaq_500_Pm_05,60,1,companyAcronym= | protocolName=IEEE C37.118.2-2011 | vendorAcronym= | vendorDeviceName= | interconnectionName=,,,,10,STTP,Streaming Telemetry Transport Protocol,3,3,LTPEULG_C1_FV_C,V,+,0,BAPAQ_500_PM_05-PM3,0.0,1.0,Bapaq_500_Pm_05 LTPEULG_C1_FV_C + Voltage Magnitude,0,1,1,Volts,Phasor,VPHM,Voltage Magnitude,PM,-98.6,37.5,PPA:6013,2021-08-06 18:00:49
} | MaximumArchiveDays=90 | DesiredRemainingSpace=500,6014,GPA_BAPAQ_500_PM_05-PA3:VH,,214,8736f6c7-ad41-4b43-b4f6-e684e0d4ad20,BAPAQ_500_PM_05,Bapaq_500_Pm_05,60,1,companyAcronym= | protocolName=IEEE C37.118.2-2011 | vendorAcronym= | vendorDeviceName= | interconnectionName=,,,,10,STTP,Streaming Telemetry Transport Protocol,4,3,LTPEULG_C1_FV_C,V,+,0,BAPAQ_500_PM_05-PA3,0.0,1.0,Bapaq_500_Pm_05 LTPEULG_C1_FV_C + Voltage Phase Angle,0,1,1,Degrees,Phasor,VPHA,Voltage Phase Angle,PA,-98.6,37.5,PPA:6014,2021-08-06 18:00:49
} | MaximumArchiveDays=90 | DesiredRemainingSpace=500,6015,GPA_BAPAQ_500_PM_05-PM4:I,,214,8736f6c7-ad41-4b43-b4f6-e684e0d4ad20,BAPAQ_500_PM_05,Bapaq_500_Pm_05,60,1,companyAcronym= | protocolName=IEEE C37.118.2-2011 | vendorAcronym= | vendorDeviceName= | interconnectionName=,,,,10,STTP,Streaming Telemetry Transport Protocol,1,4,LTPEULG_C1_FA_A,I,+,0,BAPAQ_500_PM_05-PM4,0.0,1.0,Bapaq_500_Pm_05 LTPEULG_C1_FA_A + Current Magnitude,0,1,1,Amps,Phasor,IPHM,Current Magnitude,PM,-98.6,37.5,PPA:6015,2021-08-06 18:00:49
} | MaximumArchiveDays=90 | DesiredRemainingSpace=500,6016,GPA_BAPAQ_500_PM_05-PA4:IH,,214,8736f6c7-ad41-4b43-b4f6-e684e0d4ad20,BAPAQ_500_PM_05,Bapaq_500_Pm_05,60,1,companyAcronym= | protocolName=IEEE C37.118.2-2011 | vendorAcronym= | vendorDeviceName= | interconnectionName=,,,,10,STTP,Streaming Telemetry Transport Protocol,2,4,LTPEULG_C1_FA_A,I,+,0,BAPAQ_500_PM_05-PA4,0.0,1.0,Bapaq_500_Pm_05 LTPEULG_C1_FA_A + Current Phase Angle,0,1,1,Degrees,Phasor,IPHA,Current Phase Angle,PA,-98.6,37.5,PPA:6016,2021-08-06 18:00:49
} | MaximumArchiveDays=90 | DesiredRemainingSpace=500,6017,GPA_BAPAQ_500_PM_05-PM5:I,,214,8736f6c7-ad41-4b43-b4f6-e684e0d4ad20,BAPAQ_500_PM_05,Bapaq_500_Pm_05,60,1,companyAcronym= | protocolName=IEEE C37.118.2-2011 | vendorAcronym= | vendorDeviceName= | interconnectionName=,,,,10,STTP,Streaming Telemetry Transport Protocol,1,5,LTPEULG_C1_FA_B,I,+,0,BAPAQ_500_PM_05-PM5,0.0,1.0,Bapaq_500_Pm_05 LTPEULG_C1_FA_B + Current Magnitude,0,1,1,Amps,Phasor,IPHM,Current Magnitude,PM,-98.6,37.5,PPA:6017,2021-08-06 18:00:49
} | MaximumArchiveDays=90 | DesiredRemainingSpace=500,6018,GPA_BAPAQ_500_PM_05-PA5:IH,,214,8736f6c7-ad41-4b43-b4f6-e684e0d4ad20,BAPAQ_500_PM_05,Bapaq_500_Pm_05,60,1,companyAcronym= | protocolName=IEEE C37.118.2-2011 | vendorAcronym= | vendorDeviceName= | interconnectionName=,,,,10,STTP,Streaming Telemetry Transport Protocol,2,5,LTPEULG_C1_FA_B,I,+,0,BAPAQ_500_PM_05-PA5,0.0,1.0,Bapaq_500_Pm_05 LTPEULG_C1_FA_B + Current Phase Angle,0,1,1,Degrees,Phasor,IPHA,Current Phase Angle,PA,-98.6,37.5,PPA:6018,2021-08-06 18:00:49
} | MaximumArchiveDays=90 | DesiredRemainingSpace=500,6019,GPA_BAPAQ_500_PM_05-PM6:I,,214,8736f6c7-ad41-4b43-b4f6-e684e0d4ad20,BAPAQ_500_PM_05,Bapaq_500_Pm_05,60,1,companyAcronym= | protocolName=IEEE C37.118.2-2011 | vendorAcronym= | vendorDeviceName= | interconnectionName=,,,,10,STTP,Streaming Telemetry Transport Protocol,1,6,LTPEULG_C1_FA_C,I,+,0,BAPAQ_500_PM_05-PM6,0.0,1.0,Bapaq_500_Pm_05 LTPEULG_C1_FA_C + Current Magnitude,0,1,1,Amps,Phasor,IPHM,Current Magnitude,PM,-98.6,37.5,PPA:6019,2021-08-06 18:00:49
} | MaximumArchiveDays=90 | DesiredRemainingSpace=500,6020,GPA_BAPAQ_500_PM_05-PA6:IH,,214,8736f6c7-ad41-4b43-b4f6-e684e0d4ad20,BAPAQ_500_PM_05,Bapaq_500_Pm_05,60,1,companyAcronym= | protocolName=IEEE C37.118.2-2011 | vendorAcronym= | vendorDeviceName= | interconnectionName=,,,,10,STTP,Streaming Telemetry Transport Protocol,2,6,LTPEULG_C1_FA_C,I,+,0,BAPAQ_500_PM_05-PA6,0.0,1.0,Bapaq_500_Pm_05 LTPEULG_C1_FA_C + Current Phase Angle,0,1,1,Degrees,Phasor,IPHA,Current Phase Angle,PA,-98.6,37.5,PPA:6020,2021-08-06 18:00:49
} | MaximumArchiveDays=90 | DesiredRemainingSpace=500,6021,GPA_BAPAQ_500_PM_05-PM7:V,,214,8736f6c7-ad41-4b43-b4f6-e684e0d4ad20,BAPAQ_500_PM_05,Bapaq_500_Pm_05,60,1,companyAcronym= | protocolName=IEEE C37.118.2-2011 | vendorAcronym= | vendorDeviceName= | interconnectionName=,,,,10,STTP,Streaming Telemetry Transport Protocol,3,7,LTPEULG_C1_FV_P,V,+,0,BAPAQ_500_PM_05-PM7,0.0,1.0,Bapaq_500_Pm_05 LTPEULG_C1_FV_P + Voltage Magnitude,0,1,1,Volts,Phasor,VPHM,Voltage Magnitude,PM,-98.6,37.5,PPA:6021,2021-08-06 18:00:49
} | MaximumArchiveDays=90 | DesiredRemainingSpace=500,6022,GPA_BAPAQ_500_PM_05-PA7:VH,,214,8736f6c7-ad41-4b43-b4f6-e684e0d4ad20,BAPAQ_500_PM_05,Bapaq_500_Pm_05,60,1,companyAcronym= | protocolName=IEEE C37.118.2-2011 | vendorAcronym= | vendorDeviceName= | interconnectionName=,,,,10,STTP,Streaming Telemetry Transport Protocol,4,7,LTPEULG_C1_FV_P,V,+,0,BAPAQ_500_PM_05-PA7,0.0,1.0,Bapaq_500_Pm_05 LTPEULG_C1_FV_P + Voltage Phase Angle,0,1,1,Degrees,Phasor,VPHA,Voltage Phase Angle,PA,-98.6,37.5,PPA:6022,2021-08-06 18:00:49
} | MaximumArchiveDays=90 | DesiredRemainingSpace=500,6023,GPA_BAPAQ_500_PM_05-PM8:I,,214,8736f6c7-ad41-4b43-b4f6-e684e0d4ad20,BAPAQ_500_PM_05,Bapaq_500_Pm_05,60,1,companyAcronym= | protocolName=IEEE C37.118.2-2011 | vendorAcronym= | vendorDeviceName= | interconnectionName=,,,,10,STTP,Streaming Telemetry Transport Protocol,1,8,LTPEULG_C1_FA_P,I,+,0,BAPAQ_500_PM_05-PM8,0.0,1.0,Bapaq_500_Pm_05 LTPEULG_C1_FA_P + Current Magnitude,0,1,1,Amps,Phasor,IPHM,Current Magnitude,PM,-98.6,37.5,PPA:6023,2021-08-06 18:00:49
} | MaximumArchiveDays=90 | DesiredRemainingSpace=500,6024,GPA_BAPAQ_500_PM_05-PA8:IH,,214,8736f6c7-ad41-4b43-b4f6-e684e0d4ad20,BAPAQ_500_PM_05,Bapaq_500_Pm_05,60,1,companyAcronym= | protocolName=IEEE C37.118.2-2011 | vendorAcronym= | vendorDeviceName= | interconnectionName=,,,,10,STTP,Streaming Telemetry Transport Protocol,2,8,LTPEULG_C1_FA_P,I,+,0,BAPAQ_500_PM_05-PA8,0.0,1.0,Bapaq_500_Pm_05 LTPEULG_C1_FA_P + Current Phase Angle,0,1,1,Degrees,Phasor,IPHA,Current Phase Angle,PA,-98.6,37.5,PPA:6024,2021-08-06 18:00:49
} | MaximumArchiveDays=90 | DesiredRemainingSpace=500,6025,GPA_BAPAQ_500_PM_06:F,,215,8736f6c7-ad41-4b43-b4f6-e684e0d4ad20,BAPAQ_500_PM_06,Bapaq_500_Pm_06,60,1,companyAcronym= | protocolName=IEEE C37.118.2-2011 | vendorAcronym= | vendorDeviceName= | interconnectionName=,,,,10,STTP,Streaming Telemetry Transport Protocol,5,,,,,,BAPAQ_500_PM_06-FQ,0.0,1.0,Bapaq_500_Pm_06 Frequency,0,1,1,Hz,PMU,FREQ,Frequency,FQ,-98.6,37.5,PPA:6025,2021-08-06 18:00:49
} | MaximumArchiveDays=90 | DesiredRemainingSpace=500,6026,GPA_BAPAQ_500_PM_06:DF,,215,8736f6c7-ad41-4b43-b4f6-e684e0d4ad20,BAPAQ_500_PM_06,Bapaq_500_Pm_06,60,1,companyAcronym= | protocolName=IEEE C37.118.2-2011 | vendorAcronym= | vendorDeviceName= | interconnectionName=,,,,10,STTP,Streaming Telemetry Transport Protocol,6,,,,,,BAPAQ_500_PM_06-DF,0.0,1.0,Bapaq_500_Pm_06 Frequency Delta (dF/dt),0,1,1,,PMU,DFDT,Frequency Delta (dF/dt),DF,-98.6,37.5,PPA:6026,2021-08-06 18:00:49
} | MaximumArchiveDays=90 | DesiredRemainingSpace=500,6027,GPA_BAPAQ_500_PM_06:S,,215,8736f6c7-ad41-4b43-b4f6-e684e0d4ad20,BAPAQ_500_PM_06,Bapaq_500_Pm_06,60,1,companyAcronym= | protocolName=IEEE C37.118.2-2011 | vendorAcronym= | vendorDeviceName= | interconnectionName=,,,,10,STTP,Streaming Telemetry Transport Protocol,8,,,,,,BAPAQ_500_PM_06-SF,0.0,1.0,Bapaq_500_Pm_06 Status Flags,0,1,1,,PMU,FLAG,Status Flags,SF,-98.6,37.5,PPA:6027,2021-08-06 18:00:49
} | MaximumArchiveDays=90 | DesiredRemainingSpace=500,6028,GPA_BAPAQ_500_PM_06-PM1:V,,215,8736f6c7-ad41-4b43-b4f6-e684e0d4ad20,BAPAQ_500_PM_06,Bapaq_500_Pm_06,60,1,companyAcronym= | protocolName=IEEE C37.118.2-2011 | vendorAcronym= | vendorDeviceName= | interconnectionName=,,,,10,STTP,Streaming Telemetry Transport Protocol,3,1,BAB1_FV_B,V,+,0,BAPAQ_500_PM_06-PM1,0.0,1.0,Bapaq_500_Pm_06 BAB1_FV_B + Voltage Magnitude,0,1,1,Volts,Phasor,VPHM,Voltage Magnitude,PM,-98.6,37.5,PPA:6028,2021-08-06 18:00:49
} | MaximumArchiveDays=90 | DesiredRemainingSpace=500,6029,GPA_BAPAQ_500_PM_06-PA1:VH,,215,8736f6c7-ad41-4b43-b4f6-e684e0d4ad20,BAPAQ_500_PM_06,Bapaq_500_Pm_06,60,1,companyAcronym= | protocolName=IEEE C37.118.2-2011 | vendorAcronym= | vendorDeviceName= | interconnectionName=,,,,10,STTP,Streaming Telemetry Transport Protocol,4,1,BAB1_FV_B,V,+,0,BAPAQ_500_PM_06-PA1,0.0,1.0,Bapaq_500_Pm_06 BAB1_FV_B + Voltage Phase Angle,0,1,1,Degrees,Phasor,VPHA,Voltage Phase Angle,PA,-98.6,37.5,PPA:6029,2021-08-06 18:00:49
} | MaximumArchiveDays=90 | DesiredRemainingSpace=500,6030,GPA_BAPAQ_500_PM_07:F,,216,8736f6c7-ad41-4b43-b4f6-e684e0d4ad20,BAPAQ_500_PM_07,Bapaq_500_Pm_07,60,1,companyAcronym= | protocolName=IEEE C37.118.2-2011 | vendorAcronym= | vendorDeviceName= | interconnectionName=,,,,10,STTP,Streaming Telemetry Transport Protocol,5,,,,,,BAPAQ_500_PM_07-FQ,0.0,1.0,Bapaq_500_Pm_07 Frequency,0,1,1,Hz,PMU,FREQ,Frequency,FQ,-98.6,37.5,PPA:6030,2021-08-06 18:00:49
} | MaximumArchiveDays=90 | DesiredRemainingSpace=500,6031,GPA_BAPAQ_500_PM_07:DF,,216,8736f6c7-ad41-4b43-b4f6-e684e0d4ad20,BAPAQ_500_PM_07,Bapaq_500_Pm_07,60,1,companyAcronym= | protocolName=IEEE C37.118.2-2011 | vendorAcronym= | vendorDeviceName= | interconnectionName=,,,,10,STTP,Streaming Telemetry Transport Protocol,6,,,,,,BAPAQ_500_PM_07-DF,0.0,1.0,Bapaq_500_Pm_07 Frequency Delta (dF/dt),0,1,1,,PMU,DFDT,Frequency Delta (dF/dt),DF,-98.6,37.5,PPA:6031,2021-08-06 18:00:49
} | MaximumArchiveDays=90 | DesiredRemainingSpace=500,6032,GPA_BAPAQ_500_PM_07:S,,216,8736f6c7-ad41-4b43-b4f6-e684e0d4ad20,BAPAQ_500_PM_07,Bapaq_500_Pm_07,60,1,companyAcronym= | protocolName=IEEE C37.118.2-2011 | vendorAcronym= | vendorDeviceName= | interconnectionName=,,,,10,STTP,Streaming Telemetry Transport Protocol,8,,,,,,BAPAQ_500_PM_07-SF,0.0,1.0,Bapaq_500_Pm_07 Status Flags,0,1,1,,PMU,FLAG,Status Flags,SF,-98.6,37.5,PPA:6032,2021-08-06 18:00:49
} | MaximumArchiveDays=90 | DesiredRemainingSpace=500,6033,GPA_BAPAQ_500_PM_07-PM1:V,,216,8736f6c7-ad41-4b43-b4f6-e684e0d4ad20,BAPAQ_500_PM_07,Bapaq_500_Pm_07,60,1,companyAcronym= | protocolName=IEEE C37.118.2-2011 | vendorAcronym= | vendorDeviceName= | interconnectionName=,,,,10,STTP,Streaming Telemetry Transport Protocol,3,1,BAB2_FV_B,V,+,0,BAPAQ_500_PM_07-PM1,0.0,1.0,Bapaq_500_Pm_07 BAB2_FV_B + Voltage Magnitude,0,1,1,Volts,Phasor,VPHM,Voltage Magnitude,PM,-98.6,37.5,PPA:6033,2021-08-06 18:00:49
} | MaximumArchiveDays=90 | DesiredRemainingSpace=500,6034,GPA_BAPAQ_500_PM_07-PA1:VH,,216,8736f6c7-ad41-4b43-b4f6-e684e0d4ad20,BAPAQ_500_PM_07,Bapaq_500_Pm_07,60,1,companyAcronym= | protocolName=IEEE C37.118.2-2011 | vendorAcronym= | vendorDeviceName= | interconnectionName=,,,,10,STTP,Streaming Telemetry Transport Protocol,4,1,BAB2_FV_B,V,+,0,BAPAQ_500_PM_07-PA1,0.0,1.0,Bapaq_500_Pm_07 BAB2_FV_B + Voltage Phase Angle,0,1,1,Degrees,Phasor,VPHA,Voltage Phase Angle,PA,-98.6,37.5,PPA:6034,2021-08-06 18:00:49
} | MaximumArchiveDays=90 | DesiredRemainingSpace=500,6035,GPA_CETGD_500_PM_04:F,,217,8736f6c7-ad41-4b43-b4f6-e684e0d4ad20,CETGD_500_PM_04,Cetgd_500_Pm_04,60,1,companyAcronym= | protocolName=IEEE C37.118.2-2011 | vendorAcronym= | vendorDeviceName= | interconnectionName=,,,,10,STTP,Streaming Telemetry Transport Protocol,5,,,,,,CETGD_500_PM_04-FQ,0.0,1.0,Cetgd_500_Pm_04 Frequency,0,1,1,Hz,PMU,FREQ,Frequency,FQ,-98.6,37.5,PPA:6035,2021-08-06 18:00:49
} | MaximumArchiveDays=90 | DesiredRemainingSpace=500,6036,GPA_CETGD_500_PM_04:DF,,217,8736f6c7-ad41-4b43-b4f6-e684e0d4ad20,CETGD_500_PM_04,Cetgd_500_Pm_04,60,1,companyAcronym= | protocolName=IEEE C37.118.2-2011 | vendorAcronym= | vendorDeviceName= | interconnectionName=,,,,10,STTP,Streaming Telemetry Transport Protocol,6,,,,,,CETGD_500_PM_04-DF,0.0,1.0,Cetgd_500_Pm_04 Frequency Delta (dF/dt),0,1,1,,PMU,DFDT,Frequency Delta (dF/dt),DF,-98.6,37.5,PPA:6036,2021-08-06 18:00:49
} | MaximumArchiveDays=90 | DesiredRemainingSpace=500,6037,GPA_CETGD_500_PM_04:S,,217,8736f6c7-ad41-4b43-b4f6-e684e0d4ad20,CETGD_500_PM_04,Cetgd_500_Pm_04,60,1,companyAcronym= | protocolName=IEEE C37.118.2-2011 | vendorAcronym= | vendorDeviceName= | interconnectionName=,,,,10,STTP,Streaming Telemetry Transport Protocol,8,,,,,,CETGD_500_PM_04-SF,0.0,1.0,Cetgd_500_Pm_04 Status Flags,0,1,1,,PMU,FLAG,Status Flags,SF,-98.6,37.5,PPA:6037,2021-08-06 18:00:49
} | MaximumArchiveDays=90 | DesiredRemainingSpace=500,6038,GPA_CETGD_500_PM_04-PM1:V,,217,8736f6c7-ad41-4b43-b4f6-e684e0d4ad20,CETGD_500_PM_04,Cetgd_500_Pm_04,60,1,companyAcronym= | protocolName=IEEE C37.118.2-2011 | vendorAcronym= | vendorDeviceName= | interconnectionName=,,,,10,STTP,Streaming Telemetry Transport Protocol,3,1,LTCESBT_V5_FV_A,V,+,0,CETGD_500_PM_04-PM1,0.0,1.0,Cetgd_500_Pm_04 LTCESBT_V5_FV_A + Voltage Magnitude,0,1,1,Volts,Phasor,VPHM,Voltage Magnitude,PM,-98.6,37.5,PPA:6038,2021-08-06 18:00:49
} | MaximumArchiveDays=90 | DesiredRemainingSpace=500,6039,GPA_CETGD_500_PM_04-PA1:VH,,217,8736f6c7-ad41-4b43-b4f6-e684e0d4ad20,CETGD_500_PM_04,Cetgd_500_Pm_04,60,1,companyAcronym= | protocolName=IEEE C37.118.2-2011 | vendorAcronym= | vendorDeviceName= | interconnectionName=,,,,10,STTP,Streaming Telemetry Transport Protocol,4,1,LTCESBT_V5_FV_A,V,+,0,CETGD_500_PM_04-PA1,0.0,1.0,Cetgd_500_Pm_04 LTCESBT_V5_FV_A + Voltage Phase Angle,0,1,1,Degrees,Phasor,VPHA,Voltage Phase Angle,PA,-98.6,37.5,PPA:6039,2021-08-06 18:00:49
} | MaximumArchiveDays=90 | DesiredRemainingSpace=500,6040,GPA_CETGD_500_PM_04-PM2:V,,217,8736f6c7-ad41-4b43-b4f6-e684e0d4ad20,CETGD_500_PM_04,Cetgd_500_Pm_04,60,1,companyAcronym= | protocolName=IEEE C37.118.2-2011 | vendorAcronym= | vendorDeviceName= | interconnectionName=,,,,10,STTP,Streaming Telemetry Transport Protocol,3,2,LTCESBT_V5_FV_B,V,+,0,CETGD_500_PM_04-PM2,0.0,1.0,Cetgd_500_Pm_04 LTCESBT_V5_FV_B + Voltage Magnitude,0,1,1,Volts,Phasor,VPHM,Voltage Magnitude,PM,-98.6,37.5,PPA:6040,2021-08-06 18:00:49
} | MaximumArchiveDays=90 | DesiredRemainingSpace=500,6041,GPA_CETGD_500_PM_04-PA2:VH,,217,8736f6c7-ad41-4b43-b4f6-e684e0d4ad20,CETGD_500_PM_04,Cetgd_500_Pm_04,60,1,companyAcronym= | protocolName=IEEE C37.118.2-2011 | vendorAcronym= | vendorDeviceName= | interconnectionName=,,,,10,STTP,Streaming Telemetry Transport Protocol,4,2,LTCESBT_V5_FV_B,V,+,0,CETGD_500_PM_04-PA2,0.0,1.0,Cetgd_500_Pm_04 LTCESBT_V5_FV_B + Voltage Phase Angle,0,1,1,Degrees,Phasor,VPHA,Voltage Phase Angle,PA,-98.6,37.5,PPA:6041,2021-08-06 18:00:49
} | MaximumArchiveDays=90 | DesiredRemainingSpace=500,6042,GPA_CETGD_500_PM_04-PM3:V,,217,8736f6c7-ad41-4b43-b4f6-e684e0d4ad20,CETGD_500_PM_04,Cetgd_500_Pm_04,60,1,companyAcronym= | protocolName=IEEE C37.118.2-2011 | vendorAcronym= | vendorDeviceName= | interconnectionName=,,,,10,STTP,Streaming Telemetry Transport Protocol,3,3,LTCESBT_V5_FV_C,V,+,0,CETGD_500_PM_04-PM3,0.0,1.0,Cetgd_500_Pm_04 LTCESBT_V5_FV_C + Voltage Magnitude,0,1,1,Volts,Phasor,VPHM,Voltage Magnitude,PM,-98.6,37.5,PPA:6042,2021-08-06 18:00:49
} | MaximumArchiveDays=90 | DesiredRemainingSpace=500,6043,GPA_CETGD_500_PM_04-PA3:VH,,217,8736f6c7-ad41-4b43-b4f6-e684e0d4ad20,CETGD_500_PM_04,Cetgd_500_Pm_04,60,1,companyAcronym= | protocolName=IEEE C37.118.2-2011 | vendorAcronym= | vendorDeviceName= | interconnectionName=,,,,10,STTP,Streaming Telemetry Transport Protocol,4,3,LTCESBT_V5_FV_C,V,+,0,CETGD_500_PM_04-PA3,0.0,1.0,Cetgd_500_Pm_04 LTCESBT_V5_FV_C + Voltage Phase Angle,0,1,1,Degrees,Phasor,VPHA,Voltage Phase Angle,PA,-98.6,37.5,PPA:6043,2021-08-06 18:00:49
} | MaximumArchiveDays=90 | DesiredRemainingSpace=500,6044,GPA_CETGD_500_PM_04-PM4:I,,217,8736f6c7-ad41-4b43-b4f6-e684e0d4ad20,CETGD_500_PM_04,Cetgd_500_Pm_04,60,1,companyAcronym= | protocolName=IEEE C37.118.2-2011 | vendorAcronym= | vendorDeviceName= | interconnectionName=,,,,10,STTP,Streaming Telemetry Transport Protocol,1,4,LTCESBT_V5_FA_A,I,+,0,CETGD_500_PM_04-PM4,0.0,1.0,Cetgd_500_Pm_04 LTCESBT_V5_FA_A + Current Magnitude,0,1,1,Amps,Phasor,IPHM,Current Magnitude,PM,-98.6,37.5,PPA:6044,2021-08-06 18:00:49
} | MaximumArchiveDays=90 | DesiredRemainingSpace=500,6045,GPA_CETGD_500_PM_04-PA4:IH,,217,8736f6c7-ad41-4b43-b4f6-e684e0d4ad20,CETGD_500_PM_04,Cetgd_500_Pm_04,60,1,companyAcronym= | protocolName=IEEE C37.118.2-2011 | vendorAcronym= | vendorDeviceName= | interconnectionName=,,,,10,STTP,Streaming Telemetry Transport Protocol,2,4,LTCESBT_V5_FA_A,I,+,0,CETGD_500_PM_04-PA4,0.0,1.0,Cetgd_500_Pm_04 LTCESBT_V5_FA_A + Current Phase Angle,0,1,1,Degrees,Phasor,IPHA,Current Phase Angle,PA,-98.6,37.5,PPA:6045,2021-08-06 18:00:49
} | MaximumArchiveDays=90 | DesiredRemainingSpace=500,6046,GPA_CETGD_500_PM_04-PM5:I,,217,8736f6c7-ad41-4b43-b4f6-e684e0d4ad20,CETGD_500_PM_04,Cetgd_500_Pm_04,60,1,companyAcronym= | protocolName=IEEE C37.118.2-2011 | vendorAcronym= | vendorDeviceName= | interconnectionName=,,,,10,STTP,Streaming Telemetry Transport Protocol,1,5,LTCESBT_V5_FA_B,I,+,0,CETGD_500_PM_04-PM5,0.0,1.0,Cetgd_500_Pm_04 LTCESBT_V5_FA_B + Current Magnitude,0,1,1,Amps,Phasor,IPHM,Current Magnitude,PM,-98.6,37.5,PPA:6046,2021-08-06 18:00:49
} | MaximumArchiveDays=90 | DesiredRemainingSpace=500,6047,GPA_CETGD_500_PM_04-PA5:IH,,217,8736f6c7-ad41-4b43-b4f6-e684e0d4ad20,CETGD_500_PM_04,Cetgd_500_Pm_04,60,1,companyAcronym= | protocolName=IEEE C37.118.2-2011 | vendorAcronym= | vendorDeviceName= | interconnectionName=,,,,10,STTP,Streaming Telemetry Transport Protocol,2,5,LTCESBT_V5_FA_B,I,+,0,CETGD_500_PM_04-PA5,0.0,1.0,Cetgd_500_Pm_04 LTCESBT_V5_FA_B + Current Phase Angle,0,1,1,Degrees,Phasor,IPHA,Current Phase Angle,PA,-98.6,37.5,PPA:6047,2021-08-06 18:00:49
} | MaximumArchiveDays=90 | DesiredRemainingSpace=500,6048,GPA_CETGD_500_PM_04-PM6:I,,217,8736f6c7-ad41-4b43-b4f6-e684e0d4ad20,CETGD_500_PM_04,Cetgd_500_Pm_04,60,1,companyAcronym= | protocolName=IEEE C37.118.2-2011 | vendorAcronym= | vendorDeviceName= | interconnectionName=,,,,10,STTP,Streaming Telemetry Transport Protocol,1,6,LTCESBT_V5_FA_C,I,+,0,CETGD_500_PM_04-PM6,0.0,1.0,Cetgd_500_Pm_04 LTCESBT_V5_FA_C + Current Magnitude,0,1,1,Amps,Phasor,IPHM,Current Magnitude,PM,-98.6,37.5,PPA:6048,2021-08-06 18:00:49
} | MaximumArchiveDays=90 | DesiredRemainingSpace=500,6049,GPA_CETGD_500_PM_04-PA6:IH,,217,8736f6c7-ad41-4b43-b4f6-e684e0d4ad20,CETGD_500_PM_04,Cetgd_500_Pm_04,60,1,companyAcronym= | protocolName=IEEE C37.118.2-2011 | vendorAcronym= | vendorDeviceName= | interconnectionName=,,,,10,STTP,Streaming Telemetry Transport Protocol,2,6,LTCESBT_V5_FA_C,I,+,0,CETGD_500_PM_04-PA6,0.0,1.0,Cetgd_500_Pm_04 LTCESBT_V5_FA_C + Current Phase Angle,0,1,1,Degrees,Phasor,IPHA,Current Phase Angle,PA,-98.6,37.5,PPA:6049,2021-08-06 18:00:49
} | MaximumArchiveDays=90 | DesiredRemainingSpace=500,6050,GPA_CETGD_500_PM_04-PM7:V,,217,8736f6c7-ad41-4b43-b4f6-e684e0d4ad20,CETGD_500_PM_04,Cetgd_500_Pm_04,60,1,companyAcronym= | protocolName=IEEE C37.118.2-2011 | vendorAcronym= | vendorDeviceName= | interconnectionName=,,,,10,STTP,Streaming Telemetry Transport Protocol,3,7,LTCESBT_V5_FV_P,V,+,0,CETGD_500_PM_04-PM7,0.0,1.0,Cetgd_500_Pm_04 LTCESBT_V5_FV_P + Voltage Magnitude,0,1,1,Volts,Phasor,VPHM,Voltage Magnitude,PM,-98.6,37.5,PPA:6050,2021-08-06 18:00:49
} | MaximumArchiveDays=90 | DesiredRemainingSpace=500,6051,GPA_CETGD_500_PM_04-PA7:VH,,217,8736f6c7-ad41-4b43-b4f6-e684e0d4ad20,CETGD_500_PM_04,Cetgd_500_Pm_04,60,1,companyAcronym= | protocolName=IEEE C37.118.2-2011 | vendorAcronym= | vendorDeviceName= | interconnectionName=,,,,10,STTP,Streaming Telemetry Transport Protocol,4,7,LTCESBT_V5_FV_P,V,+,0,CETGD_500_PM_04-PA7,0.0,1.0,Cetgd_500_Pm_04 LTCESBT_V5_FV_P + Voltage Phase Angle,0,1,1,Degrees,Phasor,VPHA,Voltage Phase Angle,PA,-98.6,37.5,PPA:6051,2021-08-06 18:00:49
} | MaximumArchiveDays=90 | DesiredRemainingSpace=500,6052,GPA_CETGD_500_PM_04-PM8:I,,217,8736f6c7-ad41-4b43-b4f6-e684e0d4ad20,CETGD_500_PM_04,Cetgd_500_Pm_04,60,1,companyAcronym= | protocolName=IEEE C37.118.2-2011 | vendorAcronym= | vendorDeviceName= | interconnectionName=,,,,10,STTP,Streaming Telemetry Transport Protocol,1,8,LTCESBT_V5_FA_P,I,+,0,CETGD_500_PM_04-PM8,0.0,1.0,Cetgd_500_Pm_04 LTCESBT_V5_FA_P + Current Magnitude,0,1,1,Amps,Phasor,IPHM,Current Magnitude,PM,-98.6,37.5,PPA:6052,2021-08-06 18:00:49
} | MaximumArchiveDays=90 | DesiredRemainingSpace=500,6053,GPA_CETGD_500_PM_04-PA8:IH,,217,8736f6c7-ad41-4b43-b4f6-e684e0d4ad20,CETGD_500_PM_04,Cetgd_500_Pm_04,60,1,companyAcronym= | protocolName=IEEE C37.118.2-2011 | vendorAcronym= | vendorDeviceName= | interconnectionName=,,,,10,STTP,Streaming Telemetry Transport Protocol,2,8,LTCESBT_V5_FA_P,I,+,0,CETGD_500_PM_04-PA8,0.0,1.0,Cetgd_500_Pm_04 LTCESBT_V5_FA_P + Current Phase Angle,0,1,1,Degrees,Phasor,IPHA,Current Phase Angle,PA,-98.6,37.5,PPA:6053,2021-08-06 18:00:49
} | MaximumArchiveDays=90 | DesiredRemainingSpace=500,6054,GPA_CETGD_500_PM_05:F,,218,8736f6c7-ad41-4b43-b4f6-e684e0d4ad20,CETGD_500_PM_05,Cetgd_500_Pm_05,60,1,companyAcronym= | protocolName=IEEE C37.118.2-2011 | vendorAcronym= | vendorDeviceName= | interconnectionName=,,,,10,STTP,Streaming Telemetry Transport Protocol,5,,,,,,CETGD_500_PM_05-FQ,0.0,1.0,Cetgd_500_Pm_05 Frequency,0,1,1,Hz,PMU,FREQ,Frequency,FQ,-98.6,37.5,PPA:6054,2021-08-06 18:00:49
} | MaximumArchiveDays=90 | DesiredRemainingSpace=500,6055,GPA_CETGD_500_PM_05:DF,,218,8736f6c7-ad41-4b43-b4f6-e684e0d4ad20,CETGD_500_PM_05,Cetgd_500_Pm_05,60,1,companyAcronym= | protocolName=IEEE C37.118.2-2011 | vendorAcronym= | vendorDeviceName= | interconnectionName=,,,,10,STTP,Streaming Telemetry Transport Protocol,6,,,,,,CETGD_500_PM_05-DF,0.0,1.0,Cetgd_500_Pm_05 Frequency Delta (dF/dt),0,1,1,,PMU,DFDT,Frequency Delta (dF/dt),DF,-98.6,37.5,PPA:6055,2021-08-06 18:00:49
} | MaximumArchiveDays=90 | DesiredRemainingSpace=500,6056,GPA_CETGD_500_PM_05:S,,218,8736f6c7-ad41-4b43-b4f6-e684e0d4ad20,CETGD_500_PM_05,Cetgd_500_Pm_05,60,1,companyAcronym= | protocolName=IEEE C37.118.2-2011 | vendorAcronym= | vendorDeviceName= | interconnectionName=,,,,10,STTP,Streaming Telemetry Transport Protocol,8,,,,,,CETGD_500_PM_05-SF,0.0,1.0,Cetgd_500_Pm_05 Status Flags,0,1,1,,PMU,FLAG,Status Flags,SF,-98.6,37.5,PPA:6056,2021-08-06 18:00:49
} | MaximumArchiveDays=90 | DesiredRemainingSpace=500,6057,GPA_CETGD_500_PM_05-PM1:V,,218,8736f6c7-ad41-4b43-b4f6-e684e0d4ad20,CETGD_500_PM_05,Cetgd_500_Pm_05,60,1,companyAcronym= | protocolName=IEEE C37.118.2-2011 | vendorAcronym= | vendorDeviceName= | interconnectionName=,,,,10,STTP,Streaming Telemetry Transport Protocol,3,1,LTCETSD_V9_FV_A,V,+,0,CETGD_500_PM_05-PM1,0.0,1.0,Cetgd_500_Pm_05 LTCETSD_V9_FV_A + Voltage Magnitude,0,1,1,Volts,Phasor,VPHM,Voltage Magnitude,PM,-98.6,37.5,PPA:6057,2021-08-06 18:00:49
} | MaximumArchiveDays=90 | DesiredRemainingSpace=500,6058,GPA_CETGD_500_PM_05-PA1:VH,,218,8736f6c7-ad41-4b43-b4f6-e684e0d4ad20,CETGD_500_PM_05,Cetgd_500_Pm_05,60,1,companyAcronym= | protocolName=IEEE C37.118.2-2011 | vendorAcronym= | vendorDeviceName= | interconnectionName=,,,,10,STTP,Streaming Telemetry Transport Protocol,4,1,LTCETSD_V9_FV_A,V,+,0,CETGD_500_PM_05-PA1,0.0,1.0,Cetgd_500_Pm_05 LTCETSD_V9_FV_A + Voltage Phase Angle,0,1,1,Degrees,Phasor,VPHA,Voltage Phase Angle,PA,-98.6,37.5,PPA:6058,2021-08-06 18:00:49
} | MaximumArchiveDays=90 | DesiredRemainingSpace=500,6059,GPA_CETGD_500_PM_05-PM2:V,,218,8736f6c7-ad41-4b43-b4f6-e684e0d4ad20,CETGD_500_PM_05,Cetgd_500_Pm_05,60,1,companyAcronym= | protocolName=IEEE C37.118.2-2011 | vendorAcronym= | vendorDeviceName= | interconnectionName=,,,,10,STTP,Streaming Telemetry Transport Protocol,3,2,LTCETSD_V9_FV_B,V,+,0,CETGD_500_PM_05-PM2,0.0,1.0,Cetgd_500_Pm_05 LTCETSD_V9_FV_B + Voltage Magnitude,0,1,1,Volts,Phasor,VPHM,Voltage Magnitude,PM,-98.6,37.5,PPA:6059,2021-08-06 18:00:49
} | MaximumArchiveDays=90 | DesiredRemainingSpace=500,6060,GPA_CETGD_500_PM_05-PA2:VH,,218,8736f6c7-ad41-4b43-b4f6-e684e0d4ad20,CETGD_500_PM_05,Cetgd_500_Pm_05,60,1,companyAcronym= | protocolName=IEEE C37.118.2-2011 | vendorAcronym= | vendorDeviceName= | interconnectionName=,,,,10,STTP,Streaming Telemetry Transport Protocol,4,2,LTCETSD_V9_FV_B,V,+,0,CETGD_500_PM_05-PA2,0.0,1.0,Cetgd_500_Pm_05 LTCETSD_V9_FV_B + Voltage Phase Angle,0,1,1,Degrees,Phasor,VPHA,Voltage Phase Angle,PA,-98.6,37.5,PPA:6060,2021-08-06 18:00:49
} | MaximumArchiveDays=90 | DesiredRemainingSpace=500,6061,GPA_CETGD_500_PM_05-PM3:V,,218,8736f6c7-ad41-4b43-b4f6-e684e0d4ad20,CETGD_500_PM_05,Cetgd_500_Pm_05,60,1,companyAcronym= | protocolName=IEEE C37.118.2-2011 | vendorAcronym= | vendorDeviceName= | interconnectionName=,,,,10,STTP,Streaming Telemetry Transport Protocol,3,3,LTCETSD_V9_FV_C,V,+,0,CETGD_500_PM_05-PM3,0.0,1.0,Cetgd_500_Pm_05 LTCETSD_V9_FV_C + Voltage Magnitude,0,1,1,Volts,Phasor,VPHM,Voltage Magnitude,PM,-98.6,37.5,PPA:6061,2021-08-06 18:00:49
} | MaximumArchiveDays=90 | DesiredRemainingSpace=500,6062,GPA_CETGD_500_PM_05-PA3:VH,,218,8736f6c7-ad41-4b43-b4f6-e684e0d4ad20,CETGD_500_PM_05,Cetgd_500_Pm_05,60,1,companyAcronym= | protocolName=IEEE C37.118.2-2011 | vendorAcronym= | vendorDeviceName= | interconnectionName=,,,,10,STTP,Streaming Telemetry Transport Protocol,4,3,LTCETSD_V9_FV_C,V,+,0,CETGD_500_PM_05-PA3,0.0,1.0,Cetgd_500_Pm_05 LTCETSD_V9_FV_C + Voltage Phase Angle,0,1,1,Degrees,Phasor,VPHA,Voltage Phase Angle,PA,-98.6,37.5,PPA:6062,2021-08-06 18:00:49
} | MaximumArchiveDays=90 | DesiredRemainingSpace=500,6063,GPA_CETGD_500_PM_05-PM4:I,,218,8736f6c7-ad41-4b43-b4f6-e684e0d4ad20,CETGD_500_PM_05,Cetgd_500_Pm_05,60,1,companyAcronym= | protocolName=IEEE C37.118.2-2011 | vendorAcronym= | vendorDeviceName= | interconnectionName=,,,,10,STTP,Streaming Telemetry Transport Protocol,1,4,LTCETSD_V9_FA_A,I,+,0,CETGD_500_PM_05-PM4,0.0,1.0,Cetgd_500_Pm_05 LTCETSD_V9_FA_A + Current Magnitude,0,1,1,Amps,Phasor,IPHM,Current Magnitude,PM,-98.6,37.5,PPA:6063,2021-08-06 18:00:49
} | MaximumArchiveDays=90 | DesiredRemainingSpace=500,6064,GPA_CETGD_500_PM_05-PA4:IH,,218,8736f6c7-ad41-4b43-b4f6-e684e0d4ad20,CETGD_500_PM_05,Cetgd_500_Pm_05,60,1,companyAcronym= | protocolName=IEEE C37.118.2-2011 | vendorAcronym= | vendorDeviceName= | interconnectionName=,,,,10,STTP,Streaming Telemetry Transport Protocol,2,4,LTCETSD_V9_FA_A,I,+,0,CETGD_500_PM_05-PA4,0.0,1.0,Cetgd_500_Pm_05 LTCETSD_V9_FA_A + Current Phase Angle,0,1,1,Degrees,Phasor,IPHA,Current Phase Angle,PA,-98.6,37.5,PPA:6064,2021-08-06 18:00:49
} | MaximumArchiveDays=90 | DesiredRemainingSpace=500,6065,GPA_CETGD_500_PM_05-PM5:I,,218,8736f6c7-ad41-4b43-b4f6-e684e0d4ad20,CETGD_500_PM_05,Cetgd_500_Pm_05,60,1,companyAcronym= | protocolName=IEEE C37.118.2-2011 | vendorAcronym= | vendorDeviceName= | interconnectionName=,,,,10,STTP,Streaming Telemetry Transport Protocol,1,5,LTCETSD_V9_FA_B,I,+,0,CETGD_500_PM_05-PM5,0.0,1.0,Cetgd_500_Pm_05 LTCETSD_V9_FA_B + Current Magnitude,0,1,1,Amps,Phasor,IPHM,Current Magnitude,PM,-98.6,37.5,PPA:6065,2021-08-06 18:00:49
} | MaximumArchiveDays=90 | DesiredRemainingSpace=500,6066,GPA_CETGD_500_PM_05-PA5:IH,,218,8736f6c7-ad41-4b43-b4f6-e684e0d4ad20,CETGD_500_PM_05,Cetgd_500_Pm_05,60,1,companyAcronym= | protocolName=IEEE C37.118.2-2011 | vendorAcronym= | vendorDeviceName= | interconnectionName=,,,,10,STTP,Streaming Telemetry Transport Protocol,2,5,LTCETSD_V9_FA_B,I,+,0,CETGD_500_PM_05-PA5,0.0,1.0,Cetgd_500_Pm_05 LTCETSD_V9_FA_B + Current Phase Angle,0,1,1,Degrees,Phasor,IPHA,Current Phase Angle,PA,-98.6,37.5,PPA:6066,2021-08-06 18:00:49
} | MaximumArchiveDays=90 | DesiredRemainingSpace=500,6067,GPA_CETGD_500_PM_05-PM6:I,,218,8736f6c7-ad41-4b43-b4f6-e684e0d4ad20,CETGD_500_PM_05,Cetgd_500_Pm_05,60,1,companyAcronym= | protocolName=IEEE C37.118.2-2011 | vendorAcronym= | vendorDeviceName= | interconnectionName=,,,,10,STTP,Streaming Telemetry Transport Protocol,1,6,LTCETSD_V9_FA_C,I,+,0,CETGD_500_PM_05-PM6,0.0,1.0,Cetgd_500_Pm_05 LTCETSD_V9_FA_C + Current Magnitude,0,1,1,Amps,Phasor,IPHM,Current Magnitude,PM,-98.6,37.5,PPA:6067,2021-08-06 18:00:49
} | MaximumArchiveDays=90 | DesiredRemainingSpace=500,6068,GPA_CETGD_500_PM_05-PA6:IH,,218,8736f6c7-ad41-4b43-b4f6-e684e0d4ad20,CETGD_500_PM_05,Cetgd_500_Pm_05,60,1,companyAcronym= | protocolName=IEEE C37.118.2-2011 | vendorAcronym= | vendorDeviceName= | interconnectionName=,,,,10,STTP,Streaming Telemetry Transport Protocol,2,6,LTCETSD_V9_FA_C,I,+,0,CETGD_500_PM_05-PA6,0.0,1.0,Cetgd_500_Pm_05 LTCETSD_V9_FA_C + Current Phase Angle,0,1,1,Degrees,Phasor,IPHA,Current Phase Angle,PA,-98.6,37.5,PPA:6068,2021-08-06 18:00:49
} | MaximumArchiveDays=90 | DesiredRemainingSpace=500,6069,GPA_CETGD_500_PM_05-PM7:V,,218,8736f6c7-ad41-4b43-b4f6-e684e0d4ad20,CETGD_500_PM_05,Cetgd_500_Pm_05,60,1,companyAcronym= | protocolName=IEEE C37.118.2-2011 | vendorAcronym= | vendorDeviceName= | interconnectionName=,,,,10,STTP,Streaming Telemetry Transport Protocol,3,7,LTPITSD_V9_FV_P,V,+,0,CETGD_500_PM_05-PM7,0.0,1.0,Cetgd_500_Pm_05 LTPITSD_V9_FV_P + Voltage Magnitude,0,1,1,Volts,Phasor,VPHM,Voltage Magnitude,PM,-98.6,37.5,PPA:6069,2021-08-06 18:00:49
} | MaximumArchiveDays=90 | DesiredRemainingSpace=500,6070,GPA_CETGD_500_PM_05-PA7:VH,,218,8736f6c7-ad41-4b43-b4f6-e684e0d4ad20,CETGD_500_PM_05,Cetgd_500_Pm_05,60,1,companyAcronym= | protocolName=IEEE C37.118.2-2011 | vendorAcronym= | vendorDeviceName= | interconnectionName=,,,,10,STTP,Streaming Telemetry Transport Protocol,4,7,LTPITSD_V9_FV_P,V,+,0,CETGD_500_PM_05-PA7,0.0,1.0,Cetgd_500_Pm_05 LTPITSD_V9_FV_P + Voltage Phase Angle,0,1,1,Degrees,Phasor,VPHA,Voltage Phase Angle,PA,-98.6,37.5,PPA:6070,2021-08-06 18:00:49
} | MaximumArchiveDays=90 | DesiredRemainingSpace=500,6071,GPA_CETGD_500_PM_05-PM8:I,,218,8736f6c7-ad41-4b43-b4f6-e684e0d4ad20,CETGD_500_PM_05,Cetgd_500_Pm_05,60,1,companyAcronym= | protocolName=IEEE C37.118.2-2011 | vendorAcronym= | vendorDeviceName= | interconnectionName=,,,,10,STTP,Streaming Telemetry Transport Protocol,1,8,LTPITSD_V9_FA_P,I,+,0,CETGD_500_PM_05-PM8,0.0,1.0,Cetgd_500_Pm_05 LTPITSD_V9_FA_P + Current Magnitude,0,1,1,Amps,Phasor,IPHM,Current Magnitude,PM,-98.6,37.5,PPA:6071,2021-08-06 18:00:49
} | MaximumArchiveDays=90 | DesiredRemainingSpace=500,6072,GPA_CETGD_500_PM_05-PA8:IH,,218,8736f6c7-ad41-4b43-b4f6-e684e0d4ad20,CETGD_500_PM_05,Cetgd_500_Pm_05,60,1,companyAcronym= | protocolName=IEEE C37.118.2-2011 | vendorAcronym= | vendorDeviceName= | interconnectionName=,,,,10,STTP,Streaming Telemetry Transport Protocol,2,8,LTPITSD_V9_FA_P,I,+,0,CETGD_500_PM_05-PA8,0.0,1.0,Cetgd_500_Pm_05 LTPITSD_V9_FA_P + Current Phase Angle,0,1,1,Degrees,Phasor,IPHA,Current Phase Angle,PA,-98.6,37.5,PPA:6072,2021-08-06 18:00:49
} | MaximumArchiveDays=90 | DesiredRemainingSpace=500,6073,GPA_CEFZD_500_PM_05:F,,219,8736f6c7-ad41-4b43-b4f6-e684e0d4ad20,CEFZD_500_PM_05,Cefzd_500_Pm_05,60,1,companyAcronym= | protocolName=IEEE C37.118.2-2011 | vendorAcronym= | vendorDeviceName= | interconnectionName=,,,,10,STTP,Streaming Telemetry Transport Protocol,5,,,,,,CEFZD_500_PM_05-FQ,0.0,1.0,Cefzd_500_Pm_05 Frequency,0,1,1,Hz,PMU,FREQ,Frequency,FQ,-98.6,37.5,PPA:6073,2021-08-06 18:00:49
} | MaximumArchiveDays=90 | DesiredRemainingSpace=500,6074,GPA_CEFZD_500_PM_05:DF,,219,8736f6c7-ad41-4b43-b4f6-e684e0d4ad20,CEFZD_500_PM_05,Cefzd_500_Pm_05,60,1,companyAcronym= | protocolName=IEEE C37.118.2-2011 | vendorAcronym= | vendorDeviceName= | interconnectionName=,,,,10,STTP,Streaming Telemetry Transport Protocol,6,,,,,,CEFZD_500_PM_05-DF,0.0,1.0,Cefzd_500_Pm_05 Frequency Delta (dF/dt),0,1,1,,PMU,DFDT,Frequency Delta (dF/dt),DF,-98.6,37.5,PPA:6074,2021-08-06 18:00:49
} | MaximumArchiveDays=90 | DesiredRemainingSpace=500,6075,GPA_CEFZD_500_PM_05:S,,219,8736f6c7-ad41-4b43-b4f6-e684e0d4ad20,CEFZD_500_PM_05,Cefzd_500_Pm_05,60,1,companyAcronym= | protocolName=IEEE C37.118.2-2011 | vendorAcronym= | vendorDeviceName= | interconnectionName=,,,,10,STTP,Streaming Telemetry Transport Protocol,8,,,,,,CEFZD_500_PM_05-SF,0.0,1.0,Cefzd_500_Pm_05 Status Flags,0,1,1,,PMU,FLAG,Status Flags,SF,-98.6,37.5,PPA:6075,2021-08-06 18:00:49
} | MaximumArchiveDays=90 | DesiredRemainingSpace=500,6076,GPA_CEFZD_500_PM_05-PM1:V,,219,8736f6c7-ad41-4b43-b4f6-e684e0d4ad20,CEFZD_500_PM_05,Cefzd_500_Pm_05,60,1,companyAcronym= | protocolName=IEEE C37.118.2-2011 | vendorAcronym= | vendorDeviceName= | interconnectionName=,,,,10,STTP,Streaming Telemetry Transport Protocol,3,1,LTCEPED_C1_FV_A,V,+,0,CEFZD_500_PM_05-PM1,0.0,1.0,Cefzd_500_Pm_05 LTCEPED_C1_FV_A + Voltage Magnitude,0,1,1,Volts,Phasor,VPHM,Voltage Magnitude,PM,-98.6,37.5,PPA:6076,2021-08-06 18:00:49
} | MaximumArchiveDays=90 | DesiredRemainingSpace=500,6077,GPA_CEFZD_500_PM_05-PA1:VH,,219,8736f6c7-ad41-4b43-b4f6-e684e0d4ad20,CEFZD_500_PM_05,Cefzd_500_Pm_05,60,1,companyAcronym= | protocolName=IEEE C37.118.2-2011 | vendorAcronym= | vendorDeviceName= | interconnectionName=,,,,10,STTP,Streaming Telemetry Transport Protocol,4,1,LTCEPED_C1_FV_A,V,+,0,CEFZD_500_PM_05-PA1,0.0,1.0,Cefzd_500_Pm_05 LTCEPED_C1_FV_A + Voltage Phase Angle,0,1,1,Degrees,Phasor,VPHA,Voltage Phase Angle,PA,-98.6,37.5,PPA:6077,2021-08-06 18:00:49
} | MaximumArchiveDays=90 | DesiredRemainingSpace=500,6078,GPA_CEFZD_500_PM_05-PM2:V,,219,8736f6c7-ad41-4b43-b4f6-e684e0d4ad20,CEFZD_500_PM_05,Cefzd_500_Pm_05,60,1,companyAcronym= | protocolName=IEEE C37.118.2-2011 | vendorAcronym= | vendorDeviceName= | interconnectionName=,,,,10,STTP,Streaming Telemetry Transport Protocol,3,2,LTCEPED_C1_FV_B,V,+,0,CEFZD_500_PM_05-PM2,0.0,1.0,Cefzd_500_Pm_05 LTCEPED_C1_FV_B + Voltage Magnitude,0,1,1,Volts,Phasor,VPHM,Voltage Magnitude,PM,-98.6,37.5,PPA:6078,2021-08-06 18:00:49
} | MaximumArchiveDays=90 | DesiredRemainingSpace=500,6079,GPA_CEFZD_500_PM_05-PA2:VH,,219,8736f6c7-ad41-4b43-b4f6-e684e0d4ad20,CEFZD_500_PM_05,Cefzd_500_Pm_05,60,1,companyAcronym= | protocolName=IEEE C37.118.2-2011 | vendorAcronym= | vendorDeviceName= | interconnectionName=,,,,10,STTP,Streaming Telemetry Transport Protocol,4,2,LTCEPED_C1_FV_B,V,+,0,CEFZD_500_PM_05-PA2,0.0,1.0,Cefzd_500_Pm_05 LTCEPED_C1_FV_B + Voltage Phase Angle,0,1,1,Degrees,Phasor,VPHA,Voltage Phase Angle,PA,-98.6,37.5,PPA:6079,2021-08-06 18:00:49
} | MaximumArchiveDays=90 | DesiredRemainingSpace=500,6080,GPA_CEFZD_500_PM_05-PM3:V,,219,8736f6c7-ad41-4b43-b4f6-e684e0d4ad20,CEFZD_500_PM_05,Cefzd_500_Pm_05,60,1,companyAcronym= | protocolName=IEEE C37.118.2-2011 | vendorAcronym= | vendorDeviceName= | interconnectionName=,,,,10,STTP,Streaming Telemetry Transport Protocol,3,3,LTCEPED_C1_FV_C,V,+,0,CEFZD_500_PM_05-PM3,0.0,1.0,Cefzd_500_Pm_05 LTCEPED_C1_FV_C + Voltage Magnitude,0,1,1,Volts,Phasor,VPHM,Voltage Magnitude,PM,-98.6,37.5,PPA:6080,2021-08-06 18:00:49
} | MaximumArchiveDays=90 | DesiredRemainingSpace=500,6081,GPA_CEFZD_500_PM_05-PA3:VH,,219,8736f6c7-ad41-4b43-b4f6-e684e0d4ad20,CEFZD_500_PM_05,Cefzd_500_Pm_05,60,1,companyAcronym= | protocolName=IEEE C37.118.2-2011 | vendorAcronym= | vendorDeviceName= | interconnectionName=,,,,10,STTP,Streaming Telemetry Transport Protocol,4,3,LTCEPED_C1_FV_C,V,+,0,CEFZD_500_PM_05-PA3,0.0,1.0,Cefzd_500_Pm_05 LTCEPED_C1_FV_C + Voltage Phase Angle,0,1,1,Degrees,Phasor,VPHA,Voltage Phase Angle,PA,-98.6,37.5,PPA:6081,2021-08-06 18:00:49
} | MaximumArchiveDays=90 | DesiredRemainingSpace=500,6082,GPA_CEFZD_500_PM_05-PM4:I,,219,8736f6c7-ad41-4b43-b4f6-e684e0d4ad20,CEFZD_500_PM_05,Cefzd_500_Pm_05,60,1,companyAcronym= | protocolName=IEEE C37.118.2-2011 | vendorAcronym= | vendorDeviceName= | interconnectionName=,,,,10,STTP,Streaming Telemetry Transport Protocol,1,4,LTCEPED_C1_FA_A,I,+,0,CEFZD_500_PM_05-PM4,0.0,1.0,Cefzd_500_Pm_05 LTCEPED_C1_FA_A + Current Magnitude,0,1,1,Amps,Phasor,IPHM,Current Magnitude,PM,-98.6,37.5,PPA:6082,2021-08-06 18:00:49
} | MaximumArchiveDays=90 | DesiredRemainingSpace=500,6083,GPA_CEFZD_500_PM_05-PA4:IH,,219,8736f6c7-ad41-4b43-b4f6-e684e0d4ad20,CEFZD_500_PM_05,Cefzd_500_Pm_05,60,1,companyAcronym= | protocolName=IEEE C37.118.2-2011 | vendorAcronym= | vendorDeviceName= | interconnectionName=,,,,10,STTP,Streaming Telemetry Transport Protocol,2,4,LTCEPED_C1_FA_A,I,+,0,CEFZD_500_PM_05-PA4,0.0,1.0,Cefzd_500_Pm_05 LTCEPED_C1_FA_A + Current Phase Angle,0,1,1,Degrees,Phasor,IPHA,Current Phase Angle,PA,-98.6,37.5,PPA:6083,2021-08-06 18:00:49
} | MaximumArchiveDays=90 | DesiredRemainingSpace=500,6084,GPA_CEFZD_500_PM_05-PM5:I,,219,8736f6c7-ad41-4b43-b4f6-e684e0d4ad20,CEFZD_500_PM_05,Cefzd_500_Pm_05,60,1,companyAcronym= | protocolName=IEEE C37.118.2-2011 | vendorAcronym= | vendorDeviceName= | interconnectionName=,,,,10,STTP,Streaming Telemetry Transport Protocol,1,5,LTCEPED_C1_FA_B,I,+,0,CEFZD_500_PM_05-PM5,0.0,1.0,Cefzd_500_Pm_05 LTCEPED_C1_FA_B + Current Magnitude,0,1,1,Amps,Phasor,IPHM,Current Magnitude,PM,-98.6,37.5,PPA:6084,2021-08-06 18:00:49
} | MaximumArchiveDays=90 | DesiredRemainingSpace=500,6085,GPA_CEFZD_500_PM_05-PA5:IH,,219,8736f6c7-ad41-4b43-b4f6-e684e0d4ad20,CEFZD_500_PM_05,Cefzd_500_Pm_05,60,1,companyAcronym= | protocolName=IEEE C37.118.2-2011 | vendorAcronym= | vendorDeviceName= | interconnectionName=,,,,10,STTP,Streaming Telemetry Transport Protocol,2,5,LTCEPED_C1_FA_B,I,+,0,CEFZD_500_PM_05-PA5,0.0,1.0,Cefzd_500_Pm_05 LTCEPED_C1_FA_B + Current Phase Angle,0,1,1,Degrees,Phasor,IPHA,Current Phase Angle,PA,-98.6,37.5,PPA:6085,2021-08-06 18:00:49
} | MaximumArchiveDays=90 | DesiredRemainingSpace=500,6086,GPA_CEFZD_500_PM_05-PM6:I,,219,8736f6c7-ad41-4b43-b4f6-e684e0d4ad20,CEFZD_500_PM_05,Cefzd_500_Pm_05,60,1,companyAcronym= | protocolName=IEEE C37.118.2-2011 | vendorAcronym= | vendorDeviceName= | interconnectionName=,,,,10,STTP,Streaming Telemetry Transport Protocol,1,6,LTCEPED_C1_FA_C,I,+,0,CEFZD_500_PM_05-PM6,0.0,1.0,Cefzd_500_Pm_05 LTCEPED_C1_FA_C + Current Magnitude,0,1,1,Amps,Phasor,IPHM,Current Magnitude,PM,-98.6,37.5,PPA:6086,2021-08-06 18:00:49
} | MaximumArchiveDays=90 | DesiredRemainingSpace=500,6087,GPA_CEFZD_500_PM_05-PA6:IH,,219,8736f6c7-ad41-4b43-b4f6-e684e0d4ad20,CEFZD_500_PM_05,Cefzd_500_Pm_05,60,1,companyAcronym= | protocolName=IEEE C37.118.2-2011 | vendorAcronym= | vendorDeviceName= | interconnectionName=,,,,10,STTP,Streaming Telemetry Transport Protocol,2,6,LTCEPED_C1_FA_C,I,+,0,CEFZD_500_PM_05-PA6,0.0,1.0,Cefzd_500_Pm_05 LTCEPED_C1_FA_C + Current Phase Angle,0,1,1,Degrees,Phasor,IPHA,Current Phase Angle,PA,-98.6,37.5,PPA:6087,2021-08-06 18:00:49
} | MaximumArchiveDays=90 | DesiredRemainingSpace=500,6088,GPA_CEFZD_500_PM_05-PM7:V,,219,8736f6c7-ad41-4b43-b4f6-e684e0d4ad20,CEFZD_500_PM_05,Cefzd_500_Pm_05,60,1,companyAcronym= | protocolName=IEEE C37.118.2-2011 | vendorAcronym= | vendorDeviceName= | interconnectionName=,,,,10,STTP,Streaming Telemetry Transport Protocol,3,7,LTCEPED_C1_FV_P,V,+,0,CEFZD_500_PM_05-PM7,0.0,1.0,Cefzd_500_Pm_05 LTCEPED_C1_FV_P + Voltage Magnitude,0,1,1,Volts,Phasor,VPHM,Voltage Magnitude,PM,-98.6,37.5,PPA:6088,2021-08-06 18:00:49
} | MaximumArchiveDays=90 | DesiredRemainingSpace=500,6089,GPA_CEFZD_500_PM_05-PA7:VH,,219,8736f6c7-ad41-4b43-b4f6-e684e0d4ad20,CEFZD_500_PM_05,Cefzd_500_Pm_05,60,1,companyAcronym= | protocolName=IEEE C37.118.2-2011 | vendorAcronym= | vendorDeviceName= | interconnectionName=,,,,10,STTP,Streaming Telemetry Transport Protocol,4,7,LTCEPED_C1_FV_P,V,+,0,CEFZD_500_PM_05-PA7,0.0,1.0,Cefzd_500_Pm_05 LTCEPED_C1_FV_P + Voltage Phase Angle,0,1,1,Degrees,Phasor,VPHA,Voltage Phase Angle,PA,-98.6,37.5,PPA:6089,2021-08-06 18:00:49
} | MaximumArchiveDays=90 | DesiredRemainingSpace=500,6090,GPA_CEFZD_500_PM_05-PM8:I,,219,8736f6c7-ad41-4b43-b4f6-e684e0d4ad20,CEFZD_500_PM_05,Cefzd_500_Pm_05,60,1,companyAcronym= | protocolName=IEEE C37.118.2-2011 | vendorAcronym= | vendorDeviceName= | interconnectionName=,,,,10,STTP,Streaming Telemetry Transport Protocol,1,8,LTCEPED_C1_FA_P,I,+,0,CEFZD_500_PM_05-PM8,0.0,1.0,Cefzd_500_Pm_05 LTCEPED_C1_FA_P + Current Magnitude,0,1,1,Amps,Phasor,IPHM,Current Magnitude,PM,-98.6,37.5,PPA:6090,2021-08-06 18:00:49
} | MaximumArchiveDays=90 | DesiredRemainingSpace=500,6091,GPA_CEFZD_500_PM_05-PA8:IH,,219,8736f6c7-ad41-4b43-b4f6-e684e0d4ad20,CEFZD_500_PM_05,Cefzd_500_Pm_05,60,1,companyAcronym= | protocolName=IEEE C37.118.2-2011 | vendorAcronym= | vendorDeviceName= | interconnectionName=,,,,10,STTP,Streaming Telemetry Transport Protocol,2,8,LTCEPED_C1_FA_P,I,+,0,CEFZD_500_PM_05-PA8,0.0,1.0,Cefzd_500_Pm_05 LTCEPED_C1_FA_P + Current Phase Angle,0,1,1,Degrees,Phasor,IPHA,Current Phase Angle,PA,-98.6,37.5,PPA:6091,2021-08-06 18:00:49
} | MaximumArchiveDays=90 | DesiredRemainingSpace=500,6092,ONS_CEFZD_500_PM_01!PMU:ST1,,207,8736f6c7-ad41-4b43-b4f6-e684e0d4ad20,CEFZD_500_PM_01,Cefzd_500_Pm_01,60,1,companyAcronym= | protocolName=IEEE C37.118.2-2011 | vendorAcronym= | vendorDeviceName= | interconnectionName=,,,,10,STTP,Streaming Telemetry Transport Protocol,11,,,,,,CEFZD_500_PM_01!PMU-ST1,0.0,1.0,Device statistic for Number of data quality errors reported by device during last reporting interval.,0,1,1,,Any,STAT,Statistic,ST,-98.6,37.5,PPA:6092,2021-08-06 18:00:50
} | MaximumArchiveDays=90 | DesiredRemainingSpace=500,6093,ONS_CEFZD_500_PM_01!PMU:ST2,,207,8736f6c7-ad41-4b43-b4f6-e684e0d4ad20,CEFZD_500_PM_01,Cefzd_500_Pm_01,60,1,companyAcronym= | protocolName=IEEE C37.118.2-2011 | vendorAcronym= | vendorDeviceName= | interconnectionName=,,,,10,STTP,Streaming Telemetry Transport Protocol,11,,,,,,CEFZD_500_PM_01!PMU-ST2,0.0,1.0,Device statistic for Number of time quality errors reported by device during last reporting interval.,0,1,1,,Any,STAT,Statistic,ST,-98.6,37.5,PPA:6093,2021-08-06 18:00:50
} | MaximumArchiveDays=90 | DesiredRemainingSpace=500,6094,ONS_CEFZD_500_PM_01!PMU:ST3,,207,8736f6c7-ad41-4b43-b4f6-e684e0d4ad20,CEFZD_500_PM_01,Cefzd_500_Pm_01,60,1,companyAcronym= | protocolName=IEEE C37.118.2-2011 | vendorAcronym= | vendorDeviceName= | interconnectionName=,,,,10,STTP,Streaming Telemetry Transport Protocol,11,,,,,,CEFZD_500_PM_01!PMU-ST3,0.0,1.0,Device statistic for Number of device errors reported by device during last reporting interval.,0,1,1,,Any,STAT,Statistic,ST,-98.6,37.5,PPA:6094,2021-08-06 18:00:50
} | MaximumArchiveDays=90 | DesiredRemainingSpace=500,6095,ONS_CEFZD_500_PM_01!PMU:ST4,,207,8736f6c7-ad41-4b43-b4f6-e684e0d4ad20,CEFZD_500_PM_01,Cefzd_500_Pm_01,60,1,companyAcronym= | protocolName=IEEE C37.118.2-2011 | vendorAcronym= | vendorDeviceName= | interconnectionName=,,,,10,STTP,Streaming Telemetry Transport Protocol,11,,,,,,CEFZD_500_PM_01!PMU-ST4,0.0,1.0,Device statistic for Number of measurements received from device during last reporting interval.,0,1,1,,Any,STAT,Statistic,ST,-98.6,37.5,PPA:6095,2021-08-06 18:00:50
} | MaximumArchiveDays=90 | DesiredRemainingSpace=500,6096,ONS_CEFZD_500_PM_01!PMU:ST5,,207,8736f6c7-ad41-4b43-b4f6-e684e0d4ad20,CEFZD_500_PM_01,Cefzd_500_Pm_01,60,1,companyAcronym= | protocolName=IEEE C37.118.2-2011 | vendorAcronym= | vendorDeviceName= | interconnectionName=,,,,10,STTP,Streaming Telemetry Transport Protocol,11,,,,,,CEFZD_500_PM_01!PMU-ST5,0.0,1.0,Device statistic for Expected number of measurements received from device during last reporting interval.,0,1,1,,Any,STAT,Statistic,ST,-98.6,37.5,PPA:6096,2021-08-06 18:00:50
} | MaximumArchiveDays=90 | DesiredRemainingSpace=500,6097,ONS_CEFZD_500_PM_01!PMU:ST6,,207,8736f6c7-ad41-4b43-b4f6-e684e0d4ad20,CEFZD_500_PM_01,Cefzd_500_Pm_01,60,1,companyAcronym= | protocolName=IEEE C37.118.2-2011 | vendorAcronym= | vendorDeviceName= | interconnectionName=,,,,10,STTP,Streaming Telemetry Transport Protocol,11,,,,,,CEFZD_500_PM_01!PMU-ST6,0.0,1.0,Device statistic for Number of measurements received while device was reporting errors during last reporting interval.,0,1,1,,Any,STAT,Statistic,ST,-98.6,37.5,PPA:6097,2021-08-06 18:00:50
} | MaximumArchiveDays=90 | DesiredRemainingSpace=500,6098,ONS_CEFZD_500_PM_01!PMU:ST7,,207,8736f6c7-ad41-4b43-b4f6-e684e0d4ad20,CEFZD_500_PM_01,Cefzd_500_Pm_01,60,1,companyAcronym= | protocolName=IEEE C37.118.2-2011 | vendorAcronym= | vendorDeviceName= | interconnectionName=,,,,10,STTP,Streaming Telemetry Transport Protocol,11,,,,,,CEFZD_500_PM_01!PMU-ST7,0.0,1.0,Device statistic for Number of defined measurements (per frame) from device during last reporting interval.,0,1,1,,Any,STAT,Statistic,ST,-98.6,37.5,PPA:6098,2021-08-06 18:00:50
} | MaximumArchiveDays=90 | DesiredRemainingSpace=500,6099,ONS_CEFZD_500_PM_02!PMU:ST1,,208,8736f6c7-ad41-4b43-b4f6-e684e0d4ad20,CEFZD_500_PM_02,Cefzd_500_Pm_02,60,1,companyAcronym= | protocolName=IEEE C37.118.2-2011 | vendorAcronym= | vendorDeviceName= | interconnectionName=,,,,10,STTP,Streaming Telemetry Transport Protocol,11,,,,,,CEFZD_500_PM_02!PMU-ST1,0.0,1.0,Device statistic for Number of data quality errors reported by device during last reporting interval.,0,1,1,,Any,STAT,Statistic,ST,-98.6,37.5,PPA:6099,2021-08-06 18:00:50
} | MaximumArchiveDays=90 | DesiredRemainingSpace=500,6100,ONS_CEFZD_500_PM_02!PMU:ST2,,208,8736f6c7-ad41-4b43-b4f6-e684e0d4ad20,CEFZD_500_PM_02,Cefzd_500_Pm_02,60,1,companyAcronym= | protocolName=IEEE C37.118.2-2011 | vendorAcronym= | vendorDeviceName= | interconnectionName=,,,,10,STTP,Streaming Telemetry Transport Protocol,11,,,,,,CEFZD_500_PM_02!PMU-ST2,0.0,1.0,Device statistic for Number of time quality errors reported by device during last reporting interval.,0,1,1,,Any,STAT,Statistic,ST,-98.6,37.5,PPA:6100,2021-08-06 18:00:50
} | MaximumArchiveDays=90 | DesiredRemainingSpace=500,6101,ONS_CEFZD_500_PM_02!PMU:ST3,,208,8736f6c7-ad41-4b43-b4f6-e684e0d4ad20,CEFZD_500_PM_02,Cefzd_500_Pm_02,60,1,companyAcronym= | protocolName=IEEE C37.118.2-2011 | vendorAcronym= | vendorDeviceName= | interconnectionName=,,,,10,STTP,Streaming Telemetry Transport Protocol,11,,,,,,CEFZD_500_PM_02!PMU-ST3,0.0,1.0,Device statistic for Number of device errors reported by device during last reporting interval.,0,1,1,,Any,STAT,Statistic,ST,-98.6,37.5,PPA:6101,2021-08-06 18:00:50
} | MaximumArchiveDays=90 | DesiredRemainingSpace=500,6102,ONS_CEFZD_500_PM_02!PMU:ST4,,208,8736f6c7-ad41-4b43-b4f6-e684e0d4ad20,CEFZD_500_PM_02,Cefzd_500_Pm_02,60,1,companyAcronym= | protocolName=IEEE C37.118.2-2011 | vendorAcronym= | vendorDeviceName= | interconnectionName=,,,,10,STTP,Streaming Telemetry Transport Protocol,11,,,,,,CEFZD_500_PM_02!PMU-ST4,0.0,1.0,Device statistic for Number of measurements received from device during last reporting interval.,0,1,1,,Any,STAT,Statistic,ST,-98.6,37.5,PPA:6102,2021-08-06 18:00:50
} | MaximumArchiveDays=90 | DesiredRemainingSpace=500,6103,ONS_CEFZD_500_PM_02!PMU:ST5,,208,8736f6c7-ad41-4b43-b4f6-e684e0d4ad20,CEFZD_500_PM_02,Cefzd_500_Pm_02,60,1,companyAcronym= | protocolName=IEEE C37.118.2-2011 | vendorAcronym= | vendorDeviceName= | interconnectionName=,,,,10,STTP,Streaming Telemetry Transport Protocol,11,,,,,,CEFZD_500_PM_02!PMU-ST5,0.0,1.0,Device statistic for Expected number of measurements received from device during last reporting interval.,0,1,1,,Any,STAT,Statistic,ST,-98.6,37.5,PPA:6103,2021-08-06 18:00:50
} | MaximumArchiveDays=90 | DesiredRemainingSpace=500,6104,ONS_CEFZD_500_PM_02!PMU:ST6,,208,8736f6c7-ad41-4b43-b4f6-e684e0d4ad20,CEFZD_500_PM_02,Cefzd_500_Pm_02,60,1,companyAcronym= | protocolName=IEEE C37.118.2-2011 | vendorAcronym= | vendorDeviceName= | interconnectionName=,,,,10,STTP,Streaming Telemetry Transport Protocol,11,,,,,,CEFZD_500_PM_02!PMU-ST6,0.0,1.0,Device statistic for Number of measurements received while device was reporting errors during last reporting interval.,0,1,1,,Any,STAT,Statistic,ST,-98.6,37.5,PPA:6104,2021-08-06 18:00:50
} | MaximumArchiveDays=90 | DesiredRemainingSpace=500,6105,ONS_CEFZD_500_PM_02!PMU:ST7,,208,8736f6c7-ad41-4b43-b4f6-e684e0d4ad20,CEFZD_500_PM_02,Cefzd_500_Pm_02,60,1,companyAcronym= | protocolName=IEEE C37.118.2-2011 | vendorAcronym= | vendorDeviceName= | interconnectionName=,,,,10,STTP,Streaming Telemetry Transport Protocol,11,,,,,,CEFZD_500_PM_02!PMU-ST7,0.0,1.0,Device statistic for Number of defined measurements (per frame) from device during last reporting interval.,0,1,1,,Any,STAT,Statistic,ST,-98.6,37.5,PPA:6105,2021-08-06 18:00:50
} | MaximumArchiveDays=90 | DesiredRemainingSpace=500,6106,ONS_CEFZD_500_PM_03!PMU:ST1,,209,8736f6c7-ad41-4b43-b4f6-e684e0d4ad20,CEFZD_500_PM_03,Cefzd_500_Pm_03,60,1,companyAcronym= | protocolName=IEEE C37.118.2-2011 | vendorAcronym= | vendorDeviceName= | interconnectionName=,,,,10,STTP,Streaming Telemetry Transport Protocol,11,,,,,,CEFZD_500_PM_03!PMU-ST1,0.0,1.0,Device statistic for Number of data quality errors reported by device during last reporting interval.,0,1,1,,Any,STAT,Statistic,ST,-98.6,37.5,PPA:6106,2021-08-06 18:00:50
} | MaximumArchiveDays=90 | DesiredRemainingSpace=500,6107,ONS_CEFZD_500_PM_03!PMU:ST2,,209,8736f6c7-ad41-4b43-b4f6-e684e0d4ad20,CEFZD_500_PM_03,Cefzd_500_Pm_03,60,1,companyAcronym= | protocolName=IEEE C37.118.2-2011 | vendorAcronym= | vendorDeviceName= | interconnectionName=,,,,10,STTP,Streaming Telemetry Transport Protocol,11,,,,,,CEFZD_500_PM_03!PMU-ST2,0.0,1.0,Device statistic for Number of time quality errors reported by device during last reporting interval.,0,1,1,,Any,STAT,Statistic,ST,-98.6,37.5,PPA:6107,2021-08-06 18:00:50
} | MaximumArchiveDays=90 | DesiredRemainingSpace=500,6108,ONS_CEFZD_500_PM_03!PMU:ST3,,209,8736f6c7-ad41-4b43-b4f6-e684e0d4ad20,CEFZD_500_PM_03,Cefzd_500_Pm_03,60,1,companyAcronym= | protocolName=IEEE C37.118.2-2011 | vendorAcronym= | vendorDeviceName= | interconnectionName=,,,,10,STTP,Streaming Telemetry Transport Protocol,11,,,,,,CEFZD_500_PM_03!PMU-ST3,0.0,1.0,Device statistic for Number of device errors reported by device during last reporting interval.,0,1,1,,Any,STAT,Statistic,ST,-98.6,37.5,PPA:6108,2021-08-06 18:00:50
} | MaximumArchiveDays=90 | DesiredRemainingSpace=500,6109,ONS_CEFZD_500_PM_03!PMU:ST4,,209,8736f6c7-ad41-4b43-b4f6-e684e0d4ad20,CEFZD_500_PM_03,Cefzd_500_Pm_03,60,1,companyAcronym= | protocolName=IEEE C37.118.2-2011 | vendorAcronym= | vendorDeviceName= | interconnectionName=,,,,10,STTP,Streaming Telemetry Transport Protocol,11,,,,,,CEFZD_500_PM_03!PMU-ST4,0.0,1.0,Device statistic for Number of measurements received from device during last reporting interval.,0,1,1,,Any,STAT,Statistic,ST,-98.6,37.5,PPA:6109,2021-08-06 18:00:50
} | MaximumArchiveDays=90 | DesiredRemainingSpace=500,6110,ONS_CEFZD_500_PM_03!PMU:ST5,,209,8736f6c7-ad41-4b43-b4f6-e684e0d4ad20,CEFZD_500_PM_03,Cefzd_500_Pm_03,60,1,companyAcronym= | protocolName=IEEE C37.118.2-2011 | vendorAcronym= | vendorDeviceName= | interconnectionName=,,,,10,STTP,Streaming Telemetry Transport Protocol,11,,,,,,CEFZD_500_PM_03!PMU-ST5,0.0,1.0,Device statistic for Expected number of measurements received from device during last reporting interval.,0,1,1,,Any,STAT,Statistic,ST,-98.6,37.5,PPA:6110,2021-08-06 18:00:50
} | MaximumArchiveDays=90 | DesiredRemainingSpace=500,6111,ONS_CEFZD_500_PM_03!PMU:ST6,,209,8736f6c7-ad41-4b43-b4f6-e684e0d4ad20,CEFZD_500_PM_03,Cefzd_500_Pm_03,60,1,companyAcronym= | protocolName=IEEE C37.118.2-2011 | vendorAcronym= | vendorDeviceName= | interconnectionName=,,,,10,STTP,Streaming Telemetry Transport Protocol,11,,,,,,CEFZD_500_PM_03!PMU-ST6,0.0,1.0,Device statistic for Number of measurements received while device was reporting errors during last reporting interval.,0,1,1,,Any,STAT,Statistic,ST,-98.6,37.5,PPA:6111,2021-08-06 18:00:50
} | MaximumArchiveDays=90 | DesiredRemainingSpace=500,6112,ONS_CEFZD_500_PM_03!PMU:ST7,,209,8736f6c7-ad41-4b43-b4f6-e684e0d4ad20,CEFZD_500_PM_03,Cefzd_500_Pm_03,60,1,companyAcronym= | protocolName=IEEE C37.118.2-2011 | vendorAcronym= | vendorDeviceName= | interconnectionName=,,,,10,STTP,Streaming Telemetry Transport Protocol,11,,,,,,CEFZD_500_PM_03!PMU-ST7,0.0,1.0,Device statistic for Number of defined measurements (per frame) from device during last reporting interval.,0,1,1,,Any,STAT,Statistic,ST,-98.6,37.5,PPA:6112,2021-08-06 18:00:50
} | MaximumArchiveDays=90 | DesiredRemainingSpace=500,6113,ONS_CEFZD_500_PM_04!PMU:ST1,,210,8736f6c7-ad41-4b43-b4f6-e684e0d4ad20,CEFZD_500_PM_04,Cefzd_500_Pm_04,60,1,companyAcronym= | protocolName=IEEE C37.118.2-2011 | vendorAcronym= | vendorDeviceName= | interconnectionName=,,,,10,STTP,Streaming Telemetry Transport Protocol,11,,,,,,CEFZD_500_PM_04!PMU-ST1,0.0,1.0,Device statistic for Number of data quality errors reported by device during last reporting interval.,0,1,1,,Any,STAT,Statistic,ST,-98.6,37.5,PPA:6113,2021-08-06 18:00:50
} | MaximumArchiveDays=90 | DesiredRemainingSpace=500,6114,ONS_CEFZD_500_PM_04!PMU:ST2,,210,8736f6c7-ad41-4b43-b4f6-e684e0d4ad20,CEFZD_500_PM_04,Cefzd_500_Pm_04,60,1,companyAcronym= | protocolName=IEEE C37.118.2-2011 | vendorAcronym= | vendorDeviceName= | interconnectionName=,,,,10,STTP,Streaming Telemetry Transport Protocol,11,,,,,,CEFZD_500_PM_04!PMU-ST2,0.0,1.0,Device statistic for Number of time quality errors reported by device during last reporting interval.,0,1,1,,Any,STAT,Statistic,ST,-98.6,37.5,PPA:6114,2021-08-06 18:00:50
} | MaximumArchiveDays=90 | DesiredRemainingSpace=500,6115,ONS_CEFZD_500_PM_04!PMU:ST3,,210,8736f6c7-ad41-4b43-b4f6-e684e0d4ad20,CEFZD_500_PM_04,Cefzd_500_Pm_04,60,1,companyAcronym= | protocolName=IEEE C37.118.2-2011 | vendorAcronym= | vendorDeviceName= | interconnectionName=,,,,10,STTP,Streaming Telemetry Transport Protocol,11,,,,,,CEFZD_500_PM_04!PMU-ST3,0.0,1.0,Device statistic for Number of device errors reported by device during last reporting interval.,0,1,1,,Any,STAT,Statistic,ST,-98.6,37.5,PPA:6115,2021-08-06 18:00:50
} | MaximumArchiveDays=90 | DesiredRemainingSpace=500,6116,ONS_CEFZD_500_PM_04!PMU:ST4,,210,8736f6c7-ad41-4b43-b4f6-e684e0d4ad20,CEFZD_500_PM_04,Cefzd_500_Pm_04,60,1,companyAcronym= | protocolName=IEEE C37.118.2-2011 | vendorAcronym= | vendorDeviceName= | interconnectionName=,,,,10,STTP,Streaming Telemetry Transport Protocol,11,,,,,,CEFZD_500_PM_04!PMU-ST4,0.0,1.0,Device statistic for Number of measurements received from device during last reporting interval.,0,1,1,,Any,STAT,Statistic,ST,-98.6,37.5,PPA:6116,2021-08-06 18:00:50
} | MaximumArchiveDays=90 | DesiredRemainingSpace=500,6117,ONS_CEFZD_500_PM_04!PMU:ST5,,210,8736f6c7-ad41-4b43-b4f6-e684e0d4ad20,CEFZD_500_PM_04,Cefzd_500_Pm_04,60,1,companyAcronym= | protocolName=IEEE C37.118.2-2011 | vendorAcronym= | vendorDeviceName= | interconnectionName=,,,,10,STTP,Streaming Telemetry Transport Protocol,11,,,,,,CEFZD_500_PM_04!PMU-ST5,0.0,1.0,Device statistic for Expected number of measurements received from device during last reporting interval.,0,1,1,,Any,STAT,Statistic,ST,-98.6,37.5,PPA:6117,2021-08-06 18:00:50
} | MaximumArchiveDays=90 | DesiredRemainingSpace=500,6118,ONS_CEFZD_500_PM_04!PMU:ST6,,210,8736f6c7-ad41-4b43-b4f6-e684e0d4ad20,CEFZD_500_PM_04,Cefzd_500_Pm_04,60,1,companyAcronym= | protocolName=IEEE C37.118.2-2011 | vendorAcronym= | vendorDeviceName= | interconnectionName=,,,,10,STTP,Streaming Telemetry Transport Protocol,11,,,,,,CEFZD_500_PM_04!PMU-ST6,0.0,1.0,Device statistic for Number of measurements received while device was reporting errors during last reporting interval.,0,1,1,,Any,STAT,Statistic,ST,-98.6,37.5,PPA:6118,2021-08-06 18:00:50
} | MaximumArchiveDays=90 | DesiredRemainingSpace=500,6119,ONS_CEFZD_500_PM_04!PMU:ST7,,210,8736f6c7-ad41-4b43-b4f6-e684e0d4ad20,CEFZD_500_PM_04,Cefzd_500_Pm_04,60,1,companyAcronym= | protocolName=IEEE C37.118.2-2011 | vendorAcronym= | vendorDeviceName= | interconnectionName=,,,,10,STTP,Streaming Telemetry Transport Protocol,11,,,,,,CEFZD_500_PM_04!PMU-ST7,0.0,1.0,Device statistic for Number of defined measurements (per frame) from device during last reporting interval.,0,1,1,,Any,STAT,Statistic,ST,-98.6,37.5,PPA:6119,2021-08-06 18:00:50
} | MaximumArchiveDays=90 | DesiredRemainingSpace=500,6120,ONS_BAPAQ_500_PM_02!PMU:ST1,,211,8736f6c7-ad41-4b43-b4f6-e684e0d4ad20,BAPAQ_500_PM_02,Bapaq_500_Pm_02,60,1,companyAcronym= | protocolName=IEEE C37.118.2-2011 | vendorAcronym= | vendorDeviceName= | interconnectionName=,,,,10,STTP,Streaming Telemetry Transport Protocol,11,,,,,,BAPAQ_500_PM_02!PMU-ST1,0.0,1.0,Device statistic for Number of data quality errors reported by device during last reporting interval.,0,1,1,,Any,STAT,Statistic,ST,-98.6,37.5,PPA:6120,2021-08-06 18:00:50
} | MaximumArchiveDays=90 | DesiredRemainingSpace=500,6121,ONS_BAPAQ_500_PM_02!PMU:ST2,,211,8736f6c7-ad41-4b43-b4f6-e684e0d4ad20,BAPAQ_500_PM_02,Bapaq_500_Pm_02,60,1,companyAcronym= | protocolName=IEEE C37.118.2-2011 | vendorAcronym= | vendorDeviceName= | interconnectionName=,,,,10,STTP,Streaming Telemetry Transport Protocol,11,,,,,,BAPAQ_500_PM_02!PMU-ST2,0.0,1.0,Device statistic for Number of time quality errors reported by device during last reporting interval.,0,1,1,,Any,STAT,Statistic,ST,-98.6,37.5,PPA:6121,2021-08-06 18:00:50
} | MaximumArchiveDays=90 | DesiredRemainingSpace=500,6122,ONS_BAPAQ_500_PM_02!PMU:ST3,,211,8736f6c7-ad41-4b43-b4f6-e684e0d4ad20,BAPAQ_500_PM_02,Bapaq_500_Pm_02,60,1,companyAcronym= | protocolName=IEEE C37.118.2-2011 | vendorAcronym= | vendorDeviceName= | interconnectionName=,,,,10,STTP,Streaming Telemetry Transport Protocol,11,,,,,,BAPAQ_500_PM_02!PMU-ST3,0.0,1.0,Device statistic for Number of device errors reported by device during last reporting interval.,0,1,1,,Any,STAT,Statistic,ST,-98.6,37.5,PPA:6122,2021-08-06 18:00:50
} | MaximumArchiveDays=90 | DesiredRemainingSpace=500,6123,ONS_BAPAQ_500_PM_02!PMU:ST4,,211,8736f6c7-ad41-4b43-b4f6-e684e0d4ad20,BAPAQ_500_PM_02,Bapaq_500_Pm_02,60,1,companyAcronym= | protocolName=IEEE C37.118.2-2011 | vendorAcronym= | vendorDeviceName= | interconnectionName=,,,,10,STTP,Streaming Telemetry Transport Protocol,11,,,,,,BAPAQ_500_PM_02!PMU-ST4,0.0,1.0,Device statistic for Number of measurements received from device during last reporting interval.,0,1,1,,Any,STAT,Statistic,ST,-98.6,37.5,PPA:6123,2021-08-06 18:00:50
} | MaximumArchiveDays=90 | DesiredRemainingSpace=500,6124,ONS_BAPAQ_500_PM_02!PMU:ST5,,211,8736f6c7-ad41-4b43-b4f6-e684e0d4ad20,BAPAQ_500_PM_02,Bapaq_500_Pm_02,60,1,companyAcronym= | protocolName=IEEE C37.118.2-2011 | vendorAcronym= | vendorDeviceName= | interconnectionName=,,,,10,STTP,Streaming Telemetry Transport Protocol,11,,,,,,BAPAQ_500_PM_02!PMU-ST5,0.0,1.0,Device statistic for Expected number of measurements received from device during last reporting interval.,0,1,1,,Any,STAT,Statistic,ST,-98.6,37.5,PPA:6124,2021-08-06 18:00:50
} | MaximumArchiveDays=90 | DesiredRemainingSpace=500,6125,ONS_BAPAQ_500_PM_02!PMU:ST6,,211,8736f6c7-ad41-4b43-b4f6-e684e0d4ad20,BAPAQ_500_PM_02,Bapaq_500_Pm_02,60,1,companyAcronym= | protocolName=IEEE C37.118.2-2011 | vendorAcronym= | vendorDeviceName= | interconnectionName=,,,,10,STTP,Streaming Telemetry Transport Protocol,11,,,,,,BAPAQ_500_PM_02!PMU-ST6,0.0,1.0,Device statistic for Number of measurements received while device was reporting errors during last reporting interval.,0,1,1,,Any,STAT,Statistic,ST,-98.6,37.5,PPA:6125,2021-08-06 18:00:50
} | MaximumArchiveDays=90 | DesiredRemainingSpace=500,6126,ONS_BAPAQ_500_PM_02!PMU:ST7,,211,8736f6c7-ad41-4b43-b4f6-e684e0d4ad20,BAPAQ_500_PM_02,Bapaq_500_Pm_02,60,1,companyAcronym= | protocolName=IEEE C37.118.2-2011 | vendorAcronym= | vendorDeviceName= | interconnectionName=,,,,10,STTP,Streaming Telemetry Transport Protocol,11,,,,,,BAPAQ_500_PM_02!PMU-ST7,0.0,1.0,Device statistic for Number of defined measurements (per frame) from device during last reporting interval.,0,1,1,,Any,STAT,Statistic,ST,-98.6,37.5,PPA:6126,2021-08-06 18:00:50
} | MaximumArchiveDays=90 | DesiredRemainingSpace=500,6127,ONS_BAPAQ_500_PM_03!PMU:ST1,,212,8736f6c7-ad41-4b43-b4f6-e684e0d4ad20,BAPAQ_500_PM_03,Bapaq_500_Pm_03,60,1,companyAcronym= | protocolName=IEEE C37.118.2-2011 | vendorAcronym= | vendorDeviceName= | interconnectionName=,,,,10,STTP,Streaming Telemetry Transport Protocol,11,,,,,,BAPAQ_500_PM_03!PMU-ST1,0.0,1.0,Device statistic for Number of data quality errors reported by device during last reporting interval.,0,1,1,,Any,STAT,Statistic,ST,-98.6,37.5,PPA:6127,2021-08-06 18:00:50
} | MaximumArchiveDays=90 | DesiredRemainingSpace=500,6128,ONS_BAPAQ_500_PM_03!PMU:ST2,,212,8736f6c7-ad41-4b43-b4f6-e684e0d4ad20,BAPAQ_500_PM_03,Bapaq_500_Pm_03,60,1,companyAcronym= | protocolName=IEEE C37.118.2-2011 | vendorAcronym= | vendorDeviceName= | interconnectionName=,,,,10,STTP,Streaming Telemetry Transport Protocol,11,,,,,,BAPAQ_500_PM_03!PMU-ST2,0.0,1.0,Device statistic for Number of time quality errors reported by device during last reporting interval.,0,1,1,,Any,STAT,Statistic,ST,-98.6,37.5,PPA:6128,2021-08-06 18:00:50
} | MaximumArchiveDays=90 | DesiredRemainingSpace=500,6129,ONS_BAPAQ_500_PM_03!PMU:ST3,,212,8736f6c7-ad41-4b43-b4f6-e684e0d4ad20,BAPAQ_500_PM_03,Bapaq_500_Pm_03,60,1,companyAcronym= | protocolName=IEEE C37.118.2-2011 | vendorAcronym= | vendorDeviceName= | interconnectionName=,,,,10,STTP,Streaming Telemetry Transport Protocol,11,,,,,,BAPAQ_500_PM_03!PMU-ST3,0.0,1.0,Device statistic for Number of device errors reported by device during last reporting interval.,0,1,1,,Any,STAT,Statistic,ST,-98.6,37.5,PPA:6129,2021-08-06 18:00:50
} | MaximumArchiveDays=90 | DesiredRemainingSpace=500,6130,ONS_BAPAQ_500_PM_03!PMU:ST4,,212,8736f6c7-ad41-4b43-b4f6-e684e0d4ad20,BAPAQ_500_PM_03,Bapaq_500_Pm_03,60,1,companyAcronym= | protocolName=IEEE C37.118.2-2011 | vendorAcronym= | vendorDeviceName= | interconnectionName=,,,,10,STTP,Streaming Telemetry Transport Protocol,11,,,,,,BAPAQ_500_PM_03!PMU-ST4,0.0,1.0,Device statistic for Number of measurements received from device during last reporting interval.,0,1,1,,Any,STAT,Statistic,ST,-98.6,37.5,PPA:6130,2021-08-06 18:00:50
} | MaximumArchiveDays=90 | DesiredRemainingSpace=500,6131,ONS_BAPAQ_500_PM_03!PMU:ST5,,212,8736f6c7-ad41-4b43-b4f6-e684e0d4ad20,BAPAQ_500_PM_03,Bapaq_500_Pm_03,60,1,companyAcronym= | protocolName=IEEE C37.118.2-2011 | vendorAcronym= | vendorDeviceName= | interconnectionName=,,,,10,STTP,Streaming Telemetry Transport Protocol,11,,,,,,BAPAQ_500_PM_03!PMU-ST5,0.0,1.0,Device statistic for Expected number of measurements received from device during last reporting interval.,0,1,1,,Any,STAT,Statistic,ST,-98.6,37.5,PPA:6131,2021-08-06 18:00:50
} | MaximumArchiveDays=90 | DesiredRemainingSpace=500,6132,ONS_BAPAQ_500_PM_03!PMU:ST6,,212,8736f6c7-ad41-4b43-b4f6-e684e0d4ad20,BAPAQ_500_PM_03,Bapaq_500_Pm_03,60,1,companyAcronym= | protocolName=IEEE C37.118.2-2011 | vendorAcronym= | vendorDeviceName= | interconnectionName=,,,,10,STTP,Streaming Telemetry Transport Protocol,11,,,,,,BAPAQ_500_PM_03!PMU-ST6,0.0,1.0,Device statistic for Number of measurements received while device was reporting errors during last reporting interval.,0,1,1,,Any,STAT,Statistic,ST,-98.6,37.5,PPA:6132,2021-08-06 18:00:50
} | MaximumArchiveDays=90 | DesiredRemainingSpace=500,6133,ONS_BAPAQ_500_PM_03!PMU:ST7,,212,8736f6c7-ad41-4b43-b4f6-e684e0d4ad20,BAPAQ_500_PM_03,Bapaq_500_Pm_03,60,1,companyAcronym= | protocolName=IEEE C37.118.2-2011 | vendorAcronym= | vendorDeviceName= | interconnectionName=,,,,10,STTP,Streaming Telemetry Transport Protocol,11,,,,,,BAPAQ_500_PM_03!PMU-ST7,0.0,1.0,Device statistic for Number of defined measurements (per frame) from device during last reporting interval.,0,1,1,,Any,STAT,Statistic,ST,-98.6,37.5,PPA:6133,2021-08-06 18:00:50
} | MaximumArchiveDays=90 | DesiredRemainingSpace=500,6134,ONS_BAPAQ_500_PM_04!PMU:ST1,,213,8736f6c7-ad41-4b43-b4f6-e684e0d4ad20,BAPAQ_500_PM_04,Bapaq_500_Pm_04,60,1,companyAcronym= | protocolName=IEEE C37.118.2-2011 | vendorAcronym= | vendorDeviceName= | interconnectionName=,,,,10,STTP,Streaming Telemetry Transport Protocol,11,,,,,,BAPAQ_500_PM_04!PMU-ST1,0.0,1.0,Device statistic for Number of data quality errors reported by device during last reporting interval.,0,1,1,,Any,STAT,Statistic,ST,-98.6,37.5,PPA:6134,2021-08-06 18:00:50
} | MaximumArchiveDays=90 | DesiredRemainingSpace=500,6135,ONS_BAPAQ_500_PM_04!PMU:ST2,,213,8736f6c7-ad41-4b43-b4f6-e684e0d4ad20,BAPAQ_500_PM_04,Bapaq_500_Pm_04,60,1,companyAcronym= | protocolName=IEEE C37.118.2-2011 | vendorAcronym= | vendorDeviceName= | interconnectionName=,,,,10,STTP,Streaming Telemetry Transport Protocol,11,,,,,,BAPAQ_500_PM_04!PMU-ST2,0.0,1.0,Device statistic for Number of time quality errors reported by device during last reporting interval.,0,1,1,,Any,STAT,Statistic,ST,-98.6,37.5,PPA:6135,2021-08-06 18:00:50
} | MaximumArchiveDays=90 | DesiredRemainingSpace=500,6136,ONS_BAPAQ_500_PM_04!PMU:ST3,,213,8736f6c7-ad41-4b43-b4f6-e684e0d4ad20,BAPAQ_500_PM_04,Bapaq_500_Pm_04,60,1,companyAcronym= | protocolName=IEEE C37.118.2-2011 | vendorAcronym= | vendorDeviceName= | interconnectionName=,,,,10,STTP,Streaming Telemetry Transport Protocol,11,,,,,,BAPAQ_500_PM_04!PMU-ST3,0.0,1.0,Device statistic for Number of device errors reported by device during last reporting interval.,0,1,1,,Any,STAT,Statistic,ST,-98.6,37.5,PPA:6136,2021-08-06 18:00:50
} | MaximumArchiveDays=90 | DesiredRemainingSpace=500,6137,ONS_BAPAQ_500_PM_04!PMU:ST4,,213,8736f6c7-ad41-4b43-b4f6-e684e0d4ad20,BAPAQ_500_PM_04,Bapaq_500_Pm_04,60,1,companyAcronym= | protocolName=IEEE C37.118.2-2011 | vendorAcronym= | vendorDeviceName= | interconnectionName=,,,,10,STTP,Streaming Telemetry Transport Protocol,11,,,,,,BAPAQ_500_PM_04!PMU-ST4,0.0,1.0,Device statistic for Number of measurements received from device during last reporting interval.,0,1,1,,Any,STAT,Statistic,ST,-98.6,37.5,PPA:6137,2021-08-06 18:00:50
} | MaximumArchiveDays=90 | DesiredRemainingSpace=500,6138,ONS_BAPAQ_500_PM_04!PMU:ST5,,213,8736f6c7-ad41-4b43-b4f6-e684e0d4ad20,BAPAQ_500_PM_04,Bapaq_500_Pm_04,60,1,companyAcronym= | protocolName=IEEE C37.118.2-2011 | vendorAcronym= | vendorDeviceName= | interconnectionName=,,,,10,STTP,Streaming Telemetry Transport Protocol,11,,,,,,BAPAQ_500_PM_04!PMU-ST5,0.0,1.0,Device statistic for Expected number of measurements received from device during last reporting interval.,0,1,1,,Any,STAT,Statistic,ST,-98.6,37.5,PPA:6138,2021-08-06 18:00:50
} | MaximumArchiveDays=90 | DesiredRemainingSpace=500,6139,ONS_BAPAQ_500_PM_04!PMU:ST6,,213,8736f6c7-ad41-4b43-b4f6-e684e0d4ad20,BAPAQ_500_PM_04,Bapaq_500_Pm_04,60,1,companyAcronym= | protocolName=IEEE C37.118.2-2011 | vendorAcronym= | vendorDeviceName= | interconnectionName=,,,,10,STTP,Streaming Telemetry Transport Protocol,11,,,,,,BAPAQ_500_PM_04!PMU-ST6,0.0,1.0,Device statistic for Number of measurements received while device was reporting errors during last reporting interval.,0,1,1,,Any,STAT,Statistic,ST,-98.6,37.5,PPA:6139,2021-08-06 18:00:50
} | MaximumArchiveDays=90 | DesiredRemainingSpace=500,6140,ONS_BAPAQ_500_PM_04!PMU:ST7,,213,8736f6c7-ad41-4b43-b4f6-e684e0d4ad20,BAPAQ_500_PM_04,Bapaq_500_Pm_04,60,1,companyAcronym= | protocolName=IEEE C37.118.2-2011 | vendorAcronym= | vendorDeviceName= | interconnectionName=,,,,10,STTP,Streaming Telemetry Transport Protocol,11,,,,,,BAPAQ_500_PM_04!PMU-ST7,0.0,1.0,Device statistic for Number of defined measurements (per frame) from device during last reporting interval.,0,1,1,,Any,STAT,Statistic,ST,-98.6,37.5,PPA:6140,2021-08-06 18:00:50
} | MaximumArchiveDays=90 | DesiredRemainingSpace=500,6141,ONS_BAPAQ_500_PM_05!PMU:ST1,,214,8736f6c7-ad41-4b43-b4f6-e684e0d4ad20,BAPAQ_500_PM_05,Bapaq_500_Pm_05,60,1,companyAcronym= | protocolName=IEEE C37.118.2-2011 | vendorAcronym= | vendorDeviceName= | interconnectionName=,,,,10,STTP,Streaming Telemetry Transport Protocol,11,,,,,,BAPAQ_500_PM_05!PMU-ST1,0.0,1.0,Device statistic for Number of data quality errors reported by device during last reporting interval.,0,1,1,,Any,STAT,Statistic,ST,-98.6,37.5,PPA:6141,2021-08-06 18:00:50
} | MaximumArchiveDays=90 | DesiredRemainingSpace=500,6142,ONS_BAPAQ_500_PM_05!PMU:ST2,,214,8736f6c7-ad41-4b43-b4f6-e684e0d4ad20,BAPAQ_500_PM_05,Bapaq_500_Pm_05,60,1,companyAcronym= | protocolName=IEEE C37.118.2-2011 | vendorAcronym= | vendorDeviceName= | interconnectionName=,,,,10,STTP,Streaming Telemetry Transport Protocol,11,,,,,,BAPAQ_500_PM_05!PMU-ST2,0.0,1.0,Device statistic for Number of time quality errors reported by device during last reporting interval.,0,1,1,,Any,STAT,Statistic,ST,-98.6,37.5,PPA:6142,2021-08-06 18:00:50
} | MaximumArchiveDays=90 | DesiredRemainingSpace=500,6143,ONS_BAPAQ_500_PM_05!PMU:ST3,,214,8736f6c7-ad41-4b43-b4f6-e684e0d4ad20,BAPAQ_500_PM_05,Bapaq_500_Pm_05,60,1,companyAcronym= | protocolName=IEEE C37.118.2-2011 | vendorAcronym= | vendorDeviceName= | interconnectionName=,,,,10,STTP,Streaming Telemetry Transport Protocol,11,,,,,,BAPAQ_500_PM_05!PMU-ST3,0.0,1.0,Device statistic for Number of device errors reported by device during last reporting interval.,0,1,1,,Any,STAT,Statistic,ST,-98.6,37.5,PPA:6143,2021-08-06 18:00:50
} | MaximumArchiveDays=90 | DesiredRemainingSpace=500,6144,ONS_BAPAQ_500_PM_05!PMU:ST4,,214,8736f6c7-ad41-4b43-b4f6-e684e0d4ad20,BAPAQ_500_PM_05,Bapaq_500_Pm_05,60,1,companyAcronym= | protocolName=IEEE C37.118.2-2011 | vendorAcronym= | vendorDeviceName= | interconnectionName=,,,,10,STTP,Streaming Telemetry Transport Protocol,11,,,,,,BAPAQ_500_PM_05!PMU-ST4,0.0,1.0,Device statistic for Number of measurements received from device during last reporting interval.,0,1,1,,Any,STAT,Statistic,ST,-98.6,37.5,PPA:6144,2021-08-06 18:00:50
} | MaximumArchiveDays=90 | DesiredRemainingSpace=500,6145,ONS_BAPAQ_500_PM_05!PMU:ST5,,214,8736f6c7-ad41-4b43-b4f6-e684e0d4ad20,BAPAQ_500_PM_05,Bapaq_500_Pm_05,60,1,companyAcronym= | protocolName=IEEE C37.118.2-2011 | vendorAcronym= | vendorDeviceName= | interconnectionName=,,,,10,STTP,Streaming Telemetry Transport Protocol,11,,,,,,BAPAQ_500_PM_05!PMU-ST5,0.0,1.0,Device statistic for Expected number of measurements received from device during last reporting interval.,0,1,1,,Any,STAT,Statistic,ST,-98.6,37.5,PPA:6145,2021-08-06 18:00:50
} | MaximumArchiveDays=90 | DesiredRemainingSpace=500,6146,ONS_BAPAQ_500_PM_05!PMU:ST6,,214,8736f6c7-ad41-4b43-b4f6-e684e0d4ad20,BAPAQ_500_PM_05,Bapaq_500_Pm_05,60,1,companyAcronym= | protocolName=IEEE C37.118.2-2011 | vendorAcronym= | vendorDeviceName= | interconnectionName=,,,,10,STTP,Streaming Telemetry Transport Protocol,11,,,,,,BAPAQ_500_PM_05!PMU-ST6,0.0,1.0,Device statistic for Number of measurements received while device was reporting errors during last reporting interval.,0,1,1,,Any,STAT,Statistic,ST,-98.6,37.5,PPA:6146,2021-08-06 18:00:50
} | MaximumArchiveDays=90 | DesiredRemainingSpace=500,6147,ONS_BAPAQ_500_PM_05!PMU:ST7,,214,8736f6c7-ad41-4b43-b4f6-e684e0d4ad20,BAPAQ_500_PM_05,Bapaq_500_Pm_05,60,1,companyAcronym= | protocolName=IEEE C37.118.2-2011 | vendorAcronym= | vendorDeviceName= | interconnectionName=,,,,10,STTP,Streaming Telemetry Transport Protocol,11,,,,,,BAPAQ_500_PM_05!PMU-ST7,0.0,1.0,Device statistic for Number of defined measurements (per frame) from device during last reporting interval.,0,1,1,,Any,STAT,Statistic,ST,-98.6,37.5,PPA:6147,2021-08-06 18:00:50
} | MaximumArchiveDays=90 | DesiredRemainingSpace=500,6148,ONS_BAPAQ_500_PM_06!PMU:ST1,,215,8736f6c7-ad41-4b43-b4f6-e684e0d4ad20,BAPAQ_500_PM_06,Bapaq_500_Pm_06,60,1,companyAcronym= | protocolName=IEEE C37.118.2-2011 | vendorAcronym= | vendorDeviceName= | interconnectionName=,,,,10,STTP,Streaming Telemetry Transport Protocol,11,,,,,,BAPAQ_500_PM_06!PMU-ST1,0.0,1.0,Device statistic for Number of data quality errors reported by device during last reporting interval.,0,1,1,,Any,STAT,Statistic,ST,-98.6,37.5,PPA:6148,2021-08-06 18:00:50
} | MaximumArchiveDays=90 | DesiredRemainingSpace=500,6149,ONS_BAPAQ_500_PM_06!PMU:ST2,,215,8736f6c7-ad41-4b43-b4f6-e684e0d4ad20,BAPAQ_500_PM_06,Bapaq_500_Pm_06,60,1,companyAcronym= | protocolName=IEEE C37.118.2-2011 | vendorAcronym= | vendorDeviceName= | interconnectionName=,,,,10,STTP,Streaming Telemetry Transport Protocol,11,,,,,,BAPAQ_500_PM_06!PMU-ST2,0.0,1.0,Device statistic for Number of time quality errors reported by device during last reporting interval.,0,1,1,,Any,STAT,Statistic,ST,-98.6,37.5,PPA:6149,2021-08-06 18:00:50
} | MaximumArchiveDays=90 | DesiredRemainingSpace=500,6150,ONS_BAPAQ_500_PM_06!PMU:ST3,,215,8736f6c7-ad41-4b43-b4f6-e684e0d4ad20,BAPAQ_500_PM_06,Bapaq_500_Pm_06,60,1,companyAcronym= | protocolName=IEEE C37.118.2-2011 | vendorAcronym= | vendorDeviceName= | interconnectionName=,,,,10,STTP,Streaming Telemetry Transport Protocol,11,,,,,,BAPAQ_500_PM_06!PMU-ST3,0.0,1.0,Device statistic for Number of device errors reported by device during last reporting interval.,0,1,1,,Any,STAT,Statistic,ST,-98.6,37.5,PPA:6150,2021-08-06 18:00:50
} | MaximumArchiveDays=90 | DesiredRemainingSpace=500,6151,ONS_BAPAQ_500_PM_06!PMU:ST4,,215,8736f6c7-ad41-4b43-b4f6-e684e0d4ad20,BAPAQ_500_PM_06,Bapaq_500_Pm_06,60,1,companyAcronym= | protocolName=IEEE C37.118.2-2011 | vendorAcronym= | vendorDeviceName= | interconnectionName=,,,,10,STTP,Streaming Telemetry Transport Protocol,11,,,,,,BAPAQ_500_PM_06!PMU-ST4,0.0,1.0,Device statistic for Number of measurements received from device during last reporting interval.,0,1,1,,Any,STAT,Statistic,ST,-98.6,37.5,PPA:6151,2021-08-06 18:00:50
} | MaximumArchiveDays=90 | DesiredRemainingSpace=500,6152,ONS_BAPAQ_500_PM_06!PMU:ST5,,215,8736f6c7-ad41-4b43-b4f6-e684e0d4ad20,BAPAQ_500_PM_06,Bapaq_500_Pm_06,60,1,companyAcronym= | protocolName=IEEE C37.118.2-2011 | vendorAcronym= | vendorDeviceName= | interconnectionName=,,,,10,STTP,Streaming Telemetry Transport Protocol,11,,,,,,BAPAQ_500_PM_06!PMU-ST5,0.0,1.0,Device statistic for Expected number of measurements received from device during last reporting interval.,0,1,1,,Any,STAT,Statistic,ST,-98.6,37.5,PPA:6152,2021-08-06 18:00:50
} | MaximumArchiveDays=90 | DesiredRemainingSpace=500,6153,ONS_BAPAQ_500_PM_06!PMU:ST6,,215,8736f6c7-ad41-4b43-b4f6-e684e0d4ad20,BAPAQ_500_PM_06,Bapaq_500_Pm_06,60,1,companyAcronym= | protocolName=IEEE C37.118.2-2011 | vendorAcronym= | vendorDeviceName= | interconnectionName=,,,,10,STTP,Streaming Telemetry Transport Protocol,11,,,,,,BAPAQ_500_PM_06!PMU-ST6,0.0,1.0,Device statistic for Number of measurements received while device was reporting errors during last reporting interval.,0,1,1,,Any,STAT,Statistic,ST,-98.6,37.5,PPA:6153,2021-08-06 18:00:50
} | MaximumArchiveDays=90 | DesiredRemainingSpace=500,6154,ONS_BAPAQ_500_PM_06!PMU:ST7,,215,8736f6c7-ad41-4b43-b4f6-e684e0d4ad20,BAPAQ_500_PM_06,Bapaq_500_Pm_06,60,1,companyAcronym= | protocolName=IEEE C37.118.2-2011 | vendorAcronym= | vendorDeviceName= | interconnectionName=,,,,10,STTP,Streaming Telemetry Transport Protocol,11,,,,,,BAPAQ_500_PM_06!PMU-ST7,0.0,1.0,Device statistic for Number of defined measurements (per frame) from device during last reporting interval.,0,1,1,,Any,STAT,Statistic,ST,-98.6,37.5,PPA:6154,2021-08-06 18:00:50
} | MaximumArchiveDays=90 | DesiredRemainingSpace=500,6155,ONS_BAPAQ_500_PM_07!PMU:ST1,,216,8736f6c7-ad41-4b43-b4f6-e684e0d4ad20,BAPAQ_500_PM_07,Bapaq_500_Pm_07,60,1,companyAcronym= | protocolName=IEEE C37.118.2-2011 | vendorAcronym= | vendorDeviceName= | interconnectionName=,,,,10,STTP,Streaming Telemetry Transport Protocol,11,,,,,,BAPAQ_500_PM_07!PMU-ST1,0.0,1.0,Device statistic for Number of data quality errors reported by device during last reporting interval.,0,1,1,,Any,STAT,Statistic,ST,-98.6,37.5,PPA:6155,2021-08-06 18:00:50
} | MaximumArchiveDays=90 | DesiredRemainingSpace=500,6156,ONS_BAPAQ_500_PM_07!PMU:ST2,,216,8736f6c7-ad41-4b43-b4f6-e684e0d4ad20,BAPAQ_500_PM_07,Bapaq_500_Pm_07,60,1,companyAcronym= | protocolName=IEEE C37.118.2-2011 | vendorAcronym= | vendorDeviceName= | interconnectionName=,,,,10,STTP,Streaming Telemetry Transport Protocol,11,,,,,,BAPAQ_500_PM_07!PMU-ST2,0.0,1.0,Device statistic for Number of time quality errors reported by device during last reporting interval.,0,1,1,,Any,STAT,Statistic,ST,-98.6,37.5,PPA:6156,2021-08-06 18:00:50
} | MaximumArchiveDays=90 | DesiredRemainingSpace=500,6157,ONS_BAPAQ_500_PM_07!PMU:ST3,,216,8736f6c7-ad41-4b43-b4f6-e684e0d4ad20,BAPAQ_500_PM_07,Bapaq_500_Pm_07,60,1,companyAcronym= | protocolName=IEEE C37.118.2-2011 | vendorAcronym= | vendorDeviceName= | interconnectionName=,,,,10,STTP,Streaming Telemetry Transport Protocol,11,,,,,,BAPAQ_500_PM_07!PMU-ST3,0.0,1.0,Device statistic for Number of device errors reported by device during last reporting interval.,0,1,1,,Any,STAT,Statistic,ST,-98.6,37.5,PPA:6157,2021-08-06 18:00:50
} | MaximumArchiveDays=90 | DesiredRemainingSpace=500,6158,ONS_BAPAQ_500_PM_07!PMU:ST4,,216,8736f6c7-ad41-4b43-b4f6-e684e0d4ad20,BAPAQ_500_PM_07,Bapaq_500_Pm_07,60,1,companyAcronym= | protocolName=IEEE C37.118.2-2011 | vendorAcronym= | vendorDeviceName= | interconnectionName=,,,,10,STTP,Streaming Telemetry Transport Protocol,11,,,,,,BAPAQ_500_PM_07!PMU-ST4,0.0,1.0,Device statistic for Number of measurements received from device during last reporting interval.,0,1,1,,Any,STAT,Statistic,ST,-98.6,37.5,PPA:6158,2021-08-06 18:00:50
} | MaximumArchiveDays=90 | DesiredRemainingSpace=500,6159,ONS_BAPAQ_500_PM_07!PMU:ST5,,216,8736f6c7-ad41-4b43-b4f6-e684e0d4ad20,BAPAQ_500_PM_07,Bapaq_500_Pm_07,60,1,companyAcronym= | protocolName=IEEE C37.118.2-2011 | vendorAcronym= | vendorDeviceName= | interconnectionName=,,,,10,STTP,Streaming Telemetry Transport Protocol,11,,,,,,BAPAQ_500_PM_07!PMU-ST5,0.0,1.0,Device statistic for Expected number of measurements received from device during last reporting interval.,0,1,1,,Any,STAT,Statistic,ST,-98.6,37.5,PPA:6159,2021-08-06 18:00:50
} | MaximumArchiveDays=90 | DesiredRemainingSpace=500,6160,ONS_BAPAQ_500_PM_07!PMU:ST6,,216,8736f6c7-ad41-4b43-b4f6-e684e0d4ad20,BAPAQ_500_PM_07,Bapaq_500_Pm_07,60,1,companyAcronym= | protocolName=IEEE C37.118.2-2011 | vendorAcronym= | vendorDeviceName= | interconnectionName=,,,,10,STTP,Streaming Telemetry Transport Protocol,11,,,,,,BAPAQ_500_PM_07!PMU-ST6,0.0,1.0,Device statistic for Number of measurements received while device was reporting errors during last reporting interval.,0,1,1,,Any,STAT,Statistic,ST,-98.6,37.5,PPA:6160,2021-08-06 18:00:50
} | MaximumArchiveDays=90 | DesiredRemainingSpace=500,6161,ONS_BAPAQ_500_PM_07!PMU:ST7,,216,8736f6c7-ad41-4b43-b4f6-e684e0d4ad20,BAPAQ_500_PM_07,Bapaq_500_Pm_07,60,1,companyAcronym= | protocolName=IEEE C37.118.2-2011 | vendorAcronym= | vendorDeviceName= | interconnectionName=,,,,10,STTP,Streaming Telemetry Transport Protocol,11,,,,,,BAPAQ_500_PM_07!PMU-ST7,0.0,1.0,Device statistic for Number of defined measurements (per frame) from device during last reporting interval.,0,1,1,,Any,STAT,Statistic,ST,-98.6,37.5,PPA:6161,2021-08-06 18:00:50
} | MaximumArchiveDays=90 | DesiredRemainingSpace=500,6162,ONS_CETGD_500_PM_04!PMU:ST1,,217,8736f6c7-ad41-4b43-b4f6-e684e0d4ad20,CETGD_500_PM_04,Cetgd_500_Pm_04,60,1,companyAcronym= | protocolName=IEEE C37.118.2-2011 | vendorAcronym= | vendorDeviceName= | interconnectionName=,,,,10,STTP,Streaming Telemetry Transport Protocol,11,,,,,,CETGD_500_PM_04!PMU-ST1,0.0,1.0,Device statistic for Number of data quality errors reported by device during last reporting interval.,0,1,1,,Any,STAT,Statistic,ST,-98.6,37.5,PPA:6162,2021-08-06 18:00:50
} | MaximumArchiveDays=90 | DesiredRemainingSpace=500,6163,ONS_CETGD_500_PM_04!PMU:ST2,,217,8736f6c7-ad41-4b43-b4f6-e684e0d4ad20,CETGD_500_PM_04,Cetgd_500_Pm_04,60,1,companyAcronym= | protocolName=IEEE C37.118.2-2011 | vendorAcronym= | vendorDeviceName= | interconnectionName=,,,,10,STTP,Streaming Telemetry Transport Protocol,11,,,,,,CETGD_500_PM_04!PMU-ST2,0.0,1.0,Device statistic for Number of time quality errors reported by device during last reporting interval.,0,1,1,,Any,STAT,Statistic,ST,-98.6,37.5,PPA:6163,2021-08-06 18:00:50
} | MaximumArchiveDays=90 | DesiredRemainingSpace=500,6164,ONS_CETGD_500_PM_04!PMU:ST3,,217,8736f6c7-ad41-4b43-b4f6-e684e0d4ad20,CETGD_500_PM_04,Cetgd_500_Pm_04,60,1,companyAcronym= | protocolName=IEEE C37.118.2-2011 | vendorAcronym= | vendorDeviceName= | interconnectionName=,,,,10,STTP,Streaming Telemetry Transport Protocol,11,,,,,,CETGD_500_PM_04!PMU-ST3,0.0,1.0,Device statistic for Number of device errors reported by device during last reporting interval.,0,1,1,,Any,STAT,Statistic,ST,-98.6,37.5,PPA:6164,2021-08-06 18:00:50
} | MaximumArchiveDays=90 | DesiredRemainingSpace=500,6165,ONS_CETGD_500_PM_04!PMU:ST4,,217,8736f6c7-ad41-4b43-b4f6-e684e0d4ad20,CETGD_500_PM_04,Cetgd_500_Pm_04,60,1,companyAcronym= | protocolName=IEEE C37.118.2-2011 | vendorAcronym= | vendorDeviceName= | interconnectionName=,,,,10,STTP,Streaming Telemetry Transport Protocol,11,,,,,,CETGD_500_PM_04!PMU-ST4,0.0,1.0,Device statistic for Number of measurements received from device during last reporting interval.,0,1,1,,Any,STAT,Statistic,ST,-98.6,37.5,PPA:6165,2021-08-06 18:00:50
} | MaximumArchiveDays=90 | DesiredRemainingSpace=500,6166,ONS_CETGD_500_PM_04!PMU:ST5,,217,8736f6c7-ad41-4b43-b4f6-e684e0d4ad20,CETGD_500_PM_04,Cetgd_500_Pm_04,60,1,companyAcronym= | protocolName=IEEE C37.118.2-2011 | vendorAcronym= | vendorDeviceName= | interconnectionName=,,,,10,STTP,Streaming Telemetry Transport Protocol,11,,,,,,CETGD_500_PM_04!PMU-ST5,0.0,1.0,Device statistic for Expected number of measurements received from device during last reporting interval.,0,1,1,,Any,STAT,Statistic,ST,-98.6,37.5,PPA:6166,2021-08-06 18:00:50
} | MaximumArchiveDays=90 | DesiredRemainingSpace=500,6167,ONS_CETGD_500_PM_04!PMU:ST6,,217,8736f6c7-ad41-4b43-b4f6-e684e0d4ad20,CETGD_500_PM_04,Cetgd_500_Pm_04,60,1,companyAcronym= | protocolName=IEEE C37.118.2-2011 | vendorAcronym= | vendorDeviceName= | interconnectionName=,,,,10,STTP,Streaming Telemetry Transport Protocol,11,,,,,,CETGD_500_PM_04!PMU-ST6,0.0,1.0,Device statistic for Number of measurements received while device was reporting errors during last reporting interval.,0,1,1,,Any,STAT,Statistic,ST,-98.6,37.5,PPA:6167,2021-08-06 18:00:50
} | MaximumArchiveDays=90 | DesiredRemainingSpace=500,6168,ONS_CETGD_500_PM_04!PMU:ST7,,217,8736f6c7-ad41-4b43-b4f6-e684e0d4ad20,CETGD_500_PM_04,Cetgd_500_Pm_04,60,1,companyAcronym= | protocolName=IEEE C37.118.2-2011 | vendorAcronym= | vendorDeviceName= | interconnectionName=,,,,10,STTP,Streaming Telemetry Transport Protocol,11,,,,,,CETGD_500_PM_04!PMU-ST7,0.0,1.0,Device statistic for Number of defined measurements (per frame) from device during last reporting interval.,0,1,1,,Any,STAT,Statistic,ST,-98.6,37.5,PPA:6168,2021-08-06 18:00:50
} | MaximumArchiveDays=90 | DesiredRemainingSpace=500,6169,ONS_CETGD_500_PM_05!PMU:ST1,,218,8736f6c7-ad41-4b43-b4f6-e684e0d4ad20,CETGD_500_PM_05,Cetgd_500_Pm_05,60,1,companyAcronym= | protocolName=IEEE C37.118.2-2011 | vendorAcronym= | vendorDeviceName= | interconnectionName=,,,,10,STTP,Streaming Telemetry Transport Protocol,11,,,,,,CETGD_500_PM_05!PMU-ST1,0.0,1.0,Device statistic for Number of data quality errors reported by device during last reporting interval.,0,1,1,,Any,STAT,Statistic,ST,-98.6,37.5,PPA:6169,2021-08-06 18:00:50
} | MaximumArchiveDays=90 | DesiredRemainingSpace=500,6170,ONS_CETGD_500_PM_05!PMU:ST2,,218,8736f6c7-ad41-4b43-b4f6-e684e0d4ad20,CETGD_500_PM_05,Cetgd_500_Pm_05,60,1,companyAcronym= | protocolName=IEEE C37.118.2-2011 | vendorAcronym= | vendorDeviceName= | interconnectionName=,,,,10,STTP,Streaming Telemetry Transport Protocol,11,,,,,,CETGD_500_PM_05!PMU-ST2,0.0,1.0,Device statistic for Number of time quality errors reported by device during last reporting interval.,0,1,1,,Any,STAT,Statistic,ST,-98.6,37.5,PPA:6170,2021-08-06 18:00:50
} | MaximumArchiveDays=90 | DesiredRemainingSpace=500,6171,ONS_CETGD_500_PM_05!PMU:ST3,,218,8736f6c7-ad41-4b43-b4f6-e684e0d4ad20,CETGD_500_PM_05,Cetgd_500_Pm_05,60,1,companyAcronym= | protocolName=IEEE C37.118.2-2011 | vendorAcronym= | vendorDeviceName= | interconnectionName=,,,,10,STTP,Streaming Telemetry Transport Protocol,11,,,,,,CETGD_500_PM_05!PMU-ST3,0.0,1.0,Device statistic for Number of device errors reported by device during last reporting interval.,0,1,1,,Any,STAT,Statistic,ST,-98.6,37.5,PPA:6171,2021-08-06 18:00:50
} | MaximumArchiveDays=90 | DesiredRemainingSpace=500,6172,ONS_CETGD_500_PM_05!PMU:ST4,,218,8736f6c7-ad41-4b43-b4f6-e684e0d4ad20,CETGD_500_PM_05,Cetgd_500_Pm_05,60,1,companyAcronym= | protocolName=IEEE C37.118.2-2011 | vendorAcronym= | vendorDeviceName= | interconnectionName=,,,,10,STTP,Streaming Telemetry Transport Protocol,11,,,,,,CETGD_500_PM_05!PMU-ST4,0.0,1.0,Device statistic for Number of measurements received from device during last reporting interval.,0,1,1,,Any,STAT,Statistic,ST,-98.6,37.5,PPA:6172,2021-08-06 18:00:50
} | MaximumArchiveDays=90 | DesiredRemainingSpace=500,6173,ONS_CETGD_500_PM_05!PMU:ST5,,218,8736f6c7-ad41-4b43-b4f6-e684e0d4ad20,CETGD_500_PM_05,Cetgd_500_Pm_05,60,1,companyAcronym= | protocolName=IEEE C37.118.2-2011 | vendorAcronym= | vendorDeviceName= | interconnectionName=,,,,10,STTP,Streaming Telemetry Transport Protocol,11,,,,,,CETGD_500_PM_05!PMU-ST5,0.0,1.0,Device statistic for Expected number of measurements received from device during last reporting interval.,0,1,1,,Any,STAT,Statistic,ST,-98.6,37.5,PPA:6173,2021-08-06 18:00:50
} | MaximumArchiveDays=90 | DesiredRemainingSpace=500,6174,ONS_CETGD_500_PM_05!PMU:ST6,,218,8736f6c7-ad41-4b43-b4f6-e684e0d4ad20,CETGD_500_PM_05,Cetgd_500_Pm_05,60,1,companyAcronym= | protocolName=IEEE C37.118.2-2011 | vendorAcronym= | vendorDeviceName= | interconnectionName=,,,,10,STTP,Streaming Telemetry Transport Protocol,11,,,,,,CETGD_500_PM_05!PMU-ST6,0.0,1.0,Device statistic for Number of measurements received while device was reporting errors during last reporting interval.,0,1,1,,Any,STAT,Statistic,ST,-98.6,37.5,PPA:6174,2021-08-06 18:00:50
} | MaximumArchiveDays=90 | DesiredRemainingSpace=500,6175,ONS_CETGD_500_PM_05!PMU:ST7,,218,8736f6c7-ad41-4b43-b4f6-e684e0d4ad20,CETGD_500_PM_05,Cetgd_500_Pm_05,60,1,companyAcronym= | protocolName=IEEE C37.118.2-2011 | vendorAcronym= | vendorDeviceName= | interconnectionName=,,,,10,STTP,Streaming Telemetry Transport Protocol,11,,,,,,CETGD_500_PM_05!PMU-ST7,0.0,1.0,Device statistic for Number of defined measurements (per frame) from device during last reporting interval.,0,1,1,,Any,STAT,Statistic,ST,-98.6,37.5,PPA:6175,2021-08-06 18:00:50
} | MaximumArchiveDays=90 | DesiredRemainingSpace=500,6176,ONS_CEFZD_500_PM_05!PMU:ST1,,219,8736f6c7-ad41-4b43-b4f6-e684e0d4ad20,CEFZD_500_PM_05,Cefzd_500_Pm_05,60,1,companyAcronym= | protocolName=IEEE C37.118.2-2011 | vendorAcronym= | vendorDeviceName= | interconnectionName=,,,,10,STTP,Streaming Telemetry Transport Protocol,11,,,,,,CEFZD_500_PM_05!PMU-ST1,0.0,1.0,Device statistic for Number of data quality errors reported by device during last reporting interval.,0,1,1,,Any,STAT,Statistic,ST,-98.6,37.5,PPA:6176,2021-08-06 18:00:50
} | MaximumArchiveDays=90 | DesiredRemainingSpace=500,6177,ONS_CEFZD_500_PM_05!PMU:ST2,,219,8736f6c7-ad41-4b43-b4f6-e684e0d4ad20,CEFZD_500_PM_05,Cefzd_500_Pm_05,60,1,companyAcronym= | protocolName=IEEE C37.118.2-2011 | vendorAcronym= | vendorDeviceName= | interconnectionName=,,,,10,STTP,Streaming Telemetry Transport Protocol,11,,,,,,CEFZD_500_PM_05!PMU-ST2,0.0,1.0,Device statistic for Number of time quality errors reported by device during last reporting interval.,0,1,1,,Any,STAT,Statistic,ST,-98.6,37.5,PPA:6177,2021-08-06 18:00:50
} | MaximumArchiveDays=90 | DesiredRemainingSpace=500,6178,ONS_CEFZD_500_PM_05!PMU:ST3,,219,8736f6c7-ad41-4b43-b4f6-e684e0d4ad20,CEFZD_500_PM_05,Cefzd_500_Pm_05,60,1,companyAcronym= | protocolName=IEEE C37.118.2-2011 | vendorAcronym= | vendorDeviceName= | interconnectionName=,,,,10,STTP,Streaming Telemetry Transport Protocol,11,,,,,,CEFZD_500_PM_05!PMU-ST3,0.0,1.0,Device statistic for Number of device errors reported by device during last reporting interval.,0,1,1,,Any,STAT,Statistic,ST,-98.6,37.5,PPA:6178,2021-08-06 18:00:50
} | MaximumArchiveDays=90 | DesiredRemainingSpace=500,6179,ONS_CEFZD_500_PM_05!PMU:ST4,,219,8736f6c7-ad41-4b43-b4f6-e684e0d4ad20,CEFZD_500_PM_05,Cefzd_500_Pm_05,60,1,companyAcronym= | protocolName=IEEE C37.118.2-2011 | vendorAcronym= | vendorDeviceName= | interconnectionName=,,,,10,STTP,Streaming Telemetry Transport Protocol,11,,,,,,CEFZD_500_PM_05!PMU-ST4,0.0,1.0,Device statistic for Number of measurements received from device during last reporting interval.,0,1,1,,Any,STAT,Statistic,ST,-98.6,37.5,PPA:6179,2021-08-06 18:00:50
} | MaximumArchiveDays=90 | DesiredRemainingSpace=500,6180,ONS_CEFZD_500_PM_05!PMU:ST5,,219,8736f6c7-ad41-4b43-b4f6-e684e0d4ad20,CEFZD_500_PM_05,Cefzd_500_Pm_05,60,1,companyAcronym= | protocolName=IEEE C37.118.2-2011 | vendorAcronym= | vendorDeviceName= | interconnectionName=,,,,10,STTP,Streaming Telemetry Transport Protocol,11,,,,,,CEFZD_500_PM_05!PMU-ST5,0.0,1.0,Device statistic for Expected number of measurements received from device during last reporting interval.,0,1,1,,Any,STAT,Statistic,ST,-98.6,37.5,PPA:6180,2021-08-06 18:00:50
} | MaximumArchiveDays=90 | DesiredRemainingSpace=500,6181,ONS_CEFZD_500_PM_05!PMU:ST6,,219,8736f6c7-ad41-4b43-b4f6-e684e0d4ad20,CEFZD_500_PM_05,Cefzd_500_Pm_05,60,1,companyAcronym= | protocolName=IEEE C37.118.2-2011 | vendorAcronym= | vendorDeviceName= | interconnectionName=,,,,10,STTP,Streaming Telemetry Transport Protocol,11,,,,,,CEFZD_500_PM_05!PMU-ST6,0.0,1.0,Device statistic for Number of measurements received while device was reporting errors during last reporting interval.,0,1,1,,Any,STAT,Statistic,ST,-98.6,37.5,PPA:6181,2021-08-06 18:00:50
} | MaximumArchiveDays=90 | DesiredRemainingSpace=500,6182,ONS_CEFZD_500_PM_05!PMU:ST7,,219,8736f6c7-ad41-4b43-b4f6-e684e0d4ad20,CEFZD_500_PM_05,Cefzd_500_Pm_05,60,1,companyAcronym= | protocolName=IEEE C37.118.2-2011 | vendorAcronym= | vendorDeviceName= | interconnectionName=,,,,10,STTP,Streaming Telemetry Transport Protocol,11,,,,,,CEFZD_500_PM_05!PMU-ST7,0.0,1.0,Device statistic for Number of defined measurements (per frame) from device during last reporting interval.,0,1,1,,Any,STAT,Statistic,ST,-98.6,37.5,PPA:6182,2021-08-06 18:00:50
} | MaximumArchiveDays=90 | DesiredRemainingSpace=500,6274,GPA_GOIGU_230_PM_01:F,,220,8736f6c7-ad41-4b43-b4f6-e684e0d4ad20,GOIGU_230_PM_01,Goigu_230_Pm_01,60,1,companyAcronym= | protocolName=IEEE C37.118.2-2011 | vendorAcronym= | vendorDeviceName= | interconnectionName=,,,,10,STTP,Streaming Telemetry Transport Protocol,5,,,,,,GOIGU_230_PM_01-FQ,0.0,1.0,Goigu_230_Pm_01 Frequency,0,1,1,Hz,PMU,FREQ,Frequency,FQ,-98.6,37.5,PPA:6274,2021-08-06 18:02:32
} | MaximumArchiveDays=90 | DesiredRemainingSpace=500,6275,GPA_GOIGU_230_PM_01:DF,,220,8736f6c7-ad41-4b43-b4f6-e684e0d4ad20,GOIGU_230_PM_01,Goigu_230_Pm_01,60,1,companyAcronym= | protocolName=IEEE C37.118.2-2011 | vendorAcronym= | vendorDeviceName= | interconnectionName=,,,,10,STTP,Streaming Telemetry Transport Protocol,6,,,,,,GOIGU_230_PM_01-DF,0.0,1.0,Goigu_230_Pm_01 Frequency Delta (dF/dt),0,1,1,,PMU,DFDT,Frequency Delta (dF/dt),DF,-98.6,37.5,PPA:6275,2021-08-06 18:02:32
} | MaximumArchiveDays=90 | DesiredRemainingSpace=500,6276,GPA_GOIGU_230_PM_01:S,,220,8736f6c7-ad41-4b43-b4f6-e684e0d4ad20,GOIGU_230_PM_01,Goigu_230_Pm_01,60,1,companyAcronym= | protocolName=IEEE C37.118.2-2011 | vendorAcronym= | vendorDeviceName= | interconnectionName=,,,,10,STTP,Streaming Telemetry Transport Protocol,8,,,,,,GOIGU_230_PM_01-SF,0.0,1.0,Goigu_230_Pm_01 Status Flags,0,1,1,,PMU,FLAG,Status Flags,SF,-98.6,37.5,PPA:6276,2021-08-06 18:02:32
} | MaximumArchiveDays=90 | DesiredRemainingSpace=500,6277,GPA_GOIGU_230_PM_01-PM1:I,,220,8736f6c7-ad41-4b43-b4f6-e684e0d4ad20,GOIGU_230_PM_01,Goigu_230_Pm_01,60,1,companyAcronym= | protocolName=IEEE C37.118.2-2011 | vendorAcronym= | vendorDeviceName= | interconnectionName=,,,,10,STTP,Streaming Telemetry Transport Protocol,1,1,LTGOBCQ_1_FA_A,I,+,0,GOIGU_230_PM_01-PM1,0.0,1.0,Goigu_230_Pm_01 LTGOBCQ_1_FA_A + Current Magnitude,0,1,1,Amps,Phasor,IPHM,Current Magnitude,PM,-98.6,37.5,PPA:6277,2021-08-06 18:02:32
} | MaximumArchiveDays=90 | DesiredRemainingSpace=500,6278,GPA_GOIGU_230_PM_01-PA1:IH,,220,8736f6c7-ad41-4b43-b4f6-e684e0d4ad20,GOIGU_230_PM_01,Goigu_230_Pm_01,60,1,companyAcronym= | protocolName=IEEE C37.118.2-2011 | vendorAcronym= | vendorDeviceName= | interconnectionName=,,,,10,STTP,Streaming Telemetry Transport Protocol,2,1,LTGOBCQ_1_FA_A,I,+,0,GOIGU_230_PM_01-PA1,0.0,1.0,Goigu_230_Pm_01 LTGOBCQ_1_FA_A + Current Phase Angle,0,1,1,Degrees,Phasor,IPHA,Current Phase Angle,PA,-98.6,37.5,PPA:6278,2021-08-06 18:02:32
} | MaximumArchiveDays=90 | DesiredRemainingSpace=500,6279,GPA_GOIGU_230_PM_01-PM2:I,,220,8736f6c7-ad41-4b43-b4f6-e684e0d4ad20,GOIGU_230_PM_01,Goigu_230_Pm_01,60,1,companyAcronym= | protocolName=IEEE C37.118.2-2011 | vendorAcronym= | vendorDeviceName= | interconnectionName=,,,,10,STTP,Streaming Telemetry Transport Protocol,1,2,LTGOBCQ_1_FA_B,I,+,0,GOIGU_230_PM_01-PM2,0.0,1.0,Goigu_230_Pm_01 LTGOBCQ_1_FA_B + Current Magnitude,0,1,1,Amps,Phasor,IPHM,Current Magnitude,PM,-98.6,37.5,PPA:6279,2021-08-06 18:02:32
} | MaximumArchiveDays=90 | DesiredRemainingSpace=500,6280,GPA_GOIGU_230_PM_01-PA2:IH,,220,8736f6c7-ad41-4b43-b4f6-e684e0d4ad20,GOIGU_230_PM_01,Goigu_230_Pm_01,60,1,companyAcronym= | protocolName=IEEE C37.118.2-2011 | vendorAcronym= | vendorDeviceName= | interconnectionName=,,,,10,STTP,Streaming Telemetry Transport Protocol,2,2,LTGOBCQ_1_FA_B,I,+,0,GOIGU_230_PM_01-PA2,0.0,1.0,Goigu_230_Pm_01 LTGOBCQ_1_FA_B + Current Phase Angle,0,1,1,Degrees,Phasor,IPHA,Current Phase Angle,PA,-98.6,37.5,PPA:6280,2021-08-06 18:02:32
} | MaximumArchiveDays=90 | DesiredRemainingSpace=500,6281,GPA_GOIGU_230_PM_01-PM3:I,,220,8736f6c7-ad41-4b43-b4f6-e684e0d4ad20,GOIGU_230_PM_01,Goigu_230_Pm_01,60,1,companyAcronym= | protocolName=IEEE C37.118.2-2011 | vendorAcronym= | vendorDeviceName= | interconnectionName=,,,,10,STTP,Streaming Telemetry Transport Protocol,1,3,LTGOBCQ_1_FA_C,I,+,0,GOIGU_230_PM_01-PM3,0.0,1.0,Goigu_230_Pm_01 LTGOBCQ_1_FA_C + Current Magnitude,0,1,1,Amps,Phasor,IPHM,Current Magnitude,PM,-98.6,37.5,PPA:6281,2021-08-06 18:02:32
} | MaximumArchiveDays=90 | DesiredRemainingSpace=500,6282,GPA_GOIGU_230_PM_01-PA3:IH,,220,8736f6c7-ad41-4b43-b4f6-e684e0d4ad20,GOIGU_230_PM_01,Goigu_230_Pm_01,60,1,companyAcronym= | protocolName=IEEE C37.118.2-2011 | vendorAcronym= | vendorDeviceName= | interconnectionName=,,,,10,STTP,Streaming Telemetry Transport Protocol,2,3,LTGOBCQ_1_FA_C,I,+,0,GOIGU_230_PM_01-PA3,0.0,1.0,Goigu_230_Pm_01 LTGOBCQ_1_FA_C + Current Phase Angle,0,1,1,Degrees,Phasor,IPHA,Current Phase Angle,PA,-98.6,37.5,PPA:6282,2021-08-06 18:02:32
} | MaximumArchiveDays=90 | DesiredRemainingSpace=500,6283,GPA_GOIGU_230_PM_01-PM4:V,,220,8736f6c7-ad41-4b43-b4f6-e684e0d4ad20,GOIGU_230_PM_01,Goigu_230_Pm_01,60,1,companyAcronym= | protocolName=IEEE C37.118.2-2011 | vendorAcronym= | vendorDeviceName= | interconnectionName=,,,,10,STTP,Streaming Telemetry Transport Protocol,3,4,LTGOBCQ_1_FV_A,V,+,0,GOIGU_230_PM_01-PM4,0.0,1.0,Goigu_230_Pm_01 LTGOBCQ_1_FV_A + Voltage Magnitude,0,1,1,Volts,Phasor,VPHM,Voltage Magnitude,PM,-98.6,37.5,PPA:6283,2021-08-06 18:02:32
} | MaximumArchiveDays=90 | DesiredRemainingSpace=500,6284,GPA_GOIGU_230_PM_01-PA4:VH,,220,8736f6c7-ad41-4b43-b4f6-e684e0d4ad20,GOIGU_230_PM_01,Goigu_230_Pm_01,60,1,companyAcronym= | protocolName=IEEE C37.118.2-2011 | vendorAcronym= | vendorDeviceName= | interconnectionName=,,,,10,STTP,Streaming Telemetry Transport Protocol,4,4,LTGOBCQ_1_FV_A,V,+,0,GOIGU_230_PM_01-PA4,0.0,1.0,Goigu_230_Pm_01 LTGOBCQ_1_FV_A + Voltage Phase Angle,0,1,1,Degrees,Phasor,VPHA,Voltage Phase Angle,PA,-98.6,37.5,PPA:6284,2021-08-06 18:02:32
} | MaximumArchiveDays=90 | DesiredRemainingSpace=500,6285,GPA_GOIGU_230_PM_01-PM5:V,,220,8736f6c7-ad41-4b43-b4f6-e684e0d4ad20,GOIGU_230_PM_01,Goigu_230_Pm_01,60,1,companyAcronym= | protocolName=IEEE C37.118.2-2011 | vendorAcronym= | vendorDeviceName= | interconnectionName=,,,,10,STTP,Streaming Telemetry Transport Protocol,3,5,LTGOBCQ_1_FV_B,V,+,0,GOIGU_230_PM_01-PM5,0.0,1.0,Goigu_230_Pm_01 LTGOBCQ_1_FV_B + Voltage Magnitude,0,1,1,Volts,Phasor,VPHM,Voltage Magnitude,PM,-98.6,37.5,PPA:6285,2021-08-06 18:02:32
} | MaximumArchiveDays=90 | DesiredRemainingSpace=500,6286,GPA_GOIGU_230_PM_01-PA5:VH,,220,8736f6c7-ad41-4b43-b4f6-e684e0d4ad20,GOIGU_230_PM_01,Goigu_230_Pm_01,60,1,companyAcronym= | protocolName=IEEE C37.118.2-2011 | vendorAcronym= | vendorDeviceName= | interconnectionName=,,,,10,STTP,Streaming Telemetry Transport Protocol,4,5,LTGOBCQ_1_FV_B,V,+,0,GOIGU_230_PM_01-PA5,0.0,1.0,Goigu_230_Pm_01 LTGOBCQ_1_FV_B + Voltage Phase Angle,0,1,1,Degrees,Phasor,VPHA,Voltage Phase Angle,PA,-98.6,37.5,PPA:6286,2021-08-06 18:02:32
} | MaximumArchiveDays=90 | DesiredRemainingSpace=500,6287,GPA_GOIGU_230_PM_01-PM6:V,,220,8736f6c7-ad41-4b43-b4f6-e684e0d4ad20,GOIGU_230_PM_01,Goigu_230_Pm_01,60,1,companyAcronym= | protocolName=IEEE C37.118.2-2011 | vendorAcronym= | vendorDeviceName= | interconnectionName=,,,,10,STTP,Streaming Telemetry Transport Protocol,3,6,LTGOBCQ_1_FV_C,V,+,0,GOIGU_230_PM_01-PM6,0.0,1.0,Goigu_230_Pm_01 LTGOBCQ_1_FV_C + Voltage Magnitude,0,1,1,Volts,Phasor,VPHM,Voltage Magnitude,PM,-98.6,37.5,PPA:6287,2021-08-06 18:02:32
} | MaximumArchiveDays=90 | DesiredRemainingSpace=500,6288,GPA_GOIGU_230_PM_01-PA6:VH,,220,8736f6c7-ad41-4b43-b4f6-e684e0d4ad20,GOIGU_230_PM_01,Goigu_230_Pm_01,60,1,companyAcronym= | protocolName=IEEE C37.118.2-2011 | vendorAcronym= | vendorDeviceName= | interconnectionName=,,,,10,STTP,Streaming Telemetry Transport Protocol,4,6,LTGOBCQ_1_FV_C,V,+,0,GOIGU_230_PM_01-PA6,0.0,1.0,Goigu_230_Pm_01 LTGOBCQ_1_FV_C + Voltage Phase Angle,0,1,1,Degrees,Phasor,VPHA,Voltage Phase Angle,PA,-98.6,37.5,PPA:6288,2021-08-06 18:02:32
} | MaximumArchiveDays=90 | DesiredRemainingSpace=500,6289,GPA_GOIGU_230_PM_01-PM7:V,,220,8736f6c7-ad41-4b43-b4f6-e684e0d4ad20,GOIGU_230_PM_01,Goigu_230_Pm_01,60,1,companyAcronym= | protocolName=IEEE C37.118.2-2011 | vendorAcronym= | vendorDeviceName= | interconnectionName=,,,,10,STTP,Streaming Telemetry Transport Protocol,3,7,LTGOBCQ_1_FV_P,V,+,0,GOIGU_230_PM_01-PM7,0.0,1.0,Goigu_230_Pm_01 LTGOBCQ_1_FV_P + Voltage Magnitude,0,1,1,Volts,Phasor,VPHM,Voltage Magnitude,PM,-98.6,37.5,PPA:6289,2021-08-06 18:02:32
} | MaximumArchiveDays=90 | DesiredRemainingSpace=500,6290,GPA_GOIGU_230_PM_01-PA7:VH,,220,8736f6c7-ad41-4b43-b4f6-e684e0d4ad20,GOIGU_230_PM_01,Goigu_230_Pm_01,60,1,companyAcronym= | protocolName=IEEE C37.118.2-2011 | vendorAcronym= | vendorDeviceName= | interconnectionName=,,,,10,STTP,Streaming Telemetry Transport Protocol,4,7,LTGOBCQ_1_FV_P,V,+,0,GOIGU_230_PM_01-PA7,0.0,1.0,Goigu_230_Pm_01 LTGOBCQ_1_FV_P + Voltage Phase Angle,0,1,1,Degrees,Phasor,VPHA,Voltage Phase Angle,PA,-98.6,37.5,PPA:6290,2021-08-06 18:02:32
} | MaximumArchiveDays=90 | DesiredRemainingSpace=500,6291,GPA_GOIGU_230_PM_01-PM8:I,,220,8736f6c7-ad41-4b43-b4f6-e684e0d4ad20,GOIGU_230_PM_01,Goigu_230_Pm_01,60,1,companyAcronym= | protocolName=IEEE C37.118.2-2011 | vendorAcronym= | vendorDeviceName= | interconnectionName=,,,,10,STTP,Streaming Telemetry Transport Protocol,1,8,LTGOBCQ_1_FA_P,I,+,0,GOIGU_230_PM_01-PM8,0.0,1.0,Goigu_230_Pm_01 LTGOBCQ_1_FA_P + Current Magnitude,0,1,1,Amps,Phasor,IPHM,Current Magnitude,PM,-98.6,37.5,PPA:6291,2021-08-06 18:02:32
} | MaximumArchiveDays=90 | DesiredRemainingSpace=500,6292,GPA_GOIGU_230_PM_01-PA8:IH,,220,8736f6c7-ad41-4b43-b4f6-e684e0d4ad20,GOIGU_230_PM_01,Goigu_230_Pm_01,60,1,companyAcronym= | protocolName=IEEE C37.118.2-2011 | vendorAcronym= | vendorDeviceName= | interconnectionName=,,,,10,STTP,Streaming Telemetry Transport Protocol,2,8,LTGOBCQ_1_FA_P,I,+,0,GOIGU_230_PM_01-PA8,0.0,1.0,Goigu_230_Pm_01 LTGOBCQ_1_FA_P + Current Phase Angle,0,1,1,Degrees,Phasor,IPHA,Current Phase Angle,PA,-98.6,37.5,PPA:6292,2021-08-06 18:02:32
} | MaximumArchiveDays=90 | DesiredRemainingSpace=500,6293,GPA_GOBCQ_230_PM_01:F,,221,8736f6c7-ad41-4b43-b4f6-e684e0d4ad20,GOBCQ_230_PM_01,Gobcq_230_Pm_01,60,1,companyAcronym= | protocolName=IEEE C37.118.2-2011 | vendorAcronym= | vendorDeviceName= | interconnectionName=,,,,10,STTP,Streaming Telemetry Transport Protocol,5,,,,,,GOBCQ_230_PM_01-FQ,0.0,1.0,Gobcq_230_Pm_01 Frequency,0,1,1,Hz,PMU,FREQ,Frequency,FQ,-98.6,37.5,PPA:6293,2021-08-06 18:02:32
} | MaximumArchiveDays=90 | DesiredRemainingSpace=500,6294,GPA_GOBCQ_230_PM_01:DF,,221,8736f6c7-ad41-4b43-b4f6-e684e0d4ad20,GOBCQ_230_PM_01,Gobcq_230_Pm_01,60,1,companyAcronym= | protocolName=IEEE C37.118.2-2011 | vendorAcronym= | vendorDeviceName= | interconnectionName=,,,,10,STTP,Streaming Telemetry Transport Protocol,6,,,,,,GOBCQ_230_PM_01-DF,0.0,1.0,Gobcq_230_Pm_01 Frequency Delta (dF/dt),0,1,1,,PMU,DFDT,Frequency Delta (dF/dt),DF,-98.6,37.5,PPA:6294,2021-08-06 18:02:32
} | MaximumArchiveDays=90 | DesiredRemainingSpace=500,6295,GPA_GOBCQ_230_PM_01:S,,221,8736f6c7-ad41-4b43-b4f6-e684e0d4ad20,GOBCQ_230_PM_01,Gobcq_230_Pm_01,60,1,companyAcronym= | protocolName=IEEE C37.118.2-2011 | vendorAcronym= | vendorDeviceName= | interconnectionName=,,,,10,STTP,Streaming Telemetry Transport Protocol,8,,,,,,GOBCQ_230_PM_01-SF,0.0,1.0,Gobcq_230_Pm_01 Status Flags,0,1,1,,PMU,FLAG,Status Flags,SF,-98.6,37.5,PPA:6295,2021-08-06 18:02:32
} | MaximumArchiveDays=90 | DesiredRemainingSpace=500,6296,GPA_GOBCQ_230_PM_01-PM1:V,,221,8736f6c7-ad41-4b43-b4f6-e684e0d4ad20,GOBCQ_230_PM_01,Gobcq_230_Pm_01,60,1,companyAcronym= | protocolName=IEEE C37.118.2-2011 | vendorAcronym= | vendorDeviceName= | interconnectionName=,,,,10,STTP,Streaming Telemetry Transport Protocol,3,1,LTGOIGU_1_FV_A,V,+,0,GOBCQ_230_PM_01-PM1,0.0,1.0,Gobcq_230_Pm_01 LTGOIGU_1_FV_A + Voltage Magnitude,0,1,1,Volts,Phasor,VPHM,Voltage Magnitude,PM,-98.6,37.5,PPA:6296,2021-08-06 18:02:32
} | MaximumArchiveDays=90 | DesiredRemainingSpace=500,6297,GPA_GOBCQ_230_PM_01-PA1:VH,,221,8736f6c7-ad41-4b43-b4f6-e684e0d4ad20,GOBCQ_230_PM_01,Gobcq_230_Pm_01,60,1,companyAcronym= | protocolName=IEEE C37.118.2-2011 | vendorAcronym= | vendorDeviceName= | interconnectionName=,,,,10,STTP,Streaming Telemetry Transport Protocol,4,1,LTGOIGU_1_FV_A,V,+,0,GOBCQ_230_PM_01-PA1,0.0,1.0,Gobcq_230_Pm_01 LTGOIGU_1_FV_A + Voltage Phase Angle,0,1,1,Degrees,Phasor,VPHA,Voltage Phase Angle,PA,-98.6,37.5,PPA:6297,2021-08-06 18:02:32
} | MaximumArchiveDays=90 | DesiredRemainingSpace=500,6298,GPA_GOBCQ_230_PM_01-PM2:V,,221,8736f6c7-ad41-4b43-b4f6-e684e0d4ad20,GOBCQ_230_PM_01,Gobcq_230_Pm_01,60,1,companyAcronym= | protocolName=IEEE C37.118.2-2011 | vendorAcronym= | vendorDeviceName= | interconnectionName=,,,,10,STTP,Streaming Telemetry Transport Protocol,3,2,LTGOIGU_1_FV_B,V,+,0,GOBCQ_230_PM_01-PM2,0.0,1.0,Gobcq_230_Pm_01 LTGOIGU_1_FV_B + Voltage Magnitude,0,1,1,Volts,Phasor,VPHM,Voltage Magnitude,PM,-98.6,37.5,PPA:6298,2021-08-06 18:02:32
} | MaximumArchiveDays=90 | DesiredRemainingSpace=500,6299,GPA_GOBCQ_230_PM_01-PA2:VH,,221,8736f6c7-ad41-4b43-b4f6-e684e0d4ad20,GOBCQ_230_PM_01,Gobcq_230_Pm_01,60,1,companyAcronym= | protocolName=IEEE C37.118.2-2011 | vendorAcronym= | vendorDeviceName= | interconnectionName=,,,,10,STTP,Streaming Telemetry Transport Protocol,4,2,LTGOIGU_1_FV_B,V,+,0,GOBCQ_230_PM_01-PA2,0.0,1.0,Gobcq_230_Pm_01 LTGOIGU_1_FV_B + Voltage Phase Angle,0,1,1,Degrees,Phasor,VPHA,Voltage Phase Angle,PA,-98.6,37.5,PPA:6299,2021-08-06 18:02:32
} | MaximumArchiveDays=90 | DesiredRemainingSpace=500,6300,GPA_GOBCQ_230_PM_01-PM3:V,,221,8736f6c7-ad41-4b43-b4f6-e684e0d4ad20,GOBCQ_230_PM_01,Gobcq_230_Pm_01,60,1,companyAcronym= | protocolName=IEEE C37.118.2-2011 | vendorAcronym= | vendorDeviceName= | interconnectionName=,,,,10,STTP,Streaming Telemetry Transport Protocol,3,3,LTGOIGU_1_FV_C,V,+,0,GOBCQ_230_PM_01-PM3,0.0,1.0,Gobcq_230_Pm_01 LTGOIGU_1_FV_C + Voltage Magnitude,0,1,1,Volts,Phasor,VPHM,Voltage Magnitude,PM,-98.6,37.5,PPA:6300,2021-08-06 18:02:32
} | MaximumArchiveDays=90 | DesiredRemainingSpace=500,6301,GPA_GOBCQ_230_PM_01-PA3:VH,,221,8736f6c7-ad41-4b43-b4f6-e684e0d4ad20,GOBCQ_230_PM_01,Gobcq_230_Pm_01,60,1,companyAcronym= | protocolName=IEEE C37.118.2-2011 | vendorAcronym= | vendorDeviceName= | interconnectionName=,,,,10,STTP,Streaming Telemetry Transport Protocol,4,3,LTGOIGU_1_FV_C,V,+,0,GOBCQ_230_PM_01-PA3,0.0,1.0,Gobcq_230_Pm_01 LTGOIGU_1_FV_C + Voltage Phase Angle,0,1,1,Degrees,Phasor,VPHA,Voltage Phase Angle,PA,-98.6,37.5,PPA:6301,2021-08-06 18:02:32
} | MaximumArchiveDays=90 | DesiredRemainingSpace=500,6302,GPA_GOBCQ_230_PM_01-PM4:I,,221,8736f6c7-ad41-4b43-b4f6-e684e0d4ad20,GOBCQ_230_PM_01,Gobcq_230_Pm_01,60,1,companyAcronym= | protocolName=IEEE C37.118.2-2011 | vendorAcronym= | vendorDeviceName= | interconnectionName=,,,,10,STTP,Streaming Telemetry Transport Protocol,1,4,LTGOIGU_1_FA_A,I,+,0,GOBCQ_230_PM_01-PM4,0.0,1.0,Gobcq_230_Pm_01 LTGOIGU_1_FA_A + Current Magnitude,0,1,1,Amps,Phasor,IPHM,Current Magnitude,PM,-98.6,37.5,PPA:6302,2021-08-06 18:02:32
} | MaximumArchiveDays=90 | DesiredRemainingSpace=500,6303,GPA_GOBCQ_230_PM_01-PA4:IH,,221,8736f6c7-ad41-4b43-b4f6-e684e0d4ad20,GOBCQ_230_PM_01,Gobcq_230_Pm_01,60,1,companyAcronym= | protocolName=IEEE C37.118.2-2011 | vendorAcronym= | vendorDeviceName= | interconnectionName=,,,,10,STTP,Streaming Telemetry Transport Protocol,2,4,LTGOIGU_1_FA_A,I,+,0,GOBCQ_230_PM_01-PA4,0.0,1.0,Gobcq_230_Pm_01 LTGOIGU_1_FA_A + Current Phase Angle,0,1,1,Degrees,Phasor,IPHA,Current Phase Angle,PA,-98.6,37.5,PPA:6303,2021-08-06 18:02:32
} | MaximumArchiveDays=90 | DesiredRemainingSpace=500,6304,GPA_GOBCQ_230_PM_01-PM5:I,,221,8736f6c7-ad41-4b43-b4f6-e684e0d4ad20,GOBCQ_230_PM_01,Gobcq_230_Pm_01,60,1,companyAcronym= | protocolName=IEEE C37.118.2-2011 | vendorAcronym= | vendorDeviceName= | interconnectionName=,,,,10,STTP,Streaming Telemetry Transport Protocol,1,5,LTGOIGU_1_FA_B,I,+,0,GOBCQ_230_PM_01-PM5,0.0,1.0,Gobcq_230_Pm_01 LTGOIGU_1_FA_B + Current Magnitude,0,1,1,Amps,Phasor,IPHM,Current Magnitude,PM,-98.6,37.5,PPA:6304,2021-08-06 18:02:32
} | MaximumArchiveDays=90 | DesiredRemainingSpace=500,6305,GPA_GOBCQ_230_PM_01-PA5:IH,,221,8736f6c7-ad41-4b43-b4f6-e684e0d4ad20,GOBCQ_230_PM_01,Gobcq_230_Pm_01,60,1,companyAcronym= | protocolName=IEEE C37.118.2-2011 | vendorAcronym= | vendorDeviceName= | interconnectionName=,,,,10,STTP,Streaming Telemetry Transport Protocol,2,5,LTGOIGU_1_FA_B,I,+,0,GOBCQ_230_PM_01-PA5,0.0,1.0,Gobcq_230_Pm_01 LTGOIGU_1_FA_B + Current Phase Angle,0,1,1,Degrees,Phasor,IPHA,Current Phase Angle,PA,-98.6,37.5,PPA:6305,2021-08-06 18:02:32
} | MaximumArchiveDays=90 | DesiredRemainingSpace=500,6306,GPA_GOBCQ_230_PM_01-PM6:I,,221,8736f6c7-ad41-4b43-b4f6-e684e0d4ad20,GOBCQ_230_PM_01,Gobcq_230_Pm_01,60,1,companyAcronym= | protocolName=IEEE C37.118.2-2011 | vendorAcronym= | vendorDeviceName= | interconnectionName=,,,,10,STTP,Streaming Telemetry Transport Protocol,1,6,LTGOIGU_1_FA_C,I,+,0,GOBCQ_230_PM_01-PM6,0.0,1.0,Gobcq_230_Pm_01 LTGOIGU_1_FA_C + Current Magnitude,0,1,1,Amps,Phasor,IPHM,Current Magnitude,PM,-98.6,37.5,PPA:6306,2021-08-06 18:02:32
} | MaximumArchiveDays=90 | DesiredRemainingSpace=500,6307,GPA_GOBCQ_230_PM_01-PA6:IH,,221,8736f6c7-ad41-4b43-b4f6-e684e0d4ad20,GOBCQ_230_PM_01,Gobcq_230_Pm_01,60,1,companyAcronym= | protocolName=IEEE C37.118.2-2011 | vendorAcronym= | vendorDeviceName= | interconnectionName=,,,,10,STTP,Streaming Telemetry Transport Protocol,2,6,LTGOIGU_1_FA_C,I,+,0,GOBCQ_230_PM_01-PA6,0.0,1.0,Gobcq_230_Pm_01 LTGOIGU_1_FA_C + Current Phase Angle,0,1,1,Degrees,Phasor,IPHA,Current Phase Angle,PA,-98.6,37.5,PPA:6307,2021-08-06 18:02:32
} | MaximumArchiveDays=90 | DesiredRemainingSpace=500,6308,GPA_GOBCQ_230_PM_01-PM7:V,,221,8736f6c7-ad41-4b43-b4f6-e684e0d4ad20,GOBCQ_230_PM_01,Gobcq_230_Pm_01,60,1,companyAcronym= | protocolName=IEEE C37.118.2-2011 | vendorAcronym= | vendorDeviceName= | interconnectionName=,,,,10,STTP,Streaming Telemetry Transport Protocol,3,7,LTGOIGU_1_FV_P,V,+,0,GOBCQ_230_PM_01-PM7,0.0,1.0,Gobcq_230_Pm_01 LTGOIGU_1_FV_P + Voltage Magnitude,0,1,1,Volts,Phasor,VPHM,Voltage Magnitude,PM,-98.6,37.5,PPA:6308,2021-08-06 18:02:32
} | MaximumArchiveDays=90 | DesiredRemainingSpace=500,6309,GPA_GOBCQ_230_PM_01-PA7:VH,,221,8736f6c7-ad41-4b43-b4f6-e684e0d4ad20,GOBCQ_230_PM_01,Gobcq_230_Pm_01,60,1,companyAcronym= | protocolName=IEEE C37.118.2-2011 | vendorAcronym= | vendorDeviceName= | interconnectionName=,,,,10,STTP,Streaming Telemetry Transport Protocol,4,7,LTGOIGU_1_FV_P,V,+,0,GOBCQ_230_PM_01-PA7,0.0,1.0,Gobcq_230_Pm_01 LTGOIGU_1_FV_P + Voltage Phase Angle,0,1,1,Degrees,Phasor,VPHA,Voltage Phase Angle,PA,-98.6,37.5,PPA:6309,2021-08-06 18:02:32
} | MaximumArchiveDays=90 | DesiredRemainingSpace=500,6310,GPA_GOBCQ_230_PM_01-PM8:I,,221,8736f6c7-ad41-4b43-b4f6-e684e0d4ad20,GOBCQ_230_PM_01,Gobcq_230_Pm_01,60,1,companyAcronym= | protocolName=IEEE C37.118.2-2011 | vendorAcronym= | vendorDeviceName= | interconnectionName=,,,,10,STTP,Streaming Telemetry Transport Protocol,1,8,LTGOIGU_1_FA_P,I,+,0,GOBCQ_230_PM_01-PM8,0.0,1.0,Gobcq_230_Pm_01 LTGOIGU_1_FA_P + Current Magnitude,0,1,1,Amps,Phasor,IPHM,Current Magnitude,PM,-98.6,37.5,PPA:6310,2021-08-06 18:02:32
} | MaximumArchiveDays=90 | DesiredRemainingSpace=500,6311,GPA_GOBCQ_230_PM_01-PA8:IH,,221,8736f6c7-ad41-4b43-b4f6-e684e0d4ad20,GOBCQ_230_PM_01,Gobcq_230_Pm_01,60,1,companyAcronym= | protocolName=IEEE C37.118.2-2011 | vendorAcronym= | vendorDeviceName= | interconnectionName=,,,,10,STTP,Streaming Telemetry Transport Protocol,2,8,LTGOIGU_1_FA_P,I,+,0,GOBCQ_230_PM_01-PA8,0.0,1.0,Gobcq_230_Pm_01 LTGOIGU_1_FA_P + Current Phase Angle,0,1,1,Degrees,Phasor,IPHA,Current Phase Angle,PA,-98.6,37.5,PPA:6311,2021-08-06 18:02:32
} | MaximumArchiveDays=90 | DesiredRemainingSpace=500,6312,GPA_MGSSSE_500_PM_01:F,,222,8736f6c7-ad41-4b43-b4f6-e684e0d4ad20,MGSSSE_500_PM_01,Mgssse_500_Pm_01,60,1,companyAcronym= | protocolName=IEEE C37.118.2-2011 | vendorAcronym= | vendorDeviceName= | interconnectionName=,,,,10,STTP,Streaming Telemetry Transport Protocol,5,,,,,,MGSSSE_500_PM_01-FQ,0.0,1.0,Mgssse_500_Pm_01 Frequency,0,1,1,Hz,PMU,FREQ,Frequency,FQ,-98.6,37.5,PPA:6312,2021-08-06 18:02:32
} | MaximumArchiveDays=90 | DesiredRemainingSpace=500,6313,GPA_MGSSSE_500_PM_01:DF,,222,8736f6c7-ad41-4b43-b4f6-e684e0d4ad20,MGSSSE_500_PM_01,Mgssse_500_Pm_01,60,1,companyAcronym= | protocolName=IEEE C37.118.2-2011 | vendorAcronym= | vendorDeviceName= | interconnectionName=,,,,10,STTP,Streaming Telemetry Transport Protocol,6,,,,,,MGSSSE_500_PM_01-DF,0.0,1.0,Mgssse_500_Pm_01 Frequency Delta (dF/dt),0,1,1,,PMU,DFDT,Frequency Delta (dF/dt),DF,-98.6,37.5,PPA:6313,2021-08-06 18:02:32
} | MaximumArchiveDays=90 | DesiredRemainingSpace=500,6314,GPA_MGSSSE_500_PM_01:S,,222,8736f6c7-ad41-4b43-b4f6-e684e0d4ad20,MGSSSE_500_PM_01,Mgssse_500_Pm_01,60,1,companyAcronym= | protocolName=IEEE C37.118.2-2011 | vendorAcronym= | vendorDeviceName= | interconnectionName=,,,,10,STTP,Streaming Telemetry Transport Protocol,8,,,,,,MGSSSE_500_PM_01-SF,0.0,1.0,Mgssse_500_Pm_01 Status Flags,0,1,1,,PMU,FLAG,Status Flags,SF,-98.6,37.5,PPA:6314,2021-08-06 18:02:32
} | MaximumArchiveDays=90 | DesiredRemainingSpace=500,6315,GPA_MGSSSE_500_PM_01-PM1:I,,222,8736f6c7-ad41-4b43-b4f6-e684e0d4ad20,MGSSSE_500_PM_01,Mgssse_500_Pm_01,60,1,companyAcronym= | protocolName=IEEE C37.118.2-2011 | vendorAcronym= | vendorDeviceName= | interconnectionName=,,,,10,STTP,Streaming Telemetry Transport Protocol,1,1,LTGOIGU_1_FA_A,I,+,0,MGSSSE_500_PM_01-PM1,0.0,1.0,Mgssse_500_Pm_01 LTGOIGU_1_FA_A + Current Magnitude,0,1,1,Amps,Phasor,IPHM,Current Magnitude,PM,-98.6,37.5,PPA:6315,2021-08-06 18:02:32
} | MaximumArchiveDays=90 | DesiredRemainingSpace=500,6316,GPA_MGSSSE_500_PM_01-PA1:IH,,222,8736f6c7-ad41-4b43-b4f6-e684e0d4ad20,MGSSSE_500_PM_01,Mgssse_500_Pm_01,60,1,companyAcronym= | protocolName=IEEE C37.118.2-2011 | vendorAcronym= | vendorDeviceName= | interconnectionName=,,,,10,STTP,Streaming Telemetry Transport Protocol,2,1,LTGOIGU_1_FA_A,I,+,0,MGSSSE_500_PM_01-PA1,0.0,1.0,Mgssse_500_Pm_01 LTGOIGU_1_FA_A + Current Phase Angle,0,1,1,Degrees,Phasor,IPHA,Current Phase Angle,PA,-98.6,37.5,PPA:6316,2021-08-06 18:02:32
} | MaximumArchiveDays=90 | DesiredRemainingSpace=500,6317,GPA_MGSSSE_500_PM_01-PM2:I,,222,8736f6c7-ad41-4b43-b4f6-e684e0d4ad20,MGSSSE_500_PM_01,Mgssse_500_Pm_01,60,1,companyAcronym= | protocolName=IEEE C37.118.2-2011 | vendorAcronym= | vendorDeviceName= | interconnectionName=,,,,10,STTP,Streaming Telemetry Transport Protocol,1,2,LTGOIGU_1_FA_B,I,+,0,MGSSSE_500_PM_01-PM2,0.0,1.0,Mgssse_500_Pm_01 LTGOIGU_1_FA_B + Current Magnitude,0,1,1,Amps,Phasor,IPHM,Current Magnitude,PM,-98.6,37.5,PPA:6317,2021-08-06 18:02:32
} | MaximumArchiveDays=90 | DesiredRemainingSpace=500,6318,GPA_MGSSSE_500_PM_01-PA2:IH,,222,8736f6c7-ad41-4b43-b4f6-e684e0d4ad20,MGSSSE_500_PM_01,Mgssse_500_Pm_01,60,1,companyAcronym= | protocolName=IEEE C37.118.2-2011 | vendorAcronym= | vendorDeviceName= | interconnectionName=,,,,10,STTP,Streaming Telemetry Transport Protocol,2,2,LTGOIGU_1_FA_B,I,+,0,MGSSSE_500_PM_01-PA2,0.0,1.0,Mgssse_500_Pm_01 LTGOIGU_1_FA_B + Current Phase Angle,0,1,1,Degrees,Phasor,IPHA,Current Phase Angle,PA,-98.6,37.5,PPA:6318,2021-08-06 18:02:32
} | MaximumArchiveDays=90 | DesiredRemainingSpace=500,6319,GPA_MGSSSE_500_PM_01-PM3:I,,222,8736f6c7-ad41-4b43-b4f6-e684e0d4ad20,MGSSSE_500_PM_01,Mgssse_500_Pm_01,60,1,companyAcronym= | protocolName=IEEE C37.118.2-2011 | vendorAcronym= | vendorDeviceName= | interconnectionName=,,,,10,STTP,Streaming Telemetry Transport Protocol,1,3,LTGOIGU_1_FA_C,I,+,0,MGSSSE_500_PM_01-PM3,0.0,1.0,Mgssse_500_Pm_01 LTGOIGU_1_FA_C + Current Magnitude,0,1,1,Amps,Phasor,IPHM,Current Magnitude,PM,-98.6,37.5,PPA:6319,2021-08-06 18:02:32
} | MaximumArchiveDays=90 | DesiredRemainingSpace=500,6320,GPA_MGSSSE_500_PM_01-PA3:IH,,222,8736f6c7-ad41-4b43-b4f6-e684e0d4ad20,MGSSSE_500_PM_01,Mgssse_500_Pm_01,60,1,companyAcronym= | protocolName=IEEE C37.118.2-2011 | vendorAcronym= | vendorDeviceName= | interconnectionName=,,,,10,STTP,Streaming Telemetry Transport Protocol,2,3,LTGOIGU_1_FA_C,I,+,0,MGSSSE_500_PM_01-PA3,0.0,1.0,Mgssse_500_Pm_01 LTGOIGU_1_FA_C + Current Phase Angle,0,1,1,Degrees,Phasor,IPHA,Current Phase Angle,PA,-98.6,37.5,PPA:6320,2021-08-06 18:02:32
} | MaximumArchiveDays=90 | DesiredRemainingSpace=500,6321,GPA_MGSSSE_500_PM_01-PM4:V,,222,8736f6c7-ad41-4b43-b4f6-e684e0d4ad20,MGSSSE_500_PM_01,Mgssse_500_Pm_01,60,1,companyAcronym= | protocolName=IEEE C37.118.2-2011 | vendorAcronym= | vendorDeviceName= | interconnectionName=,,,,10,STTP,Streaming Telemetry Transport Protocol,3,4,LTGOIGU_1_FV_A,V,+,0,MGSSSE_500_PM_01-PM4,0.0,1.0,Mgssse_500_Pm_01 LTGOIGU_1_FV_A + Voltage Magnitude,0,1,1,Volts,Phasor,VPHM,Voltage Magnitude,PM,-98.6,37.5,PPA:6321,2021-08-06 18:02:32
} | MaximumArchiveDays=90 | DesiredRemainingSpace=500,6322,GPA_MGSSSE_500_PM_01-PA4:VH,,222,8736f6c7-ad41-4b43-b4f6-e684e0d4ad20,MGSSSE_500_PM_01,Mgssse_500_Pm_01,60,1,companyAcronym= | protocolName=IEEE C37.118.2-2011 | vendorAcronym= | vendorDeviceName= | interconnectionName=,,,,10,STTP,Streaming Telemetry Transport Protocol,4,4,LTGOIGU_1_FV_A,V,+,0,MGSSSE_500_PM_01-PA4,0.0,1.0,Mgssse_500_Pm_01 LTGOIGU_1_FV_A + Voltage Phase Angle,0,1,1,Degrees,Phasor,VPHA,Voltage Phase Angle,PA,-98.6,37.5,PPA:6322,2021-08-06 18:02:32
} | MaximumArchiveDays=90 | DesiredRemainingSpace=500,6323,GPA_MGSSSE_500_PM_01-PM5:V,,222,8736f6c7-ad41-4b43-b4f6-e684e0d4ad20,MGSSSE_500_PM_01,Mgssse_500_Pm_01,60,1,companyAcronym= | protocolName=IEEE C37.118.2-2011 | vendorAcronym= | vendorDeviceName= | interconnectionName=,,,,10,STTP,Streaming Telemetry Transport Protocol,3,5,LTGOIGU_1_FV_B,V,+,0,MGSSSE_500_PM_01-PM5,0.0,1.0,Mgssse_500_Pm_01 LTGOIGU_1_FV_B + Voltage Magnitude,0,1,1,Volts,Phasor,VPHM,Voltage Magnitude,PM,-98.6,37.5,PPA:6323,2021-08-06 18:02:32
} | MaximumArchiveDays=90 | DesiredRemainingSpace=500,6324,GPA_MGSSSE_500_PM_01-PA5:VH,,222,8736f6c7-ad41-4b43-b4f6-e684e0d4ad20,MGSSSE_500_PM_01,Mgssse_500_Pm_01,60,1,companyAcronym= | protocolName=IEEE C37.118.2-2011 | vendorAcronym= | vendorDeviceName= | interconnectionName=,,,,10,STTP,Streaming Telemetry Transport Protocol,4,5,LTGOIGU_1_FV_B,V,+,0,MGSSSE_500_PM_01-PA5,0.0,1.0,Mgssse_500_Pm_01 LTGOIGU_1_FV_B + Voltage Phase Angle,0,1,1,Degrees,Phasor,VPHA,Voltage Phase Angle,PA,-98.6,37.5,PPA:6324,2021-08-06 18:02:32
} | MaximumArchiveDays=90 | DesiredRemainingSpace=500,6325,GPA_MGSSSE_500_PM_01-PM6:V,,222,8736f6c7-ad41-4b43-b4f6-e684e0d4ad20,MGSSSE_500_PM_01,Mgssse_500_Pm_01,60,1,companyAcronym= | protocolName=IEEE C37.118.2-2011 | vendorAcronym= | vendorDeviceName= | interconnectionName=,,,,10,STTP,Streaming Telemetry Transport Protocol,3,6,LTGOIGU_1_FV_C,V,+,0,MGSSSE_500_PM_01-PM6,0.0,1.0,Mgssse_500_Pm_01 LTGOIGU_1_FV_C + Voltage Magnitude,0,1,1,Volts,Phasor,VPHM,Voltage Magnitude,PM,-98.6,37.5,PPA:6325,2021-08-06 18:02:32
} | MaximumArchiveDays=90 | DesiredRemainingSpace=500,6326,GPA_MGSSSE_500_PM_01-PA6:VH,,222,8736f6c7-ad41-4b43-b4f6-e684e0d4ad20,MGSSSE_500_PM_01,Mgssse_500_Pm_01,60,1,companyAcronym= | protocolName=IEEE C37.118.2-2011 | vendorAcronym= | vendorDeviceName= | interconnectionName=,,,,10,STTP,Streaming Telemetry Transport Protocol,4,6,LTGOIGU_1_FV_C,V,+,0,MGSSSE_500_PM_01-PA6,0.0,1.0,Mgssse_500_Pm_01 LTGOIGU_1_FV_C + Voltage Phase Angle,0,1,1,Degrees,Phasor,VPHA,Voltage Phase Angle,PA,-98.6,37.5,PPA:6326,2021-08-06 18:02:32
} | MaximumArchiveDays=90 | DesiredRemainingSpace=500,6327,GPA_MGSSSE_500_PM_01-PM7:V,,222,8736f6c7-ad41-4b43-b4f6-e684e0d4ad20,MGSSSE_500_PM_01,Mgssse_500_Pm_01,60,1,companyAcronym= | protocolName=IEEE C37.118.2-2011 | vendorAcronym= | vendorDeviceName= | interconnectionName=,,,,10,STTP,Streaming Telemetry Transport Protocol,3,7,LTGOIGU_1_FV_P,V,+,0,MGSSSE_500_PM_01-PM7,0.0,1.0,Mgssse_500_Pm_01 LTGOIGU_1_FV_P + Voltage Magnitude,0,1,1,Volts,Phasor,VPHM,Voltage Magnitude,PM,-98.6,37.5,PPA:6327,2021-08-06 18:02:32
} | MaximumArchiveDays=90 | DesiredRemainingSpace=500,6328,GPA_MGSSSE_500_PM_01-PA7:VH,,222,8736f6c7-ad41-4b43-b4f6-e684e0d4ad20,MGSSSE_500_PM_01,Mgssse_500_Pm_01,60,1,companyAcronym= | protocolName=IEEE C37.118.2-2011 | vendorAcronym= | vendorDeviceName= | interconnectionName=,,,,10,STTP,Streaming Telemetry Transport Protocol,4,7,LTGOIGU_1_FV_P,V,+,0,MGSSSE_500_PM_01-PA7,0.0,1.0,Mgssse_500_Pm_01 LTGOIGU_1_FV_P + Voltage Phase Angle,0,1,1,Degrees,Phasor,VPHA,Voltage Phase Angle,PA,-98.6,37.5,PPA:6328,2021-08-06 18:02:32
} | MaximumArchiveDays=90 | DesiredRemainingSpace=500,6329,GPA_MGSSSE_500_PM_01-PM8:I,,222,8736f6c7-ad41-4b43-b4f6-e684e0d4ad20,MGSSSE_500_PM_01,Mgssse_500_Pm_01,60,1,companyAcronym= | protocolName=IEEE C37.118.2-2011 | vendorAcronym= | vendorDeviceName= | interconnectionName=,,,,10,STTP,Streaming Telemetry Transport Protocol,1,8,LTGOIGU_1_FA_P,I,+,0,MGSSSE_500_PM_01-PM8,0.0,1.0,Mgssse_500_Pm_01 LTGOIGU_1_FA_P + Current Magnitude,0,1,1,Amps,Phasor,IPHM,Current Magnitude,PM,-98.6,37.5,PPA:6329,2021-08-06 18:02:32
} | MaximumArchiveDays=90 | DesiredRemainingSpace=500,6330,GPA_MGSSSE_500_PM_01-PA8:IH,,222,8736f6c7-ad41-4b43-b4f6-e684e0d4ad20,MGSSSE_500_PM_01,Mgssse_500_Pm_01,60,1,companyAcronym= | protocolName=IEEE C37.118.2-2011 | vendorAcronym= | vendorDeviceName= | interconnectionName=,,,,10,STTP,Streaming Telemetry Transport Protocol,2,8,LTGOIGU_1_FA_P,I,+,0,MGSSSE_500_PM_01-PA8,0.0,1.0,Mgssse_500_Pm_01 LTGOIGU_1_FA_P + Current Phase Angle,0,1,1,Degrees,Phasor,IPHA,Current Phase Angle,PA,-98.6,37.5,PPA:6330,2021-08-06 18:02:32
} | MaximumArchiveDays=90 | DesiredRemainingSpace=500,6331,GPA_MAENO_230_PM_01:F,,223,8736f6c7-ad41-4b43-b4f6-e684e0d4ad20,MAENO_230_PM_01,Maeno_230_Pm_01,60,1,companyAcronym= | protocolName=IEEE C37.118.2-2011 | vendorAcronym= | vendorDeviceName= | interconnectionName=,,,,10,STTP,Streaming Telemetry Transport Protocol,5,,,,,,MAENO_230_PM_01-FQ,0.0,1.0,Maeno_230_Pm_01 Frequency,0,1,1,Hz,PMU,FREQ,Frequency,FQ,-98.6,37.5,PPA:6331,2021-08-06 18:02:32
} | MaximumArchiveDays=90 | DesiredRemainingSpace=500,6332,GPA_MAENO_230_PM_01:DF,,223,8736f6c7-ad41-4b43-b4f6-e684e0d4ad20,MAENO_230_PM_01,Maeno_230_Pm_01,60,1,companyAcronym= | protocolName=IEEE C37.118.2-2011 | vendorAcronym= | vendorDeviceName= | interconnectionName=,,,,10,STTP,Streaming Telemetry Transport Protocol,6,,,,,,MAENO_230_PM_01-DF,0.0,1.0,Maeno_230_Pm_01 Frequency Delta (dF/dt),0,1,1,,PMU,DFDT,Frequency Delta (dF/dt),DF,-98.6,37.5,PPA:6332,2021-08-06 18:02:32
} | MaximumArchiveDays=90 | DesiredRemainingSpace=500,6333,GPA_MAENO_230_PM_01:S,,223,8736f6c7-ad41-4b43-b4f6-e684e0d4ad20,MAENO_230_PM_01,Maeno_230_Pm_01,60,1,companyAcronym= | protocolName=IEEE C37.118.2-2011 | vendorAcronym= | vendorDeviceName= | interconnectionName=,,,,10,STTP,Streaming Telemetry Transport Protocol,8,,,,,,MAENO_230_PM_01-SF,0.0,1.0,Maeno_230_Pm_01 Status Flags,0,1,1,,PMU,FLAG,Status Flags,SF,-98.6,37.5,PPA:6333,2021-08-06 18:02:32
} | MaximumArchiveDays=90 | DesiredRemainingSpace=500,6334,GPA_MAENO_230_PM_01-PM1:I,,223,8736f6c7-ad41-4b43-b4f6-e684e0d4ad20,MAENO_230_PM_01,Maeno_230_Pm_01,60,1,companyAcronym= | protocolName=IEEE C37.118.2-2011 | vendorAcronym= | vendorDeviceName= | interconnectionName=,,,,10,STTP,Streaming Telemetry Transport Protocol,1,1,LTMAMR_1_FA_A,I,+,0,MAENO_230_PM_01-PM1,0.0,1.0,Maeno_230_Pm_01 LTMAMR_1_FA_A + Current Magnitude,0,1,1,Amps,Phasor,IPHM,Current Magnitude,PM,-98.6,37.5,PPA:6334,2021-08-06 18:02:32
} | MaximumArchiveDays=90 | DesiredRemainingSpace=500,6335,GPA_MAENO_230_PM_01-PA1:IH,,223,8736f6c7-ad41-4b43-b4f6-e684e0d4ad20,MAENO_230_PM_01,Maeno_230_Pm_01,60,1,companyAcronym= | protocolName=IEEE C37.118.2-2011 | vendorAcronym= | vendorDeviceName= | interconnectionName=,,,,10,STTP,Streaming Telemetry Transport Protocol,2,1,LTMAMR_1_FA_A,I,+,0,MAENO_230_PM_01-PA1,0.0,1.0,Maeno_230_Pm_01 LTMAMR_1_FA_A + Current Phase Angle,0,1,1,Degrees,Phasor,IPHA,Current Phase Angle,PA,-98.6,37.5,PPA:6335,2021-08-06 18:02:32
} | MaximumArchiveDays=90 | DesiredRemainingSpace=500,6336,GPA_MAENO_230_PM_01-PM2:I,,223,8736f6c7-ad41-4b43-b4f6-e684e0d4ad20,MAENO_230_PM_01,Maeno_230_Pm_01,60,1,companyAcronym= | protocolName=IEEE C37.118.2-2011 | vendorAcronym= | vendorDeviceName= | interconnectionName=,,,,10,STTP,Streaming Telemetry Transport Protocol,1,2,LTMAMR_1_FA_B,I,+,0,MAENO_230_PM_01-PM2,0.0,1.0,Maeno_230_Pm_01 LTMAMR_1_FA_B + Current Magnitude,0,1,1,Amps,Phasor,IPHM,Current Magnitude,PM,-98.6,37.5,PPA:6336,2021-08-06 18:02:32
} | MaximumArchiveDays=90 | DesiredRemainingSpace=500,6337,GPA_MAENO_230_PM_01-PA2:IH,,223,8736f6c7-ad41-4b43-b4f6-e684e0d4ad20,MAENO_230_PM_01,Maeno_230_Pm_01,60,1,companyAcronym= | protocolName=IEEE C37.118.2-2011 | vendorAcronym= | vendorDeviceName= | interconnectionName=,,,,10,STTP,Streaming Telemetry Transport Protocol,2,2,LTMAMR_1_FA_B,I,+,0,MAENO_230_PM_01-PA2,0.0,1.0,Maeno_230_Pm_01 LTMAMR_1_FA_B + Current Phase Angle,0,1,1,Degrees,Phasor,IPHA,Current Phase Angle,PA,-98.6,37.5,PPA:6337,2021-08-06 18:02:32
} | MaximumArchiveDays=90 | DesiredRemainingSpace=500,6338,GPA_MAENO_230_PM_01-PM3:I,,223,8736f6c7-ad41-4b43-b4f6-e684e0d4ad20,MAENO_230_PM_01,Maeno_230_Pm_01,60,1,companyAcronym= | protocolName=IEEE C37.118.2-2011 | vendorAcronym= | vendorDeviceName= | interconnectionName=,,,,10,STTP,Streaming Telemetry Transport Protocol,1,3,LTMAMR_1_FA_C,I,+,0,MAENO_230_PM_01-PM3,0.0,1.0,Maeno_230_Pm_01 LTMAMR_1_FA_C + Current Magnitude,0,1,1,Amps,Phasor,IPHM,Current Magnitude,PM,-98.6,37.5,PPA:6338,2021-08-06 18:02:32
} | MaximumArchiveDays=90 | DesiredRemainingSpace=500,6339,GPA_MAENO_230_PM_01-PA3:IH,,223,8736f6c7-ad41-4b43-b4f6-e684e0d4ad20,MAENO_230_PM_01,Maeno_230_Pm_01,60,1,companyAcronym= | protocolName=IEEE C37.118.2-2011 | vendorAcronym= | vendorDeviceName= | interconnectionName=,,,,10,STTP,Streaming Telemetry Transport Protocol,2,3,LTMAMR_1_FA_C,I,+,0,MAENO_230_PM_01-PA3,0.0,1.0,Maeno_230_Pm_01 LTMAMR_1_FA_C + Current Phase Angle,0,1,1,Degrees,Phasor,IPHA,Current Phase Angle,PA,-98.6,37.5,PPA:6339,2021-08-06 18:02:32
} | MaximumArchiveDays=90 | DesiredRemainingSpace=500,6340,GPA_MAENO_230_PM_01-PM4:V,,223,8736f6c7-ad41-4b43-b4f6-e684e0d4ad20,MAENO_230_PM_01,Maeno_230_Pm_01,60,1,companyAcronym= | protocolName=IEEE C37.118.2-2011 | vendorAcronym= | vendorDeviceName= | interconnectionName=,,,,10,STTP,Streaming Telemetry Transport Protocol,3,4,LTMAMR_1_FV_A,V,+,0,MAENO_230_PM_01-PM4,0.0,1.0,Maeno_230_Pm_01 LTMAMR_1_FV_A + Voltage Magnitude,0,1,1,Volts,Phasor,VPHM,Voltage Magnitude,PM,-98.6,37.5,PPA:6340,2021-08-06 18:02:32
} | MaximumArchiveDays=90 | DesiredRemainingSpace=500,6341,GPA_MAENO_230_PM_01-PA4:VH,,223,8736f6c7-ad41-4b43-b4f6-e684e0d4ad20,MAENO_230_PM_01,Maeno_230_Pm_01,60,1,companyAcronym= | protocolName=IEEE C37.118.2-2011 | vendorAcronym= | vendorDeviceName= | interconnectionName=,,,,10,STTP,Streaming Telemetry Transport Protocol,4,4,LTMAMR_1_FV_A,V,+,0,MAENO_230_PM_01-PA4,0.0,1.0,Maeno_230_Pm_01 LTMAMR_1_FV_A + Voltage Phase Angle,0,1,1,Degrees,Phasor,VPHA,Voltage Phase Angle,PA,-98.6,37.5,PPA:6341,2021-08-06 18:02:32
} | MaximumArchiveDays=90 | DesiredRemainingSpace=500,6342,GPA_MAENO_230_PM_01-PM5:V,,223,8736f6c7-ad41-4b43-b4f6-e684e0d4ad20,MAENO_230_PM_01,Maeno_230_Pm_01,60,1,companyAcronym= | protocolName=IEEE C37.118.2-2011 | vendorAcronym= | vendorDeviceName= | interconnectionName=,,,,10,STTP,Streaming Telemetry Transport Protocol,3,5,LTMAMR_1_FV_B,V,+,0,MAENO_230_PM_01-PM5,0.0,1.0,Maeno_230_Pm_01 LTMAMR_1_FV_B + Voltage Magnitude,0,1,1,Volts,Phasor,VPHM,Voltage Magnitude,PM,-98.6,37.5,PPA:6342,2021-08-06 18:02:32
} | MaximumArchiveDays=90 | DesiredRemainingSpace=500,6343,GPA_MAENO_230_PM_01-PA5:VH,,223,8736f6c7-ad41-4b43-b4f6-e684e0d4ad20,MAENO_230_PM_01,Maeno_230_Pm_01,60,1,companyAcronym= | protocolName=IEEE C37.118.2-2011 | vendorAcronym= | vendorDeviceName= | interconnectionName=,,,,10,STTP,Streaming Telemetry Transport Protocol,4,5,LTMAMR_1_FV_B,V,+,0,MAENO_230_PM_01-PA5,0.0,1.0,Maeno_230_Pm_01 LTMAMR_1_FV_B + Voltage Phase Angle,0,1,1,Degrees,Phasor,VPHA,Voltage Phase Angle,PA,-98.6,37.5,PPA:6343,2021-08-06 18:02:32
} | MaximumArchiveDays=90 | DesiredRemainingSpace=500,6344,GPA_MAENO_230_PM_01-PM6:V,,223,8736f6c7-ad41-4b43-b4f6-e684e0d4ad20,MAENO_230_PM_01,Maeno_230_Pm_01,60,1,companyAcronym= | protocolName=IEEE C37.118.2-2011 | vendorAcronym= | vendorDeviceName= | interconnectionName=,,,,10,STTP,Streaming Telemetry Transport Protocol,3,6,LTMAMR_1_FV_C,V,+,0,MAENO_230_PM_01-PM6,0.0,1.0,Maeno_230_Pm_01 LTMAMR_1_FV_C + Voltage Magnitude,0,1,1,Volts,Phasor,VPHM,Voltage Magnitude,PM,-98.6,37.5,PPA:6344,2021-08-06 18:02:32
} | MaximumArchiveDays=90 | DesiredRemainingSpace=500,6345,GPA_MAENO_230_PM_01-PA6:VH,,223,8736f6c7-ad41-4b43-b4f6-e684e0d4ad20,MAENO_230_PM_01,Maeno_230_Pm_01,60,1,companyAcronym= | protocolName=IEEE C37.118.2-2011 | vendorAcronym= | vendorDeviceName= | interconnectionName=,,,,10,STTP,Streaming Telemetry Transport Protocol,4,6,LTMAMR_1_FV_C,V,+,0,MAENO_230_PM_01-PA6,0.0,1.0,Maeno_230_Pm_01 LTMAMR_1_FV_C + Voltage Phase Angle,0,1,1,Degrees,Phasor,VPHA,Voltage Phase Angle,PA,-98.6,37.5,PPA:6345,2021-08-06 18:02:32
} | MaximumArchiveDays=90 | DesiredRemainingSpace=500,6346,GPA_MAENO_230_PM_01-PM7:V,,223,8736f6c7-ad41-4b43-b4f6-e684e0d4ad20,MAENO_230_PM_01,Maeno_230_Pm_01,60,1,companyAcronym= | protocolName=IEEE C37.118.2-2011 | vendorAcronym= | vendorDeviceName= | interconnectionName=,,,,10,STTP,Streaming Telemetry Transport Protocol,3,7,LTMAMR_1_FV_P,V,+,0,MAENO_230_PM_01-PM7,0.0,1.0,Maeno_230_Pm_01 LTMAMR_1_FV_P + Voltage Magnitude,0,1,1,Volts,Phasor,VPHM,Voltage Magnitude,PM,-98.6,37.5,PPA:6346,2021-08-06 18:02:32
} | MaximumArchiveDays=90 | DesiredRemainingSpace=500,6347,GPA_MAENO_230_PM_01-PA7:VH,,223,8736f6c7-ad41-4b43-b4f6-e684e0d4ad20,MAENO_230_PM_01,Maeno_230_Pm_01,60,1,companyAcronym= | protocolName=IEEE C37.118.2-2011 | vendorAcronym= | vendorDeviceName= | interconnectionName=,,,,10,STTP,Streaming Telemetry Transport Protocol,4,7,LTMAMR_1_FV_P,V,+,0,MAENO_230_PM_01-PA7,0.0,1.0,Maeno_230_Pm_01 LTMAMR_1_FV_P + Voltage Phase Angle,0,1,1,Degrees,Phasor,VPHA,Voltage Phase Angle,PA,-98.6,37.5,PPA:6347,2021-08-06 18:02:32
} | MaximumArchiveDays=90 | DesiredRemainingSpace=500,6348,GPA_MAENO_230_PM_01-PM8:I,,223,8736f6c7-ad41-4b43-b4f6-e684e0d4ad20,MAENO_230_PM_01,Maeno_230_Pm_01,60,1,companyAcronym= | protocolName=IEEE C37.118.2-2011 | vendorAcronym= | vendorDeviceName= | interconnectionName=,,,,10,STTP,Streaming Telemetry Transport Protocol,1,8,LTMAMR_1_FA_P,I,+,0,MAENO_230_PM_01-PM8,0.0,1.0,Maeno_230_Pm_01 LTMAMR_1_FA_P + Current Magnitude,0,1,1,Amps,Phasor,IPHM,Current Magnitude,PM,-98.6,37.5,PPA:6348,2021-08-06 18:02:32
} | MaximumArchiveDays=90 | DesiredRemainingSpace=500,6349,GPA_MAENO_230_PM_01-PA8:IH,,223,8736f6c7-ad41-4b43-b4f6-e684e0d4ad20,MAENO_230_PM_01,Maeno_230_Pm_01,60,1,companyAcronym= | protocolName=IEEE C37.118.2-2011 | vendorAcronym= | vendorDeviceName= | interconnectionName=,,,,10,STTP,Streaming Telemetry Transport Protocol,2,8,LTMAMR_1_FA_P,I,+,0,MAENO_230_PM_01-PA8,0.0,1.0,Maeno_230_Pm_01 LTMAMR_1_FA_P + Current Phase Angle,0,1,1,Degrees,Phasor,IPHA,Current Phase Angle,PA,-98.6,37.5,PPA:6349,2021-08-06 18:02:32
} | MaximumArchiveDays=90 | DesiredRemainingSpace=500,6350,GPA_MAMR_230_PM_01:F,,224,8736f6c7-ad41-4b43-b4f6-e684e0d4ad20,MAMR_230_PM_01,Mamr_230_Pm_01,60,1,companyAcronym= | protocolName=IEEE C37.118.2-2011 | vendorAcronym= | vendorDeviceName= | interconnectionName=,,,,10,STTP,Streaming Telemetry Transport Protocol,5,,,,,,MAMR_230_PM_01-FQ,0.0,1.0,Mamr_230_Pm_01 Frequency,0,1,1,Hz,PMU,FREQ,Frequency,FQ,-98.6,37.5,PPA:6350,2021-08-06 18:02:32
} | MaximumArchiveDays=90 | DesiredRemainingSpace=500,6351,GPA_MAMR_230_PM_01:DF,,224,8736f6c7-ad41-4b43-b4f6-e684e0d4ad20,MAMR_230_PM_01,Mamr_230_Pm_01,60,1,companyAcronym= | protocolName=IEEE C37.118.2-2011 | vendorAcronym= | vendorDeviceName= | interconnectionName=,,,,10,STTP,Streaming Telemetry Transport Protocol,6,,,,,,MAMR_230_PM_01-DF,0.0,1.0,Mamr_230_Pm_01 Frequency Delta (dF/dt),0,1,1,,PMU,DFDT,Frequency Delta (dF/dt),DF,-98.6,37.5,PPA:6351,2021-08-06 18:02:32
} | MaximumArchiveDays=90 | DesiredRemainingSpace=500,6352,GPA_MAMR_230_PM_01:S,,224,8736f6c7-ad41-4b43-b4f6-e684e0d4ad20,MAMR_230_PM_01,Mamr_230_Pm_01,60,1,companyAcronym= | protocolName=IEEE C37.118.2-2011 | vendorAcronym= | vendorDeviceName= | interconnectionName=,,,,10,STTP,Streaming Telemetry Transport Protocol,8,,,,,,MAMR_230_PM_01-SF,0.0,1.0,Mamr_230_Pm_01 Status Flags,0,1,1,,PMU,FLAG,Status Flags,SF,-98.6,37.5,PPA:6352,2021-08-06 18:02:32
} | MaximumArchiveDays=90 | DesiredRemainingSpace=500,6353,GPA_MAMR_230_PM_01-PM1:V,,224,8736f6c7-ad41-4b43-b4f6-e684e0d4ad20,MAMR_230_PM_01,Mamr_230_Pm_01,60,1,companyAcronym= | protocolName=IEEE C37.118.2-2011 | vendorAcronym= | vendorDeviceName= | interconnectionName=,,,,10,STTP,Streaming Telemetry Transport Protocol,3,1,LTMAENO_1_FV_A,V,+,0,MAMR_230_PM_01-PM1,0.0,1.0,Mamr_230_Pm_01 LTMAENO_1_FV_A + Voltage Magnitude,0,1,1,Volts,Phasor,VPHM,Voltage Magnitude,PM,-98.6,37.5,PPA:6353,2021-08-06 18:02:32
} | MaximumArchiveDays=90 | DesiredRemainingSpace=500,6354,GPA_MAMR_230_PM_01-PA1:VH,,224,8736f6c7-ad41-4b43-b4f6-e684e0d4ad20,MAMR_230_PM_01,Mamr_230_Pm_01,60,1,companyAcronym= | protocolName=IEEE C37.118.2-2011 | vendorAcronym= | vendorDeviceName= | interconnectionName=,,,,10,STTP,Streaming Telemetry Transport Protocol,4,1,LTMAENO_1_FV_A,V,+,0,MAMR_230_PM_01-PA1,0.0,1.0,Mamr_230_Pm_01 LTMAENO_1_FV_A + Voltage Phase Angle,0,1,1,Degrees,Phasor,VPHA,Voltage Phase Angle,PA,-98.6,37.5,PPA:6354,2021-08-06 18:02:32
} | MaximumArchiveDays=90 | DesiredRemainingSpace=500,6355,GPA_MAMR_230_PM_01-PM2:V,,224,8736f6c7-ad41-4b43-b4f6-e684e0d4ad20,MAMR_230_PM_01,Mamr_230_Pm_01,60,1,companyAcronym= | protocolName=IEEE C37.118.2-2011 | vendorAcronym= | vendorDeviceName= | interconnectionName=,,,,10,STTP,Streaming Telemetry Transport Protocol,3,2,LTMAENO_1_FV_B,V,+,0,MAMR_230_PM_01-PM2,0.0,1.0,Mamr_230_Pm_01 LTMAENO_1_FV_B + Voltage Magnitude,0,1,1,Volts,Phasor,VPHM,Voltage Magnitude,PM,-98.6,37.5,PPA:6355,2021-08-06 18:02:32
} | MaximumArchiveDays=90 | DesiredRemainingSpace=500,6356,GPA_MAMR_230_PM_01-PA2:VH,,224,8736f6c7-ad41-4b43-b4f6-e684e0d4ad20,MAMR_230_PM_01,Mamr_230_Pm_01,60,1,companyAcronym= | protocolName=IEEE C37.118.2-2011 | vendorAcronym= | vendorDeviceName= | interconnectionName=,,,,10,STTP,Streaming Telemetry Transport Protocol,4,2,LTMAENO_1_FV_B,V,+,0,MAMR_230_PM_01-PA2,0.0,1.0,Mamr_230_Pm_01 LTMAENO_1_FV_B + Voltage Phase Angle,0,1,1,Degrees,Phasor,VPHA,Voltage Phase Angle,PA,-98.6,37.5,PPA:6356,2021-08-06 18:02:32
} | MaximumArchiveDays=90 | DesiredRemainingSpace=500,6357,GPA_MAMR_230_PM_01-PM3:V,,224,8736f6c7-ad41-4b43-b4f6-e684e0d4ad20,MAMR_230_PM_01,Mamr_230_Pm_01,60,1,companyAcronym= | protocolName=IEEE C37.118.2-2011 | vendorAcronym= | vendorDeviceName= | interconnectionName=,,,,10,STTP,Streaming Telemetry Transport Protocol,3,3,LTMAENO_1_FV_C,V,+,0,MAMR_230_PM_01-PM3,0.0,1.0,Mamr_230_Pm_01 LTMAENO_1_FV_C + Voltage Magnitude,0,1,1,Volts,Phasor,VPHM,Voltage Magnitude,PM,-98.6,37.5,PPA:6357,2021-08-06 18:02:32
} | MaximumArchiveDays=90 | DesiredRemainingSpace=500,6358,GPA_MAMR_230_PM_01-PA3:VH,,224,8736f6c7-ad41-4b43-b4f6-e684e0d4ad20,MAMR_230_PM_01,Mamr_230_Pm_01,60,1,companyAcronym= | protocolName=IEEE C37.118.2-2011 | vendorAcronym= | vendorDeviceName= | interconnectionName=,,,,10,STTP,Streaming Telemetry Transport Protocol,4,3,LTMAENO_1_FV_C,V,+,0,MAMR_230_PM_01-PA3,0.0,1.0,Mamr_230_Pm_01 LTMAENO_1_FV_C + Voltage Phase Angle,0,1,1,Degrees,Phasor,VPHA,Voltage Phase Angle,PA,-98.6,37.5,PPA:6358,2021-08-06 18:02:32
} | MaximumArchiveDays=90 | DesiredRemainingSpace=500,6359,GPA_MAMR_230_PM_01-PM4:I,,224,8736f6c7-ad41-4b43-b4f6-e684e0d4ad20,MAMR_230_PM_01,Mamr_230_Pm_01,60,1,companyAcronym= | protocolName=IEEE C37.118.2-2011 | vendorAcronym= | vendorDeviceName= | interconnectionName=,,,,10,STTP,Streaming Telemetry Transport Protocol,1,4,LTMAENO_1_FA_A,I,+,0,MAMR_230_PM_01-PM4,0.0,1.0,Mamr_230_Pm_01 LTMAENO_1_FA_A + Current Magnitude,0,1,1,Amps,Phasor,IPHM,Current Magnitude,PM,-98.6,37.5,PPA:6359,2021-08-06 18:02:32
} | MaximumArchiveDays=90 | DesiredRemainingSpace=500,6360,GPA_MAMR_230_PM_01-PA4:IH,,224,8736f6c7-ad41-4b43-b4f6-e684e0d4ad20,MAMR_230_PM_01,Mamr_230_Pm_01,60,1,companyAcronym= | protocolName=IEEE C37.118.2-2011 | vendorAcronym= | vendorDeviceName= | interconnectionName=,,,,10,STTP,Streaming Telemetry Transport Protocol,2,4,LTMAENO_1_FA_A,I,+,0,MAMR_230_PM_01-PA4,0.0,1.0,Mamr_230_Pm_01 LTMAENO_1_FA_A + Current Phase Angle,0,1,1,Degrees,Phasor,IPHA,Current Phase Angle,PA,-98.6,37.5,PPA:6360,2021-08-06 18:02:32
} | MaximumArchiveDays=90 | DesiredRemainingSpace=500,6361,GPA_MAMR_230_PM_01-PM5:I,,224,8736f6c7-ad41-4b43-b4f6-e684e0d4ad20,MAMR_230_PM_01,Mamr_230_Pm_01,60,1,companyAcronym= | protocolName=IEEE C37.118.2-2011 | vendorAcronym= | vendorDeviceName= | interconnectionName=,,,,10,STTP,Streaming Telemetry Transport Protocol,1,5,LTMAENO_1_FA_B,I,+,0,MAMR_230_PM_01-PM5,0.0,1.0,Mamr_230_Pm_01 LTMAENO_1_FA_B + Current Magnitude,0,1,1,Amps,Phasor,IPHM,Current Magnitude,PM,-98.6,37.5,PPA:6361,2021-08-06 18:02:32
} | MaximumArchiveDays=90 | DesiredRemainingSpace=500,6362,GPA_MAMR_230_PM_01-PA5:IH,,224,8736f6c7-ad41-4b43-b4f6-e684e0d4ad20,MAMR_230_PM_01,Mamr_230_Pm_01,60,1,companyAcronym= | protocolName=IEEE C37.118.2-2011 | vendorAcronym= | vendorDeviceName= | interconnectionName=,,,,10,STTP,Streaming Telemetry Transport Protocol,2,5,LTMAENO_1_FA_B,I,+,0,MAMR_230_PM_01-PA5,0.0,1.0,Mamr_230_Pm_01 LTMAENO_1_FA_B + Current Phase Angle,0,1,1,Degrees,Phasor,IPHA,Current Phase Angle,PA,-98.6,37.5,PPA:6362,2021-08-06 18:02:32
} | MaximumArchiveDays=90 | DesiredRemainingSpace=500,6363,GPA_MAMR_230_PM_01-PM6:I,,224,8736f6c7-ad41-4b43-b4f6-e684e0d4ad20,MAMR_230_PM_01,Mamr_230_Pm_01,60,1,companyAcronym= | protocolName=IEEE C37.118.2-2011 | vendorAcronym= | vendorDeviceName= | interconnectionName=,,,,10,STTP,Streaming Telemetry Transport Protocol,1,6,LTMAENO_1_FA_C,I,+,0,MAMR_230_PM_01-PM6,0.0,1.0,Mamr_230_Pm_01 LTMAENO_1_FA_C + Current Magnitude,0,1,1,Amps,Phasor,IPHM,Current Magnitude,PM,-98.6,37.5,PPA:6363,2021-08-06 18:02:32
} | MaximumArchiveDays=90 | DesiredRemainingSpace=500,6364,GPA_MAMR_230_PM_01-PA6:IH,,224,8736f6c7-ad41-4b43-b4f6-e684e0d4ad20,MAMR_230_PM_01,Mamr_230_Pm_01,60,1,companyAcronym= | protocolName=IEEE C37.118.2-2011 | vendorAcronym= | vendorDeviceName= | interconnectionName=,,,,10,STTP,Streaming Telemetry Transport Protocol,2,6,LTMAENO_1_FA_C,I,+,0,MAMR_230_PM_01-PA6,0.0,1.0,Mamr_230_Pm_01 LTMAENO_1_FA_C + Current Phase Angle,0,1,1,Degrees,Phasor,IPHA,Current Phase Angle,PA,-98.6,37.5,PPA:6364,2021-08-06 18:02:32
} | MaximumArchiveDays=90 | DesiredRemainingSpace=500,6365,GPA_MAMR_230_PM_01-PM7:V,,224,8736f6c7-ad41-4b43-b4f6-e684e0d4ad20,MAMR_230_PM_01,Mamr_230_Pm_01,60,1,companyAcronym= | protocolName=IEEE C37.118.2-2011 | vendorAcronym= | vendorDeviceName= | interconnectionName=,,,,10,STTP,Streaming Telemetry Transport Protocol,3,7,LTMAENO_1_FV_P,V,+,0,MAMR_230_PM_01-PM7,0.0,1.0,Mamr_230_Pm_01 LTMAENO_1_FV_P + Voltage Magnitude,0,1,1,Volts,Phasor,VPHM,Voltage Magnitude,PM,-98.6,37.5,PPA:6365,2021-08-06 18:02:32
} | MaximumArchiveDays=90 | DesiredRemainingSpace=500,6366,GPA_MAMR_230_PM_01-PA7:VH,,224,8736f6c7-ad41-4b43-b4f6-e684e0d4ad20,MAMR_230_PM_01,Mamr_230_Pm_01,60,1,companyAcronym= | protocolName=IEEE C37.118.2-2011 | vendorAcronym= | vendorDeviceName= | interconnectionName=,,,,10,STTP,Streaming Telemetry Transport Protocol,4,7,LTMAENO_1_FV_P,V,+,0,MAMR_230_PM_01-PA7,0.0,1.0,Mamr_230_Pm_01 LTMAENO_1_FV_P + Voltage Phase Angle,0,1,1,Degrees,Phasor,VPHA,Voltage Phase Angle,PA,-98.6,37.5,PPA:6366,2021-08-06 18:02:32
} | MaximumArchiveDays=90 | DesiredRemainingSpace=500,6367,GPA_MAMR_230_PM_01-PM8:I,,224,8736f6c7-ad41-4b43-b4f6-e684e0d4ad20,MAMR_230_PM_01,Mamr_230_Pm_01,60,1,companyAcronym= | protocolName=IEEE C37.118.2-2011 | vendorAcronym= | vendorDeviceName= | interconnectionName=,,,,10,STTP,Streaming Telemetry Transport Protocol,1,8,LTMAENO_1_FA_P,I,+,0,MAMR_230_PM_01-PM8,0.0,1.0,Mamr_230_Pm_01 LTMAENO_1_FA_P + Current Magnitude,0,1,1,Amps,Phasor,IPHM,Current Magnitude,PM,-98.6,37.5,PPA:6367,2021-08-06 18:02:32
} | MaximumArchiveDays=90 | DesiredRemainingSpace=500,6368,GPA_MAMR_230_PM_01-PA8:IH,,224,8736f6c7-ad41-4b43-b4f6-e684e0d4ad20,MAMR_230_PM_01,Mamr_230_Pm_01,60,1,companyAcronym= | protocolName=IEEE C37.118.2-2011 | vendorAcronym= | vendorDeviceName= | interconnectionName=,,,,10,STTP,Streaming Telemetry Transport Protocol,2,8,LTMAENO_1_FA_P,I,+,0,MAMR_230_PM_01-PA8,0.0,1.0,Mamr_230_Pm_01 LTMAENO_1_FA_P + Current Phase Angle,0,1,1,Degrees,Phasor,IPHA,Current Phase Angle,PA,-98.6,37.5,PPA:6368,2021-08-06 18:02:32
} | MaximumArchiveDays=90 | DesiredRemainingSpace=500,6369,GPA_GOIGU_500_PM_02:F,,225,8736f6c7-ad41-4b43-b4f6-e684e0d4ad20,GOIGU_500_PM_02,Goigu_500_Pm_02,60,1,companyAcronym= | protocolName=IEEE C37.118.2-2011 | vendorAcronym= | vendorDeviceName= | interconnectionName=,,,,10,STTP,Streaming Telemetry Transport Protocol,5,,,,,,GOIGU_500_PM_02-FQ,0.0,1.0,Goigu_500_Pm_02 Frequency,0,1,1,Hz,PMU,FREQ,Frequency,FQ,-98.6,37.5,PPA:6369,2021-08-06 18:02:32
} | MaximumArchiveDays=90 | DesiredRemainingSpace=500,6370,GPA_GOIGU_500_PM_02:DF,,225,8736f6c7-ad41-4b43-b4f6-e684e0d4ad20,GOIGU_500_PM_02,Goigu_500_Pm_02,60,1,companyAcronym= | protocolName=IEEE C37.118.2-2011 | vendorAcronym= | vendorDeviceName= | interconnectionName=,,,,10,STTP,Streaming Telemetry Transport Protocol,6,,,,,,GOIGU_500_PM_02-DF,0.0,1.0,Goigu_500_Pm_02 Frequency Delta (dF/dt),0,1,1,,PMU,DFDT,Frequency Delta (dF/dt),DF,-98.6,37.5,PPA:6370,2021-08-06 18:02:32
} | MaximumArchiveDays=90 | DesiredRemainingSpace=500,6371,GPA_GOIGU_500_PM_02:S,,225,8736f6c7-ad41-4b43-b4f6-e684e0d4ad20,GOIGU_500_PM_02,Goigu_500_Pm_02,60,1,companyAcronym= | protocolName=IEEE C37.118.2-2011 | vendorAcronym= | vendorDeviceName= | interconnectionName=,,,,10,STTP,Streaming Telemetry Transport Protocol,8,,,,,,GOIGU_500_PM_02-SF,0.0,1.0,Goigu_500_Pm_02 Status Flags,0,1,1,,PMU,FLAG,Status Flags,SF,-98.6,37.5,PPA:6371,2021-08-06 18:02:32
} | MaximumArchiveDays=90 | DesiredRemainingSpace=500,6372,GPA_GOIGU_500_PM_02-PM1:I,,225,8736f6c7-ad41-4b43-b4f6-e684e0d4ad20,GOIGU_500_PM_02,Goigu_500_Pm_02,60,1,companyAcronym= | protocolName=IEEE C37.118.2-2011 | vendorAcronym= | vendorDeviceName= | interconnectionName=,,,,10,STTP,Streaming Telemetry Transport Protocol,1,1,LTMGSSSE_1_FA_A,I,+,0,GOIGU_500_PM_02-PM1,0.0,1.0,Goigu_500_Pm_02 LTMGSSSE_1_FA_A + Current Magnitude,0,1,1,Amps,Phasor,IPHM,Current Magnitude,PM,-98.6,37.5,PPA:6372,2021-08-06 18:02:32
} | MaximumArchiveDays=90 | DesiredRemainingSpace=500,6373,GPA_GOIGU_500_PM_02-PA1:IH,,225,8736f6c7-ad41-4b43-b4f6-e684e0d4ad20,GOIGU_500_PM_02,Goigu_500_Pm_02,60,1,companyAcronym= | protocolName=IEEE C37.118.2-2011 | vendorAcronym= | vendorDeviceName= | interconnectionName=,,,,10,STTP,Streaming Telemetry Transport Protocol,2,1,LTMGSSSE_1_FA_A,I,+,0,GOIGU_500_PM_02-PA1,0.0,1.0,Goigu_500_Pm_02 LTMGSSSE_1_FA_A + Current Phase Angle,0,1,1,Degrees,Phasor,IPHA,Current Phase Angle,PA,-98.6,37.5,PPA:6373,2021-08-06 18:02:32
} | MaximumArchiveDays=90 | DesiredRemainingSpace=500,6374,GPA_GOIGU_500_PM_02-PM2:I,,225,8736f6c7-ad41-4b43-b4f6-e684e0d4ad20,GOIGU_500_PM_02,Goigu_500_Pm_02,60,1,companyAcronym= | protocolName=IEEE C37.118.2-2011 | vendorAcronym= | vendorDeviceName= | interconnectionName=,,,,10,STTP,Streaming Telemetry Transport Protocol,1,2,LTMGSSSE_1_FA_B,I,+,0,GOIGU_500_PM_02-PM2,0.0,1.0,Goigu_500_Pm_02 LTMGSSSE_1_FA_B + Current Magnitude,0,1,1,Amps,Phasor,IPHM,Current Magnitude,PM,-98.6,37.5,PPA:6374,2021-08-06 18:02:32
} | MaximumArchiveDays=90 | DesiredRemainingSpace=500,6375,GPA_GOIGU_500_PM_02-PA2:IH,,225,8736f6c7-ad41-4b43-b4f6-e684e0d4ad20,GOIGU_500_PM_02,Goigu_500_Pm_02,60,1,companyAcronym= | protocolName=IEEE C37.118.2-2011 | vendorAcronym= | vendorDeviceName= | interconnectionName=,,,,10,STTP,Streaming Telemetry Transport Protocol,2,2,LTMGSSSE_1_FA_B,I,+,0,GOIGU_500_PM_02-PA2,0.0,1.0,Goigu_500_Pm_02 LTMGSSSE_1_FA_B + Current Phase Angle,0,1,1,Degrees,Phasor,IPHA,Current Phase Angle,PA,-98.6,37.5,PPA:6375,2021-08-06 18:02:32
} | MaximumArchiveDays=90 | DesiredRemainingSpace=500,6376,GPA_GOIGU_500_PM_02-PM3:I,,225,8736f6c7-ad41-4b43-b4f6-e684e0d4ad20,GOIGU_500_PM_02,Goigu_500_Pm_02,60,1,companyAcronym= | protocolName=IEEE C37.118.2-2011 | vendorAcronym= | vendorDeviceName= | interconnectionName=,,,,10,STTP,Streaming Telemetry Transport Protocol,1,3,LTMGSSSE_1_FA_C,I,+,0,GOIGU_500_PM_02-PM3,0.0,1.0,Goigu_500_Pm_02 LTMGSSSE_1_FA_C + Current Magnitude,0,1,1,Amps,Phasor,IPHM,Current Magnitude,PM,-98.6,37.5,PPA:6376,2021-08-06 18:02:32
} | MaximumArchiveDays=90 | DesiredRemainingSpace=500,6377,GPA_GOIGU_500_PM_02-PA3:IH,,225,8736f6c7-ad41-4b43-b4f6-e684e0d4ad20,GOIGU_500_PM_02,Goigu_500_Pm_02,60,1,companyAcronym= | protocolName=IEEE C37.118.2-2011 | vendorAcronym= | vendorDeviceName= | interconnectionName=,,,,10,STTP,Streaming Telemetry Transport Protocol,2,3,LTMGSSSE_1_FA_C,I,+,0,GOIGU_500_PM_02-PA3,0.0,1.0,Goigu_500_Pm_02 LTMGSSSE_1_FA_C + Current Phase Angle,0,1,1,Degrees,Phasor,IPHA,Current Phase Angle,PA,-98.6,37.5,PPA:6377,2021-08-06 18:02:32
} | MaximumArchiveDays=90 | DesiredRemainingSpace=500,6378,GPA_GOIGU_500_PM_02-PM4:V,,225,8736f6c7-ad41-4b43-b4f6-e684e0d4ad20,GOIGU_500_PM_02,Goigu_500_Pm_02,60,1,companyAcronym= | protocolName=IEEE C37.118.2-2011 | vendorAcronym= | vendorDeviceName= | interconnectionName=,,,,10,STTP,Streaming Telemetry Transport Protocol,3,4,LTMGSSSE_1_FV_A,V,+,0,GOIGU_500_PM_02-PM4,0.0,1.0,Goigu_500_Pm_02 LTMGSSSE_1_FV_A + Voltage Magnitude,0,1,1,Volts,Phasor,VPHM,Voltage Magnitude,PM,-98.6,37.5,PPA:6378,2021-08-06 18:02:32
} | MaximumArchiveDays=90 | DesiredRemainingSpace=500,6379,GPA_GOIGU_500_PM_02-PA4:VH,,225,8736f6c7-ad41-4b43-b4f6-e684e0d4ad20,GOIGU_500_PM_02,Goigu_500_Pm_02,60,1,companyAcronym= | protocolName=IEEE C37.118.2-2011 | vendorAcronym= | vendorDeviceName= | interconnectionName=,,,,10,STTP,Streaming Telemetry Transport Protocol,4,4,LTMGSSSE_1_FV_A,V,+,0,GOIGU_500_PM_02-PA4,0.0,1.0,Goigu_500_Pm_02 LTMGSSSE_1_FV_A + Voltage Phase Angle,0,1,1,Degrees,Phasor,VPHA,Voltage Phase Angle,PA,-98.6,37.5,PPA:6379,2021-08-06 18:02:32
} | MaximumArchiveDays=90 | DesiredRemainingSpace=500,6380,GPA_GOIGU_500_PM_02-PM5:V,,225,8736f6c7-ad41-4b43-b4f6-e684e0d4ad20,GOIGU_500_PM_02,Goigu_500_Pm_02,60,1,companyAcronym= | protocolName=IEEE C37.118.2-2011 | vendorAcronym= | vendorDeviceName= | interconnectionName=,,,,10,STTP,Streaming Telemetry Transport Protocol,3,5,LTMGSSSE_1_FV_B,V,+,0,GOIGU_500_PM_02-PM5,0.0,1.0,Goigu_500_Pm_02 LTMGSSSE_1_FV_B + Voltage Magnitude,0,1,1,Volts,Phasor,VPHM,Voltage Magnitude,PM,-98.6,37.5,PPA:6380,2021-08-06 18:02:32
} | MaximumArchiveDays=90 | DesiredRemainingSpace=500,6381,GPA_GOIGU_500_PM_02-PA5:VH,,225,8736f6c7-ad41-4b43-b4f6-e684e0d4ad20,GOIGU_500_PM_02,Goigu_500_Pm_02,60,1,companyAcronym= | protocolName=IEEE C37.118.2-2011 | vendorAcronym= | vendorDeviceName= | interconnectionName=,,,,10,STTP,Streaming Telemetry Transport Protocol,4,5,LTMGSSSE_1_FV_B,V,+,0,GOIGU_500_PM_02-PA5,0.0,1.0,Goigu_500_Pm_02 LTMGSSSE_1_FV_B + Voltage Phase Angle,0,1,1,Degrees,Phasor,VPHA,Voltage Phase Angle,PA,-98.6,37.5,PPA:6381,2021-08-06 18:02:32
} | MaximumArchiveDays=90 | DesiredRemainingSpace=500,6382,GPA_GOIGU_500_PM_02-PM6:V,,225,8736f6c7-ad41-4b43-b4f6-e684e0d4ad20,GOIGU_500_PM_02,Goigu_500_Pm_02,60,1,companyAcronym= | protocolName=IEEE C37.118.2-2011 | vendorAcronym= | vendorDeviceName= | interconnectionName=,,,,10,STTP,Streaming Telemetry Transport Protocol,3,6,LTMGSSSE_1_FV_C,V,+,0,GOIGU_500_PM_02-PM6,0.0,1.0,Goigu_500_Pm_02 LTMGSSSE_1_FV_C + Voltage Magnitude,0,1,1,Volts,Phasor,VPHM,Voltage Magnitude,PM,-98.6,37.5,PPA:6382,2021-08-06 18:02:32
} | MaximumArchiveDays=90 | DesiredRemainingSpace=500,6383,GPA_GOIGU_500_PM_02-PA6:VH,,225,8736f6c7-ad41-4b43-b4f6-e684e0d4ad20,GOIGU_500_PM_02,Goigu_500_Pm_02,60,1,companyAcronym= | protocolName=IEEE C37.118.2-2011 | vendorAcronym= | vendorDeviceName= | interconnectionName=,,,,10,STTP,Streaming Telemetry Transport Protocol,4,6,LTMGSSSE_1_FV_C,V,+,0,GOIGU_500_PM_02-PA6,0.0,1.0,Goigu_500_Pm_02 LTMGSSSE_1_FV_C + Voltage Phase Angle,0,1,1,Degrees,Phasor,VPHA,Voltage Phase Angle,PA,-98.6,37.5,PPA:6383,2021-08-06 18:02:32
} | MaximumArchiveDays=90 | DesiredRemainingSpace=500,6384,GPA_GOIGU_500_PM_02-PM7:V,,225,8736f6c7-ad41-4b43-b4f6-e684e0d4ad20,GOIGU_500_PM_02,Goigu_500_Pm_02,60,1,companyAcronym= | protocolName=IEEE C37.118.2-2011 | vendorAcronym= | vendorDeviceName= | interconnectionName=,,,,10,STTP,Streaming Telemetry Transport Protocol,3,7,LTMGSSSE_1_FV_P,V,+,0,GOIGU_500_PM_02-PM7,0.0,1.0,Goigu_500_Pm_02 LTMGSSSE_1_FV_P + Voltage Magnitude,0,1,1,Volts,Phasor,VPHM,Voltage Magnitude,PM,-98.6,37.5,PPA:6384,2021-08-06 18:02:32
} | MaximumArchiveDays=90 | DesiredRemainingSpace=500,6385,GPA_GOIGU_500_PM_02-PA7:VH,,225,8736f6c7-ad41-4b43-b4f6-e684e0d4ad20,GOIGU_500_PM_02,Goigu_500_Pm_02,60,1,companyAcronym= | protocolName=IEEE C37.118.2-2011 | vendorAcronym= | vendorDeviceName= | interconnectionName=,,,,10,STTP,Streaming Telemetry Transport Protocol,4,7,LTMGSSSE_1_FV_P,V,+,0,GOIGU_500_PM_02-PA7,0.0,1.0,Goigu_500_Pm_02 LTMGSSSE_1_FV_P + Voltage Phase Angle,0,1,1,Degrees,Phasor,VPHA,Voltage Phase Angle,PA,-98.6,37.5,PPA:6385,2021-08-06 18:02:32
} | MaximumArchiveDays=90 | DesiredRemainingSpace=500,6386,GPA_GOIGU_500_PM_02-PM8:I,,225,8736f6c7-ad41-4b43-b4f6-e684e0d4ad20,GOIGU_500_PM_02,Goigu_500_Pm_02,60,1,companyAcronym= | protocolName=IEEE C37.118.2-2011 | vendorAcronym= | vendorDeviceName= | interconnectionName=,,,,10,STTP,Streaming Telemetry Transport Protocol,1,8,LTMGSSSE_1_FA_P,I,+,0,GOIGU_500_PM_02-PM8,0.0,1.0,Goigu_500_Pm_02 LTMGSSSE_1_FA_P + Current Magnitude,0,1,1,Amps,Phasor,IPHM,Current Magnitude,PM,-98.6,37.5,PPA:6386,2021-08-06 18:02:32
} | MaximumArchiveDays=90 | DesiredRemainingSpace=500,6387,GPA_GOIGU_500_PM_02-PA8:IH,,225,8736f6c7-ad41-4b43-b4f6-e684e0d4ad20,GOIGU_500_PM_02,Goigu_500_Pm_02,60,1,companyAcronym= | protocolName=IEEE C37.118.2-2011 | vendorAcronym= | vendorDeviceName= | interconnectionName=,,,,10,STTP,Streaming Telemetry Transport Protocol,2,8,LTMGSSSE_1_FA_P,I,+,0,GOIGU_500_PM_02-PA8,0.0,1.0,Goigu_500_Pm_02 LTMGSSSE_1_FA_P + Current Phase Angle,0,1,1,Degrees,Phasor,IPHA,Current Phase Angle,PA,-98.6,37.5,PPA:6387,2021-08-06 18:02:32
} | MaximumArchiveDays=90 | DesiredRemainingSpace=500,6388,GPA_MGBDE3_500_PM_01:F,,226,8736f6c7-ad41-4b43-b4f6-e684e0d4ad20,MGBDE3_500_PM_01,Mgbde3_500_Pm_01,60,1,companyAcronym= | protocolName=IEEE C37.118.2-2011 | vendorAcronym= | vendorDeviceName= | interconnectionName=,,,,10,STTP,Streaming Telemetry Transport Protocol,5,,,,,,MGBDE3_500_PM_01-FQ,0.0,1.0,Mgbde3_500_Pm_01 Frequency,0,1,1,Hz,PMU,FREQ,Frequency,FQ,-98.6,37.5,PPA:6388,2021-08-06 18:02:32
} | MaximumArchiveDays=90 | DesiredRemainingSpace=500,6389,GPA_MGBDE3_500_PM_01:DF,,226,8736f6c7-ad41-4b43-b4f6-e684e0d4ad20,MGBDE3_500_PM_01,Mgbde3_500_Pm_01,60,1,companyAcronym= | protocolName=IEEE C37.118.2-2011 | vendorAcronym= | vendorDeviceName= | interconnectionName=,,,,10,STTP,Streaming Telemetry Transport Protocol,6,,,,,,MGBDE3_500_PM_01-DF,0.0,1.0,Mgbde3_500_Pm_01 Frequency Delta (dF/dt),0,1,1,,PMU,DFDT,Frequency Delta (dF/dt),DF,-98.6,37.5,PPA:6389,2021-08-06 18:02:32
} | MaximumArchiveDays=90 | DesiredRemainingSpace=500,6390,GPA_MGBDE3_500_PM_01:S,,226,8736f6c7-ad41-4b43-b4f6-e684e0d4ad20,MGBDE3_500_PM_01,Mgbde3_500_Pm_01,60,1,companyAcronym= | protocolName=IEEE C37.118.2-2011 | vendorAcronym= | vendorDeviceName= | interconnectionName=,,,,10,STTP,Streaming Telemetry Transport Protocol,8,,,,,,MGBDE3_500_PM_01-SF,0.0,1.0,Mgbde3_500_Pm_01 Status Flags,0,1,1,,PMU,FLAG,Status Flags,SF,-98.6,37.5,PPA:6390,2021-08-06 18:02:32
} | MaximumArchiveDays=90 | DesiredRemainingSpace=500,6391,GPA_MGBDE3_500_PM_01-PM1:V,,226,8736f6c7-ad41-4b43-b4f6-e684e0d4ad20,MGBDE3_500_PM_01,Mgbde3_500_Pm_01,60,1,companyAcronym= | protocolName=IEEE C37.118.2-2011 | vendorAcronym= | vendorDeviceName= | interconnectionName=,,,,10,STTP,Streaming Telemetry Transport Protocol,3,1,LTMGSGOT_2_FV_A,V,+,0,MGBDE3_500_PM_01-PM1,0.0,1.0,Mgbde3_500_Pm_01 LTMGSGOT_2_FV_A + Voltage Magnitude,0,1,1,Volts,Phasor,VPHM,Voltage Magnitude,PM,-98.6,37.5,PPA:6391,2021-08-06 18:02:32
} | MaximumArchiveDays=90 | DesiredRemainingSpace=500,6392,GPA_MGBDE3_500_PM_01-PA1:VH,,226,8736f6c7-ad41-4b43-b4f6-e684e0d4ad20,MGBDE3_500_PM_01,Mgbde3_500_Pm_01,60,1,companyAcronym= | protocolName=IEEE C37.118.2-2011 | vendorAcronym= | vendorDeviceName= | interconnectionName=,,,,10,STTP,Streaming Telemetry Transport Protocol,4,1,LTMGSGOT_2_FV_A,V,+,0,MGBDE3_500_PM_01-PA1,0.0,1.0,Mgbde3_500_Pm_01 LTMGSGOT_2_FV_A + Voltage Phase Angle,0,1,1,Degrees,Phasor,VPHA,Voltage Phase Angle,PA,-98.6,37.5,PPA:6392,2021-08-06 18:02:32
} | MaximumArchiveDays=90 | DesiredRemainingSpace=500,6393,GPA_MGBDE3_500_PM_01-PM2:V,,226,8736f6c7-ad41-4b43-b4f6-e684e0d4ad20,MGBDE3_500_PM_01,Mgbde3_500_Pm_01,60,1,companyAcronym= | protocolName=IEEE C37.118.2-2011 | vendorAcronym= | vendorDeviceName= | interconnectionName=,,,,10,STTP,Streaming Telemetry Transport Protocol,3,2,LTMGSGOT_2_FV_B,V,+,0,MGBDE3_500_PM_01-PM2,0.0,1.0,Mgbde3_500_Pm_01 LTMGSGOT_2_FV_B + Voltage Magnitude,0,1,1,Volts,Phasor,VPHM,Voltage Magnitude,PM,-98.6,37.5,PPA:6393,2021-08-06 18:02:32
} | MaximumArchiveDays=90 | DesiredRemainingSpace=500,6394,GPA_MGBDE3_500_PM_01-PA2:VH,,226,8736f6c7-ad41-4b43-b4f6-e684e0d4ad20,MGBDE3_500_PM_01,Mgbde3_500_Pm_01,60,1,companyAcronym= | protocolName=IEEE C37.118.2-2011 | vendorAcronym= | vendorDeviceName= | interconnectionName=,,,,10,STTP,Streaming Telemetry Transport Protocol,4,2,LTMGSGOT_2_FV_B,V,+,0,MGBDE3_500_PM_01-PA2,0.0,1.0,Mgbde3_500_Pm_01 LTMGSGOT_2_FV_B + Voltage Phase Angle,0,1,1,Degrees,Phasor,VPHA,Voltage Phase Angle,PA,-98.6,37.5,PPA:6394,2021-08-06 18:02:32
} | MaximumArchiveDays=90 | DesiredRemainingSpace=500,6395,GPA_MGBDE3_500_PM_01-PM3:V,,226,8736f6c7-ad41-4b43-b4f6-e684e0d4ad20,MGBDE3_500_PM_01,Mgbde3_500_Pm_01,60,1,companyAcronym= | protocolName=IEEE C37.118.2-2011 | vendorAcronym= | vendorDeviceName= | interconnectionName=,,,,10,STTP,Streaming Telemetry Transport Protocol,3,3,LTMGSGOT_2_FV_C,V,+,0,MGBDE3_500_PM_01-PM3,0.0,1.0,Mgbde3_500_Pm_01 LTMGSGOT_2_FV_C + Voltage Magnitude,0,1,1,Volts,Phasor,VPHM,Voltage Magnitude,PM,-98.6,37.5,PPA:6395,2021-08-06 18:02:32
} | MaximumArchiveDays=90 | DesiredRemainingSpace=500,6396,GPA_MGBDE3_500_PM_01-PA3:VH,,226,8736f6c7-ad41-4b43-b4f6-e684e0d4ad20,MGBDE3_500_PM_01,Mgbde3_500_Pm_01,60,1,companyAcronym= | protocolName=IEEE C37.118.2-2011 | vendorAcronym= | vendorDeviceName= | interconnectionName=,,,,10,STTP,Streaming Telemetry Transport Protocol,4,3,LTMGSGOT_2_FV_C,V,+,0,MGBDE3_500_PM_01-PA3,0.0,1.0,Mgbde3_500_Pm_01 LTMGSGOT_2_FV_C + Voltage Phase Angle,0,1,1,Degrees,Phasor,VPHA,Voltage Phase Angle,PA,-98.6,37.5,PPA:6396,2021-08-06 18:02:32
} | MaximumArchiveDays=90 | DesiredRemainingSpace=500,6397,GPA_MGBDE3_500_PM_01-PM4:I,,226,8736f6c7-ad41-4b43-b4f6-e684e0d4ad20,MGBDE3_500_PM_01,Mgbde3_500_Pm_01,60,1,companyAcronym= | protocolName=IEEE C37.118.2-2011 | vendorAcronym= | vendorDeviceName= | interconnectionName=,,,,10,STTP,Streaming Telemetry Transport Protocol,1,4,LTMGSGOT_2_FA_A,I,+,0,MGBDE3_500_PM_01-PM4,0.0,1.0,Mgbde3_500_Pm_01 LTMGSGOT_2_FA_A + Current Magnitude,0,1,1,Amps,Phasor,IPHM,Current Magnitude,PM,-98.6,37.5,PPA:6397,2021-08-06 18:02:32
} | MaximumArchiveDays=90 | DesiredRemainingSpace=500,6398,GPA_MGBDE3_500_PM_01-PA4:IH,,226,8736f6c7-ad41-4b43-b4f6-e684e0d4ad20,MGBDE3_500_PM_01,Mgbde3_500_Pm_01,60,1,companyAcronym= | protocolName=IEEE C37.118.2-2011 | vendorAcronym= | vendorDeviceName= | interconnectionName=,,,,10,STTP,Streaming Telemetry Transport Protocol,2,4,LTMGSGOT_2_FA_A,I,+,0,MGBDE3_500_PM_01-PA4,0.0,1.0,Mgbde3_500_Pm_01 LTMGSGOT_2_FA_A + Current Phase Angle,0,1,1,Degrees,Phasor,IPHA,Current Phase Angle,PA,-98.6,37.5,PPA:6398,2021-08-06 18:02:32
} | MaximumArchiveDays=90 | DesiredRemainingSpace=500,6399,GPA_MGBDE3_500_PM_01-PM5:I,,226,8736f6c7-ad41-4b43-b4f6-e684e0d4ad20,MGBDE3_500_PM_01,Mgbde3_500_Pm_01,60,1,companyAcronym= | protocolName=IEEE C37.118.2-2011 | vendorAcronym= | vendorDeviceName= | interconnectionName=,,,,10,STTP,Streaming Telemetry Transport Protocol,1,5,LTMGSGOT_2_FA_B,I,+,0,MGBDE3_500_PM_01-PM5,0.0,1.0,Mgbde3_500_Pm_01 LTMGSGOT_2_FA_B + Current Magnitude,0,1,1,Amps,Phasor,IPHM,Current Magnitude,PM,-98.6,37.5,PPA:6399,2021-08-06 18:02:32
} | MaximumArchiveDays=90 | DesiredRemainingSpace=500,6400,GPA_MGBDE3_500_PM_01-PA5:IH,,226,8736f6c7-ad41-4b43-b4f6-e684e0d4ad20,MGBDE3_500_PM_01,Mgbde3_500_Pm_01,60,1,companyAcronym= | protocolName=IEEE C37.118.2-2011 | vendorAcronym= | vendorDeviceName= | interconnectionName=,,,,10,STTP,Streaming Telemetry Transport Protocol,2,5,LTMGSGOT_2_FA_B,I,+,0,MGBDE3_500_PM_01-PA5,0.0,1.0,Mgbde3_500_Pm_01 LTMGSGOT_2_FA_B + Current Phase Angle,0,1,1,Degrees,Phasor,IPHA,Current Phase Angle,PA,-98.6,37.5,PPA:6400,2021-08-06 18:02:32
} | MaximumArchiveDays=90 | DesiredRemainingSpace=500,6401,GPA_MGBDE3_500_PM_01-PM6:I,,226,8736f6c7-ad41-4b43-b4f6-e684e0d4ad20,MGBDE3_500_PM_01,Mgbde3_500_Pm_01,60,1,companyAcronym= | protocolName=IEEE C37.118.2-2011 | vendorAcronym= | vendorDeviceName= | interconnectionName=,,,,10,STTP,Streaming Telemetry Transport Protocol,1,6,LTMGSGOT_2_FA_C,I,+,0,MGBDE3_500_PM_01-PM6,0.0,1.0,Mgbde3_500_Pm_01 LTMGSGOT_2_FA_C + Current Magnitude,0,1,1,Amps,Phasor,IPHM,Current Magnitude,PM,-98.6,37.5,PPA:6401,2021-08-06 18:02:32
} | MaximumArchiveDays=90 | DesiredRemainingSpace=500,6402,GPA_MGBDE3_500_PM_01-PA6:IH,,226,8736f6c7-ad41-4b43-b4f6-e684e0d4ad20,MGBDE3_500_PM_01,Mgbde3_500_Pm_01,60,1,companyAcronym= | protocolName=IEEE C37.118.2-2011 | vendorAcronym= | vendorDeviceName= | interconnectionName=,,,,10,STTP,Streaming Telemetry Transport Protocol,2,6,LTMGSGOT_2_FA_C,I,+,0,MGBDE3_500_PM_01-PA6,0.0,1.0,Mgbde3_500_Pm_01 LTMGSGOT_2_FA_C + Current Phase Angle,0,1,1,Degrees,Phasor,IPHA,Current Phase Angle,PA,-98.6,37.5,PPA:6402,2021-08-06 18:02:32
} | MaximumArchiveDays=90 | DesiredRemainingSpace=500,6403,GPA_MGBDE3_500_PM_01-PM7:V,,226,8736f6c7-ad41-4b43-b4f6-e684e0d4ad20,MGBDE3_500_PM_01,Mgbde3_500_Pm_01,60,1,companyAcronym= | protocolName=IEEE C37.118.2-2011 | vendorAcronym= | vendorDeviceName= | interconnectionName=,,,,10,STTP,Streaming Telemetry Transport Protocol,3,7,LTMGSGOT_2_FV_P,V,+,0,MGBDE3_500_PM_01-PM7,0.0,1.0,Mgbde3_500_Pm_01 LTMGSGOT_2_FV_P + Voltage Magnitude,0,1,1,Volts,Phasor,VPHM,Voltage Magnitude,PM,-98.6,37.5,PPA:6403,2021-08-06 18:02:32
} | MaximumArchiveDays=90 | DesiredRemainingSpace=500,6404,GPA_MGBDE3_500_PM_01-PA7:VH,,226,8736f6c7-ad41-4b43-b4f6-e684e0d4ad20,MGBDE3_500_PM_01,Mgbde3_500_Pm_01,60,1,companyAcronym= | protocolName=IEEE C37.118.2-2011 | vendorAcronym= | vendorDeviceName= | interconnectionName=,,,,10,STTP,Streaming Telemetry Transport Protocol,4,7,LTMGSGOT_2_FV_P,V,+,0,MGBDE3_500_PM_01-PA7,0.0,1.0,Mgbde3_500_Pm_01 LTMGSGOT_2_FV_P + Voltage Phase Angle,0,1,1,Degrees,Phasor,VPHA,Voltage Phase Angle,PA,-98.6,37.5,PPA:6404,2021-08-06 18:02:32
} | MaximumArchiveDays=90 | DesiredRemainingSpace=500,6405,GPA_MGBDE3_500_PM_01-PM8:I,,226,8736f6c7-ad41-4b43-b4f6-e684e0d4ad20,MGBDE3_500_PM_01,Mgbde3_500_Pm_01,60,1,companyAcronym= | protocolName=IEEE C37.118.2-2011 | vendorAcronym= | vendorDeviceName= | interconnectionName=,,,,10,STTP,Streaming Telemetry Transport Protocol,1,8,LTMGSGOT_2_FA_P,I,+,0,MGBDE3_500_PM_01-PM8,0.0,1.0,Mgbde3_500_Pm_01 LTMGSGOT_2_FA_P + Current Magnitude,0,1,1,Amps,Phasor,IPHM,Current Magnitude,PM,-98.6,37.5,PPA:6405,2021-08-06 18:02:32
} | MaximumArchiveDays=90 | DesiredRemainingSpace=500,6406,GPA_MGBDE3_500_PM_01-PA8:IH,,226,8736f6c7-ad41-4b43-b4f6-e684e0d4ad20,MGBDE3_500_PM_01,Mgbde3_500_Pm_01,60,1,companyAcronym= | protocolName=IEEE C37.118.2-2011 | vendorAcronym= | vendorDeviceName= | interconnectionName=,,,,10,STTP,Streaming Telemetry Transport Protocol,2,8,LTMGSGOT_2_FA_P,I,+,0,MGBDE3_500_PM_01-PA8,0.0,1.0,Mgbde3_500_Pm_01 LTMGSGOT_2_FA_P + Current Phase Angle,0,1,1,Degrees,Phasor,IPHA,Current Phase Angle,PA,-98.6,37.5,PPA:6406,2021-08-06 18:02:32
} | MaximumArchiveDays=90 | DesiredRemainingSpace=500,6407,GPA_MGNPON_500_PM_01:F,,227,8736f6c7-ad41-4b43-b4f6-e684e0d4ad20,MGNPON_500_PM_01,Mgnpon_500_Pm_01,60,1,companyAcronym= | protocolName=IEEE C37.118.2-2011 | vendorAcronym= | vendorDeviceName= | interconnectionName=,,,,10,STTP,Streaming Telemetry Transport Protocol,5,,,,,,MGNPON_500_PM_01-FQ,0.0,1.0,Mgnpon_500_Pm_01 Frequency,0,1,1,Hz,PMU,FREQ,Frequency,FQ,-98.6,37.5,PPA:6407,2021-08-06 18:02:32
} | MaximumArchiveDays=90 | DesiredRemainingSpace=500,6408,GPA_MGNPON_500_PM_01:DF,,227,8736f6c7-ad41-4b43-b4f6-e684e0d4ad20,MGNPON_500_PM_01,Mgnpon_500_Pm_01,60,1,companyAcronym= | protocolName=IEEE C37.118.2-2011 | vendorAcronym= | vendorDeviceName= | interconnectionName=,,,,10,STTP,Streaming Telemetry Transport Protocol,6,,,,,,MGNPON_500_PM_01-DF,0.0,1.0,Mgnpon_500_Pm_01 Frequency Delta (dF/dt),0,1,1,,PMU,DFDT,Frequency Delta (dF/dt),DF,-98.6,37.5,PPA:6408,2021-08-06 18:02:32
} | MaximumArchiveDays=90 | DesiredRemainingSpace=500,6409,GPA_MGNPON_500_PM_01:S,,227,8736f6c7-ad41-4b43-b4f6-e684e0d4ad20,MGNPON_500_PM_01,Mgnpon_500_Pm_01,60,1,companyAcronym= | protocolName=IEEE C37.118.2-2011 | vendorAcronym= | vendorDeviceName= | interconnectionName=,,,,10,STTP,Streaming Telemetry Transport Protocol,8,,,,,,MGNPON_500_PM_01-SF,0.0,1.0,Mgnpon_500_Pm_01 Status Flags,0,1,1,,PMU,FLAG,Status Flags,SF,-98.6,37.5,PPA:6409,2021-08-06 18:02:32
} | MaximumArchiveDays=90 | DesiredRemainingSpace=500,6410,GPA_MGNPON_500_PM_01-PM1:I,,227,8736f6c7-ad41-4b43-b4f6-e684e0d4ad20,MGNPON_500_PM_01,Mgnpon_500_Pm_01,60,1,companyAcronym= | protocolName=IEEE C37.118.2-2011 | vendorAcronym= | vendorDeviceName= | interconnectionName=,,,,10,STTP,Streaming Telemetry Transport Protocol,1,1,LTMGSGOT_1_FA_A,I,+,0,MGNPON_500_PM_01-PM1,0.0,1.0,Mgnpon_500_Pm_01 LTMGSGOT_1_FA_A + Current Magnitude,0,1,1,Amps,Phasor,IPHM,Current Magnitude,PM,-98.6,37.5,PPA:6410,2021-08-06 18:02:32
} | MaximumArchiveDays=90 | DesiredRemainingSpace=500,6411,GPA_MGNPON_500_PM_01-PA1:IH,,227,8736f6c7-ad41-4b43-b4f6-e684e0d4ad20,MGNPON_500_PM_01,Mgnpon_500_Pm_01,60,1,companyAcronym= | protocolName=IEEE C37.118.2-2011 | vendorAcronym= | vendorDeviceName= | interconnectionName=,,,,10,STTP,Streaming Telemetry Transport Protocol,2,1,LTMGSGOT_1_FA_A,I,+,0,MGNPON_500_PM_01-PA1,0.0,1.0,Mgnpon_500_Pm_01 LTMGSGOT_1_FA_A + Current Phase Angle,0,1,1,Degrees,Phasor,IPHA,Current Phase Angle,PA,-98.6,37.5,PPA:6411,2021-08-06 18:02:32
} | MaximumArchiveDays=90 | DesiredRemainingSpace=500,6412,GPA_MGNPON_500_PM_01-PM2:I,,227,8736f6c7-ad41-4b43-b4f6-e684e0d4ad20,MGNPON_500_PM_01,Mgnpon_500_Pm_01,60,1,companyAcronym= | protocolName=IEEE C37.118.2-2011 | vendorAcronym= | vendorDeviceName= | interconnectionName=,,,,10,STTP,Streaming Telemetry Transport Protocol,1,2,LTMGSGOT_1_FA_B,I,+,0,MGNPON_500_PM_01-PM2,0.0,1.0,Mgnpon_500_Pm_01 LTMGSGOT_1_FA_B + Current Magnitude,0,1,1,Amps,Phasor,IPHM,Current Magnitude,PM,-98.6,37.5,PPA:6412,2021-08-06 18:02:32
} | MaximumArchiveDays=90 | DesiredRemainingSpace=500,6413,GPA_MGNPON_500_PM_01-PA2:IH,,227,8736f6c7-ad41-4b43-b4f6-e684e0d4ad20,MGNPON_500_PM_01,Mgnpon_500_Pm_01,60,1,companyAcronym= | protocolName=IEEE C37.118.2-2011 | vendorAcronym= | vendorDeviceName= | interconnectionName=,,,,10,STTP,Streaming Telemetry Transport Protocol,2,2,LTMGSGOT_1_FA_B,I,+,0,MGNPON_500_PM_01-PA2,0.0,1.0,Mgnpon_500_Pm_01 LTMGSGOT_1_FA_B + Current Phase Angle,0,1,1,Degrees,Phasor,IPHA,Current Phase Angle,PA,-98.6,37.5,PPA:6413,2021-08-06 18:02:32
} | MaximumArchiveDays=90 | DesiredRemainingSpace=500,6414,GPA_MGNPON_500_PM_01-PM3:I,,227,8736f6c7-ad41-4b43-b4f6-e684e0d4ad20,MGNPON_500_PM_01,Mgnpon_500_Pm_01,60,1,companyAcronym= | protocolName=IEEE C37.118.2-2011 | vendorAcronym= | vendorDeviceName= | interconnectionName=,,,,10,STTP,Streaming Telemetry Transport Protocol,1,3,LTMGSGOT_1_FA_C,I,+,0,MGNPON_500_PM_01-PM3,0.0,1.0,Mgnpon_500_Pm_01 LTMGSGOT_1_FA_C + Current Magnitude,0,1,1,Amps,Phasor,IPHM,Current Magnitude,PM,-98.6,37.5,PPA:6414,2021-08-06 18:02:32
} | MaximumArchiveDays=90 | DesiredRemainingSpace=500,6415,GPA_MGNPON_500_PM_01-PA3:IH,,227,8736f6c7-ad41-4b43-b4f6-e684e0d4ad20,MGNPON_500_PM_01,Mgnpon_500_Pm_01,60,1,companyAcronym= | protocolName=IEEE C37.118.2-2011 | vendorAcronym= | vendorDeviceName= | interconnectionName=,,,,10,STTP,Streaming Telemetry Transport Protocol,2,3,LTMGSGOT_1_FA_C,I,+,0,MGNPON_500_PM_01-PA3,0.0,1.0,Mgnpon_500_Pm_01 LTMGSGOT_1_FA_C + Current Phase Angle,0,1,1,Degrees,Phasor,IPHA,Current Phase Angle,PA,-98.6,37.5,PPA:6415,2021-08-06 18:02:32
} | MaximumArchiveDays=90 | DesiredRemainingSpace=500,6416,GPA_MGNPON_500_PM_01-PM4:V,,227,8736f6c7-ad41-4b43-b4f6-e684e0d4ad20,MGNPON_500_PM_01,Mgnpon_500_Pm_01,60,1,companyAcronym= | protocolName=IEEE C37.118.2-2011 | vendorAcronym= | vendorDeviceName= | interconnectionName=,,,,10,STTP,Streaming Telemetry Transport Protocol,3,4,LTMGSGOT_1_FV_A,V,+,0,MGNPON_500_PM_01-PM4,0.0,1.0,Mgnpon_500_Pm_01 LTMGSGOT_1_FV_A + Voltage Magnitude,0,1,1,Volts,Phasor,VPHM,Voltage Magnitude,PM,-98.6,37.5,PPA:6416,2021-08-06 18:02:32
} | MaximumArchiveDays=90 | DesiredRemainingSpace=500,6417,GPA_MGNPON_500_PM_01-PA4:VH,,227,8736f6c7-ad41-4b43-b4f6-e684e0d4ad20,MGNPON_500_PM_01,Mgnpon_500_Pm_01,60,1,companyAcronym= | protocolName=IEEE C37.118.2-2011 | vendorAcronym= | vendorDeviceName= | interconnectionName=,,,,10,STTP,Streaming Telemetry Transport Protocol,4,4,LTMGSGOT_1_FV_A,V,+,0,MGNPON_500_PM_01-PA4,0.0,1.0,Mgnpon_500_Pm_01 LTMGSGOT_1_FV_A + Voltage Phase Angle,0,1,1,Degrees,Phasor,VPHA,Voltage Phase Angle,PA,-98.6,37.5,PPA:6417,2021-08-06 18:02:32
} | MaximumArchiveDays=90 | DesiredRemainingSpace=500,6418,GPA_MGNPON_500_PM_01-PM5:V,,227,8736f6c7-ad41-4b43-b4f6-e684e0d4ad20,MGNPON_500_PM_01,Mgnpon_500_Pm_01,60,1,companyAcronym= | protocolName=IEEE C37.118.2-2011 | vendorAcronym= | vendorDeviceName= | interconnectionName=,,,,10,STTP,Streaming Telemetry Transport Protocol,3,5,LTMGSGOT_1_FV_B,V,+,0,MGNPON_500_PM_01-PM5,0.0,1.0,Mgnpon_500_Pm_01 LTMGSGOT_1_FV_B + Voltage Magnitude,0,1,1,Volts,Phasor,VPHM,Voltage Magnitude,PM,-98.6,37.5,PPA:6418,2021-08-06 18:02:32
} | MaximumArchiveDays=90 | DesiredRemainingSpace=500,6419,GPA_MGNPON_500_PM_01-PA5:VH,,227,8736f6c7-ad41-4b43-b4f6-e684e0d4ad20,MGNPON_500_PM_01,Mgnpon_500_Pm_01,60,1,companyAcronym= | protocolName=IEEE C37.118.2-2011 | vendorAcronym= | vendorDeviceName= | interconnectionName=,,,,10,STTP,Streaming Telemetry Transport Protocol,4,5,LTMGSGOT_1_FV_B,V,+,0,MGNPON_500_PM_01-PA5,0.0,1.0,Mgnpon_500_Pm_01 LTMGSGOT_1_FV_B + Voltage Phase Angle,0,1,1,Degrees,Phasor,VPHA,Voltage Phase Angle,PA,-98.6,37.5,PPA:6419,2021-08-06 18:02:32
} | MaximumArchiveDays=90 | DesiredRemainingSpace=500,6420,GPA_MGNPON_500_PM_01-PM6:V,,227,8736f6c7-ad41-4b43-b4f6-e684e0d4ad20,MGNPON_500_PM_01,Mgnpon_500_Pm_01,60,1,companyAcronym= | protocolName=IEEE C37.118.2-2011 | vendorAcronym= | vendorDeviceName= | interconnectionName=,,,,10,STTP,Streaming Telemetry Transport Protocol,3,6,LTMGSGOT_1_FV_C,V,+,0,MGNPON_500_PM_01-PM6,0.0,1.0,Mgnpon_500_Pm_01 LTMGSGOT_1_FV_C + Voltage Magnitude,0,1,1,Volts,Phasor,VPHM,Voltage Magnitude,PM,-98.6,37.5,PPA:6420,2021-08-06 18:02:32
} | MaximumArchiveDays=90 | DesiredRemainingSpace=500,6421,GPA_MGNPON_500_PM_01-PA6:VH,,227,8736f6c7-ad41-4b43-b4f6-e684e0d4ad20,MGNPON_500_PM_01,Mgnpon_500_Pm_01,60,1,companyAcronym= | protocolName=IEEE C37.118.2-2011 | vendorAcronym= | vendorDeviceName= | interconnectionName=,,,,10,STTP,Streaming Telemetry Transport Protocol,4,6,LTMGSGOT_1_FV_C,V,+,0,MGNPON_500_PM_01-PA6,0.0,1.0,Mgnpon_500_Pm_01 LTMGSGOT_1_FV_C + Voltage Phase Angle,0,1,1,Degrees,Phasor,VPHA,Voltage Phase Angle,PA,-98.6,37.5,PPA:6421,2021-08-06 18:02:32
} | MaximumArchiveDays=90 | DesiredRemainingSpace=500,6422,GPA_MGNPON_500_PM_01-PM7:V,,227,8736f6c7-ad41-4b43-b4f6-e684e0d4ad20,MGNPON_500_PM_01,Mgnpon_500_Pm_01,60,1,companyAcronym= | protocolName=IEEE C37.118.2-2011 | vendorAcronym= | vendorDeviceName= | interconnectionName=,,,,10,STTP,Streaming Telemetry Transport Protocol,3,7,LTMGSGOT_1_FV_P,V,+,0,MGNPON_500_PM_01-PM7,0.0,1.0,Mgnpon_500_Pm_01 LTMGSGOT_1_FV_P + Voltage Magnitude,0,1,1,Volts,Phasor,VPHM,Voltage Magnitude,PM,-98.6,37.5,PPA:6422,2021-08-06 18:02:32
} | MaximumArchiveDays=90 | DesiredRemainingSpace=500,6423,GPA_MGNPON_500_PM_01-PA7:VH,,227,8736f6c7-ad41-4b43-b4f6-e684e0d4ad20,MGNPON_500_PM_01,Mgnpon_500_Pm_01,60,1,companyAcronym= | protocolName=IEEE C37.118.2-2011 | vendorAcronym= | vendorDeviceName= | interconnectionName=,,,,10,STTP,Streaming Telemetry Transport Protocol,4,7,LTMGSGOT_1_FV_P,V,+,0,MGNPON_500_PM_01-PA7,0.0,1.0,Mgnpon_500_Pm_01 LTMGSGOT_1_FV_P + Voltage Phase Angle,0,1,1,Degrees,Phasor,VPHA,Voltage Phase Angle,PA,-98.6,37.5,PPA:6423,2021-08-06 18:02:32
} | MaximumArchiveDays=90 | DesiredRemainingSpace=500,6424,GPA_MGNPON_500_PM_01-PM8:I,,227,8736f6c7-ad41-4b43-b4f6-e684e0d4ad20,MGNPON_500_PM_01,Mgnpon_500_Pm_01,60,1,companyAcronym= | protocolName=IEEE C37.118.2-2011 | vendorAcronym= | vendorDeviceName= | interconnectionName=,,,,10,STTP,Streaming Telemetry Transport Protocol,1,8,LTMGSGOT_1_FA_P,I,+,0,MGNPON_500_PM_01-PM8,0.0,1.0,Mgnpon_500_Pm_01 LTMGSGOT_1_FA_P + Current Magnitude,0,1,1,Amps,Phasor,IPHM,Current Magnitude,PM,-98.6,37.5,PPA:6424,2021-08-06 18:02:32
} | MaximumArchiveDays=90 | DesiredRemainingSpace=500,6425,GPA_MGNPON_500_PM_01-PA8:IH,,227,8736f6c7-ad41-4b43-b4f6-e684e0d4ad20,MGNPON_500_PM_01,Mgnpon_500_Pm_01,60,1,companyAcronym= | protocolName=IEEE C37.118.2-2011 | vendorAcronym= | vendorDeviceName= | interconnectionName=,,,,10,STTP,Streaming Telemetry Transport Protocol,2,8,LTMGSGOT_1_FA_P,I,+,0,MGNPON_500_PM_01-PA8,0.0,1.0,Mgnpon_500_Pm_01 LTMGSGOT_1_FA_P + Current Phase Angle,0,1,1,Degrees,Phasor,IPHA,Current Phase Angle,PA,-98.6,37.5,PPA:6425,2021-08-06 18:02:32
} | MaximumArchiveDays=90 | DesiredRemainingSpace=500,6426,GPA_MGSGOT_500_PM_01:F,,228,8736f6c7-ad41-4b43-b4f6-e684e0d4ad20,MGSGOT_500_PM_01,Mgsgot_500_Pm_01,60,1,companyAcronym= | protocolName=IEEE C37.118.2-2011 | vendorAcronym= | vendorDeviceName= | interconnectionName=,,,,10,STTP,Streaming Telemetry Transport Protocol,5,,,,,,MGSGOT_500_PM_01-FQ,0.0,1.0,Mgsgot_500_Pm_01 Frequency,0,1,1,Hz,PMU,FREQ,Frequency,FQ,-98.6,37.5,PPA:6426,2021-08-06 18:02:32
} | MaximumArchiveDays=90 | DesiredRemainingSpace=500,6427,GPA_MGSGOT_500_PM_01:DF,,228,8736f6c7-ad41-4b43-b4f6-e684e0d4ad20,MGSGOT_500_PM_01,Mgsgot_500_Pm_01,60,1,companyAcronym= | protocolName=IEEE C37.118.2-2011 | vendorAcronym= | vendorDeviceName= | interconnectionName=,,,,10,STTP,Streaming Telemetry Transport Protocol,6,,,,,,MGSGOT_500_PM_01-DF,0.0,1.0,Mgsgot_500_Pm_01 Frequency Delta (dF/dt),0,1,1,,PMU,DFDT,Frequency Delta (dF/dt),DF,-98.6,37.5,PPA:6427,2021-08-06 18:02:32
} | MaximumArchiveDays=90 | DesiredRemainingSpace=500,6428,GPA_MGSGOT_500_PM_01:S,,228,8736f6c7-ad41-4b43-b4f6-e684e0d4ad20,MGSGOT_500_PM_01,Mgsgot_500_Pm_01,60,1,companyAcronym= | protocolName=IEEE C37.118.2-2011 | vendorAcronym= | vendorDeviceName= | interconnectionName=,,,,10,STTP,Streaming Telemetry Transport Protocol,8,,,,,,MGSGOT_500_PM_01-SF,0.0,1.0,Mgsgot_500_Pm_01 Status Flags,0,1,1,,PMU,FLAG,Status Flags,SF,-98.6,37.5,PPA:6428,2021-08-06 18:02:32
} | MaximumArchiveDays=90 | DesiredRemainingSpace=500,6429,GPA_MGSGOT_500_PM_01-PM1:V,,228,8736f6c7-ad41-4b43-b4f6-e684e0d4ad20,MGSGOT_500_PM_01,Mgsgot_500_Pm_01,60,1,companyAcronym= | protocolName=IEEE C37.118.2-2011 | vendorAcronym= | vendorDeviceName= | interconnectionName=,,,,10,STTP,Streaming Telemetry Transport Protocol,3,1,LTMGNPON_1_FV_A,V,+,0,MGSGOT_500_PM_01-PM1,0.0,1.0,Mgsgot_500_Pm_01 LTMGNPON_1_FV_A + Voltage Magnitude,0,1,1,Volts,Phasor,VPHM,Voltage Magnitude,PM,-98.6,37.5,PPA:6429,2021-08-06 18:02:32
} | MaximumArchiveDays=90 | DesiredRemainingSpace=500,6430,GPA_MGSGOT_500_PM_01-PA1:VH,,228,8736f6c7-ad41-4b43-b4f6-e684e0d4ad20,MGSGOT_500_PM_01,Mgsgot_500_Pm_01,60,1,companyAcronym= | protocolName=IEEE C37.118.2-2011 | vendorAcronym= | vendorDeviceName= | interconnectionName=,,,,10,STTP,Streaming Telemetry Transport Protocol,4,1,LTMGNPON_1_FV_A,V,+,0,MGSGOT_500_PM_01-PA1,0.0,1.0,Mgsgot_500_Pm_01 LTMGNPON_1_FV_A + Voltage Phase Angle,0,1,1,Degrees,Phasor,VPHA,Voltage Phase Angle,PA,-98.6,37.5,PPA:6430,2021-08-06 18:02:32
} | MaximumArchiveDays=90 | DesiredRemainingSpace=500,6431,GPA_MGSGOT_500_PM_01-PM2:V,,228,8736f6c7-ad41-4b43-b4f6-e684e0d4ad20,MGSGOT_500_PM_01,Mgsgot_500_Pm_01,60,1,companyAcronym= | protocolName=IEEE C37.118.2-2011 | vendorAcronym= | vendorDeviceName= | interconnectionName=,,,,10,STTP,Streaming Telemetry Transport Protocol,3,2,LTMGNPON_1_FV_B,V,+,0,MGSGOT_500_PM_01-PM2,0.0,1.0,Mgsgot_500_Pm_01 LTMGNPON_1_FV_B + Voltage Magnitude,0,1,1,Volts,Phasor,VPHM,Voltage Magnitude,PM,-98.6,37.5,PPA:6431,2021-08-06 18:02:32
} | MaximumArchiveDays=90 | DesiredRemainingSpace=500,6432,GPA_MGSGOT_500_PM_01-PA2:VH,,228,8736f6c7-ad41-4b43-b4f6-e684e0d4ad20,MGSGOT_500_PM_01,Mgsgot_500_Pm_01,60,1,companyAcronym= | protocolName=IEEE C37.118.2-2011 | vendorAcronym= | vendorDeviceName= | interconnectionName=,,,,10,STTP,Streaming Telemetry Transport Protocol,4,2,LTMGNPON_1_FV_B,V,+,0,MGSGOT_500_PM_01-PA2,0.0,1.0,Mgsgot_500_Pm_01 LTMGNPON_1_FV_B + Voltage Phase Angle,0,1,1,Degrees,Phasor,VPHA,Voltage Phase Angle,PA,-98.6,37.5,PPA:6432,2021-08-06 18:02:32
} | MaximumArchiveDays=90 | DesiredRemainingSpace=500,6433,GPA_MGSGOT_500_PM_01-PM3:V,,228,8736f6c7-ad41-4b43-b4f6-e684e0d4ad20,MGSGOT_500_PM_01,Mgsgot_500_Pm_01,60,1,companyAcronym= | protocolName=IEEE C37.118.2-2011 | vendorAcronym= | vendorDeviceName= | interconnectionName=,,,,10,STTP,Streaming Telemetry Transport Protocol,3,3,LTMGNPON_1_FV_C,V,+,0,MGSGOT_500_PM_01-PM3,0.0,1.0,Mgsgot_500_Pm_01 LTMGNPON_1_FV_C + Voltage Magnitude,0,1,1,Volts,Phasor,VPHM,Voltage Magnitude,PM,-98.6,37.5,PPA:6433,2021-08-06 18:02:32
} | MaximumArchiveDays=90 | DesiredRemainingSpace=500,6434,GPA_MGSGOT_500_PM_01-PA3:VH,,228,8736f6c7-ad41-4b43-b4f6-e684e0d4ad20,MGSGOT_500_PM_01,Mgsgot_500_Pm_01,60,1,companyAcronym= | protocolName=IEEE C37.118.2-2011 | vendorAcronym= | vendorDeviceName= | interconnectionName=,,,,10,STTP,Streaming Telemetry Transport Protocol,4,3,LTMGNPON_1_FV_C,V,+,0,MGSGOT_500_PM_01-PA3,0.0,1.0,Mgsgot_500_Pm_01 LTMGNPON_1_FV_C + Voltage Phase Angle,0,1,1,Degrees,Phasor,VPHA,Voltage Phase Angle,PA,-98.6,37.5,PPA:6434,2021-08-06 18:02:32
} | MaximumArchiveDays=90 | DesiredRemainingSpace=500,6435,GPA_MGSGOT_500_PM_01-PM4:I,,228,8736f6c7-ad41-4b43-b4f6-e684e0d4ad20,MGSGOT_500_PM_01,Mgsgot_500_Pm_01,60,1,companyAcronym= | protocolName=IEEE C37.118.2-2011 | vendorAcronym= | vendorDeviceName= | interconnectionName=,,,,10,STTP,Streaming Telemetry Transport Protocol,1,4,LTMGNPON_1_FA_A,I,+,0,MGSGOT_500_PM_01-PM4,0.0,1.0,Mgsgot_500_Pm_01 LTMGNPON_1_FA_A + Current Magnitude,0,1,1,Amps,Phasor,IPHM,Current Magnitude,PM,-98.6,37.5,PPA:6435,2021-08-06 18:02:32
} | MaximumArchiveDays=90 | DesiredRemainingSpace=500,6436,GPA_MGSGOT_500_PM_01-PA4:IH,,228,8736f6c7-ad41-4b43-b4f6-e684e0d4ad20,MGSGOT_500_PM_01,Mgsgot_500_Pm_01,60,1,companyAcronym= | protocolName=IEEE C37.118.2-2011 | vendorAcronym= | vendorDeviceName= | interconnectionName=,,,,10,STTP,Streaming Telemetry Transport Protocol,2,4,LTMGNPON_1_FA_A,I,+,0,MGSGOT_500_PM_01-PA4,0.0,1.0,Mgsgot_500_Pm_01 LTMGNPON_1_FA_A + Current Phase Angle,0,1,1,Degrees,Phasor,IPHA,Current Phase Angle,PA,-98.6,37.5,PPA:6436,2021-08-06 18:02:32
} | MaximumArchiveDays=90 | DesiredRemainingSpace=500,6437,GPA_MGSGOT_500_PM_01-PM5:I,,228,8736f6c7-ad41-4b43-b4f6-e684e0d4ad20,MGSGOT_500_PM_01,Mgsgot_500_Pm_01,60,1,companyAcronym= | protocolName=IEEE C37.118.2-2011 | vendorAcronym= | vendorDeviceName= | interconnectionName=,,,,10,STTP,Streaming Telemetry Transport Protocol,1,5,LTMGNPON_1_FA_B,I,+,0,MGSGOT_500_PM_01-PM5,0.0,1.0,Mgsgot_500_Pm_01 LTMGNPON_1_FA_B + Current Magnitude,0,1,1,Amps,Phasor,IPHM,Current Magnitude,PM,-98.6,37.5,PPA:6437,2021-08-06 18:02:32
} | MaximumArchiveDays=90 | DesiredRemainingSpace=500,6438,GPA_MGSGOT_500_PM_01-PA5:IH,,228,8736f6c7-ad41-4b43-b4f6-e684e0d4ad20,MGSGOT_500_PM_01,Mgsgot_500_Pm_01,60,1,companyAcronym= | protocolName=IEEE C37.118.2-2011 | vendorAcronym= | vendorDeviceName= | interconnectionName=,,,,10,STTP,Streaming Telemetry Transport Protocol,2,5,LTMGNPON_1_FA_B,I,+,0,MGSGOT_500_PM_01-PA5,0.0,1.0,Mgsgot_500_Pm_01 LTMGNPON_1_FA_B + Current Phase Angle,0,1,1,Degrees,Phasor,IPHA,Current Phase Angle,PA,-98.6,37.5,PPA:6438,2021-08-06 18:02:32
} | MaximumArchiveDays=90 | DesiredRemainingSpace=500,6439,GPA_MGSGOT_500_PM_01-PM6:I,,228,8736f6c7-ad41-4b43-b4f6-e684e0d4ad20,MGSGOT_500_PM_01,Mgsgot_500_Pm_01,60,1,companyAcronym= | protocolName=IEEE C37.118.2-2011 | vendorAcronym= | vendorDeviceName= | interconnectionName=,,,,10,STTP,Streaming Telemetry Transport Protocol,1,6,LTMGNPON_1_FA_C,I,+,0,MGSGOT_500_PM_01-PM6,0.0,1.0,Mgsgot_500_Pm_01 LTMGNPON_1_FA_C + Current Magnitude,0,1,1,Amps,Phasor,IPHM,Current Magnitude,PM,-98.6,37.5,PPA:6439,2021-08-06 18:02:32
} | MaximumArchiveDays=90 | DesiredRemainingSpace=500,6440,GPA_MGSGOT_500_PM_01-PA6:IH,,228,8736f6c7-ad41-4b43-b4f6-e684e0d4ad20,MGSGOT_500_PM_01,Mgsgot_500_Pm_01,60,1,companyAcronym= | protocolName=IEEE C37.118.2-2011 | vendorAcronym= | vendorDeviceName= | interconnectionName=,,,,10,STTP,Streaming Telemetry Transport Protocol,2,6,LTMGNPON_1_FA_C,I,+,0,MGSGOT_500_PM_01-PA6,0.0,1.0,Mgsgot_500_Pm_01 LTMGNPON_1_FA_C + Current Phase Angle,0,1,1,Degrees,Phasor,IPHA,Current Phase Angle,PA,-98.6,37.5,PPA:6440,2021-08-06 18:02:32
} | MaximumArchiveDays=90 | DesiredRemainingSpace=500,6441,GPA_MGSGOT_500_PM_01-PM7:V,,228,8736f6c7-ad41-4b43-b4f6-e684e0d4ad20,MGSGOT_500_PM_01,Mgsgot_500_Pm_01,60,1,companyAcronym= | protocolName=IEEE C37.118.2-2011 | vendorAcronym= | vendorDeviceName= | interconnectionName=,,,,10,STTP,Streaming Telemetry Transport Protocol,3,7,LTMGNPON_1_FV_P,V,+,0,MGSGOT_500_PM_01-PM7,0.0,1.0,Mgsgot_500_Pm_01 LTMGNPON_1_FV_P + Voltage Magnitude,0,1,1,Volts,Phasor,VPHM,Voltage Magnitude,PM,-98.6,37.5,PPA:6441,2021-08-06 18:02:32
} | MaximumArchiveDays=90 | DesiredRemainingSpace=500,6442,GPA_MGSGOT_500_PM_01-PA7:VH,,228,8736f6c7-ad41-4b43-b4f6-e684e0d4ad20,MGSGOT_500_PM_01,Mgsgot_500_Pm_01,60,1,companyAcronym= | protocolName=IEEE C37.118.2-2011 | vendorAcronym= | vendorDeviceName= | interconnectionName=,,,,10,STTP,Streaming Telemetry Transport Protocol,4,7,LTMGNPON_1_FV_P,V,+,0,MGSGOT_500_PM_01-PA7,0.0,1.0,Mgsgot_500_Pm_01 LTMGNPON_1_FV_P + Voltage Phase Angle,0,1,1,Degrees,Phasor,VPHA,Voltage Phase Angle,PA,-98.6,37.5,PPA:6442,2021-08-06 18:02:32
} | MaximumArchiveDays=90 | DesiredRemainingSpace=500,6443,GPA_MGSGOT_500_PM_01-PM8:I,,228,8736f6c7-ad41-4b43-b4f6-e684e0d4ad20,MGSGOT_500_PM_01,Mgsgot_500_Pm_01,60,1,companyAcronym= | protocolName=IEEE C37.118.2-2011 | vendorAcronym= | vendorDeviceName= | interconnectionName=,,,,10,STTP,Streaming Telemetry Transport Protocol,1,8,LTMGNPON_1_FA_P,I,+,0,MGSGOT_500_PM_01-PM8,0.0,1.0,Mgsgot_500_Pm_01 LTMGNPON_1_FA_P + Current Magnitude,0,1,1,Amps,Phasor,IPHM,Current Magnitude,PM,-98.6,37.5,PPA:6443,2021-08-06 18:02:32
} | MaximumArchiveDays=90 | DesiredRemainingSpace=500,6444,GPA_MGSGOT_500_PM_01-PA8:IH,,228,8736f6c7-ad41-4b43-b4f6-e684e0d4ad20,MGSGOT_500_PM_01,Mgsgot_500_Pm_01,60,1,companyAcronym= | protocolName=IEEE C37.118.2-2011 | vendorAcronym= | vendorDeviceName= | interconnectionName=,,,,10,STTP,Streaming Telemetry Transport Protocol,2,8,LTMGNPON_1_FA_P,I,+,0,MGSGOT_500_PM_01-PA8,0.0,1.0,Mgsgot_500_Pm_01 LTMGNPON_1_FA_P + Current Phase Angle,0,1,1,Degrees,Phasor,IPHA,Current Phase Angle,PA,-98.6,37.5,PPA:6444,2021-08-06 18:02:32
} | MaximumArchiveDays=90 | DesiredRemainingSpace=500,6445,GPA_MGSGOT_500_PM_02:F,,229,8736f6c7-ad41-4b43-b4f6-e684e0d4ad20,MGSGOT_500_PM_02,Mgsgot_500_Pm_02,60,1,companyAcronym= | protocolName=IEEE C37.118.2-2011 | vendorAcronym= | vendorDeviceName= | interconnectionName=,,,,10,STTP,Streaming Telemetry Transport Protocol,5,,,,,,MGSGOT_500_PM_02-FQ,0.0,1.0,Mgsgot_500_Pm_02 Frequency,0,1,1,Hz,PMU,FREQ,Frequency,FQ,-98.6,37.5,PPA:6445,2021-08-06 18:02:32
} | MaximumArchiveDays=90 | DesiredRemainingSpace=500,6446,GPA_MGSGOT_500_PM_02:DF,,229,8736f6c7-ad41-4b43-b4f6-e684e0d4ad20,MGSGOT_500_PM_02,Mgsgot_500_Pm_02,60,1,companyAcronym= | protocolName=IEEE C37.118.2-2011 | vendorAcronym= | vendorDeviceName= | interconnectionName=,,,,10,STTP,Streaming Telemetry Transport Protocol,6,,,,,,MGSGOT_500_PM_02-DF,0.0,1.0,Mgsgot_500_Pm_02 Frequency Delta (dF/dt),0,1,1,,PMU,DFDT,Frequency Delta (dF/dt),DF,-98.6,37.5,PPA:6446,2021-08-06 18:02:32
} | MaximumArchiveDays=90 | DesiredRemainingSpace=500,6447,GPA_MGSGOT_500_PM_02:S,,229,8736f6c7-ad41-4b43-b4f6-e684e0d4ad20,MGSGOT_500_PM_02,Mgsgot_500_Pm_02,60,1,companyAcronym= | protocolName=IEEE C37.118.2-2011 | vendorAcronym= | vendorDeviceName= | interconnectionName=,,,,10,STTP,Streaming Telemetry Transport Protocol,8,,,,,,MGSGOT_500_PM_02-SF,0.0,1.0,Mgsgot_500_Pm_02 Status Flags,0,1,1,,PMU,FLAG,Status Flags,SF,-98.6,37.5,PPA:6447,2021-08-06 18:02:32
} | MaximumArchiveDays=90 | DesiredRemainingSpace=500,6448,GPA_MGSGOT_500_PM_02-PM1:V,,229,8736f6c7-ad41-4b43-b4f6-e684e0d4ad20,MGSGOT_500_PM_02,Mgsgot_500_Pm_02,60,1,companyAcronym= | protocolName=IEEE C37.118.2-2011 | vendorAcronym= | vendorDeviceName= | interconnectionName=,,,,10,STTP,Streaming Telemetry Transport Protocol,3,1,LTMGBDE3_2_FV_A,V,+,0,MGSGOT_500_PM_02-PM1,0.0,1.0,Mgsgot_500_Pm_02 LTMGBDE3_2_FV_A + Voltage Magnitude,0,1,1,Volts,Phasor,VPHM,Voltage Magnitude,PM,-98.6,37.5,PPA:6448,2021-08-06 18:02:32
} | MaximumArchiveDays=90 | DesiredRemainingSpace=500,6449,GPA_MGSGOT_500_PM_02-PA1:VH,,229,8736f6c7-ad41-4b43-b4f6-e684e0d4ad20,MGSGOT_500_PM_02,Mgsgot_500_Pm_02,60,1,companyAcronym= | protocolName=IEEE C37.118.2-2011 | vendorAcronym= | vendorDeviceName= | interconnectionName=,,,,10,STTP,Streaming Telemetry Transport Protocol,4,1,LTMGBDE3_2_FV_A,V,+,0,MGSGOT_500_PM_02-PA1,0.0,1.0,Mgsgot_500_Pm_02 LTMGBDE3_2_FV_A + Voltage Phase Angle,0,1,1,Degrees,Phasor,VPHA,Voltage Phase Angle,PA,-98.6,37.5,PPA:6449,2021-08-06 18:02:32
} | MaximumArchiveDays=90 | DesiredRemainingSpace=500,6450,GPA_MGSGOT_500_PM_02-PM2:V,,229,8736f6c7-ad41-4b43-b4f6-e684e0d4ad20,MGSGOT_500_PM_02,Mgsgot_500_Pm_02,60,1,companyAcronym= | protocolName=IEEE C37.118.2-2011 | vendorAcronym= | vendorDeviceName= | interconnectionName=,,,,10,STTP,Streaming Telemetry Transport Protocol,3,2,LTMGBDE3_2_FV_B,V,+,0,MGSGOT_500_PM_02-PM2,0.0,1.0,Mgsgot_500_Pm_02 LTMGBDE3_2_FV_B + Voltage Magnitude,0,1,1,Volts,Phasor,VPHM,Voltage Magnitude,PM,-98.6,37.5,PPA:6450,2021-08-06 18:02:32
} | MaximumArchiveDays=90 | DesiredRemainingSpace=500,6451,GPA_MGSGOT_500_PM_02-PA2:VH,,229,8736f6c7-ad41-4b43-b4f6-e684e0d4ad20,MGSGOT_500_PM_02,Mgsgot_500_Pm_02,60,1,companyAcronym= | protocolName=IEEE C37.118.2-2011 | vendorAcronym= | vendorDeviceName= | interconnectionName=,,,,10,STTP,Streaming Telemetry Transport Protocol,4,2,LTMGBDE3_2_FV_B,V,+,0,MGSGOT_500_PM_02-PA2,0.0,1.0,Mgsgot_500_Pm_02 LTMGBDE3_2_FV_B + Voltage Phase Angle,0,1,1,Degrees,Phasor,VPHA,Voltage Phase Angle,PA,-98.6,37.5,PPA:6451,2021-08-06 18:02:32
} | MaximumArchiveDays=90 | DesiredRemainingSpace=500,6452,GPA_MGSGOT_500_PM_02-PM3:V,,229,8736f6c7-ad41-4b43-b4f6-e684e0d4ad20,MGSGOT_500_PM_02,Mgsgot_500_Pm_02,60,1,companyAcronym= | protocolName=IEEE C37.118.2-2011 | vendorAcronym= | vendorDeviceName= | interconnectionName=,,,,10,STTP,Streaming Telemetry Transport Protocol,3,3,LTMGBDE3_2_FV_C,V,+,0,MGSGOT_500_PM_02-PM3,0.0,1.0,Mgsgot_500_Pm_02 LTMGBDE3_2_FV_C + Voltage Magnitude,0,1,1,Volts,Phasor,VPHM,Voltage Magnitude,PM,-98.6,37.5,PPA:6452,2021-08-06 18:02:32
} | MaximumArchiveDays=90 | DesiredRemainingSpace=500,6453,GPA_MGSGOT_500_PM_02-PA3:VH,,229,8736f6c7-ad41-4b43-b4f6-e684e0d4ad20,MGSGOT_500_PM_02,Mgsgot_500_Pm_02,60,1,companyAcronym= | protocolName=IEEE C37.118.2-2011 | vendorAcronym= | vendorDeviceName= | interconnectionName=,,,,10,STTP,Streaming Telemetry Transport Protocol,4,3,LTMGBDE3_2_FV_C,V,+,0,MGSGOT_500_PM_02-PA3,0.0,1.0,Mgsgot_500_Pm_02 LTMGBDE3_2_FV_C + Voltage Phase Angle,0,1,1,Degrees,Phasor,VPHA,Voltage Phase Angle,PA,-98.6,37.5,PPA:6453,2021-08-06 18:02:32
} | MaximumArchiveDays=90 | DesiredRemainingSpace=500,6454,GPA_MGSGOT_500_PM_02-PM4:I,,229,8736f6c7-ad41-4b43-b4f6-e684e0d4ad20,MGSGOT_500_PM_02,Mgsgot_500_Pm_02,60,1,companyAcronym= | protocolName=IEEE C37.118.2-2011 | vendorAcronym= | vendorDeviceName= | interconnectionName=,,,,10,STTP,Streaming Telemetry Transport Protocol,1,4,LTMGBDE3_2_FA_A,I,+,0,MGSGOT_500_PM_02-PM4,0.0,1.0,Mgsgot_500_Pm_02 LTMGBDE3_2_FA_A + Current Magnitude,0,1,1,Amps,Phasor,IPHM,Current Magnitude,PM,-98.6,37.5,PPA:6454,2021-08-06 18:02:32
} | MaximumArchiveDays=90 | DesiredRemainingSpace=500,6455,GPA_MGSGOT_500_PM_02-PA4:IH,,229,8736f6c7-ad41-4b43-b4f6-e684e0d4ad20,MGSGOT_500_PM_02,Mgsgot_500_Pm_02,60,1,companyAcronym= | protocolName=IEEE C37.118.2-2011 | vendorAcronym= | vendorDeviceName= | interconnectionName=,,,,10,STTP,Streaming Telemetry Transport Protocol,2,4,LTMGBDE3_2_FA_A,I,+,0,MGSGOT_500_PM_02-PA4,0.0,1.0,Mgsgot_500_Pm_02 LTMGBDE3_2_FA_A + Current Phase Angle,0,1,1,Degrees,Phasor,IPHA,Current Phase Angle,PA,-98.6,37.5,PPA:6455,2021-08-06 18:02:32
} | MaximumArchiveDays=90 | DesiredRemainingSpace=500,6456,GPA_MGSGOT_500_PM_02-PM5:I,,229,8736f6c7-ad41-4b43-b4f6-e684e0d4ad20,MGSGOT_500_PM_02,Mgsgot_500_Pm_02,60,1,companyAcronym= | protocolName=IEEE C37.118.2-2011 | vendorAcronym= | vendorDeviceName= | interconnectionName=,,,,10,STTP,Streaming Telemetry Transport Protocol,1,5,LTMGBDE3_2_FA_B,I,+,0,MGSGOT_500_PM_02-PM5,0.0,1.0,Mgsgot_500_Pm_02 LTMGBDE3_2_FA_B + Current Magnitude,0,1,1,Amps,Phasor,IPHM,Current Magnitude,PM,-98.6,37.5,PPA:6456,2021-08-06 18:02:32
} | MaximumArchiveDays=90 | DesiredRemainingSpace=500,6457,GPA_MGSGOT_500_PM_02-PA5:IH,,229,8736f6c7-ad41-4b43-b4f6-e684e0d4ad20,MGSGOT_500_PM_02,Mgsgot_500_Pm_02,60,1,companyAcronym= | protocolName=IEEE C37.118.2-2011 | vendorAcronym= | vendorDeviceName= | interconnectionName=,,,,10,STTP,Streaming Telemetry Transport Protocol,2,5,LTMGBDE3_2_FA_B,I,+,0,MGSGOT_500_PM_02-PA5,0.0,1.0,Mgsgot_500_Pm_02 LTMGBDE3_2_FA_B + Current Phase Angle,0,1,1,Degrees,Phasor,IPHA,Current Phase Angle,PA,-98.6,37.5,PPA:6457,2021-08-06 18:02:32
} | MaximumArchiveDays=90 | DesiredRemainingSpace=500,6458,GPA_MGSGOT_500_PM_02-PM6:I,,229,8736f6c7-ad41-4b43-b4f6-e684e0d4ad20,MGSGOT_500_PM_02,Mgsgot_500_Pm_02,60,1,companyAcronym= | protocolName=IEEE C37.118.2-2011 | vendorAcronym= | vendorDeviceName= | interconnectionName=,,,,10,STTP,Streaming Telemetry Transport Protocol,1,6,LTMGBDE3_2_FA_C,I,+,0,MGSGOT_500_PM_02-PM6,0.0,1.0,Mgsgot_500_Pm_02 LTMGBDE3_2_FA_C + Current Magnitude,0,1,1,Amps,Phasor,IPHM,Current Magnitude,PM,-98.6,37.5,PPA:6458,2021-08-06 18:02:32
} | MaximumArchiveDays=90 | DesiredRemainingSpace=500,6459,GPA_MGSGOT_500_PM_02-PA6:IH,,229,8736f6c7-ad41-4b43-b4f6-e684e0d4ad20,MGSGOT_500_PM_02,Mgsgot_500_Pm_02,60,1,companyAcronym= | protocolName=IEEE C37.118.2-2011 | vendorAcronym= | vendorDeviceName= | interconnectionName=,,,,10,STTP,Streaming Telemetry Transport Protocol,2,6,LTMGBDE3_2_FA_C,I,+,0,MGSGOT_500_PM_02-PA6,0.0,1.0,Mgsgot_500_Pm_02 LTMGBDE3_2_FA_C + Current Phase Angle,0,1,1,Degrees,Phasor,IPHA,Current Phase Angle,PA,-98.6,37.5,PPA:6459,2021-08-06 18:02:32
} | MaximumArchiveDays=90 | DesiredRemainingSpace=500,6460,GPA_MGSGOT_500_PM_02-PM7:V,,229,8736f6c7-ad41-4b43-b4f6-e684e0d4ad20,MGSGOT_500_PM_02,Mgsgot_500_Pm_02,60,1,companyAcronym= | protocolName=IEEE C37.118.2-2011 | vendorAcronym= | vendorDeviceName= | interconnectionName=,,,,10,STTP,Streaming Telemetry Transport Protocol,3,7,LTMGBDE3_2_FV_P,V,+,0,MGSGOT_500_PM_02-PM7,0.0,1.0,Mgsgot_500_Pm_02 LTMGBDE3_2_FV_P + Voltage Magnitude,0,1,1,Volts,Phasor,VPHM,Voltage Magnitude,PM,-98.6,37.5,PPA:6460,2021-08-06 18:02:32
} | MaximumArchiveDays=90 | DesiredRemainingSpace=500,6461,GPA_MGSGOT_500_PM_02-PA7:VH,,229,8736f6c7-ad41-4b43-b4f6-e684e0d4ad20,MGSGOT_500_PM_02,Mgsgot_500_Pm_02,60,1,companyAcronym= | protocolName=IEEE C37.118.2-2011 | vendorAcronym= | vendorDeviceName= | interconnectionName=,,,,10,STTP,Streaming Telemetry Transport Protocol,4,7,LTMGBDE3_2_FV_P,V,+,0,MGSGOT_500_PM_02-PA7,0.0,1.0,Mgsgot_500_Pm_02 LTMGBDE3_2_FV_P + Voltage Phase Angle,0,1,1,Degrees,Phasor,VPHA,Voltage Phase Angle,PA,-98.6,37.5,PPA:6461,2021-08-06 18:02:32
} | MaximumArchiveDays=90 | DesiredRemainingSpace=500,6462,GPA_MGSGOT_500_PM_02-PM8:I,,229,8736f6c7-ad41-4b43-b4f6-e684e0d4ad20,MGSGOT_500_PM_02,Mgsgot_500_Pm_02,60,1,companyAcronym= | protocolName=IEEE C37.118.2-2011 | vendorAcronym= | vendorDeviceName= | interconnectionName=,,,,10,STTP,Streaming Telemetry Transport Protocol,1,8,LTMGBDE3_2_FA_P,I,+,0,MGSGOT_500_PM_02-PM8,0.0,1.0,Mgsgot_500_Pm_02 LTMGBDE3_2_FA_P + Current Magnitude,0,1,1,Amps,Phasor,IPHM,Current Magnitude,PM,-98.6,37.5,PPA:6462,2021-08-06 18:02:32
} | MaximumArchiveDays=90 | DesiredRemainingSpace=500,6463,GPA_MGSGOT_500_PM_02-PA8:IH,,229,8736f6c7-ad41-4b43-b4f6-e684e0d4ad20,MGSGOT_500_PM_02,Mgsgot_500_Pm_02,60,1,companyAcronym= | protocolName=IEEE C37.118.2-2011 | vendorAcronym= | vendorDeviceName= | interconnectionName=,,,,10,STTP,Streaming Telemetry Transport Protocol,2,8,LTMGBDE3_2_FA_P,I,+,0,MGSGOT_500_PM_02-PA8,0.0,1.0,Mgsgot_500_Pm_02 LTMGBDE3_2_FA_P + Current Phase Angle,0,1,1,Degrees,Phasor,IPHA,Current Phase Angle,PA,-98.6,37.5,PPA:6463,2021-08-06 18:02:32
} | MaximumArchiveDays=90 | DesiredRemainingSpace=500,6464,GPA_PAVC_500_PM_01:F,,230,8736f6c7-ad41-4b43-b4f6-e684e0d4ad20,PAVC_500_PM_01,Pavc_500_Pm_01,60,1,companyAcronym= | protocolName=IEEE C37.118.2-2011 | vendorAcronym= | vendorDeviceName= | interconnectionName=,,,,10,STTP,Streaming Telemetry Transport Protocol,5,,,,,,PAVC_500_PM_01-FQ,0.0,1.0,Pavc_500_Pm_01 Frequency,0,1,1,Hz,PMU,FREQ,Frequency,FQ,-98.6,37.5,PPA:6464,2021-08-06 18:02:32
} | MaximumArchiveDays=90 | DesiredRemainingSpace=500,6465,GPA_PAVC_500_PM_01:DF,,230,8736f6c7-ad41-4b43-b4f6-e684e0d4ad20,PAVC_500_PM_01,Pavc_500_Pm_01,60,1,companyAcronym= | protocolName=IEEE C37.118.2-2011 | vendorAcronym= | vendorDeviceName= | interconnectionName=,,,,10,STTP,Streaming Telemetry Transport Protocol,6,,,,,,PAVC_500_PM_01-DF,0.0,1.0,Pavc_500_Pm_01 Frequency Delta (dF/dt),0,1,1,,PMU,DFDT,Frequency Delta (dF/dt),DF,-98.6,37.5,PPA:6465,2021-08-06 18:02:32
} | MaximumArchiveDays=90 | DesiredRemainingSpace=500,6466,GPA_PAVC_500_PM_01:S,,230,8736f6c7-ad41-4b43-b4f6-e684e0d4ad20,PAVC_500_PM_01,Pavc_500_Pm_01,60,1,companyAcronym= | protocolName=IEEE C37.118.2-2011 | vendorAcronym= | vendorDeviceName= | interconnectionName=,,,,10,STTP,Streaming Telemetry Transport Protocol,8,,,,,,PAVC_500_PM_01-SF,0.0,1.0,Pavc_500_Pm_01 Status Flags,0,1,1,,PMU,FLAG,Status Flags,SF,-98.6,37.5,PPA:6466,2021-08-06 18:02:32
} | MaximumArchiveDays=90 | DesiredRemainingSpace=500,6467,GPA_PAVC_500_PM_01-PM1:V,,230,8736f6c7-ad41-4b43-b4f6-e684e0d4ad20,PAVC_500_PM_01,Pavc_500_Pm_01,60,1,companyAcronym= | protocolName=IEEE C37.118.2-2011 | vendorAcronym= | vendorDeviceName= | interconnectionName=,,,,10,STTP,Streaming Telemetry Transport Protocol,3,1,LTPATC_3_FV_A,V,+,0,PAVC_500_PM_01-PM1,0.0,1.0,Pavc_500_Pm_01 LTPATC_3_FV_A + Voltage Magnitude,0,1,1,Volts,Phasor,VPHM,Voltage Magnitude,PM,-98.6,37.5,PPA:6467,2021-08-06 18:02:32
} | MaximumArchiveDays=90 | DesiredRemainingSpace=500,6468,GPA_PAVC_500_PM_01-PA1:VH,,230,8736f6c7-ad41-4b43-b4f6-e684e0d4ad20,PAVC_500_PM_01,Pavc_500_Pm_01,60,1,companyAcronym= | protocolName=IEEE C37.118.2-2011 | vendorAcronym= | vendorDeviceName= | interconnectionName=,,,,10,STTP,Streaming Telemetry Transport Protocol,4,1,LTPATC_3_FV_A,V,+,0,PAVC_500_PM_01-PA1,0.0,1.0,Pavc_500_Pm_01 LTPATC_3_FV_A + Voltage Phase Angle,0,1,1,Degrees,Phasor,VPHA,Voltage Phase Angle,PA,-98.6,37.5,PPA:6468,2021-08-06 18:02:32
} | MaximumArchiveDays=90 | DesiredRemainingSpace=500,6469,GPA_PAVC_500_PM_01-PM2:V,,230,8736f6c7-ad41-4b43-b4f6-e684e0d4ad20,PAVC_500_PM_01,Pavc_500_Pm_01,60,1,companyAcronym= | protocolName=IEEE C37.118.2-2011 | vendorAcronym= | vendorDeviceName= | interconnectionName=,,,,10,STTP,Streaming Telemetry Transport Protocol,3,2,LTPATC_3_FV_B,V,+,0,PAVC_500_PM_01-PM2,0.0,1.0,Pavc_500_Pm_01 LTPATC_3_FV_B + Voltage Magnitude,0,1,1,Volts,Phasor,VPHM,Voltage Magnitude,PM,-98.6,37.5,PPA:6469,2021-08-06 18:02:32
} | MaximumArchiveDays=90 | DesiredRemainingSpace=500,6470,GPA_PAVC_500_PM_01-PA2:VH,,230,8736f6c7-ad41-4b43-b4f6-e684e0d4ad20,PAVC_500_PM_01,Pavc_500_Pm_01,60,1,companyAcronym= | protocolName=IEEE C37.118.2-2011 | vendorAcronym= | vendorDeviceName= | interconnectionName=,,,,10,STTP,Streaming Telemetry Transport Protocol,4,2,LTPATC_3_FV_B,V,+,0,PAVC_500_PM_01-PA2,0.0,1.0,Pavc_500_Pm_01 LTPATC_3_FV_B + Voltage Phase Angle,0,1,1,Degrees,Phasor,VPHA,Voltage Phase Angle,PA,-98.6,37.5,PPA:6470,2021-08-06 18:02:32
} | MaximumArchiveDays=90 | DesiredRemainingSpace=500,6471,GPA_PAVC_500_PM_01-PM3:V,,230,8736f6c7-ad41-4b43-b4f6-e684e0d4ad20,PAVC_500_PM_01,Pavc_500_Pm_01,60,1,companyAcronym= | protocolName=IEEE C37.118.2-2011 | vendorAcronym= | vendorDeviceName= | interconnectionName=,,,,10,STTP,Streaming Telemetry Transport Protocol,3,3,LTPATC_3_FV_C,V,+,0,PAVC_500_PM_01-PM3,0.0,1.0,Pavc_500_Pm_01 LTPATC_3_FV_C + Voltage Magnitude,0,1,1,Volts,Phasor,VPHM,Voltage Magnitude,PM,-98.6,37.5,PPA:6471,2021-08-06 18:02:32
} | MaximumArchiveDays=90 | DesiredRemainingSpace=500,6472,GPA_PAVC_500_PM_01-PA3:VH,,230,8736f6c7-ad41-4b43-b4f6-e684e0d4ad20,PAVC_500_PM_01,Pavc_500_Pm_01,60,1,companyAcronym= | protocolName=IEEE C37.118.2-2011 | vendorAcronym= | vendorDeviceName= | interconnectionName=,,,,10,STTP,Streaming Telemetry Transport Protocol,4,3,LTPATC_3_FV_C,V,+,0,PAVC_500_PM_01-PA3,0.0,1.0,Pavc_500_Pm_01 LTPATC_3_FV_C + Voltage Phase Angle,0,1,1,Degrees,Phasor,VPHA,Voltage Phase Angle,PA,-98.6,37.5,PPA:6472,2021-08-06 18:02:32
} | MaximumArchiveDays=90 | DesiredRemainingSpace=500,6473,GPA_PAVC_500_PM_01-PM4:I,,230,8736f6c7-ad41-4b43-b4f6-e684e0d4ad20,PAVC_500_PM_01,Pavc_500_Pm_01,60,1,companyAcronym= | protocolName=IEEE C37.118.2-2011 | vendorAcronym= | vendorDeviceName= | interconnectionName=,,,,10,STTP,Streaming Telemetry Transport Protocol,1,4,LTPATC_3_FA_A,I,+,0,PAVC_500_PM_01-PM4,0.0,1.0,Pavc_500_Pm_01 LTPATC_3_FA_A + Current Magnitude,0,1,1,Amps,Phasor,IPHM,Current Magnitude,PM,-98.6,37.5,PPA:6473,2021-08-06 18:02:32
} | MaximumArchiveDays=90 | DesiredRemainingSpace=500,6474,GPA_PAVC_500_PM_01-PA4:IH,,230,8736f6c7-ad41-4b43-b4f6-e684e0d4ad20,PAVC_500_PM_01,Pavc_500_Pm_01,60,1,companyAcronym= | protocolName=IEEE C37.118.2-2011 | vendorAcronym= | vendorDeviceName= | interconnectionName=,,,,10,STTP,Streaming Telemetry Transport Protocol,2,4,LTPATC_3_FA_A,I,+,0,PAVC_500_PM_01-PA4,0.0,1.0,Pavc_500_Pm_01 LTPATC_3_FA_A + Current Phase Angle,0,1,1,Degrees,Phasor,IPHA,Current Phase Angle,PA,-98.6,37.5,PPA:6474,2021-08-06 18:02:32
} | MaximumArchiveDays=90 | DesiredRemainingSpace=500,6475,GPA_PAVC_500_PM_01-PM5:I,,230,8736f6c7-ad41-4b43-b4f6-e684e0d4ad20,PAVC_500_PM_01,Pavc_500_Pm_01,60,1,companyAcronym= | protocolName=IEEE C37.118.2-2011 | vendorAcronym= | vendorDeviceName= | interconnectionName=,,,,10,STTP,Streaming Telemetry Transport Protocol,1,5,LTPATC_3_FA_B,I,+,0,PAVC_500_PM_01-PM5,0.0,1.0,Pavc_500_Pm_01 LTPATC_3_FA_B + Current Magnitude,0,1,1,Amps,Phasor,IPHM,Current Magnitude,PM,-98.6,37.5,PPA:6475,2021-08-06 18:02:32
} | MaximumArchiveDays=90 | DesiredRemainingSpace=500,6476,GPA_PAVC_500_PM_01-PA5:IH,,230,8736f6c7-ad41-4b43-b4f6-e684e0d4ad20,PAVC_500_PM_01,Pavc_500_Pm_01,60,1,companyAcronym= | protocolName=IEEE C37.118.2-2011 | vendorAcronym= | vendorDeviceName= | interconnectionName=,,,,10,STTP,Streaming Telemetry Transport Protocol,2,5,LTPATC_3_FA_B,I,+,0,PAVC_500_PM_01-PA5,0.0,1.0,Pavc_500_Pm_01 LTPATC_3_FA_B + Current Phase Angle,0,1,1,Degrees,Phasor,IPHA,Current Phase Angle,PA,-98.6,37.5,PPA:6476,2021-08-06 18:02:32
} | MaximumArchiveDays=90 | DesiredRemainingSpace=500,6477,GPA_PAVC_500_PM_01-PM6:I,,230,8736f6c7-ad41-4b43-b4f6-e684e0d4ad20,PAVC_500_PM_01,Pavc_500_Pm_01,60,1,companyAcronym= | protocolName=IEEE C37.118.2-2011 | vendorAcronym= | vendorDeviceName= | interconnectionName=,,,,10,STTP,Streaming Telemetry Transport Protocol,1,6,LTPATC_3_FA_C,I,+,0,PAVC_500_PM_01-PM6,0.0,1.0,Pavc_500_Pm_01 LTPATC_3_FA_C + Current Magnitude,0,1,1,Amps,Phasor,IPHM,Current Magnitude,PM,-98.6,37.5,PPA:6477,2021-08-06 18:02:32
} | MaximumArchiveDays=90 | DesiredRemainingSpace=500,6478,GPA_PAVC_500_PM_01-PA6:IH,,230,8736f6c7-ad41-4b43-b4f6-e684e0d4ad20,PAVC_500_PM_01,Pavc_500_Pm_01,60,1,companyAcronym= | protocolName=IEEE C37.118.2-2011 | vendorAcronym= | vendorDeviceName= | interconnectionName=,,,,10,STTP,Streaming Telemetry Transport Protocol,2,6,LTPATC_3_FA_C,I,+,0,PAVC_500_PM_01-PA6,0.0,1.0,Pavc_500_Pm_01 LTPATC_3_FA_C + Current Phase Angle,0,1,1,Degrees,Phasor,IPHA,Current Phase Angle,PA,-98.6,37.5,PPA:6478,2021-08-06 18:02:32
} | MaximumArchiveDays=90 | DesiredRemainingSpace=500,6479,GPA_PAVC_500_PM_01-PM7:V,,230,8736f6c7-ad41-4b43-b4f6-e684e0d4ad20,PAVC_500_PM_01,Pavc_500_Pm_01,60,1,companyAcronym= | protocolName=IEEE C37.118.2-2011 | vendorAcronym= | vendorDeviceName= | interconnectionName=,,,,10,STTP,Streaming Telemetry Transport Protocol,3,7,LTPATC_3_FV_P,V,+,0,PAVC_500_PM_01-PM7,0.0,1.0,Pavc_500_Pm_01 LTPATC_3_FV_P + Voltage Magnitude,0,1,1,Volts,Phasor,VPHM,Voltage Magnitude,PM,-98.6,37.5,PPA:6479,2021-08-06 18:02:32
} | MaximumArchiveDays=90 | DesiredRemainingSpace=500,6480,GPA_PAVC_500_PM_01-PA7:VH,,230,8736f6c7-ad41-4b43-b4f6-e684e0d4ad20,PAVC_500_PM_01,Pavc_500_Pm_01,60,1,companyAcronym= | protocolName=IEEE C37.118.2-2011 | vendorAcronym= | vendorDeviceName= | interconnectionName=,,,,10,STTP,Streaming Telemetry Transport Protocol,4,7,LTPATC_3_FV_P,V,+,0,PAVC_500_PM_01-PA7,0.0,1.0,Pavc_500_Pm_01 LTPATC_3_FV_P + Voltage Phase Angle,0,1,1,Degrees,Phasor,VPHA,Voltage Phase Angle,PA,-98.6,37.5,PPA:6480,2021-08-06 18:02:32
} | MaximumArchiveDays=90 | DesiredRemainingSpace=500,6481,GPA_PAVC_500_PM_01-PM8:I,,230,8736f6c7-ad41-4b43-b4f6-e684e0d4ad20,PAVC_500_PM_01,Pavc_500_Pm_01,60,1,companyAcronym= | protocolName=IEEE C37.118.2-2011 | vendorAcronym= | vendorDeviceName= | interconnectionName=,,,,10,STTP,Streaming Telemetry Transport Protocol,1,8,LTPATC_3_FA_P,I,+,0,PAVC_500_PM_01-PM8,0.0,1.0,Pavc_500_Pm_01 LTPATC_3_FA_P + Current Magnitude,0,1,1,Amps,Phasor,IPHM,Current Magnitude,PM,-98.6,37.5,PPA:6481,2021-08-06 18:02:32
} | MaximumArchiveDays=90 | DesiredRemainingSpace=500,6482,GPA_PAVC_500_PM_01-PA8:IH,,230,8736f6c7-ad41-4b43-b4f6-e684e0d4ad20,PAVC_500_PM_01,Pavc_500_Pm_01,60,1,companyAcronym= | protocolName=IEEE C37.118.2-2011 | vendorAcronym= | vendorDeviceName= | interconnectionName=,,,,10,STTP,Streaming Telemetry Transport Protocol,2,8,LTPATC_3_FA_P,I,+,0,PAVC_500_PM_01-PA8,0.0,1.0,Pavc_500_Pm_01 LTPATC_3_FA_P + Current Phase Angle,0,1,1,Degrees,Phasor,IPHA,Current Phase Angle,PA,-98.6,37.5,PPA:6482,2021-08-06 18:02:32
} | MaximumArchiveDays=90 | DesiredRemainingSpace=500,6483,GPA_PATC_500_PM_01:F,,231,8736f6c7-ad41-4b43-b4f6-e684e0d4ad20,PATC_500_PM_01,Patc_500_Pm_01,60,1,companyAcronym= | protocolName=IEEE C37.118.2-2011 | vendorAcronym= | vendorDeviceName= | interconnectionName=,,,,10,STTP,Streaming Telemetry Transport Protocol,5,,,,,,PATC_500_PM_01-FQ,0.0,1.0,Patc_500_Pm_01 Frequency,0,1,1,Hz,PMU,FREQ,Frequency,FQ,-98.6,37.5,PPA:6483,2021-08-06 18:02:32
} | MaximumArchiveDays=90 | DesiredRemainingSpace=500,6484,GPA_PATC_500_PM_01:DF,,231,8736f6c7-ad41-4b43-b4f6-e684e0d4ad20,PATC_500_PM_01,Patc_500_Pm_01,60,1,companyAcronym= | protocolName=IEEE C37.118.2-2011 | vendorAcronym= | vendorDeviceName= | interconnectionName=,,,,10,STTP,Streaming Telemetry Transport Protocol,6,,,,,,PATC_500_PM_01-DF,0.0,1.0,Patc_500_Pm_01 Frequency Delta (dF/dt),0,1,1,,PMU,DFDT,Frequency Delta (dF/dt),DF,-98.6,37.5,PPA:6484,2021-08-06 18:02:32
} | MaximumArchiveDays=90 | DesiredRemainingSpace=500,6485,GPA_PATC_500_PM_01:S,,231,8736f6c7-ad41-4b43-b4f6-e684e0d4ad20,PATC_500_PM_01,Patc_500_Pm_01,60,1,companyAcronym= | protocolName=IEEE C37.118.2-2011 | vendorAcronym= | vendorDeviceName= | interconnectionName=,,,,10,STTP,Streaming Telemetry Transport Protocol,8,,,,,,PATC_500_PM_01-SF,0.0,1.0,Patc_500_Pm_01 Status Flags,0,1,1,,PMU,FLAG,Status Flags,SF,-98.6,37.5,PPA:6485,2021-08-06 18:02:32
} | MaximumArchiveDays=90 | DesiredRemainingSpace=500,6486,GPA_PATC_500_PM_01-PM1:V,,231,8736f6c7-ad41-4b43-b4f6-e684e0d4ad20,PATC_500_PM_01,Patc_500_Pm_01,60,1,companyAcronym= | protocolName=IEEE C37.118.2-2011 | vendorAcronym= | vendorDeviceName= | interconnectionName=,,,,10,STTP,Streaming Telemetry Transport Protocol,3,1,LTPAVC_3_FV_A,V,C,0,PATC_500_PM_01-PM1,0.0,1.0,Patc_500_Pm_01 LTPAVC_3_FV_A C Voltage Magnitude,0,1,1,Volts,Phasor,VPHM,Voltage Magnitude,PM,-98.6,37.5,PPA:6486,2021-08-06 18:02:32
} | MaximumArchiveDays=90 | DesiredRemainingSpace=500,6487,GPA_PATC_500_PM_01-PA1:VH,,231,8736f6c7-ad41-4b43-b4f6-e684e0d4ad20,PATC_500_PM_01,Patc_500_Pm_01,60,1,companyAcronym= | protocolName=IEEE C37.118.2-2011 | vendorAcronym= | vendorDeviceName= | interconnectionName=,,,,10,STTP,Streaming Telemetry Transport Protocol,4,1,LTPAVC_3_FV_A,V,C,0,PATC_500_PM_01-PA1,0.0,1.0,Patc_500_Pm_01 LTPAVC_3_FV_A C Voltage Phase Angle,0,1,1,Degrees,Phasor,VPHA,Voltage Phase Angle,PA,-98.6,37.5,PPA:6487,2021-08-06 18:02:32
} | MaximumArchiveDays=90 | DesiredRemainingSpace=500,6488,GPA_PATC_500_PM_01-PM2:V,,231,8736f6c7-ad41-4b43-b4f6-e684e0d4ad20,PATC_500_PM_01,Patc_500_Pm_01,60,1,companyAcronym= | protocolName=IEEE C37.118.2-2011 | vendorAcronym= | vendorDeviceName= | interconnectionName=,,,,10,STTP,Streaming Telemetry Transport Protocol,3,2,LTPAVC_3_FV_B,V,C,0,PATC_500_PM_01-PM2,0.0,1.0,Patc_500_Pm_01 LTPAVC_3_FV_B C Voltage Magnitude,0,1,1,Volts,Phasor,VPHM,Voltage Magnitude,PM,-98.6,37.5,PPA:6488,2021-08-06 18:02:32
} | MaximumArchiveDays=90 | DesiredRemainingSpace=500,6489,GPA_PATC_500_PM_01-PA2:VH,,231,8736f6c7-ad41-4b43-b4f6-e684e0d4ad20,PATC_500_PM_01,Patc_500_Pm_01,60,1,companyAcronym= | protocolName=IEEE C37.118.2-2011 | vendorAcronym= | vendorDeviceName= | interconnectionName=,,,,10,STTP,Streaming Telemetry Transport Protocol,4,2,LTPAVC_3_FV_B,V,C,0,PATC_500_PM_01-PA2,0.0,1.0,Patc_500_Pm_01 LTPAVC_3_FV_B C Voltage Phase Angle,0,1,1,Degrees,Phasor,VPHA,Voltage Phase Angle,PA,-98.6,37.5,PPA:6489,2021-08-06 18:02:32
} | MaximumArchiveDays=90 | DesiredRemainingSpace=500,6490,GPA_PATC_500_PM_01-PM3:V,,231,8736f6c7-ad41-4b43-b4f6-e684e0d4ad20,PATC_500_PM_01,Patc_500_Pm_01,60,1,companyAcronym= | protocolName=IEEE C37.118.2-2011 | vendorAcronym= | vendorDeviceName= | interconnectionName=,,,,10,STTP,Streaming Telemetry Transport Protocol,3,3,LTPAVC_3_FV_C,V,C,0,PATC_500_PM_01-PM3,0.0,1.0,Patc_500_Pm_01 LTPAVC_3_FV_C C Voltage Magnitude,0,1,1,Volts,Phasor,VPHM,Voltage Magnitude,PM,-98.6,37.5,PPA:6490,2021-08-06 18:02:32
} | MaximumArchiveDays=90 | DesiredRemainingSpace=500,6491,GPA_PATC_500_PM_01-PA3:VH,,231,8736f6c7-ad41-4b43-b4f6-e684e0d4ad20,PATC_500_PM_01,Patc_500_Pm_01,60,1,companyAcronym= | protocolName=IEEE C37.118.2-2011 | vendorAcronym= | vendorDeviceName= | interconnectionName=,,,,10,STTP,Streaming Telemetry Transport Protocol,4,3,LTPAVC_3_FV_C,V,C,0,PATC_500_PM_01-PA3,0.0,1.0,Patc_500_Pm_01 LTPAVC_3_FV_C C Voltage Phase Angle,0,1,1,Degrees,Phasor,VPHA,Voltage Phase Angle,PA,-98.6,37.5,PPA:6491,2021-08-06 18:02:32
} | MaximumArchiveDays=90 | DesiredRemainingSpace=500,6492,GPA_PATC_500_PM_01-PM4:I,,231,8736f6c7-ad41-4b43-b4f6-e684e0d4ad20,PATC_500_PM_01,Patc_500_Pm_01,60,1,companyAcronym= | protocolName=IEEE C37.118.2-2011 | vendorAcronym= | vendorDeviceName= | interconnectionName=,,,,10,STTP,Streaming Telemetry Transport Protocol,1,4,LTPAVC_3_FA_A,I,C,0,PATC_500_PM_01-PM4,0.0,1.0,Patc_500_Pm_01 LTPAVC_3_FA_A C Current Magnitude,0,1,1,Amps,Phasor,IPHM,Current Magnitude,PM,-98.6,37.5,PPA:6492,2021-08-06 18:02:32
} | MaximumArchiveDays=90 | DesiredRemainingSpace=500,6493,GPA_PATC_500_PM_01-PA4:IH,,231,8736f6c7-ad41-4b43-b4f6-e684e0d4ad20,PATC_500_PM_01,Patc_500_Pm_01,60,1,companyAcronym= | protocolName=IEEE C37.118.2-2011 | vendorAcronym= | vendorDeviceName= | interconnectionName=,,,,10,STTP,Streaming Telemetry Transport Protocol,2,4,LTPAVC_3_FA_A,I,C,0,PATC_500_PM_01-PA4,0.0,1.0,Patc_500_Pm_01 LTPAVC_3_FA_A C Current Phase Angle,0,1,1,Degrees,Phasor,IPHA,Current Phase Angle,PA,-98.6,37.5,PPA:6493,2021-08-06 18:02:32
} | MaximumArchiveDays=90 | DesiredRemainingSpace=500,6494,GPA_PATC_500_PM_01-PM5:I,,231,8736f6c7-ad41-4b43-b4f6-e684e0d4ad20,PATC_500_PM_01,Patc_500_Pm_01,60,1,companyAcronym= | protocolName=IEEE C37.118.2-2011 | vendorAcronym= | vendorDeviceName= | interconnectionName=,,,,10,STTP,Streaming Telemetry Transport Protocol,1,5,LTPAVC_3_FA_B,I,C,0,PATC_500_PM_01-PM5,0.0,1.0,Patc_500_Pm_01 LTPAVC_3_FA_B C Current Magnitude,0,1,1,Amps,Phasor,IPHM,Current Magnitude,PM,-98.6,37.5,PPA:6494,2021-08-06 18:02:32
} | MaximumArchiveDays=90 | DesiredRemainingSpace=500,6495,GPA_PATC_500_PM_01-PA5:IH,,231,8736f6c7-ad41-4b43-b4f6-e684e0d4ad20,PATC_500_PM_01,Patc_500_Pm_01,60,1,companyAcronym= | protocolName=IEEE C37.118.2-2011 | vendorAcronym= | vendorDeviceName= | interconnectionName=,,,,10,STTP,Streaming Telemetry Transport Protocol,2,5,LTPAVC_3_FA_B,I,C,0,PATC_500_PM_01-PA5,0.0,1.0,Patc_500_Pm_01 LTPAVC_3_FA_B C Current Phase Angle,0,1,1,Degrees,Phasor,IPHA,Current Phase Angle,PA,-98.6,37.5,PPA:6495,2021-08-06 18:02:32
} | MaximumArchiveDays=90 | DesiredRemainingSpace=500,6496,GPA_PATC_500_PM_01-PM6:I,,231,8736f6c7-ad41-4b43-b4f6-e684e0d4ad20,PATC_500_PM_01,Patc_500_Pm_01,60,1,companyAcronym= | protocolName=IEEE C37.118.2-2011 | vendorAcronym= | vendorDeviceName= | interconnectionName=,,,,10,STTP,Streaming Telemetry Transport Protocol,1,6,LTPAVC_3_FA_C,I,C,0,PATC_500_PM_01-PM6,0.0,1.0,Patc_500_Pm_01 LTPAVC_3_FA_C C Current Magnitude,0,1,1,Amps,Phasor,IPHM,Current Magnitude,PM,-98.6,37.5,PPA:6496,2021-08-06 18:02:32
} | MaximumArchiveDays=90 | DesiredRemainingSpace=500,6497,GPA_PATC_500_PM_01-PA6:IH,,231,8736f6c7-ad41-4b43-b4f6-e684e0d4ad20,PATC_500_PM_01,Patc_500_Pm_01,60,1,companyAcronym= | protocolName=IEEE C37.118.2-2011 | vendorAcronym= | vendorDeviceName= | interconnectionName=,,,,10,STTP,Streaming Telemetry Transport Protocol,2,6,LTPAVC_3_FA_C,I,C,0,PATC_500_PM_01-PA6,0.0,1.0,Patc_500_Pm_01 LTPAVC_3_FA_C C Current Phase Angle,0,1,1,Degrees,Phasor,IPHA,Current Phase Angle,PA,-98.6,37.5,PPA:6497,2021-08-06 18:02:32
} | MaximumArchiveDays=90 | DesiredRemainingSpace=500,6498,GPA_PATC_500_PM_01-PM7:V,,231,8736f6c7-ad41-4b43-b4f6-e684e0d4ad20,PATC_500_PM_01,Patc_500_Pm_01,60,1,companyAcronym= | protocolName=IEEE C37.118.2-2011 | vendorAcronym= | vendorDeviceName= | interconnectionName=,,,,10,STTP,Streaming Telemetry Transport Protocol,3,7,LTPAVC_3_FV_P,V,C,0,PATC_500_PM_01-PM7,0.0,1.0,Patc_500_Pm_01 LTPAVC_3_FV_P C Voltage Magnitude,0,1,1,Volts,Phasor,VPHM,Voltage Magnitude,PM,-98.6,37.5,PPA:6498,2021-08-06 18:02:32
} | MaximumArchiveDays=90 | DesiredRemainingSpace=500,6499,GPA_PATC_500_PM_01-PA7:VH,,231,8736f6c7-ad41-4b43-b4f6-e684e0d4ad20,PATC_500_PM_01,Patc_500_Pm_01,60,1,companyAcronym= | protocolName=IEEE C37.118.2-2011 | vendorAcronym= | vendorDeviceName= | interconnectionName=,,,,10,STTP,Streaming Telemetry Transport Protocol,4,7,LTPAVC_3_FV_P,V,C,0,PATC_500_PM_01-PA7,0.0,1.0,Patc_500_Pm_01 LTPAVC_3_FV_P C Voltage Phase Angle,0,1,1,Degrees,Phasor,VPHA,Voltage Phase Angle,PA,-98.6,37.5,PPA:6499,2021-08-06 18:02:32
} | MaximumArchiveDays=90 | DesiredRemainingSpace=500,6500,GPA_PATC_500_PM_01-PM8:I,,231,8736f6c7-ad41-4b43-b4f6-e684e0d4ad20,PATC_500_PM_01,Patc_500_Pm_01,60,1,companyAcronym= | protocolName=IEEE C37.118.2-2011 | vendorAcronym= | vendorDeviceName= | interconnectionName=,,,,10,STTP,Streaming Telemetry Transport Protocol,1,8,LTPAVC_3_FA_P,I,C,0,PATC_500_PM_01-PM8,0.0,1.0,Patc_500_Pm_01 LTPAVC_3_FA_P C Current Magnitude,0,1,1,Amps,Phasor,IPHM,Current Magnitude,PM,-98.6,37.5,PPA:6500,2021-08-06 18:02:32
} | MaximumArchiveDays=90 | DesiredRemainingSpace=500,6501,GPA_PATC_500_PM_01-PA8:IH,,231,8736f6c7-ad41-4b43-b4f6-e684e0d4ad20,PATC_500_PM_01,Patc_500_Pm_01,60,1,companyAcronym= | protocolName=IEEE C37.118.2-2011 | vendorAcronym= | vendorDeviceName= | interconnectionName=,,,,10,STTP,Streaming Telemetry Transport Protocol,2,8,LTPAVC_3_FA_P,I,C,0,PATC_500_PM_01-PA8,0.0,1.0,Patc_500_Pm_01 LTPAVC_3_FA_P C Current Phase Angle,0,1,1,Degrees,Phasor,IPHA,Current Phase Angle,PA,-98.6,37.5,PPA:6501,2021-08-06 18:02:32
} | MaximumArchiveDays=90 | DesiredRemainingSpace=500,6502,GPA_MGEST_500_PM_01:F,,232,8736f6c7-ad41-4b43-b4f6-e684e0d4ad20,MGEST_500_PM_01,Mgest_500_Pm_01,60,1,companyAcronym= | protocolName=IEEE C37.118.2-2011 | vendorAcronym= | vendorDeviceName= | interconnectionName=,,,,10,STTP,Streaming Telemetry Transport Protocol,5,,,,,,MGEST_500_PM_01-FQ,0.0,1.0,Mgest_500_Pm_01 Frequency,0,1,1,Hz,PMU,FREQ,Frequency,FQ,-98.6,37.5,PPA:6502,2021-08-06 18:02:32
} | MaximumArchiveDays=90 | DesiredRemainingSpace=500,6503,GPA_MGEST_500_PM_01:DF,,232,8736f6c7-ad41-4b43-b4f6-e684e0d4ad20,MGEST_500_PM_01,Mgest_500_Pm_01,60,1,companyAcronym= | protocolName=IEEE C37.118.2-2011 | vendorAcronym= | vendorDeviceName= | interconnectionName=,,,,10,STTP,Streaming Telemetry Transport Protocol,6,,,,,,MGEST_500_PM_01-DF,0.0,1.0,Mgest_500_Pm_01 Frequency Delta (dF/dt),0,1,1,,PMU,DFDT,Frequency Delta (dF/dt),DF,-98.6,37.5,PPA:6503,2021-08-06 18:02:32
} | MaximumArchiveDays=90 | DesiredRemainingSpace=500,6504,GPA_MGEST_500_PM_01:S,,232,8736f6c7-ad41-4b43-b4f6-e684e0d4ad20,MGEST_500_PM_01,Mgest_500_Pm_01,60,1,companyAcronym= | protocolName=IEEE C37.118.2-2011 | vendorAcronym= | vendorDeviceName= | interconnectionName=,,,,10,STTP,Streaming Telemetry Transport Protocol,8,,,,,,MGEST_500_PM_01-SF,0.0,1.0,Mgest_500_Pm_01 Status Flags,0,1,1,,PMU,FLAG,Status Flags,SF,-98.6,37.5,PPA:6504,2021-08-06 18:02:32
} | MaximumArchiveDays=90 | DesiredRemainingSpace=500,6505,GPA_MGEST_500_PM_01-PM1:I,,232,8736f6c7-ad41-4b43-b4f6-e684e0d4ad20,MGEST_500_PM_01,Mgest_500_Pm_01,60,1,companyAcronym= | protocolName=IEEE C37.118.2-2011 | vendorAcronym= | vendorDeviceName= | interconnectionName=,,,,10,STTP,Streaming Telemetry Transport Protocol,1,1,LTMGNPON_1_FA_A,I,+,0,MGEST_500_PM_01-PM1,0.0,1.0,Mgest_500_Pm_01 LTMGNPON_1_FA_A + Current Magnitude,0,1,1,Amps,Phasor,IPHM,Current Magnitude,PM,-98.6,37.5,PPA:6505,2021-08-06 18:02:32
} | MaximumArchiveDays=90 | DesiredRemainingSpace=500,6506,GPA_MGEST_500_PM_01-PA1:IH,,232,8736f6c7-ad41-4b43-b4f6-e684e0d4ad20,MGEST_500_PM_01,Mgest_500_Pm_01,60,1,companyAcronym= | protocolName=IEEE C37.118.2-2011 | vendorAcronym= | vendorDeviceName= | interconnectionName=,,,,10,STTP,Streaming Telemetry Transport Protocol,2,1,LTMGNPON_1_FA_A,I,+,0,MGEST_500_PM_01-PA1,0.0,1.0,Mgest_500_Pm_01 LTMGNPON_1_FA_A + Current Phase Angle,0,1,1,Degrees,Phasor,IPHA,Current Phase Angle,PA,-98.6,37.5,PPA:6506,2021-08-06 18:02:32
} | MaximumArchiveDays=90 | DesiredRemainingSpace=500,6507,GPA_MGEST_500_PM_01-PM2:I,,232,8736f6c7-ad41-4b43-b4f6-e684e0d4ad20,MGEST_500_PM_01,Mgest_500_Pm_01,60,1,companyAcronym= | protocolName=IEEE C37.118.2-2011 | vendorAcronym= | vendorDeviceName= | interconnectionName=,,,,10,STTP,Streaming Telemetry Transport Protocol,1,2,LTMGNPON_1_FA_B,I,+,0,MGEST_500_PM_01-PM2,0.0,1.0,Mgest_500_Pm_01 LTMGNPON_1_FA_B + Current Magnitude,0,1,1,Amps,Phasor,IPHM,Current Magnitude,PM,-98.6,37.5,PPA:6507,2021-08-06 18:02:32
} | MaximumArchiveDays=90 | DesiredRemainingSpace=500,6508,GPA_MGEST_500_PM_01-PA2:IH,,232,8736f6c7-ad41-4b43-b4f6-e684e0d4ad20,MGEST_500_PM_01,Mgest_500_Pm_01,60,1,companyAcronym= | protocolName=IEEE C37.118.2-2011 | vendorAcronym= | vendorDeviceName= | interconnectionName=,,,,10,STTP,Streaming Telemetry Transport Protocol,2,2,LTMGNPON_1_FA_B,I,+,0,MGEST_500_PM_01-PA2,0.0,1.0,Mgest_500_Pm_01 LTMGNPON_1_FA_B + Current Phase Angle,0,1,1,Degrees,Phasor,IPHA,Current Phase Angle,PA,-98.6,37.5,PPA:6508,2021-08-06 18:02:32
} | MaximumArchiveDays=90 | DesiredRemainingSpace=500,6509,GPA_MGEST_500_PM_01-PM3:I,,232,8736f6c7-ad41-4b43-b4f6-e684e0d4ad20,MGEST_500_PM_01,Mgest_500_Pm_01,60,1,companyAcronym= | protocolName=IEEE C37.118.2-2011 | vendorAcronym= | vendorDeviceName= | interconnectionName=,,,,10,STTP,Streaming Telemetry Transport Protocol,1,3,LTMGNPON_1_FA_C,I,+,0,MGEST_500_PM_01-PM3,0.0,1.0,Mgest_500_Pm_01 LTMGNPON_1_FA_C + Current Magnitude,0,1,1,Amps,Phasor,IPHM,Current Magnitude,PM,-98.6,37.5,PPA:6509,2021-08-06 18:02:32
} | MaximumArchiveDays=90 | DesiredRemainingSpace=500,6510,GPA_MGEST_500_PM_01-PA3:IH,,232,8736f6c7-ad41-4b43-b4f6-e684e0d4ad20,MGEST_500_PM_01,Mgest_500_Pm_01,60,1,companyAcronym= | protocolName=IEEE C37.118.2-2011 | vendorAcronym= | vendorDeviceName= | interconnectionName=,,,,10,STTP,Streaming Telemetry Transport Protocol,2,3,LTMGNPON_1_FA_C,I,+,0,MGEST_500_PM_01-PA3,0.0,1.0,Mgest_500_Pm_01 LTMGNPON_1_FA_C + Current Phase Angle,0,1,1,Degrees,Phasor,IPHA,Current Phase Angle,PA,-98.6,37.5,PPA:6510,2021-08-06 18:02:32
} | MaximumArchiveDays=90 | DesiredRemainingSpace=500,6511,GPA_MGEST_500_PM_01-PM4:V,,232,8736f6c7-ad41-4b43-b4f6-e684e0d4ad20,MGEST_500_PM_01,Mgest_500_Pm_01,60,1,companyAcronym= | protocolName=IEEE C37.118.2-2011 | vendorAcronym= | vendorDeviceName= | interconnectionName=,,,,10,STTP,Streaming Telemetry Transport Protocol,3,4,LTMGNPON_1_FV_A,V,+,0,MGEST_500_PM_01-PM4,0.0,1.0,Mgest_500_Pm_01 LTMGNPON_1_FV_A + Voltage Magnitude,0,1,1,Volts,Phasor,VPHM,Voltage Magnitude,PM,-98.6,37.5,PPA:6511,2021-08-06 18:02:32
} | MaximumArchiveDays=90 | DesiredRemainingSpace=500,6512,GPA_MGEST_500_PM_01-PA4:VH,,232,8736f6c7-ad41-4b43-b4f6-e684e0d4ad20,MGEST_500_PM_01,Mgest_500_Pm_01,60,1,companyAcronym= | protocolName=IEEE C37.118.2-2011 | vendorAcronym= | vendorDeviceName= | interconnectionName=,,,,10,STTP,Streaming Telemetry Transport Protocol,4,4,LTMGNPON_1_FV_A,V,+,0,MGEST_500_PM_01-PA4,0.0,1.0,Mgest_500_Pm_01 LTMGNPON_1_FV_A + Voltage Phase Angle,0,1,1,Degrees,Phasor,VPHA,Voltage Phase Angle,PA,-98.6,37.5,PPA:6512,2021-08-06 18:02:32
} | MaximumArchiveDays=90 | DesiredRemainingSpace=500,6513,GPA_MGEST_500_PM_01-PM5:V,,232,8736f6c7-ad41-4b43-b4f6-e684e0d4ad20,MGEST_500_PM_01,Mgest_500_Pm_01,60,1,companyAcronym= | protocolName=IEEE C37.118.2-2011 | vendorAcronym= | vendorDeviceName= | interconnectionName=,,,,10,STTP,Streaming Telemetry Transport Protocol,3,5,LTMGNPON_1_FV_B,V,+,0,MGEST_500_PM_01-PM5,0.0,1.0,Mgest_500_Pm_01 LTMGNPON_1_FV_B + Voltage Magnitude,0,1,1,Volts,Phasor,VPHM,Voltage Magnitude,PM,-98.6,37.5,PPA:6513,2021-08-06 18:02:32
} | MaximumArchiveDays=90 | DesiredRemainingSpace=500,6514,GPA_MGEST_500_PM_01-PA5:VH,,232,8736f6c7-ad41-4b43-b4f6-e684e0d4ad20,MGEST_500_PM_01,Mgest_500_Pm_01,60,1,companyAcronym= | protocolName=IEEE C37.118.2-2011 | vendorAcronym= | vendorDeviceName= | interconnectionName=,,,,10,STTP,Streaming Telemetry Transport Protocol,4,5,LTMGNPON_1_FV_B,V,+,0,MGEST_500_PM_01-PA5,0.0,1.0,Mgest_500_Pm_01 LTMGNPON_1_FV_B + Voltage Phase Angle,0,1,1,Degrees,Phasor,VPHA,Voltage Phase Angle,PA,-98.6,37.5,PPA:6514,2021-08-06 18:02:32
} | MaximumArchiveDays=90 | DesiredRemainingSpace=500,6515,GPA_MGEST_500_PM_01-PM6:V,,232,8736f6c7-ad41-4b43-b4f6-e684e0d4ad20,MGEST_500_PM_01,Mgest_500_Pm_01,60,1,companyAcronym= | protocolName=IEEE C37.118.2-2011 | vendorAcronym= | vendorDeviceName= | interconnectionName=,,,,10,STTP,Streaming Telemetry Transport Protocol,3,6,LTMGNPON_1_FV_C,V,+,0,MGEST_500_PM_01-PM6,0.0,1.0,Mgest_500_Pm_01 LTMGNPON_1_FV_C + Voltage Magnitude,0,1,1,Volts,Phasor,VPHM,Voltage Magnitude,PM,-98.6,37.5,PPA:6515,2021-08-06 18:02:32
} | MaximumArchiveDays=90 | DesiredRemainingSpace=500,6516,GPA_MGEST_500_PM_01-PA6:VH,,232,8736f6c7-ad41-4b43-b4f6-e684e0d4ad20,MGEST_500_PM_01,Mgest_500_Pm_01,60,1,companyAcronym= | protocolName=IEEE C37.118.2-2011 | vendorAcronym= | vendorDeviceName= | interconnectionName=,,,,10,STTP,Streaming Telemetry Transport Protocol,4,6,LTMGNPON_1_FV_C,V,+,0,MGEST_500_PM_01-PA6,0.0,1.0,Mgest_500_Pm_01 LTMGNPON_1_FV_C + Voltage Phase Angle,0,1,1,Degrees,Phasor,VPHA,Voltage Phase Angle,PA,-98.6,37.5,PPA:6516,2021-08-06 18:02:32
} | MaximumArchiveDays=90 | DesiredRemainingSpace=500,6517,GPA_MGEST_500_PM_01-PM7:V,,232,8736f6c7-ad41-4b43-b4f6-e684e0d4ad20,MGEST_500_PM_01,Mgest_500_Pm_01,60,1,companyAcronym= | protocolName=IEEE C37.118.2-2011 | vendorAcronym= | vendorDeviceName= | interconnectionName=,,,,10,STTP,Streaming Telemetry Transport Protocol,3,7,LTMGNPON_1_FV_P,V,+,0,MGEST_500_PM_01-PM7,0.0,1.0,Mgest_500_Pm_01 LTMGNPON_1_FV_P + Voltage Magnitude,0,1,1,Volts,Phasor,VPHM,Voltage Magnitude,PM,-98.6,37.5,PPA:6517,2021-08-06 18:02:32
} | MaximumArchiveDays=90 | DesiredRemainingSpace=500,6518,GPA_MGEST_500_PM_01-PA7:VH,,232,8736f6c7-ad41-4b43-b4f6-e684e0d4ad20,MGEST_500_PM_01,Mgest_500_Pm_01,60,1,companyAcronym= | protocolName=IEEE C37.118.2-2011 | vendorAcronym= | vendorDeviceName= | interconnectionName=,,,,10,STTP,Streaming Telemetry Transport Protocol,4,7,LTMGNPON_1_FV_P,V,+,0,MGEST_500_PM_01-PA7,0.0,1.0,Mgest_500_Pm_01 LTMGNPON_1_FV_P + Voltage Phase Angle,0,1,1,Degrees,Phasor,VPHA,Voltage Phase Angle,PA,-98.6,37.5,PPA:6518,2021-08-06 18:02:32
} | MaximumArchiveDays=90 | DesiredRemainingSpace=500,6519,GPA_MGEST_500_PM_01-PM8:I,,232,8736f6c7-ad41-4b43-b4f6-e684e0d4ad20,MGEST_500_PM_01,Mgest_500_Pm_01,60,1,companyAcronym= | protocolName=IEEE C37.118.2-2011 | vendorAcronym= | vendorDeviceName= | interconnectionName=,,,,10,STTP,Streaming Telemetry Transport Protocol,1,8,LTMGNPON_1_FA_P,I,+,0,MGEST_500_PM_01-PM8,0.0,1.0,Mgest_500_Pm_01 LTMGNPON_1_FA_P + Current Magnitude,0,1,1,Amps,Phasor,IPHM,Current Magnitude,PM,-98.6,37.5,PPA:6519,2021-08-06 18:02:32
} | MaximumArchiveDays=90 | DesiredRemainingSpace=500,6520,GPA_MGEST_500_PM_01-PA8:IH,,232,8736f6c7-ad41-4b43-b4f6-e684e0d4ad20,MGEST_500_PM_01,Mgest_500_Pm_01,60,1,companyAcronym= | protocolName=IEEE C37.118.2-2011 | vendorAcronym= | vendorDeviceName= | interconnectionName=,,,,10,STTP,Streaming Telemetry Transport Protocol,2,8,LTMGNPON_1_FA_P,I,+,0,MGEST_500_PM_01-PA8,0.0,1.0,Mgest_500_Pm_01 LTMGNPON_1_FA_P + Current Phase Angle,0,1,1,Degrees,Phasor,IPHA,Current Phase Angle,PA,-98.6,37.5,PPA:6520,2021-08-06 18:02:32
} | MaximumArchiveDays=90 | DesiredRemainingSpace=500,6521,GPA_MGNPON_500_PM_02:F,,233,8736f6c7-ad41-4b43-b4f6-e684e0d4ad20,MGNPON_500_PM_02,Mgnpon_500_Pm_02,60,1,companyAcronym= | protocolName=IEEE C37.118.2-2011 | vendorAcronym= | vendorDeviceName= | interconnectionName=,,,,10,STTP,Streaming Telemetry Transport Protocol,5,,,,,,MGNPON_500_PM_02-FQ,0.0,1.0,Mgnpon_500_Pm_02 Frequency,0,1,1,Hz,PMU,FREQ,Frequency,FQ,-98.6,37.5,PPA:6521,2021-08-06 18:02:32
} | MaximumArchiveDays=90 | DesiredRemainingSpace=500,6522,GPA_MGNPON_500_PM_02:DF,,233,8736f6c7-ad41-4b43-b4f6-e684e0d4ad20,MGNPON_500_PM_02,Mgnpon_500_Pm_02,60,1,companyAcronym= | protocolName=IEEE C37.118.2-2011 | vendorAcronym= | vendorDeviceName= | interconnectionName=,,,,10,STTP,Streaming Telemetry Transport Protocol,6,,,,,,MGNPON_500_PM_02-DF,0.0,1.0,Mgnpon_500_Pm_02 Frequency Delta (dF/dt),0,1,1,,PMU,DFDT,Frequency Delta (dF/dt),DF,-98.6,37.5,PPA:6522,2021-08-06 18:02:32
} | MaximumArchiveDays=90 | DesiredRemainingSpace=500,6523,GPA_MGNPON_500_PM_02:S,,233,8736f6c7-ad41-4b43-b4f6-e684e0d4ad20,MGNPON_500_PM_02,Mgnpon_500_Pm_02,60,1,companyAcronym= | protocolName=IEEE C37.118.2-2011 | vendorAcronym= | vendorDeviceName= | interconnectionName=,,,,10,STTP,Streaming Telemetry Transport Protocol,8,,,,,,MGNPON_500_PM_02-SF,0.0,1.0,Mgnpon_500_Pm_02 Status Flags,0,1,1,,PMU,FLAG,Status Flags,SF,-98.6,37.5,PPA:6523,2021-08-06 18:02:32
} | MaximumArchiveDays=90 | DesiredRemainingSpace=500,6524,GPA_MGNPON_500_PM_02-PM1:I,,233,8736f6c7-ad41-4b43-b4f6-e684e0d4ad20,MGNPON_500_PM_02,Mgnpon_500_Pm_02,60,1,companyAcronym= | protocolName=IEEE C37.118.2-2011 | vendorAcronym= | vendorDeviceName= | interconnectionName=,,,,10,STTP,Streaming Telemetry Transport Protocol,1,1,LTMGEST_1_FA_A,I,+,0,MGNPON_500_PM_02-PM1,0.0,1.0,Mgnpon_500_Pm_02 LTMGEST_1_FA_A + Current Magnitude,0,1,1,Amps,Phasor,IPHM,Current Magnitude,PM,-98.6,37.5,PPA:6524,2021-08-06 18:02:32
} | MaximumArchiveDays=90 | DesiredRemainingSpace=500,6525,GPA_MGNPON_500_PM_02-PA1:IH,,233,8736f6c7-ad41-4b43-b4f6-e684e0d4ad20,MGNPON_500_PM_02,Mgnpon_500_Pm_02,60,1,companyAcronym= | protocolName=IEEE C37.118.2-2011 | vendorAcronym= | vendorDeviceName= | interconnectionName=,,,,10,STTP,Streaming Telemetry Transport Protocol,2,1,LTMGEST_1_FA_A,I,+,0,MGNPON_500_PM_02-PA1,0.0,1.0,Mgnpon_500_Pm_02 LTMGEST_1_FA_A + Current Phase Angle,0,1,1,Degrees,Phasor,IPHA,Current Phase Angle,PA,-98.6,37.5,PPA:6525,2021-08-06 18:02:32
} | MaximumArchiveDays=90 | DesiredRemainingSpace=500,6526,GPA_MGNPON_500_PM_02-PM2:I,,233,8736f6c7-ad41-4b43-b4f6-e684e0d4ad20,MGNPON_500_PM_02,Mgnpon_500_Pm_02,60,1,companyAcronym= | protocolName=IEEE C37.118.2-2011 | vendorAcronym= | vendorDeviceName= | interconnectionName=,,,,10,STTP,Streaming Telemetry Transport Protocol,1,2,LTMGEST_1_FA_B,I,+,0,MGNPON_500_PM_02-PM2,0.0,1.0,Mgnpon_500_Pm_02 LTMGEST_1_FA_B + Current Magnitude,0,1,1,Amps,Phasor,IPHM,Current Magnitude,PM,-98.6,37.5,PPA:6526,2021-08-06 18:02:32
} | MaximumArchiveDays=90 | DesiredRemainingSpace=500,6527,GPA_MGNPON_500_PM_02-PA2:IH,,233,8736f6c7-ad41-4b43-b4f6-e684e0d4ad20,MGNPON_500_PM_02,Mgnpon_500_Pm_02,60,1,companyAcronym= | protocolName=IEEE C37.118.2-2011 | vendorAcronym= | vendorDeviceName= | interconnectionName=,,,,10,STTP,Streaming Telemetry Transport Protocol,2,2,LTMGEST_1_FA_B,I,+,0,MGNPON_500_PM_02-PA2,0.0,1.0,Mgnpon_500_Pm_02 LTMGEST_1_FA_B + Current Phase Angle,0,1,1,Degrees,Phasor,IPHA,Current Phase Angle,PA,-98.6,37.5,PPA:6527,2021-08-06 18:02:32
} | MaximumArchiveDays=90 | DesiredRemainingSpace=500,6528,GPA_MGNPON_500_PM_02-PM3:I,,233,8736f6c7-ad41-4b43-b4f6-e684e0d4ad20,MGNPON_500_PM_02,Mgnpon_500_Pm_02,60,1,companyAcronym= | protocolName=IEEE C37.118.2-2011 | vendorAcronym= | vendorDeviceName= | interconnectionName=,,,,10,STTP,Streaming Telemetry Transport Protocol,1,3,LTMGEST_1_FA_C,I,+,0,MGNPON_500_PM_02-PM3,0.0,1.0,Mgnpon_500_Pm_02 LTMGEST_1_FA_C + Current Magnitude,0,1,1,Amps,Phasor,IPHM,Current Magnitude,PM,-98.6,37.5,PPA:6528,2021-08-06 18:02:32
} | MaximumArchiveDays=90 | DesiredRemainingSpace=500,6529,GPA_MGNPON_500_PM_02-PA3:IH,,233,8736f6c7-ad41-4b43-b4f6-e684e0d4ad20,MGNPON_500_PM_02,Mgnpon_500_Pm_02,60,1,companyAcronym= | protocolName=IEEE C37.118.2-2011 | vendorAcronym= | vendorDeviceName= | interconnectionName=,,,,10,STTP,Streaming Telemetry Transport Protocol,2,3,LTMGEST_1_FA_C,I,+,0,MGNPON_500_PM_02-PA3,0.0,1.0,Mgnpon_500_Pm_02 LTMGEST_1_FA_C + Current Phase Angle,0,1,1,Degrees,Phasor,IPHA,Current Phase Angle,PA,-98.6,37.5,PPA:6529,2021-08-06 18:02:32
} | MaximumArchiveDays=90 | DesiredRemainingSpace=500,6530,GPA_MGNPON_500_PM_02-PM4:V,,233,8736f6c7-ad41-4b43-b4f6-e684e0d4ad20,MGNPON_500_PM_02,Mgnpon_500_Pm_02,60,1,companyAcronym= | protocolName=IEEE C37.118.2-2011 | vendorAcronym= | vendorDeviceName= | interconnectionName=,,,,10,STTP,Streaming Telemetry Transport Protocol,3,4,LTMGEST_1_FV_A,V,+,0,MGNPON_500_PM_02-PM4,0.0,1.0,Mgnpon_500_Pm_02 LTMGEST_1_FV_A + Voltage Magnitude,0,1,1,Volts,Phasor,VPHM,Voltage Magnitude,PM,-98.6,37.5,PPA:6530,2021-08-06 18:02:32
} | MaximumArchiveDays=90 | DesiredRemainingSpace=500,6531,GPA_MGNPON_500_PM_02-PA4:VH,,233,8736f6c7-ad41-4b43-b4f6-e684e0d4ad20,MGNPON_500_PM_02,Mgnpon_500_Pm_02,60,1,companyAcronym= | protocolName=IEEE C37.118.2-2011 | vendorAcronym= | vendorDeviceName= | interconnectionName=,,,,10,STTP,Streaming Telemetry Transport Protocol,4,4,LTMGEST_1_FV_A,V,+,0,MGNPON_500_PM_02-PA4,0.0,1.0,Mgnpon_500_Pm_02 LTMGEST_1_FV_A + Voltage Phase Angle,0,1,1,Degrees,Phasor,VPHA,Voltage Phase Angle,PA,-98.6,37.5,PPA:6531,2021-08-06 18:02:32
} | MaximumArchiveDays=90 | DesiredRemainingSpace=500,6532,GPA_MGNPON_500_PM_02-PM5:V,,233,8736f6c7-ad41-4b43-b4f6-e684e0d4ad20,MGNPON_500_PM_02,Mgnpon_500_Pm_02,60,1,companyAcronym= | protocolName=IEEE C37.118.2-2011 | vendorAcronym= | vendorDeviceName= | interconnectionName=,,,,10,STTP,Streaming Telemetry Transport Protocol,3,5,LTMGEST_1_FV_B,V,+,0,MGNPON_500_PM_02-PM5,0.0,1.0,Mgnpon_500_Pm_02 LTMGEST_1_FV_B + Voltage Magnitude,0,1,1,Volts,Phasor,VPHM,Voltage Magnitude,PM,-98.6,37.5,PPA:6532,2021-08-06 18:02:32
} | MaximumArchiveDays=90 | DesiredRemainingSpace=500,6533,GPA_MGNPON_500_PM_02-PA5:VH,,233,8736f6c7-ad41-4b43-b4f6-e684e0d4ad20,MGNPON_500_PM_02,Mgnpon_500_Pm_02,60,1,companyAcronym= | protocolName=IEEE C37.118.2-2011 | vendorAcronym= | vendorDeviceName= | interconnectionName=,,,,10,STTP,Streaming Telemetry Transport Protocol,4,5,LTMGEST_1_FV_B,V,+,0,MGNPON_500_PM_02-PA5,0.0,1.0,Mgnpon_500_Pm_02 LTMGEST_1_FV_B + Voltage Phase Angle,0,1,1,Degrees,Phasor,VPHA,Voltage Phase Angle,PA,-98.6,37.5,PPA:6533,2021-08-06 18:02:32
} | MaximumArchiveDays=90 | DesiredRemainingSpace=500,6534,GPA_MGNPON_500_PM_02-PM6:V,,233,8736f6c7-ad41-4b43-b4f6-e684e0d4ad20,MGNPON_500_PM_02,Mgnpon_500_Pm_02,60,1,companyAcronym= | protocolName=IEEE C37.118.2-2011 | vendorAcronym= | vendorDeviceName= | interconnectionName=,,,,10,STTP,Streaming Telemetry Transport Protocol,3,6,LTMGEST_1_FV_C,V,+,0,MGNPON_500_PM_02-PM6,0.0,1.0,Mgnpon_500_Pm_02 LTMGEST_1_FV_C + Voltage Magnitude,0,1,1,Volts,Phasor,VPHM,Voltage Magnitude,PM,-98.6,37.5,PPA:6534,2021-08-06 18:02:32
} | MaximumArchiveDays=90 | DesiredRemainingSpace=500,6535,GPA_MGNPON_500_PM_02-PA6:VH,,233,8736f6c7-ad41-4b43-b4f6-e684e0d4ad20,MGNPON_500_PM_02,Mgnpon_500_Pm_02,60,1,companyAcronym= | protocolName=IEEE C37.118.2-2011 | vendorAcronym= | vendorDeviceName= | interconnectionName=,,,,10,STTP,Streaming Telemetry Transport Protocol,4,6,LTMGEST_1_FV_C,V,+,0,MGNPON_500_PM_02-PA6,0.0,1.0,Mgnpon_500_Pm_02 LTMGEST_1_FV_C + Voltage Phase Angle,0,1,1,Degrees,Phasor,VPHA,Voltage Phase Angle,PA,-98.6,37.5,PPA:6535,2021-08-06 18:02:32
} | MaximumArchiveDays=90 | DesiredRemainingSpace=500,6536,GPA_MGNPON_500_PM_02-PM7:V,,233,8736f6c7-ad41-4b43-b4f6-e684e0d4ad20,MGNPON_500_PM_02,Mgnpon_500_Pm_02,60,1,companyAcronym= | protocolName=IEEE C37.118.2-2011 | vendorAcronym= | vendorDeviceName= | interconnectionName=,,,,10,STTP,Streaming Telemetry Transport Protocol,3,7,LTMGEST_1_FV_P,V,+,0,MGNPON_500_PM_02-PM7,0.0,1.0,Mgnpon_500_Pm_02 LTMGEST_1_FV_P + Voltage Magnitude,0,1,1,Volts,Phasor,VPHM,Voltage Magnitude,PM,-98.6,37.5,PPA:6536,2021-08-06 18:02:32
} | MaximumArchiveDays=90 | DesiredRemainingSpace=500,6537,GPA_MGNPON_500_PM_02-PA7:VH,,233,8736f6c7-ad41-4b43-b4f6-e684e0d4ad20,MGNPON_500_PM_02,Mgnpon_500_Pm_02,60,1,companyAcronym= | protocolName=IEEE C37.118.2-2011 | vendorAcronym= | vendorDeviceName= | interconnectionName=,,,,10,STTP,Streaming Telemetry Transport Protocol,4,7,LTMGEST_1_FV_P,V,+,0,MGNPON_500_PM_02-PA7,0.0,1.0,Mgnpon_500_Pm_02 LTMGEST_1_FV_P + Voltage Phase Angle,0,1,1,Degrees,Phasor,VPHA,Voltage Phase Angle,PA,-98.6,37.5,PPA:6537,2021-08-06 18:02:32
} | MaximumArchiveDays=90 | DesiredRemainingSpace=500,6538,GPA_MGNPON_500_PM_02-PM8:I,,233,8736f6c7-ad41-4b43-b4f6-e684e0d4ad20,MGNPON_500_PM_02,Mgnpon_500_Pm_02,60,1,companyAcronym= | protocolName=IEEE C37.118.2-2011 | vendorAcronym= | vendorDeviceName= | interconnectionName=,,,,10,STTP,Streaming Telemetry Transport Protocol,1,8,LTMGEST_1_FA_P,I,+,0,MGNPON_500_PM_02-PM8,0.0,1.0,Mgnpon_500_Pm_02 LTMGEST_1_FA_P + Current Magnitude,0,1,1,Amps,Phasor,IPHM,Current Magnitude,PM,-98.6,37.5,PPA:6538,2021-08-06 18:02:32
} | MaximumArchiveDays=90 | DesiredRemainingSpace=500,6539,GPA_MGNPON_500_PM_02-PA8:IH,,233,8736f6c7-ad41-4b43-b4f6-e684e0d4ad20,MGNPON_500_PM_02,Mgnpon_500_Pm_02,60,1,companyAcronym= | protocolName=IEEE C37.118.2-2011 | vendorAcronym= | vendorDeviceName= | interconnectionName=,,,,10,STTP,Streaming Telemetry Transport Protocol,2,8,LTMGEST_1_FA_P,I,+,0,MGNPON_500_PM_02-PA8,0.0,1.0,Mgnpon_500_Pm_02 LTMGEST_1_FA_P + Current Phase Angle,0,1,1,Degrees,Phasor,IPHA,Current Phase Angle,PA,-98.6,37.5,PPA:6539,2021-08-06 18:02:32
} | MaximumArchiveDays=90 | DesiredRemainingSpace=500,6540,GPA_RJSEVP_345_PM_23:F,,234,8736f6c7-ad41-4b43-b4f6-e684e0d4ad20,RJSEVP_345_PM_23,Rjsevp_345_Pm_23,60,1,companyAcronym= | protocolName=IEEE C37.118.2-2011 | vendorAcronym= | vendorDeviceName= | interconnectionName=,,,,10,STTP,Streaming Telemetry Transport Protocol,5,,,,,,RJSEVP_345_PM_23-FQ,0.0,1.0,Rjsevp_345_Pm_23 Frequency,0,1,1,Hz,PMU,FREQ,Frequency,FQ,-98.6,37.5,PPA:6540,2021-08-06 18:02:32
} | MaximumArchiveDays=90 | DesiredRemainingSpace=500,6541,GPA_RJSEVP_345_PM_23:DF,,234,8736f6c7-ad41-4b43-b4f6-e684e0d4ad20,RJSEVP_345_PM_23,Rjsevp_345_Pm_23,60,1,companyAcronym= | protocolName=IEEE C37.118.2-2011 | vendorAcronym= | vendorDeviceName= | interconnectionName=,,,,10,STTP,Streaming Telemetry Transport Protocol,6,,,,,,RJSEVP_345_PM_23-DF,0.0,1.0,Rjsevp_345_Pm_23 Frequency Delta (dF/dt),0,1,1,,PMU,DFDT,Frequency Delta (dF/dt),DF,-98.6,37.5,PPA:6541,2021-08-06 18:02:32
} | MaximumArchiveDays=90 | DesiredRemainingSpace=500,6542,GPA_RJSEVP_345_PM_23:S,,234,8736f6c7-ad41-4b43-b4f6-e684e0d4ad20,RJSEVP_345_PM_23,Rjsevp_345_Pm_23,60,1,companyAcronym= | protocolName=IEEE C37.118.2-2011 | vendorAcronym= | vendorDeviceName= | interconnectionName=,,,,10,STTP,Streaming Telemetry Transport Protocol,8,,,,,,RJSEVP_345_PM_23-SF,0.0,1.0,Rjsevp_345_Pm_23 Status Flags,0,1,1,,PMU,FLAG,Status Flags,SF,-98.6,37.5,PPA:6542,2021-08-06 18:02:32
} | MaximumArchiveDays=90 | DesiredRemainingSpace=500,6543,GPA_RJSEVP_345_PM_23-PM1:V,,234,8736f6c7-ad41-4b43-b4f6-e684e0d4ad20,RJSEVP_345_PM_23,Rjsevp_345_Pm_23,60,1,companyAcronym= | protocolName=IEEE C37.118.2-2011 | vendorAcronym= | vendorDeviceName= | interconnectionName=,,,,10,STTP,Streaming Telemetry Transport Protocol,3,1,BAA_FV_B,V,+,0,RJSEVP_345_PM_23-PM1,0.0,1.0,Rjsevp_345_Pm_23 BAA_FV_B + Voltage Magnitude,0,1,1,Volts,Phasor,VPHM,Voltage Magnitude,PM,-98.6,37.5,PPA:6543,2021-08-06 18:02:32
} | MaximumArchiveDays=90 | DesiredRemainingSpace=500,6544,GPA_RJSEVP_345_PM_23-PA1:VH,,234,8736f6c7-ad41-4b43-b4f6-e684e0d4ad20,RJSEVP_345_PM_23,Rjsevp_345_Pm_23,60,1,companyAcronym= | protocolName=IEEE C37.118.2-2011 | vendorAcronym= | vendorDeviceName= | interconnectionName=,,,,10,STTP,Streaming Telemetry Transport Protocol,4,1,BAA_FV_B,V,+,0,RJSEVP_345_PM_23-PA1,0.0,1.0,Rjsevp_345_Pm_23 BAA_FV_B + Voltage Phase Angle,0,1,1,Degrees,Phasor,VPHA,Voltage Phase Angle,PA,-98.6,37.5,PPA:6544,2021-08-06 18:02:32
} | MaximumArchiveDays=90 | DesiredRemainingSpace=500,6545,GPA_RJSEVP_345_PM_24:F,,235,8736f6c7-ad41-4b43-b4f6-e684e0d4ad20,RJSEVP_345_PM_24,Rjsevp_345_Pm_24,60,1,companyAcronym= | protocolName=IEEE C37.118.2-2011 | vendorAcronym= | vendorDeviceName= | interconnectionName=,,,,10,STTP,Streaming Telemetry Transport Protocol,5,,,,,,RJSEVP_345_PM_24-FQ,0.0,1.0,Rjsevp_345_Pm_24 Frequency,0,1,1,Hz,PMU,FREQ,Frequency,FQ,-98.6,37.5,PPA:6545,2021-08-06 18:02:32
} | MaximumArchiveDays=90 | DesiredRemainingSpace=500,6546,GPA_RJSEVP_345_PM_24:DF,,235,8736f6c7-ad41-4b43-b4f6-e684e0d4ad20,RJSEVP_345_PM_24,Rjsevp_345_Pm_24,60,1,companyAcronym= | protocolName=IEEE C37.118.2-2011 | vendorAcronym= | vendorDeviceName= | interconnectionName=,,,,10,STTP,Streaming Telemetry Transport Protocol,6,,,,,,RJSEVP_345_PM_24-DF,0.0,1.0,Rjsevp_345_Pm_24 Frequency Delta (dF/dt),0,1,1,,PMU,DFDT,Frequency Delta (dF/dt),DF,-98.6,37.5,PPA:6546,2021-08-06 18:02:32
} | MaximumArchiveDays=90 | DesiredRemainingSpace=500,6547,GPA_RJSEVP_345_PM_24:S,,235,8736f6c7-ad41-4b43-b4f6-e684e0d4ad20,RJSEVP_345_PM_24,Rjsevp_345_Pm_24,60,1,companyAcronym= | protocolName=IEEE C37.118.2-2011 | vendorAcronym= | vendorDeviceName= | interconnectionName=,,,,10,STTP,Streaming Telemetry Transport Protocol,8,,,,,,RJSEVP_345_PM_24-SF,0.0,1.0,Rjsevp_345_Pm_24 Status Flags,0,1,1,,PMU,FLAG,Status Flags,SF,-98.6,37.5,PPA:6547,2021-08-06 18:02:32
} | MaximumArchiveDays=90 | DesiredRemainingSpace=500,6548,GPA_RJSEVP_345_PM_24-PM1:V,,235,8736f6c7-ad41-4b43-b4f6-e684e0d4ad20,RJSEVP_345_PM_24,Rjsevp_345_Pm_24,60,1,companyAcronym= | protocolName=IEEE C37.118.2-2011 | vendorAcronym= | vendorDeviceName= | interconnectionName=,,,,10,STTP,Streaming Telemetry Transport Protocol,3,1,BAB_FV_B,V,+,0,RJSEVP_345_PM_24-PM1,0.0,1.0,Rjsevp_345_Pm_24 BAB_FV_B + Voltage Magnitude,0,1,1,Volts,Phasor,VPHM,Voltage Magnitude,PM,-98.6,37.5,PPA:6548,2021-08-06 18:02:32
} | MaximumArchiveDays=90 | DesiredRemainingSpace=500,6549,GPA_RJSEVP_345_PM_24-PA1:VH,,235,8736f6c7-ad41-4b43-b4f6-e684e0d4ad20,RJSEVP_345_PM_24,Rjsevp_345_Pm_24,60,1,companyAcronym= | protocolName=IEEE C37.118.2-2011 | vendorAcronym= | vendorDeviceName= | interconnectionName=,,,,10,STTP,Streaming Telemetry Transport Protocol,4,1,BAB_FV_B,V,+,0,RJSEVP_345_PM_24-PA1,0.0,1.0,Rjsevp_345_Pm_24 BAB_FV_B + Voltage Phase Angle,0,1,1,Degrees,Phasor,VPHA,Voltage Phase Angle,PA,-98.6,37.5,PPA:6549,2021-08-06 18:02:32
} | MaximumArchiveDays=90 | DesiredRemainingSpace=500,6550,GPA_RJSEVP_138_PM_25:F,,236,8736f6c7-ad41-4b43-b4f6-e684e0d4ad20,RJSEVP_138_PM_25,Rjsevp_138_Pm_25,60,1,companyAcronym= | protocolName=IEEE C37.118.2-2011 | vendorAcronym= | vendorDeviceName= | interconnectionName=,,,,10,STTP,Streaming Telemetry Transport Protocol,5,,,,,,RJSEVP_138_PM_25-FQ,0.0,1.0,Rjsevp_138_Pm_25 Frequency,0,1,1,Hz,PMU,FREQ,Frequency,FQ,-98.6,37.5,PPA:6550,2021-08-06 18:02:32
} | MaximumArchiveDays=90 | DesiredRemainingSpace=500,6551,GPA_RJSEVP_138_PM_25:DF,,236,8736f6c7-ad41-4b43-b4f6-e684e0d4ad20,RJSEVP_138_PM_25,Rjsevp_138_Pm_25,60,1,companyAcronym= | protocolName=IEEE C37.118.2-2011 | vendorAcronym= | vendorDeviceName= | interconnectionName=,,,,10,STTP,Streaming Telemetry Transport Protocol,6,,,,,,RJSEVP_138_PM_25-DF,0.0,1.0,Rjsevp_138_Pm_25 Frequency Delta (dF/dt),0,1,1,,PMU,DFDT,Frequency Delta (dF/dt),DF,-98.6,37.5,PPA:6551,2021-08-06 18:02:32
} | MaximumArchiveDays=90 | DesiredRemainingSpace=500,6552,GPA_RJSEVP_138_PM_25:S,,236,8736f6c7-ad41-4b43-b4f6-e684e0d4ad20,RJSEVP_138_PM_25,Rjsevp_138_Pm_25,60,1,companyAcronym= | protocolName=IEEE C37.118.2-2011 | vendorAcronym= | vendorDeviceName= | interconnectionName=,,,,10,STTP,Streaming Telemetry Transport Protocol,8,,,,,,RJSEVP_138_PM_25-SF,0.0,1.0,Rjsevp_138_Pm_25 Status Flags,0,1,1,,PMU,FLAG,Status Flags,SF,-98.6,37.5,PPA:6552,2021-08-06 18:02:32
} | MaximumArchiveDays=90 | DesiredRemainingSpace=500,6553,GPA_RJSEVP_138_PM_25-PM1:V,,236,8736f6c7-ad41-4b43-b4f6-e684e0d4ad20,RJSEVP_138_PM_25,Rjsevp_138_Pm_25,60,1,companyAcronym= | protocolName=IEEE C37.118.2-2011 | vendorAcronym= | vendorDeviceName= | interconnectionName=,,,,10,STTP,Streaming Telemetry Transport Protocol,3,1,BAA_FV_B,V,+,0,RJSEVP_138_PM_25-PM1,0.0,1.0,Rjsevp_138_Pm_25 BAA_FV_B + Voltage Magnitude,0,1,1,Volts,Phasor,VPHM,Voltage Magnitude,PM,-98.6,37.5,PPA:6553,2021-08-06 18:02:32
} | MaximumArchiveDays=90 | DesiredRemainingSpace=500,6554,GPA_RJSEVP_138_PM_25-PA1:VH,,236,8736f6c7-ad41-4b43-b4f6-e684e0d4ad20,RJSEVP_138_PM_25,Rjsevp_138_Pm_25,60,1,companyAcronym= | protocolName=IEEE C37.118.2-2011 | vendorAcronym= | vendorDeviceName= | interconnectionName=,,,,10,STTP,Streaming Telemetry Transport Protocol,4,1,BAA_FV_B,V,+,0,RJSEVP_138_PM_25-PA1,0.0,1.0,Rjsevp_138_Pm_25 BAA_FV_B + Voltage Phase Angle,0,1,1,Degrees,Phasor,VPHA,Voltage Phase Angle,PA,-98.6,37.5,PPA:6554,2021-08-06 18:02:32
} | MaximumArchiveDays=90 | DesiredRemainingSpace=500,6555,GPA_RJSEVP_138_PM_26:F,,237,8736f6c7-ad41-4b43-b4f6-e684e0d4ad20,RJSEVP_138_PM_26,Rjsevp_138_Pm_26,60,1,companyAcronym= | protocolName=IEEE C37.118.2-2011 | vendorAcronym= | vendorDeviceName= | interconnectionName=,,,,10,STTP,Streaming Telemetry Transport Protocol,5,,,,,,RJSEVP_138_PM_26-FQ,0.0,1.0,Rjsevp_138_Pm_26 Frequency,0,1,1,Hz,PMU,FREQ,Frequency,FQ,-98.6,37.5,PPA:6555,2021-08-06 18:02:32
} | MaximumArchiveDays=90 | DesiredRemainingSpace=500,6556,GPA_RJSEVP_138_PM_26:DF,,237,8736f6c7-ad41-4b43-b4f6-e684e0d4ad20,RJSEVP_138_PM_26,Rjsevp_138_Pm_26,60,1,companyAcronym= | protocolName=IEEE C37.118.2-2011 | vendorAcronym= | vendorDeviceName= | interconnectionName=,,,,10,STTP,Streaming Telemetry Transport Protocol,6,,,,,,RJSEVP_138_PM_26-DF,0.0,1.0,Rjsevp_138_Pm_26 Frequency Delta (dF/dt),0,1,1,,PMU,DFDT,Frequency Delta (dF/dt),DF,-98.6,37.5,PPA:6556,2021-08-06 18:02:32
} | MaximumArchiveDays=90 | DesiredRemainingSpace=500,6557,GPA_RJSEVP_138_PM_26:S,,237,8736f6c7-ad41-4b43-b4f6-e684e0d4ad20,RJSEVP_138_PM_26,Rjsevp_138_Pm_26,60,1,companyAcronym= | protocolName=IEEE C37.118.2-2011 | vendorAcronym= | vendorDeviceName= | interconnectionName=,,,,10,STTP,Streaming Telemetry Transport Protocol,8,,,,,,RJSEVP_138_PM_26-SF,0.0,1.0,Rjsevp_138_Pm_26 Status Flags,0,1,1,,PMU,FLAG,Status Flags,SF,-98.6,37.5,PPA:6557,2021-08-06 18:02:32
} | MaximumArchiveDays=90 | DesiredRemainingSpace=500,6558,GPA_RJSEVP_138_PM_26-PM1:V,,237,8736f6c7-ad41-4b43-b4f6-e684e0d4ad20,RJSEVP_138_PM_26,Rjsevp_138_Pm_26,60,1,companyAcronym= | protocolName=IEEE C37.118.2-2011 | vendorAcronym= | vendorDeviceName= | interconnectionName=,,,,10,STTP,Streaming Telemetry Transport Protocol,3,1,BAB_FV_B,V,+,0,RJSEVP_138_PM_26-PM1,0.0,1.0,Rjsevp_138_Pm_26 BAB_FV_B + Voltage Magnitude,0,1,1,Volts,Phasor,VPHM,Voltage Magnitude,PM,-98.6,37.5,PPA:6558,2021-08-06 18:02:33
} | MaximumArchiveDays=90 | DesiredRemainingSpace=500,6559,GPA_RJSEVP_138_PM_26-PA1:VH,,237,8736f6c7-ad41-4b43-b4f6-e684e0d4ad20,RJSEVP_138_PM_26,Rjsevp_138_Pm_26,60,1,companyAcronym= | protocolName=IEEE C37.118.2-2011 | vendorAcronym= | vendorDeviceName= | interconnectionName=,,,,10,STTP,Streaming Telemetry Transport Protocol,4,1,BAB_FV_B,V,+,0,RJSEVP_138_PM_26-PA1,0.0,1.0,Rjsevp_138_Pm_26 BAB_FV_B + Voltage Phase Angle,0,1,1,Degrees,Phasor,VPHA,Voltage Phase Angle,PA,-98.6,37.5,PPA:6559,2021-08-06 18:02:33
} | MaximumArchiveDays=90 | DesiredRemainingSpace=500,6560,GPA_MTJU_230_PM_01:F,,238,8736f6c7-ad41-4b43-b4f6-e684e0d4ad20,MTJU_230_PM_01,Mtju_230_Pm_01,60,1,companyAcronym= | protocolName=IEEE C37.118.2-2011 | vendorAcronym= | vendorDeviceName= | interconnectionName=,,,,10,STTP,Streaming Telemetry Transport Protocol,5,,,,,,MTJU_230_PM_01-FQ,0.0,1.0,Mtju_230_Pm_01 Frequency,0,1,1,Hz,PMU,FREQ,Frequency,FQ,-98.6,37.5,PPA:6560,2021-08-06 18:02:33
} | MaximumArchiveDays=90 | DesiredRemainingSpace=500,6561,GPA_MTJU_230_PM_01:DF,,238,8736f6c7-ad41-4b43-b4f6-e684e0d4ad20,MTJU_230_PM_01,Mtju_230_Pm_01,60,1,companyAcronym= | protocolName=IEEE C37.118.2-2011 | vendorAcronym= | vendorDeviceName= | interconnectionName=,,,,10,STTP,Streaming Telemetry Transport Protocol,6,,,,,,MTJU_230_PM_01-DF,0.0,1.0,Mtju_230_Pm_01 Frequency Delta (dF/dt),0,1,1,,PMU,DFDT,Frequency Delta (dF/dt),DF,-98.6,37.5,PPA:6561,2021-08-06 18:02:33
} | MaximumArchiveDays=90 | DesiredRemainingSpace=500,6562,GPA_MTJU_230_PM_01:S,,238,8736f6c7-ad41-4b43-b4f6-e684e0d4ad20,MTJU_230_PM_01,Mtju_230_Pm_01,60,1,companyAcronym= | protocolName=IEEE C37.118.2-2011 | vendorAcronym= | vendorDeviceName= | interconnectionName=,,,,10,STTP,Streaming Telemetry Transport Protocol,8,,,,,,MTJU_230_PM_01-SF,0.0,1.0,Mtju_230_Pm_01 Status Flags,0,1,1,,PMU,FLAG,Status Flags,SF,-98.6,37.5,PPA:6562,2021-08-06 18:02:33
} | MaximumArchiveDays=90 | DesiredRemainingSpace=500,6563,GPA_MTJU_230_PM_01-PM1:V,,238,8736f6c7-ad41-4b43-b4f6-e684e0d4ad20,MTJU_230_PM_01,Mtju_230_Pm_01,60,1,companyAcronym= | protocolName=IEEE C37.118.2-2011 | vendorAcronym= | vendorDeviceName= | interconnectionName=,,,,10,STTP,Streaming Telemetry Transport Protocol,3,1,LTROVN_1_FV_A,V,N,0,MTJU_230_PM_01-PM1,0.0,1.0,Mtju_230_Pm_01 LTROVN_1_FV_A N Voltage Magnitude,0,1,1,Volts,Phasor,VPHM,Voltage Magnitude,PM,-98.6,37.5,PPA:6563,2021-08-06 18:02:33
} | MaximumArchiveDays=90 | DesiredRemainingSpace=500,6564,GPA_MTJU_230_PM_01-PA1:VH,,238,8736f6c7-ad41-4b43-b4f6-e684e0d4ad20,MTJU_230_PM_01,Mtju_230_Pm_01,60,1,companyAcronym= | protocolName=IEEE C37.118.2-2011 | vendorAcronym= | vendorDeviceName= | interconnectionName=,,,,10,STTP,Streaming Telemetry Transport Protocol,4,1,LTROVN_1_FV_A,V,N,0,MTJU_230_PM_01-PA1,0.0,1.0,Mtju_230_Pm_01 LTROVN_1_FV_A N Voltage Phase Angle,0,1,1,Degrees,Phasor,VPHA,Voltage Phase Angle,PA,-98.6,37.5,PPA:6564,2021-08-06 18:02:33
} | MaximumArchiveDays=90 | DesiredRemainingSpace=500,6565,GPA_MTJU_230_PM_01-PM2:V,,238,8736f6c7-ad41-4b43-b4f6-e684e0d4ad20,MTJU_230_PM_01,Mtju_230_Pm_01,60,1,companyAcronym= | protocolName=IEEE C37.118.2-2011 | vendorAcronym= | vendorDeviceName= | interconnectionName=,,,,10,STTP,Streaming Telemetry Transport Protocol,3,2,LTROVN_1_FV_B,V,N,0,MTJU_230_PM_01-PM2,0.0,1.0,Mtju_230_Pm_01 LTROVN_1_FV_B N Voltage Magnitude,0,1,1,Volts,Phasor,VPHM,Voltage Magnitude,PM,-98.6,37.5,PPA:6565,2021-08-06 18:02:33
} | MaximumArchiveDays=90 | DesiredRemainingSpace=500,6566,GPA_MTJU_230_PM_01-PA2:VH,,238,8736f6c7-ad41-4b43-b4f6-e684e0d4ad20,MTJU_230_PM_01,Mtju_230_Pm_01,60,1,companyAcronym= | protocolName=IEEE C37.118.2-2011 | vendorAcronym= | vendorDeviceName= | interconnectionName=,,,,10,STTP,Streaming Telemetry Transport Protocol,4,2,LTROVN_1_FV_B,V,N,0,MTJU_230_PM_01-PA2,0.0,1.0,Mtju_230_Pm_01 LTROVN_1_FV_B N Voltage Phase Angle,0,1,1,Degrees,Phasor,VPHA,Voltage Phase Angle,PA,-98.6,37.5,PPA:6566,2021-08-06 18:02:33
} | MaximumArchiveDays=90 | DesiredRemainingSpace=500,6567,GPA_MTJU_230_PM_01-PM3:V,,238,8736f6c7-ad41-4b43-b4f6-e684e0d4ad20,MTJU_230_PM_01,Mtju_230_Pm_01,60,1,companyAcronym= | protocolName=IEEE C37.118.2-2011 | vendorAcronym= | vendorDeviceName= | interconnectionName=,,,,10,STTP,Streaming Telemetry Transport Protocol,3,3,LTROVN_1_FV_C,V,N,0,MTJU_230_PM_01-PM3,0.0,1.0,Mtju_230_Pm_01 LTROVN_1_FV_C N Voltage Magnitude,0,1,1,Volts,Phasor,VPHM,Voltage Magnitude,PM,-98.6,37.5,PPA:6567,2021-08-06 18:02:33
} | MaximumArchiveDays=90 | DesiredRemainingSpace=500,6568,GPA_MTJU_230_PM_01-PA3:VH,,238,8736f6c7-ad41-4b43-b4f6-e684e0d4ad20,MTJU_230_PM_01,Mtju_230_Pm_01,60,1,companyAcronym= | protocolName=IEEE C37.118.2-2011 | vendorAcronym= | vendorDeviceName= | interconnectionName=,,,,10,STTP,Streaming Telemetry Transport Protocol,4,3,LTROVN_1_FV_C,V,N,0,MTJU_230_PM_01-PA3,0.0,1.0,Mtju_230_Pm_01 LTROVN_1_FV_C N Voltage Phase Angle,0,1,1,Degrees,Phasor,VPHA,Voltage Phase Angle,PA,-98.6,37.5,PPA:6568,2021-08-06 18:02:33
} | MaximumArchiveDays=90 | DesiredRemainingSpace=500,6569,GPA_MTJU_230_PM_01-PM4:I,,238,8736f6c7-ad41-4b43-b4f6-e684e0d4ad20,MTJU_230_PM_01,Mtju_230_Pm_01,60,1,companyAcronym= | protocolName=IEEE C37.118.2-2011 | vendorAcronym= | vendorDeviceName= | interconnectionName=,,,,10,STTP,Streaming Telemetry Transport Protocol,1,4,LTROVN_1_FA_A,I,N,0,MTJU_230_PM_01-PM4,0.0,1.0,Mtju_230_Pm_01 LTROVN_1_FA_A N Current Magnitude,0,1,1,Amps,Phasor,IPHM,Current Magnitude,PM,-98.6,37.5,PPA:6569,2021-08-06 18:02:33
} | MaximumArchiveDays=90 | DesiredRemainingSpace=500,6570,GPA_MTJU_230_PM_01-PA4:IH,,238,8736f6c7-ad41-4b43-b4f6-e684e0d4ad20,MTJU_230_PM_01,Mtju_230_Pm_01,60,1,companyAcronym= | protocolName=IEEE C37.118.2-2011 | vendorAcronym= | vendorDeviceName= | interconnectionName=,,,,10,STTP,Streaming Telemetry Transport Protocol,2,4,LTROVN_1_FA_A,I,N,0,MTJU_230_PM_01-PA4,0.0,1.0,Mtju_230_Pm_01 LTROVN_1_FA_A N Current Phase Angle,0,1,1,Degrees,Phasor,IPHA,Current Phase Angle,PA,-98.6,37.5,PPA:6570,2021-08-06 18:02:33
} | MaximumArchiveDays=90 | DesiredRemainingSpace=500,6571,GPA_MTJU_230_PM_01-PM5:I,,238,8736f6c7-ad41-4b43-b4f6-e684e0d4ad20,MTJU_230_PM_01,Mtju_230_Pm_01,60,1,companyAcronym= | protocolName=IEEE C37.118.2-2011 | vendorAcronym= | vendorDeviceName= | interconnectionName=,,,,10,STTP,Streaming Telemetry Transport Protocol,1,5,LTROVN_1_FA_B,I,N,0,MTJU_230_PM_01-PM5,0.0,1.0,Mtju_230_Pm_01 LTROVN_1_FA_B N Current Magnitude,0,1,1,Amps,Phasor,IPHM,Current Magnitude,PM,-98.6,37.5,PPA:6571,2021-08-06 18:02:33
} | MaximumArchiveDays=90 | DesiredRemainingSpace=500,6572,GPA_MTJU_230_PM_01-PA5:IH,,238,8736f6c7-ad41-4b43-b4f6-e684e0d4ad20,MTJU_230_PM_01,Mtju_230_Pm_01,60,1,companyAcronym= | protocolName=IEEE C37.118.2-2011 | vendorAcronym= | vendorDeviceName= | interconnectionName=,,,,10,STTP,Streaming Telemetry Transport Protocol,2,5,LTROVN_1_FA_B,I,N,0,MTJU_230_PM_01-PA5,0.0,1.0,Mtju_230_Pm_01 LTROVN_1_FA_B N Current Phase Angle,0,1,1,Degrees,Phasor,IPHA,Current Phase Angle,PA,-98.6,37.5,PPA:6572,2021-08-06 18:02:33
} | MaximumArchiveDays=90 | DesiredRemainingSpace=500,6573,GPA_MTJU_230_PM_01-PM6:I,,238,8736f6c7-ad41-4b43-b4f6-e684e0d4ad20,MTJU_230_PM_01,Mtju_230_Pm_01,60,1,companyAcronym= | protocolName=IEEE C37.118.2-2011 | vendorAcronym= | vendorDeviceName= | interconnectionName=,,,,10,STTP,Streaming Telemetry Transport Protocol,1,6,LTROVN_1_FA_C,I,N,0,MTJU_230_PM_01-PM6,0.0,1.0,Mtju_230_Pm_01 LTROVN_1_FA_C N Current Magnitude,0,1,1,Amps,Phasor,IPHM,Current Magnitude,PM,-98.6,37.5,PPA:6573,2021-08-06 18:02:33
} | MaximumArchiveDays=90 | DesiredRemainingSpace=500,6574,GPA_MTJU_230_PM_01-PA6:IH,,238,8736f6c7-ad41-4b43-b4f6-e684e0d4ad20,MTJU_230_PM_01,Mtju_230_Pm_01,60,1,companyAcronym= | protocolName=IEEE C37.118.2-2011 | vendorAcronym= | vendorDeviceName= | interconnectionName=,,,,10,STTP,Streaming Telemetry Transport Protocol,2,6,LTROVN_1_FA_C,I,N,0,MTJU_230_PM_01-PA6,0.0,1.0,Mtju_230_Pm_01 LTROVN_1_FA_C N Current Phase Angle,0,1,1,Degrees,Phasor,IPHA,Current Phase Angle,PA,-98.6,37.5,PPA:6574,2021-08-06 18:02:33
} | MaximumArchiveDays=90 | DesiredRemainingSpace=500,6575,GPA_MTJU_230_PM_01-PM7:V,,238,8736f6c7-ad41-4b43-b4f6-e684e0d4ad20,MTJU_230_PM_01,Mtju_230_Pm_01,60,1,companyAcronym= | protocolName=IEEE C37.118.2-2011 | vendorAcronym= | vendorDeviceName= | interconnectionName=,,,,10,STTP,Streaming Telemetry Transport Protocol,3,7,LTROVN_1_FV_P,V,N,0,MTJU_230_PM_01-PM7,0.0,1.0,Mtju_230_Pm_01 LTROVN_1_FV_P N Voltage Magnitude,0,1,1,Volts,Phasor,VPHM,Voltage Magnitude,PM,-98.6,37.5,PPA:6575,2021-08-06 18:02:33
} | MaximumArchiveDays=90 | DesiredRemainingSpace=500,6576,GPA_MTJU_230_PM_01-PA7:VH,,238,8736f6c7-ad41-4b43-b4f6-e684e0d4ad20,MTJU_230_PM_01,Mtju_230_Pm_01,60,1,companyAcronym= | protocolName=IEEE C37.118.2-2011 | vendorAcronym= | vendorDeviceName= | interconnectionName=,,,,10,STTP,Streaming Telemetry Transport Protocol,4,7,LTROVN_1_FV_P,V,N,0,MTJU_230_PM_01-PA7,0.0,1.0,Mtju_230_Pm_01 LTROVN_1_FV_P N Voltage Phase Angle,0,1,1,Degrees,Phasor,VPHA,Voltage Phase Angle,PA,-98.6,37.5,PPA:6576,2021-08-06 18:02:33
} | MaximumArchiveDays=90 | DesiredRemainingSpace=500,6577,GPA_MTJU_230_PM_01-PM8:I,,238,8736f6c7-ad41-4b43-b4f6-e684e0d4ad20,MTJU_230_PM_01,Mtju_230_Pm_01,60,1,companyAcronym= | protocolName=IEEE C37.118.2-2011 | vendorAcronym= | vendorDeviceName= | interconnectionName=,,,,10,STTP,Streaming Telemetry Transport Protocol,1,8,LTROVN_1_FA_P,I,N,0,MTJU_230_PM_01-PM8,0.0,1.0,Mtju_230_Pm_01 LTROVN_1_FA_P N Current Magnitude,0,1,1,Amps,Phasor,IPHM,Current Magnitude,PM,-98.6,37.5,PPA:6577,2021-08-06 18:02:33
} | MaximumArchiveDays=90 | DesiredRemainingSpace=500,6578,GPA_MTJU_230_PM_01-PA8:IH,,238,8736f6c7-ad41-4b43-b4f6-e684e0d4ad20,MTJU_230_PM_01,Mtju_230_Pm_01,60,1,companyAcronym= | protocolName=IEEE C37.118.2-2011 | vendorAcronym= | vendorDeviceName= | interconnectionName=,,,,10,STTP,Streaming Telemetry Transport Protocol,2,8,LTROVN_1_FA_P,I,N,0,MTJU_230_PM_01-PA8,0.0,1.0,Mtju_230_Pm_01 LTROVN_1_FA_P N Current Phase Angle,0,1,1,Degrees,Phasor,IPHA,Current Phase Angle,PA,-98.6,37.5,PPA:6578,2021-08-06 18:02:33
} | MaximumArchiveDays=90 | DesiredRemainingSpace=500,6579,GPA_ROVN_230_PM_01:F,,239,8736f6c7-ad41-4b43-b4f6-e684e0d4ad20,ROVN_230_PM_01,Rovn_230_Pm_01,60,1,companyAcronym= | protocolName=IEEE C37.118.2-2011 | vendorAcronym= | vendorDeviceName= | interconnectionName=,,,,10,STTP,Streaming Telemetry Transport Protocol,5,,,,,,ROVN_230_PM_01-FQ,0.0,1.0,Rovn_230_Pm_01 Frequency,0,1,1,Hz,PMU,FREQ,Frequency,FQ,-98.6,37.5,PPA:6579,2021-08-06 18:02:33
} | MaximumArchiveDays=90 | DesiredRemainingSpace=500,6580,GPA_ROVN_230_PM_01:DF,,239,8736f6c7-ad41-4b43-b4f6-e684e0d4ad20,ROVN_230_PM_01,Rovn_230_Pm_01,60,1,companyAcronym= | protocolName=IEEE C37.118.2-2011 | vendorAcronym= | vendorDeviceName= | interconnectionName=,,,,10,STTP,Streaming Telemetry Transport Protocol,6,,,,,,ROVN_230_PM_01-DF,0.0,1.0,Rovn_230_Pm_01 Frequency Delta (dF/dt),0,1,1,,PMU,DFDT,Frequency Delta (dF/dt),DF,-98.6,37.5,PPA:6580,2021-08-06 18:02:33
} | MaximumArchiveDays=90 | DesiredRemainingSpace=500,6581,GPA_ROVN_230_PM_01:S,,239,8736f6c7-ad41-4b43-b4f6-e684e0d4ad20,ROVN_230_PM_01,Rovn_230_Pm_01,60,1,companyAcronym= | protocolName=IEEE C37.118.2-2011 | vendorAcronym= | vendorDeviceName= | interconnectionName=,,,,10,STTP,Streaming Telemetry Transport Protocol,8,,,,,,ROVN_230_PM_01-SF,0.0,1.0,Rovn_230_Pm_01 Status Flags,0,1,1,,PMU,FLAG,Status Flags,SF,-98.6,37.5,PPA:6581,2021-08-06 18:02:33
} | MaximumArchiveDays=90 | DesiredRemainingSpace=500,6582,GPA_ROVN_230_PM_01-PM1:V,,239,8736f6c7-ad41-4b43-b4f6-e684e0d4ad20,ROVN_230_PM_01,Rovn_230_Pm_01,60,1,companyAcronym= | protocolName=IEEE C37.118.2-2011 | vendorAcronym= | vendorDeviceName= | interconnectionName=,,,,10,STTP,Streaming Telemetry Transport Protocol,3,1,LTMTJU_1_FV_A,V,+,0,ROVN_230_PM_01-PM1,0.0,1.0,Rovn_230_Pm_01 LTMTJU_1_FV_A + Voltage Magnitude,0,1,1,Volts,Phasor,VPHM,Voltage Magnitude,PM,-98.6,37.5,PPA:6582,2021-08-06 18:02:33
} | MaximumArchiveDays=90 | DesiredRemainingSpace=500,6583,GPA_ROVN_230_PM_01-PA1:VH,,239,8736f6c7-ad41-4b43-b4f6-e684e0d4ad20,ROVN_230_PM_01,Rovn_230_Pm_01,60,1,companyAcronym= | protocolName=IEEE C37.118.2-2011 | vendorAcronym= | vendorDeviceName= | interconnectionName=,,,,10,STTP,Streaming Telemetry Transport Protocol,4,1,LTMTJU_1_FV_A,V,+,0,ROVN_230_PM_01-PA1,0.0,1.0,Rovn_230_Pm_01 LTMTJU_1_FV_A + Voltage Phase Angle,0,1,1,Degrees,Phasor,VPHA,Voltage Phase Angle,PA,-98.6,37.5,PPA:6583,2021-08-06 18:02:33
} | MaximumArchiveDays=90 | DesiredRemainingSpace=500,6584,GPA_ROVN_230_PM_01-PM2:V,,239,8736f6c7-ad41-4b43-b4f6-e684e0d4ad20,ROVN_230_PM_01,Rovn_230_Pm_01,60,1,companyAcronym= | protocolName=IEEE C37.118.2-2011 | vendorAcronym= | vendorDeviceName= | interconnectionName=,,,,10,STTP,Streaming Telemetry Transport Protocol,3,2,LTMTJU_1_FV_B,V,+,0,ROVN_230_PM_01-PM2,0.0,1.0,Rovn_230_Pm_01 LTMTJU_1_FV_B + Voltage Magnitude,0,1,1,Volts,Phasor,VPHM,Voltage Magnitude,PM,-98.6,37.5,PPA:6584,2021-08-06 18:02:33
} | MaximumArchiveDays=90 | DesiredRemainingSpace=500,6585,GPA_ROVN_230_PM_01-PA2:VH,,239,8736f6c7-ad41-4b43-b4f6-e684e0d4ad20,ROVN_230_PM_01,Rovn_230_Pm_01,60,1,companyAcronym= | protocolName=IEEE C37.118.2-2011 | vendorAcronym= | vendorDeviceName= | interconnectionName=,,,,10,STTP,Streaming Telemetry Transport Protocol,4,2,LTMTJU_1_FV_B,V,+,0,ROVN_230_PM_01-PA2,0.0,1.0,Rovn_230_Pm_01 LTMTJU_1_FV_B + Voltage Phase Angle,0,1,1,Degrees,Phasor,VPHA,Voltage Phase Angle,PA,-98.6,37.5,PPA:6585,2021-08-06 18:02:33
} | MaximumArchiveDays=90 | DesiredRemainingSpace=500,6586,GPA_ROVN_230_PM_01-PM3:V,,239,8736f6c7-ad41-4b43-b4f6-e684e0d4ad20,ROVN_230_PM_01,Rovn_230_Pm_01,60,1,companyAcronym= | protocolName=IEEE C37.118.2-2011 | vendorAcronym= | vendorDeviceName= | interconnectionName=,,,,10,STTP,Streaming Telemetry Transport Protocol,3,3,LTMTJU_1_FV_C,V,+,0,ROVN_230_PM_01-PM3,0.0,1.0,Rovn_230_Pm_01 LTMTJU_1_FV_C + Voltage Magnitude,0,1,1,Volts,Phasor,VPHM,Voltage Magnitude,PM,-98.6,37.5,PPA:6586,2021-08-06 18:02:33
} | MaximumArchiveDays=90 | DesiredRemainingSpace=500,6587,GPA_ROVN_230_PM_01-PA3:VH,,239,8736f6c7-ad41-4b43-b4f6-e684e0d4ad20,ROVN_230_PM_01,Rovn_230_Pm_01,60,1,companyAcronym= | protocolName=IEEE C37.118.2-2011 | vendorAcronym= | vendorDeviceName= | interconnectionName=,,,,10,STTP,Streaming Telemetry Transport Protocol,4,3,LTMTJU_1_FV_C,V,+,0,ROVN_230_PM_01-PA3,0.0,1.0,Rovn_230_Pm_01 LTMTJU_1_FV_C + Voltage Phase Angle,0,1,1,Degrees,Phasor,VPHA,Voltage Phase Angle,PA,-98.6,37.5,PPA:6587,2021-08-06 18:02:33
} | MaximumArchiveDays=90 | DesiredRemainingSpace=500,6588,GPA_ROVN_230_PM_01-PM4:I,,239,8736f6c7-ad41-4b43-b4f6-e684e0d4ad20,ROVN_230_PM_01,Rovn_230_Pm_01,60,1,companyAcronym= | protocolName=IEEE C37.118.2-2011 | vendorAcronym= | vendorDeviceName= | interconnectionName=,,,,10,STTP,Streaming Telemetry Transport Protocol,1,4,LTMTJU_1_FA_A,I,+,0,ROVN_230_PM_01-PM4,0.0,1.0,Rovn_230_Pm_01 LTMTJU_1_FA_A + Current Magnitude,0,1,1,Amps,Phasor,IPHM,Current Magnitude,PM,-98.6,37.5,PPA:6588,2021-08-06 18:02:33
} | MaximumArchiveDays=90 | DesiredRemainingSpace=500,6589,GPA_ROVN_230_PM_01-PA4:IH,,239,8736f6c7-ad41-4b43-b4f6-e684e0d4ad20,ROVN_230_PM_01,Rovn_230_Pm_01,60,1,companyAcronym= | protocolName=IEEE C37.118.2-2011 | vendorAcronym= | vendorDeviceName= | interconnectionName=,,,,10,STTP,Streaming Telemetry Transport Protocol,2,4,LTMTJU_1_FA_A,I,+,0,ROVN_230_PM_01-PA4,0.0,1.0,Rovn_230_Pm_01 LTMTJU_1_FA_A + Current Phase Angle,0,1,1,Degrees,Phasor,IPHA,Current Phase Angle,PA,-98.6,37.5,PPA:6589,2021-08-06 18:02:33
} | MaximumArchiveDays=90 | DesiredRemainingSpace=500,6590,GPA_ROVN_230_PM_01-PM5:I,,239,8736f6c7-ad41-4b43-b4f6-e684e0d4ad20,ROVN_230_PM_01,Rovn_230_Pm_01,60,1,companyAcronym= | protocolName=IEEE C37.118.2-2011 | vendorAcronym= | vendorDeviceName= | interconnectionName=,,,,10,STTP,Streaming Telemetry Transport Protocol,1,5,LTMTJU_1_FA_B,I,+,0,ROVN_230_PM_01-PM5,0.0,1.0,Rovn_230_Pm_01 LTMTJU_1_FA_B + Current Magnitude,0,1,1,Amps,Phasor,IPHM,Current Magnitude,PM,-98.6,37.5,PPA:6590,2021-08-06 18:02:33
} | MaximumArchiveDays=90 | DesiredRemainingSpace=500,6591,GPA_ROVN_230_PM_01-PA5:IH,,239,8736f6c7-ad41-4b43-b4f6-e684e0d4ad20,ROVN_230_PM_01,Rovn_230_Pm_01,60,1,companyAcronym= | protocolName=IEEE C37.118.2-2011 | vendorAcronym= | vendorDeviceName= | interconnectionName=,,,,10,STTP,Streaming Telemetry Transport Protocol,2,5,LTMTJU_1_FA_B,I,+,0,ROVN_230_PM_01-PA5,0.0,1.0,Rovn_230_Pm_01 LTMTJU_1_FA_B + Current Phase Angle,0,1,1,Degrees,Phasor,IPHA,Current Phase Angle,PA,-98.6,37.5,PPA:6591,2021-08-06 18:02:33
} | MaximumArchiveDays=90 | DesiredRemainingSpace=500,6592,GPA_ROVN_230_PM_01-PM6:I,,239,8736f6c7-ad41-4b43-b4f6-e684e0d4ad20,ROVN_230_PM_01,Rovn_230_Pm_01,60,1,companyAcronym= | protocolName=IEEE C37.118.2-2011 | vendorAcronym= | vendorDeviceName= | interconnectionName=,,,,10,STTP,Streaming Telemetry Transport Protocol,1,6,LTMTJU_1_FA_C,I,+,0,ROVN_230_PM_01-PM6,0.0,1.0,Rovn_230_Pm_01 LTMTJU_1_FA_C + Current Magnitude,0,1,1,Amps,Phasor,IPHM,Current Magnitude,PM,-98.6,37.5,PPA:6592,2021-08-06 18:02:33
} | MaximumArchiveDays=90 | DesiredRemainingSpace=500,6593,GPA_ROVN_230_PM_01-PA6:IH,,239,8736f6c7-ad41-4b43-b4f6-e684e0d4ad20,ROVN_230_PM_01,Rovn_230_Pm_01,60,1,companyAcronym= | protocolName=IEEE C37.118.2-2011 | vendorAcronym= | vendorDeviceName= | interconnectionName=,,,,10,STTP,Streaming Telemetry Transport Protocol,2,6,LTMTJU_1_FA_C,I,+,0,ROVN_230_PM_01-PA6,0.0,1.0,Rovn_230_Pm_01 LTMTJU_1_FA_C + Current Phase Angle,0,1,1,Degrees,Phasor,IPHA,Current Phase Angle,PA,-98.6,37.5,PPA:6593,2021-08-06 18:02:33
} | MaximumArchiveDays=90 | DesiredRemainingSpace=500,6594,GPA_ROVN_230_PM_01-PM7:V,,239,8736f6c7-ad41-4b43-b4f6-e684e0d4ad20,ROVN_230_PM_01,Rovn_230_Pm_01,60,1,companyAcronym= | protocolName=IEEE C37.118.2-2011 | vendorAcronym= | vendorDeviceName= | interconnectionName=,,,,10,STTP,Streaming Telemetry Transport Protocol,3,7,LTMTJU_1_FV_P,V,+,0,ROVN_230_PM_01-PM7,0.0,1.0,Rovn_230_Pm_01 LTMTJU_1_FV_P + Voltage Magnitude,0,1,1,Volts,Phasor,VPHM,Voltage Magnitude,PM,-98.6,37.5,PPA:6594,2021-08-06 18:02:33
} | MaximumArchiveDays=90 | DesiredRemainingSpace=500,6595,GPA_ROVN_230_PM_01-PA7:VH,,239,8736f6c7-ad41-4b43-b4f6-e684e0d4ad20,ROVN_230_PM_01,Rovn_230_Pm_01,60,1,companyAcronym= | protocolName=IEEE C37.118.2-2011 | vendorAcronym= | vendorDeviceName= | interconnectionName=,,,,10,STTP,Streaming Telemetry Transport Protocol,4,7,LTMTJU_1_FV_P,V,+,0,ROVN_230_PM_01-PA7,0.0,1.0,Rovn_230_Pm_01 LTMTJU_1_FV_P + Voltage Phase Angle,0,1,1,Degrees,Phasor,VPHA,Voltage Phase Angle,PA,-98.6,37.5,PPA:6595,2021-08-06 18:02:33
} | MaximumArchiveDays=90 | DesiredRemainingSpace=500,6596,GPA_ROVN_230_PM_01-PM8:I,,239,8736f6c7-ad41-4b43-b4f6-e684e0d4ad20,ROVN_230_PM_01,Rovn_230_Pm_01,60,1,companyAcronym= | protocolName=IEEE C37.118.2-2011 | vendorAcronym= | vendorDeviceName= | interconnectionName=,,,,10,STTP,Streaming Telemetry Transport Protocol,1,8,LTMTJU_1_FA_P,I,+,0,ROVN_230_PM_01-PM8,0.0,1.0,Rovn_230_Pm_01 LTMTJU_1_FA_P + Current Magnitude,0,1,1,Amps,Phasor,IPHM,Current Magnitude,PM,-98.6,37.5,PPA:6596,2021-08-06 18:02:33
} | MaximumArchiveDays=90 | DesiredRemainingSpace=500,6597,GPA_ROVN_230_PM_01-PA8:IH,,239,8736f6c7-ad41-4b43-b4f6-e684e0d4ad20,ROVN_230_PM_01,Rovn_230_Pm_01,60,1,companyAcronym= | protocolName=IEEE C37.118.2-2011 | vendorAcronym= | vendorDeviceName= | interconnectionName=,,,,10,STTP,Streaming Telemetry Transport Protocol,2,8,LTMTJU_1_FA_P,I,+,0,ROVN_230_PM_01-PA8,0.0,1.0,Rovn_230_Pm_01 LTMTJU_1_FA_P + Current Phase Angle,0,1,1,Degrees,Phasor,IPHA,Current Phase Angle,PA,-98.6,37.5,PPA:6597,2021-08-06 18:02:33
} | MaximumArchiveDays=90 | DesiredRemainingSpace=500,6598,GPA_MTJU_230_PM_02:F,,240,8736f6c7-ad41-4b43-b4f6-e684e0d4ad20,MTJU_230_PM_02,Mtju_230_Pm_02,60,1,companyAcronym= | protocolName=IEEE C37.118.2-2011 | vendorAcronym= | vendorDeviceName= | interconnectionName=,,,,10,STTP,Streaming Telemetry Transport Protocol,5,,,,,,MTJU_230_PM_02-FQ,0.0,1.0,Mtju_230_Pm_02 Frequency,0,1,1,Hz,PMU,FREQ,Frequency,FQ,-98.6,37.5,PPA:6598,2021-08-06 18:02:33
} | MaximumArchiveDays=90 | DesiredRemainingSpace=500,6599,GPA_MTJU_230_PM_02:DF,,240,8736f6c7-ad41-4b43-b4f6-e684e0d4ad20,MTJU_230_PM_02,Mtju_230_Pm_02,60,1,companyAcronym= | protocolName=IEEE C37.118.2-2011 | vendorAcronym= | vendorDeviceName= | interconnectionName=,,,,10,STTP,Streaming Telemetry Transport Protocol,6,,,,,,MTJU_230_PM_02-DF,0.0,1.0,Mtju_230_Pm_02 Frequency Delta (dF/dt),0,1,1,,PMU,DFDT,Frequency Delta (dF/dt),DF,-98.6,37.5,PPA:6599,2021-08-06 18:02:33
} | MaximumArchiveDays=90 | DesiredRemainingSpace=500,6600,GPA_MTJU_230_PM_02:S,,240,8736f6c7-ad41-4b43-b4f6-e684e0d4ad20,MTJU_230_PM_02,Mtju_230_Pm_02,60,1,companyAcronym= | protocolName=IEEE C37.118.2-2011 | vendorAcronym= | vendorDeviceName= | interconnectionName=,,,,10,STTP,Streaming Telemetry Transport Protocol,8,,,,,,MTJU_230_PM_02-SF,0.0,1.0,Mtju_230_Pm_02 Status Flags,0,1,1,,PMU,FLAG,Status Flags,SF,-98.6,37.5,PPA:6600,2021-08-06 18:02:33
} | MaximumArchiveDays=90 | DesiredRemainingSpace=500,6601,GPA_MTJU_230_PM_02-PM1:V,,240,8736f6c7-ad41-4b43-b4f6-e684e0d4ad20,MTJU_230_PM_02,Mtju_230_Pm_02,60,1,companyAcronym= | protocolName=IEEE C37.118.2-2011 | vendorAcronym= | vendorDeviceName= | interconnectionName=,,,,10,STTP,Streaming Telemetry Transport Protocol,3,1,LTROVN_2_FV_A,V,N,0,MTJU_230_PM_02-PM1,0.0,1.0,Mtju_230_Pm_02 LTROVN_2_FV_A N Voltage Magnitude,0,1,1,Volts,Phasor,VPHM,Voltage Magnitude,PM,-98.6,37.5,PPA:6601,2021-08-06 18:02:33
} | MaximumArchiveDays=90 | DesiredRemainingSpace=500,6602,GPA_MTJU_230_PM_02-PA1:VH,,240,8736f6c7-ad41-4b43-b4f6-e684e0d4ad20,MTJU_230_PM_02,Mtju_230_Pm_02,60,1,companyAcronym= | protocolName=IEEE C37.118.2-2011 | vendorAcronym= | vendorDeviceName= | interconnectionName=,,,,10,STTP,Streaming Telemetry Transport Protocol,4,1,LTROVN_2_FV_A,V,N,0,MTJU_230_PM_02-PA1,0.0,1.0,Mtju_230_Pm_02 LTROVN_2_FV_A N Voltage Phase Angle,0,1,1,Degrees,Phasor,VPHA,Voltage Phase Angle,PA,-98.6,37.5,PPA:6602,2021-08-06 18:02:33
} | MaximumArchiveDays=90 | DesiredRemainingSpace=500,6603,GPA_MTJU_230_PM_02-PM2:V,,240,8736f6c7-ad41-4b43-b4f6-e684e0d4ad20,MTJU_230_PM_02,Mtju_230_Pm_02,60,1,companyAcronym= | protocolName=IEEE C37.118.2-2011 | vendorAcronym= | vendorDeviceName= | interconnectionName=,,,,10,STTP,Streaming Telemetry Transport Protocol,3,2,LTROVN_2_FV_B,V,N,0,MTJU_230_PM_02-PM2,0.0,1.0,Mtju_230_Pm_02 LTROVN_2_FV_B N Voltage Magnitude,0,1,1,Volts,Phasor,VPHM,Voltage Magnitude,PM,-98.6,37.5,PPA:6603,2021-08-06 18:02:33
} | MaximumArchiveDays=90 | DesiredRemainingSpace=500,6604,GPA_MTJU_230_PM_02-PA2:VH,,240,8736f6c7-ad41-4b43-b4f6-e684e0d4ad20,MTJU_230_PM_02,Mtju_230_Pm_02,60,1,companyAcronym= | protocolName=IEEE C37.118.2-2011 | vendorAcronym= | vendorDeviceName= | interconnectionName=,,,,10,STTP,Streaming Telemetry Transport Protocol,4,2,LTROVN_2_FV_B,V,N,0,MTJU_230_PM_02-PA2,0.0,1.0,Mtju_230_Pm_02 LTROVN_2_FV_B N Voltage Phase Angle,0,1,1,Degrees,Phasor,VPHA,Voltage Phase Angle,PA,-98.6,37.5,PPA:6604,2021-08-06 18:02:33
} | MaximumArchiveDays=90 | DesiredRemainingSpace=500,6605,GPA_MTJU_230_PM_02-PM3:V,,240,8736f6c7-ad41-4b43-b4f6-e684e0d4ad20,MTJU_230_PM_02,Mtju_230_Pm_02,60,1,companyAcronym= | protocolName=IEEE C37.118.2-2011 | vendorAcronym= | vendorDeviceName= | interconnectionName=,,,,10,STTP,Streaming Telemetry Transport Protocol,3,3,LTROVN_2_FV_C,V,N,0,MTJU_230_PM_02-PM3,0.0,1.0,Mtju_230_Pm_02 LTROVN_2_FV_C N Voltage Magnitude,0,1,1,Volts,Phasor,VPHM,Voltage Magnitude,PM,-98.6,37.5,PPA:6605,2021-08-06 18:02:33
} | MaximumArchiveDays=90 | DesiredRemainingSpace=500,6606,GPA_MTJU_230_PM_02-PA3:VH,,240,8736f6c7-ad41-4b43-b4f6-e684e0d4ad20,MTJU_230_PM_02,Mtju_230_Pm_02,60,1,companyAcronym= | protocolName=IEEE C37.118.2-2011 | vendorAcronym= | vendorDeviceName= | interconnectionName=,,,,10,STTP,Streaming Telemetry Transport Protocol,4,3,LTROVN_2_FV_C,V,N,0,MTJU_230_PM_02-PA3,0.0,1.0,Mtju_230_Pm_02 LTROVN_2_FV_C N Voltage Phase Angle,0,1,1,Degrees,Phasor,VPHA,Voltage Phase Angle,PA,-98.6,37.5,PPA:6606,2021-08-06 18:02:33
} | MaximumArchiveDays=90 | DesiredRemainingSpace=500,6607,GPA_MTJU_230_PM_02-PM4:I,,240,8736f6c7-ad41-4b43-b4f6-e684e0d4ad20,MTJU_230_PM_02,Mtju_230_Pm_02,60,1,companyAcronym= | protocolName=IEEE C37.118.2-2011 | vendorAcronym= | vendorDeviceName= | interconnectionName=,,,,10,STTP,Streaming Telemetry Transport Protocol,1,4,LTROVN_2_FA_A,I,N,0,MTJU_230_PM_02-PM4,0.0,1.0,Mtju_230_Pm_02 LTROVN_2_FA_A N Current Magnitude,0,1,1,Amps,Phasor,IPHM,Current Magnitude,PM,-98.6,37.5,PPA:6607,2021-08-06 18:02:33
} | MaximumArchiveDays=90 | DesiredRemainingSpace=500,6608,GPA_MTJU_230_PM_02-PA4:IH,,240,8736f6c7-ad41-4b43-b4f6-e684e0d4ad20,MTJU_230_PM_02,Mtju_230_Pm_02,60,1,companyAcronym= | protocolName=IEEE C37.118.2-2011 | vendorAcronym= | vendorDeviceName= | interconnectionName=,,,,10,STTP,Streaming Telemetry Transport Protocol,2,4,LTROVN_2_FA_A,I,N,0,MTJU_230_PM_02-PA4,0.0,1.0,Mtju_230_Pm_02 LTROVN_2_FA_A N Current Phase Angle,0,1,1,Degrees,Phasor,IPHA,Current Phase Angle,PA,-98.6,37.5,PPA:6608,2021-08-06 18:02:33
} | MaximumArchiveDays=90 | DesiredRemainingSpace=500,6609,GPA_MTJU_230_PM_02-PM5:I,,240,8736f6c7-ad41-4b43-b4f6-e684e0d4ad20,MTJU_230_PM_02,Mtju_230_Pm_02,60,1,companyAcronym= | protocolName=IEEE C37.118.2-2011 | vendorAcronym= | vendorDeviceName= | interconnectionName=,,,,10,STTP,Streaming Telemetry Transport Protocol,1,5,LTROVN_2_FA_B,I,N,0,MTJU_230_PM_02-PM5,0.0,1.0,Mtju_230_Pm_02 LTROVN_2_FA_B N Current Magnitude,0,1,1,Amps,Phasor,IPHM,Current Magnitude,PM,-98.6,37.5,PPA:6609,2021-08-06 18:02:33
} | MaximumArchiveDays=90 | DesiredRemainingSpace=500,6610,GPA_MTJU_230_PM_02-PA5:IH,,240,8736f6c7-ad41-4b43-b4f6-e684e0d4ad20,MTJU_230_PM_02,Mtju_230_Pm_02,60,1,companyAcronym= | protocolName=IEEE C37.118.2-2011 | vendorAcronym= | vendorDeviceName= | interconnectionName=,,,,10,STTP,Streaming Telemetry Transport Protocol,2,5,LTROVN_2_FA_B,I,N,0,MTJU_230_PM_02-PA5,0.0,1.0,Mtju_230_Pm_02 LTROVN_2_FA_B N Current Phase Angle,0,1,1,Degrees,Phasor,IPHA,Current Phase Angle,PA,-98.6,37.5,PPA:6610,2021-08-06 18:02:33
} | MaximumArchiveDays=90 | DesiredRemainingSpace=500,6611,GPA_MTJU_230_PM_02-PM6:I,,240,8736f6c7-ad41-4b43-b4f6-e684e0d4ad20,MTJU_230_PM_02,Mtju_230_Pm_02,60,1,companyAcronym= | protocolName=IEEE C37.118.2-2011 | vendorAcronym= | vendorDeviceName= | interconnectionName=,,,,10,STTP,Streaming Telemetry Transport Protocol,1,6,LTROVN_2_FA_C,I,N,0,MTJU_230_PM_02-PM6,0.0,1.0,Mtju_230_Pm_02 LTROVN_2_FA_C N Current Magnitude,0,1,1,Amps,Phasor,IPHM,Current Magnitude,PM,-98.6,37.5,PPA:6611,2021-08-06 18:02:33
} | MaximumArchiveDays=90 | DesiredRemainingSpace=500,6612,GPA_MTJU_230_PM_02-PA6:IH,,240,8736f6c7-ad41-4b43-b4f6-e684e0d4ad20,MTJU_230_PM_02,Mtju_230_Pm_02,60,1,companyAcronym= | protocolName=IEEE C37.118.2-2011 | vendorAcronym= | vendorDeviceName= | interconnectionName=,,,,10,STTP,Streaming Telemetry Transport Protocol,2,6,LTROVN_2_FA_C,I,N,0,MTJU_230_PM_02-PA6,0.0,1.0,Mtju_230_Pm_02 LTROVN_2_FA_C N Current Phase Angle,0,1,1,Degrees,Phasor,IPHA,Current Phase Angle,PA,-98.6,37.5,PPA:6612,2021-08-06 18:02:33
} | MaximumArchiveDays=90 | DesiredRemainingSpace=500,6613,GPA_MTJU_230_PM_02-PM7:V,,240,8736f6c7-ad41-4b43-b4f6-e684e0d4ad20,MTJU_230_PM_02,Mtju_230_Pm_02,60,1,companyAcronym= | protocolName=IEEE C37.118.2-2011 | vendorAcronym= | vendorDeviceName= | interconnectionName=,,,,10,STTP,Streaming Telemetry Transport Protocol,3,7,LTROVN_2_FV_P,V,N,0,MTJU_230_PM_02-PM7,0.0,1.0,Mtju_230_Pm_02 LTROVN_2_FV_P N Voltage Magnitude,0,1,1,Volts,Phasor,VPHM,Voltage Magnitude,PM,-98.6,37.5,PPA:6613,2021-08-06 18:02:33
} | MaximumArchiveDays=90 | DesiredRemainingSpace=500,6614,GPA_MTJU_230_PM_02-PA7:VH,,240,8736f6c7-ad41-4b43-b4f6-e684e0d4ad20,MTJU_230_PM_02,Mtju_230_Pm_02,60,1,companyAcronym= | protocolName=IEEE C37.118.2-2011 | vendorAcronym= | vendorDeviceName= | interconnectionName=,,,,10,STTP,Streaming Telemetry Transport Protocol,4,7,LTROVN_2_FV_P,V,N,0,MTJU_230_PM_02-PA7,0.0,1.0,Mtju_230_Pm_02 LTROVN_2_FV_P N Voltage Phase Angle,0,1,1,Degrees,Phasor,VPHA,Voltage Phase Angle,PA,-98.6,37.5,PPA:6614,2021-08-06 18:02:33
} | MaximumArchiveDays=90 | DesiredRemainingSpace=500,6615,GPA_MTJU_230_PM_02-PM8:I,,240,8736f6c7-ad41-4b43-b4f6-e684e0d4ad20,MTJU_230_PM_02,Mtju_230_Pm_02,60,1,companyAcronym= | protocolName=IEEE C37.118.2-2011 | vendorAcronym= | vendorDeviceName= | interconnectionName=,,,,10,STTP,Streaming Telemetry Transport Protocol,1,8,LTROVN_2_FA_P,I,N,0,MTJU_230_PM_02-PM8,0.0,1.0,Mtju_230_Pm_02 LTROVN_2_FA_P N Current Magnitude,0,1,1,Amps,Phasor,IPHM,Current Magnitude,PM,-98.6,37.5,PPA:6615,2021-08-06 18:02:33
} | MaximumArchiveDays=90 | DesiredRemainingSpace=500,6616,GPA_MTJU_230_PM_02-PA8:IH,,240,8736f6c7-ad41-4b43-b4f6-e684e0d4ad20,MTJU_230_PM_02,Mtju_230_Pm_02,60,1,companyAcronym= | protocolName=IEEE C37.118.2-2011 | vendorAcronym= | vendorDeviceName= | interconnectionName=,,,,10,STTP,Streaming Telemetry Transport Protocol,2,8,LTROVN_2_FA_P,I,N,0,MTJU_230_PM_02-PA8,0.0,1.0,Mtju_230_Pm_02 LTROVN_2_FA_P N Current Phase Angle,0,1,1,Degrees,Phasor,IPHA,Current Phase Angle,PA,-98.6,37.5,PPA:6616,2021-08-06 18:02:33
} | MaximumArchiveDays=90 | DesiredRemainingSpace=500,6617,GPA_ROVN_230_PM_02:F,,241,8736f6c7-ad41-4b43-b4f6-e684e0d4ad20,ROVN_230_PM_02,Rovn_230_Pm_02,60,1,companyAcronym= | protocolName=IEEE C37.118.2-2011 | vendorAcronym= | vendorDeviceName= | interconnectionName=,,,,10,STTP,Streaming Telemetry Transport Protocol,5,,,,,,ROVN_230_PM_02-FQ,0.0,1.0,Rovn_230_Pm_02 Frequency,0,1,1,Hz,PMU,FREQ,Frequency,FQ,-98.6,37.5,PPA:6617,2021-08-06 18:02:33
} | MaximumArchiveDays=90 | DesiredRemainingSpace=500,6618,GPA_ROVN_230_PM_02:DF,,241,8736f6c7-ad41-4b43-b4f6-e684e0d4ad20,ROVN_230_PM_02,Rovn_230_Pm_02,60,1,companyAcronym= | protocolName=IEEE C37.118.2-2011 | vendorAcronym= | vendorDeviceName= | interconnectionName=,,,,10,STTP,Streaming Telemetry Transport Protocol,6,,,,,,ROVN_230_PM_02-DF,0.0,1.0,Rovn_230_Pm_02 Frequency Delta (dF/dt),0,1,1,,PMU,DFDT,Frequency Delta (dF/dt),DF,-98.6,37.5,PPA:6618,2021-08-06 18:02:33
} | MaximumArchiveDays=90 | DesiredRemainingSpace=500,6619,GPA_ROVN_230_PM_02:S,,241,8736f6c7-ad41-4b43-b4f6-e684e0d4ad20,ROVN_230_PM_02,Rovn_230_Pm_02,60,1,companyAcronym= | protocolName=IEEE C37.118.2-2011 | vendorAcronym= | vendorDeviceName= | interconnectionName=,,,,10,STTP,Streaming Telemetry Transport Protocol,8,,,,,,ROVN_230_PM_02-SF,0.0,1.0,Rovn_230_Pm_02 Status Flags,0,1,1,,PMU,FLAG,Status Flags,SF,-98.6,37.5,PPA:6619,2021-08-06 18:02:33
} | MaximumArchiveDays=90 | DesiredRemainingSpace=500,6620,GPA_ROVN_230_PM_02-PM1:V,,241,8736f6c7-ad41-4b43-b4f6-e684e0d4ad20,ROVN_230_PM_02,Rovn_230_Pm_02,60,1,companyAcronym= | protocolName=IEEE C37.118.2-2011 | vendorAcronym= | vendorDeviceName= | interconnectionName=,,,,10,STTP,Streaming Telemetry Transport Protocol,3,1,LTMTJU_1_FV_A,V,+,0,ROVN_230_PM_02-PM1,0.0,1.0,Rovn_230_Pm_02 LTMTJU_1_FV_A + Voltage Magnitude,0,1,1,Volts,Phasor,VPHM,Voltage Magnitude,PM,-98.6,37.5,PPA:6620,2021-08-06 18:02:33
} | MaximumArchiveDays=90 | DesiredRemainingSpace=500,6621,GPA_ROVN_230_PM_02-PA1:VH,,241,8736f6c7-ad41-4b43-b4f6-e684e0d4ad20,ROVN_230_PM_02,Rovn_230_Pm_02,60,1,companyAcronym= | protocolName=IEEE C37.118.2-2011 | vendorAcronym= | vendorDeviceName= | interconnectionName=,,,,10,STTP,Streaming Telemetry Transport Protocol,4,1,LTMTJU_1_FV_A,V,+,0,ROVN_230_PM_02-PA1,0.0,1.0,Rovn_230_Pm_02 LTMTJU_1_FV_A + Voltage Phase Angle,0,1,1,Degrees,Phasor,VPHA,Voltage Phase Angle,PA,-98.6,37.5,PPA:6621,2021-08-06 18:02:33
} | MaximumArchiveDays=90 | DesiredRemainingSpace=500,6622,GPA_ROVN_230_PM_02-PM2:V,,241,8736f6c7-ad41-4b43-b4f6-e684e0d4ad20,ROVN_230_PM_02,Rovn_230_Pm_02,60,1,companyAcronym= | protocolName=IEEE C37.118.2-2011 | vendorAcronym= | vendorDeviceName= | interconnectionName=,,,,10,STTP,Streaming Telemetry Transport Protocol,3,2,LTMTJU_1_FV_B,V,+,0,ROVN_230_PM_02-PM2,0.0,1.0,Rovn_230_Pm_02 LTMTJU_1_FV_B + Voltage Magnitude,0,1,1,Volts,Phasor,VPHM,Voltage Magnitude,PM,-98.6,37.5,PPA:6622,2021-08-06 18:02:33
} | MaximumArchiveDays=90 | DesiredRemainingSpace=500,6623,GPA_ROVN_230_PM_02-PA2:VH,,241,8736f6c7-ad41-4b43-b4f6-e684e0d4ad20,ROVN_230_PM_02,Rovn_230_Pm_02,60,1,companyAcronym= | protocolName=IEEE C37.118.2-2011 | vendorAcronym= | vendorDeviceName= | interconnectionName=,,,,10,STTP,Streaming Telemetry Transport Protocol,4,2,LTMTJU_1_FV_B,V,+,0,ROVN_230_PM_02-PA2,0.0,1.0,Rovn_230_Pm_02 LTMTJU_1_FV_B + Voltage Phase Angle,0,1,1,Degrees,Phasor,VPHA,Voltage Phase Angle,PA,-98.6,37.5,PPA:6623,2021-08-06 18:02:33
} | MaximumArchiveDays=90 | DesiredRemainingSpace=500,6624,GPA_ROVN_230_PM_02-PM3:V,,241,8736f6c7-ad41-4b43-b4f6-e684e0d4ad20,ROVN_230_PM_02,Rovn_230_Pm_02,60,1,companyAcronym= | protocolName=IEEE C37.118.2-2011 | vendorAcronym= | vendorDeviceName= | interconnectionName=,,,,10,STTP,Streaming Telemetry Transport Protocol,3,3,LTMTJU_1_FV_C,V,+,0,ROVN_230_PM_02-PM3,0.0,1.0,Rovn_230_Pm_02 LTMTJU_1_FV_C + Voltage Magnitude,0,1,1,Volts,Phasor,VPHM,Voltage Magnitude,PM,-98.6,37.5,PPA:6624,2021-08-06 18:02:33
} | MaximumArchiveDays=90 | DesiredRemainingSpace=500,6625,GPA_ROVN_230_PM_02-PA3:VH,,241,8736f6c7-ad41-4b43-b4f6-e684e0d4ad20,ROVN_230_PM_02,Rovn_230_Pm_02,60,1,companyAcronym= | protocolName=IEEE C37.118.2-2011 | vendorAcronym= | vendorDeviceName= | interconnectionName=,,,,10,STTP,Streaming Telemetry Transport Protocol,4,3,LTMTJU_1_FV_C,V,+,0,ROVN_230_PM_02-PA3,0.0,1.0,Rovn_230_Pm_02 LTMTJU_1_FV_C + Voltage Phase Angle,0,1,1,Degrees,Phasor,VPHA,Voltage Phase Angle,PA,-98.6,37.5,PPA:6625,2021-08-06 18:02:33
} | MaximumArchiveDays=90 | DesiredRemainingSpace=500,6626,GPA_ROVN_230_PM_02-PM4:I,,241,8736f6c7-ad41-4b43-b4f6-e684e0d4ad20,ROVN_230_PM_02,Rovn_230_Pm_02,60,1,companyAcronym= | protocolName=IEEE C37.118.2-2011 | vendorAcronym= | vendorDeviceName= | interconnectionName=,,,,10,STTP,Streaming Telemetry Transport Protocol,1,4,LTMTJU_1_FA_A,I,+,0,ROVN_230_PM_02-PM4,0.0,1.0,Rovn_230_Pm_02 LTMTJU_1_FA_A + Current Magnitude,0,1,1,Amps,Phasor,IPHM,Current Magnitude,PM,-98.6,37.5,PPA:6626,2021-08-06 18:02:33
} | MaximumArchiveDays=90 | DesiredRemainingSpace=500,6627,GPA_ROVN_230_PM_02-PA4:IH,,241,8736f6c7-ad41-4b43-b4f6-e684e0d4ad20,ROVN_230_PM_02,Rovn_230_Pm_02,60,1,companyAcronym= | protocolName=IEEE C37.118.2-2011 | vendorAcronym= | vendorDeviceName= | interconnectionName=,,,,10,STTP,Streaming Telemetry Transport Protocol,2,4,LTMTJU_1_FA_A,I,+,0,ROVN_230_PM_02-PA4,0.0,1.0,Rovn_230_Pm_02 LTMTJU_1_FA_A + Current Phase Angle,0,1,1,Degrees,Phasor,IPHA,Current Phase Angle,PA,-98.6,37.5,PPA:6627,2021-08-06 18:02:33
} | MaximumArchiveDays=90 | DesiredRemainingSpace=500,6628,GPA_ROVN_230_PM_02-PM5:I,,241,8736f6c7-ad41-4b43-b4f6-e684e0d4ad20,ROVN_230_PM_02,Rovn_230_Pm_02,60,1,companyAcronym= | protocolName=IEEE C37.118.2-2011 | vendorAcronym= | vendorDeviceName= | interconnectionName=,,,,10,STTP,Streaming Telemetry Transport Protocol,1,5,LTMTJU_1_FA_B,I,+,0,ROVN_230_PM_02-PM5,0.0,1.0,Rovn_230_Pm_02 LTMTJU_1_FA_B + Current Magnitude,0,1,1,Amps,Phasor,IPHM,Current Magnitude,PM,-98.6,37.5,PPA:6628,2021-08-06 18:02:33
} | MaximumArchiveDays=90 | DesiredRemainingSpace=500,6629,GPA_ROVN_230_PM_02-PA5:IH,,241,8736f6c7-ad41-4b43-b4f6-e684e0d4ad20,ROVN_230_PM_02,Rovn_230_Pm_02,60,1,companyAcronym= | protocolName=IEEE C37.118.2-2011 | vendorAcronym= | vendorDeviceName= | interconnectionName=,,,,10,STTP,Streaming Telemetry Transport Protocol,2,5,LTMTJU_1_FA_B,I,+,0,ROVN_230_PM_02-PA5,0.0,1.0,Rovn_230_Pm_02 LTMTJU_1_FA_B + Current Phase Angle,0,1,1,Degrees,Phasor,IPHA,Current Phase Angle,PA,-98.6,37.5,PPA:6629,2021-08-06 18:02:33
} | MaximumArchiveDays=90 | DesiredRemainingSpace=500,6630,GPA_ROVN_230_PM_02-PM6:I,,241,8736f6c7-ad41-4b43-b4f6-e684e0d4ad20,ROVN_230_PM_02,Rovn_230_Pm_02,60,1,companyAcronym= | protocolName=IEEE C37.118.2-2011 | vendorAcronym= | vendorDeviceName= | interconnectionName=,,,,10,STTP,Streaming Telemetry Transport Protocol,1,6,LTMTJU_1_FA_C,I,+,0,ROVN_230_PM_02-PM6,0.0,1.0,Rovn_230_Pm_02 LTMTJU_1_FA_C + Current Magnitude,0,1,1,Amps,Phasor,IPHM,Current Magnitude,PM,-98.6,37.5,PPA:6630,2021-08-06 18:02:33
} | MaximumArchiveDays=90 | DesiredRemainingSpace=500,6631,GPA_ROVN_230_PM_02-PA6:IH,,241,8736f6c7-ad41-4b43-b4f6-e684e0d4ad20,ROVN_230_PM_02,Rovn_230_Pm_02,60,1,companyAcronym= | protocolName=IEEE C37.118.2-2011 | vendorAcronym= | vendorDeviceName= | interconnectionName=,,,,10,STTP,Streaming Telemetry Transport Protocol,2,6,LTMTJU_1_FA_C,I,+,0,ROVN_230_PM_02-PA6,0.0,1.0,Rovn_230_Pm_02 LTMTJU_1_FA_C + Current Phase Angle,0,1,1,Degrees,Phasor,IPHA,Current Phase Angle,PA,-98.6,37.5,PPA:6631,2021-08-06 18:02:33
} | MaximumArchiveDays=90 | DesiredRemainingSpace=500,6632,GPA_ROVN_230_PM_02-PM7:V,,241,8736f6c7-ad41-4b43-b4f6-e684e0d4ad20,ROVN_230_PM_02,Rovn_230_Pm_02,60,1,companyAcronym= | protocolName=IEEE C37.118.2-2011 | vendorAcronym= | vendorDeviceName= | interconnectionName=,,,,10,STTP,Streaming Telemetry Transport Protocol,3,7,LTMTJU_1_FV_P,V,+,0,ROVN_230_PM_02-PM7,0.0,1.0,Rovn_230_Pm_02 LTMTJU_1_FV_P + Voltage Magnitude,0,1,1,Volts,Phasor,VPHM,Voltage Magnitude,PM,-98.6,37.5,PPA:6632,2021-08-06 18:02:33
} | MaximumArchiveDays=90 | DesiredRemainingSpace=500,6633,GPA_ROVN_230_PM_02-PA7:VH,,241,8736f6c7-ad41-4b43-b4f6-e684e0d4ad20,ROVN_230_PM_02,Rovn_230_Pm_02,60,1,companyAcronym= | protocolName=IEEE C37.118.2-2011 | vendorAcronym= | vendorDeviceName= | interconnectionName=,,,,10,STTP,Streaming Telemetry Transport Protocol,4,7,LTMTJU_1_FV_P,V,+,0,ROVN_230_PM_02-PA7,0.0,1.0,Rovn_230_Pm_02 LTMTJU_1_FV_P + Voltage Phase Angle,0,1,1,Degrees,Phasor,VPHA,Voltage Phase Angle,PA,-98.6,37.5,PPA:6633,2021-08-06 18:02:33
} | MaximumArchiveDays=90 | DesiredRemainingSpace=500,6634,GPA_ROVN_230_PM_02-PM8:I,,241,8736f6c7-ad41-4b43-b4f6-e684e0d4ad20,ROVN_230_PM_02,Rovn_230_Pm_02,60,1,companyAcronym= | protocolName=IEEE C37.118.2-2011 | vendorAcronym= | vendorDeviceName= | interconnectionName=,,,,10,STTP,Streaming Telemetry Transport Protocol,1,8,LTMTJU_1_FA_P,I,+,0,ROVN_230_PM_02-PM8,0.0,1.0,Rovn_230_Pm_02 LTMTJU_1_FA_P + Current Magnitude,0,1,1,Amps,Phasor,IPHM,Current Magnitude,PM,-98.6,37.5,PPA:6634,2021-08-06 18:02:33
} | MaximumArchiveDays=90 | DesiredRemainingSpace=500,6635,GPA_ROVN_230_PM_02-PA8:IH,,241,8736f6c7-ad41-4b43-b4f6-e684e0d4ad20,ROVN_230_PM_02,Rovn_230_Pm_02,60,1,companyAcronym= | protocolName=IEEE C37.118.2-2011 | vendorAcronym= | vendorDeviceName= | interconnectionName=,,,,10,STTP,Streaming Telemetry Transport Protocol,2,8,LTMTJU_1_FA_P,I,+,0,ROVN_230_PM_02-PA8,0.0,1.0,Rovn_230_Pm_02 LTMTJU_1_FA_P + Current Phase Angle,0,1,1,Degrees,Phasor,IPHA,Current Phase Angle,PA,-98.6,37.5,PPA:6635,2021-08-06 18:02:33
} | MaximumArchiveDays=90 | DesiredRemainingSpace=500,6636,GPA_ROSM_230_PM_01:F,,242,8736f6c7-ad41-4b43-b4f6-e684e0d4ad20,ROSM_230_PM_01,Rosm_230_Pm_01,60,1,companyAcronym= | protocolName=IEEE C37.118.2-2011 | vendorAcronym= | vendorDeviceName= | interconnectionName=,,,,10,STTP,Streaming Telemetry Transport Protocol,5,,,,,,ROSM_230_PM_01-FQ,0.0,1.0,Rosm_230_Pm_01 Frequency,0,1,1,Hz,PMU,FREQ,Frequency,FQ,-98.6,37.5,PPA:6636,2021-08-06 18:02:33
} | MaximumArchiveDays=90 | DesiredRemainingSpace=500,6637,GPA_ROSM_230_PM_01:DF,,242,8736f6c7-ad41-4b43-b4f6-e684e0d4ad20,ROSM_230_PM_01,Rosm_230_Pm_01,60,1,companyAcronym= | protocolName=IEEE C37.118.2-2011 | vendorAcronym= | vendorDeviceName= | interconnectionName=,,,,10,STTP,Streaming Telemetry Transport Protocol,6,,,,,,ROSM_230_PM_01-DF,0.0,1.0,Rosm_230_Pm_01 Frequency Delta (dF/dt),0,1,1,,PMU,DFDT,Frequency Delta (dF/dt),DF,-98.6,37.5,PPA:6637,2021-08-06 18:02:33
} | MaximumArchiveDays=90 | DesiredRemainingSpace=500,6638,GPA_ROSM_230_PM_01:S,,242,8736f6c7-ad41-4b43-b4f6-e684e0d4ad20,ROSM_230_PM_01,Rosm_230_Pm_01,60,1,companyAcronym= | protocolName=IEEE C37.118.2-2011 | vendorAcronym= | vendorDeviceName= | interconnectionName=,,,,10,STTP,Streaming Telemetry Transport Protocol,8,,,,,,ROSM_230_PM_01-SF,0.0,1.0,Rosm_230_Pm_01 Status Flags,0,1,1,,PMU,FLAG,Status Flags,SF,-98.6,37.5,PPA:6638,2021-08-06 18:02:33
} | MaximumArchiveDays=90 | DesiredRemainingSpace=500,6639,GPA_ROSM_230_PM_01-PM1:V,,242,8736f6c7-ad41-4b43-b4f6-e684e0d4ad20,ROSM_230_PM_01,Rosm_230_Pm_01,60,1,companyAcronym= | protocolName=IEEE C37.118.2-2011 | vendorAcronym= | vendorDeviceName= | interconnectionName=,,,,10,STTP,Streaming Telemetry Transport Protocol,3,1,LTROAQ_2_FV_A,V,+,0,ROSM_230_PM_01-PM1,0.0,1.0,Rosm_230_Pm_01 LTROAQ_2_FV_A + Voltage Magnitude,0,1,1,Volts,Phasor,VPHM,Voltage Magnitude,PM,-98.6,37.5,PPA:6639,2021-08-06 18:02:33
} | MaximumArchiveDays=90 | DesiredRemainingSpace=500,6640,GPA_ROSM_230_PM_01-PA1:VH,,242,8736f6c7-ad41-4b43-b4f6-e684e0d4ad20,ROSM_230_PM_01,Rosm_230_Pm_01,60,1,companyAcronym= | protocolName=IEEE C37.118.2-2011 | vendorAcronym= | vendorDeviceName= | interconnectionName=,,,,10,STTP,Streaming Telemetry Transport Protocol,4,1,LTROAQ_2_FV_A,V,+,0,ROSM_230_PM_01-PA1,0.0,1.0,Rosm_230_Pm_01 LTROAQ_2_FV_A + Voltage Phase Angle,0,1,1,Degrees,Phasor,VPHA,Voltage Phase Angle,PA,-98.6,37.5,PPA:6640,2021-08-06 18:02:33
} | MaximumArchiveDays=90 | DesiredRemainingSpace=500,6641,GPA_ROSM_230_PM_01-PM2:V,,242,8736f6c7-ad41-4b43-b4f6-e684e0d4ad20,ROSM_230_PM_01,Rosm_230_Pm_01,60,1,companyAcronym= | protocolName=IEEE C37.118.2-2011 | vendorAcronym= | vendorDeviceName= | interconnectionName=,,,,10,STTP,Streaming Telemetry Transport Protocol,3,2,LTROAQ_2_FV_B,V,+,0,ROSM_230_PM_01-PM2,0.0,1.0,Rosm_230_Pm_01 LTROAQ_2_FV_B + Voltage Magnitude,0,1,1,Volts,Phasor,VPHM,Voltage Magnitude,PM,-98.6,37.5,PPA:6641,2021-08-06 18:02:33
} | MaximumArchiveDays=90 | DesiredRemainingSpace=500,6642,GPA_ROSM_230_PM_01-PA2:VH,,242,8736f6c7-ad41-4b43-b4f6-e684e0d4ad20,ROSM_230_PM_01,Rosm_230_Pm_01,60,1,companyAcronym= | protocolName=IEEE C37.118.2-2011 | vendorAcronym= | vendorDeviceName= | interconnectionName=,,,,10,STTP,Streaming Telemetry Transport Protocol,4,2,LTROAQ_2_FV_B,V,+,0,ROSM_230_PM_01-PA2,0.0,1.0,Rosm_230_Pm_01 LTROAQ_2_FV_B + Voltage Phase Angle,0,1,1,Degrees,Phasor,VPHA,Voltage Phase Angle,PA,-98.6,37.5,PPA:6642,2021-08-06 18:02:33
} | MaximumArchiveDays=90 | DesiredRemainingSpace=500,6643,GPA_ROSM_230_PM_01-PM3:V,,242,8736f6c7-ad41-4b43-b4f6-e684e0d4ad20,ROSM_230_PM_01,Rosm_230_Pm_01,60,1,companyAcronym= | protocolName=IEEE C37.118.2-2011 | vendorAcronym= | vendorDeviceName= | interconnectionName=,,,,10,STTP,Streaming Telemetry Transport Protocol,3,3,LTROAQ_2_FV_C,V,+,0,ROSM_230_PM_01-PM3,0.0,1.0,Rosm_230_Pm_01 LTROAQ_2_FV_C + Voltage Magnitude,0,1,1,Volts,Phasor,VPHM,Voltage Magnitude,PM,-98.6,37.5,PPA:6643,2021-08-06 18:02:33
} | MaximumArchiveDays=90 | DesiredRemainingSpace=500,6644,GPA_ROSM_230_PM_01-PA3:VH,,242,8736f6c7-ad41-4b43-b4f6-e684e0d4ad20,ROSM_230_PM_01,Rosm_230_Pm_01,60,1,companyAcronym= | protocolName=IEEE C37.118.2-2011 | vendorAcronym= | vendorDeviceName= | interconnectionName=,,,,10,STTP,Streaming Telemetry Transport Protocol,4,3,LTROAQ_2_FV_C,V,+,0,ROSM_230_PM_01-PA3,0.0,1.0,Rosm_230_Pm_01 LTROAQ_2_FV_C + Voltage Phase Angle,0,1,1,Degrees,Phasor,VPHA,Voltage Phase Angle,PA,-98.6,37.5,PPA:6644,2021-08-06 18:02:33
} | MaximumArchiveDays=90 | DesiredRemainingSpace=500,6645,GPA_ROSM_230_PM_01-PM4:I,,242,8736f6c7-ad41-4b43-b4f6-e684e0d4ad20,ROSM_230_PM_01,Rosm_230_Pm_01,60,1,companyAcronym= | protocolName=IEEE C37.118.2-2011 | vendorAcronym= | vendorDeviceName= | interconnectionName=,,,,10,STTP,Streaming Telemetry Transport Protocol,1,4,LTROAQ_2_FA_A,I,+,0,ROSM_230_PM_01-PM4,0.0,1.0,Rosm_230_Pm_01 LTROAQ_2_FA_A + Current Magnitude,0,1,1,Amps,Phasor,IPHM,Current Magnitude,PM,-98.6,37.5,PPA:6645,2021-08-06 18:02:33
} | MaximumArchiveDays=90 | DesiredRemainingSpace=500,6646,GPA_ROSM_230_PM_01-PA4:IH,,242,8736f6c7-ad41-4b43-b4f6-e684e0d4ad20,ROSM_230_PM_01,Rosm_230_Pm_01,60,1,companyAcronym= | protocolName=IEEE C37.118.2-2011 | vendorAcronym= | vendorDeviceName= | interconnectionName=,,,,10,STTP,Streaming Telemetry Transport Protocol,2,4,LTROAQ_2_FA_A,I,+,0,ROSM_230_PM_01-PA4,0.0,1.0,Rosm_230_Pm_01 LTROAQ_2_FA_A + Current Phase Angle,0,1,1,Degrees,Phasor,IPHA,Current Phase Angle,PA,-98.6,37.5,PPA:6646,2021-08-06 18:02:33
} | MaximumArchiveDays=90 | DesiredRemainingSpace=500,6647,GPA_ROSM_230_PM_01-PM5:I,,242,8736f6c7-ad41-4b43-b4f6-e684e0d4ad20,ROSM_230_PM_01,Rosm_230_Pm_01,60,1,companyAcronym= | protocolName=IEEE C37.118.2-2011 | vendorAcronym= | vendorDeviceName= | interconnectionName=,,,,10,STTP,Streaming Telemetry Transport Protocol,1,5,LTROAQ_2_FA_B,I,+,0,ROSM_230_PM_01-PM5,0.0,1.0,Rosm_230_Pm_01 LTROAQ_2_FA_B + Current Magnitude,0,1,1,Amps,Phasor,IPHM,Current Magnitude,PM,-98.6,37.5,PPA:6647,2021-08-06 18:02:33
} | MaximumArchiveDays=90 | DesiredRemainingSpace=500,6648,GPA_ROSM_230_PM_01-PA5:IH,,242,8736f6c7-ad41-4b43-b4f6-e684e0d4ad20,ROSM_230_PM_01,Rosm_230_Pm_01,60,1,companyAcronym= | protocolName=IEEE C37.118.2-2011 | vendorAcronym= | vendorDeviceName= | interconnectionName=,,,,10,STTP,Streaming Telemetry Transport Protocol,2,5,LTROAQ_2_FA_B,I,+,0,ROSM_230_PM_01-PA5,0.0,1.0,Rosm_230_Pm_01 LTROAQ_2_FA_B + Current Phase Angle,0,1,1,Degrees,Phasor,IPHA,Current Phase Angle,PA,-98.6,37.5,PPA:6648,2021-08-06 18:02:33
} | MaximumArchiveDays=90 | DesiredRemainingSpace=500,6649,GPA_ROSM_230_PM_01-PM6:I,,242,8736f6c7-ad41-4b43-b4f6-e684e0d4ad20,ROSM_230_PM_01,Rosm_230_Pm_01,60,1,companyAcronym= | protocolName=IEEE C37.118.2-2011 | vendorAcronym= | vendorDeviceName= | interconnectionName=,,,,10,STTP,Streaming Telemetry Transport Protocol,1,6,LTROAQ_2_FA_C,I,+,0,ROSM_230_PM_01-PM6,0.0,1.0,Rosm_230_Pm_01 LTROAQ_2_FA_C + Current Magnitude,0,1,1,Amps,Phasor,IPHM,Current Magnitude,PM,-98.6,37.5,PPA:6649,2021-08-06 18:02:33
} | MaximumArchiveDays=90 | DesiredRemainingSpace=500,6650,GPA_ROSM_230_PM_01-PA6:IH,,242,8736f6c7-ad41-4b43-b4f6-e684e0d4ad20,ROSM_230_PM_01,Rosm_230_Pm_01,60,1,companyAcronym= | protocolName=IEEE C37.118.2-2011 | vendorAcronym= | vendorDeviceName= | interconnectionName=,,,,10,STTP,Streaming Telemetry Transport Protocol,2,6,LTROAQ_2_FA_C,I,+,0,ROSM_230_PM_01-PA6,0.0,1.0,Rosm_230_Pm_01 LTROAQ_2_FA_C + Current Phase Angle,0,1,1,Degrees,Phasor,IPHA,Current Phase Angle,PA,-98.6,37.5,PPA:6650,2021-08-06 18:02:33
} | MaximumArchiveDays=90 | DesiredRemainingSpace=500,6651,GPA_ROSM_230_PM_01-PM7:V,,242,8736f6c7-ad41-4b43-b4f6-e684e0d4ad20,ROSM_230_PM_01,Rosm_230_Pm_01,60,1,companyAcronym= | protocolName=IEEE C37.118.2-2011 | vendorAcronym= | vendorDeviceName= | interconnectionName=,,,,10,STTP,Streaming Telemetry Transport Protocol,3,7,LTROAQ_1_FV_P,V,+,0,ROSM_230_PM_01-PM7,0.0,1.0,Rosm_230_Pm_01 LTROAQ_1_FV_P + Voltage Magnitude,0,1,1,Volts,Phasor,VPHM,Voltage Magnitude,PM,-98.6,37.5,PPA:6651,2021-08-06 18:02:33
} | MaximumArchiveDays=90 | DesiredRemainingSpace=500,6652,GPA_ROSM_230_PM_01-PA7:VH,,242,8736f6c7-ad41-4b43-b4f6-e684e0d4ad20,ROSM_230_PM_01,Rosm_230_Pm_01,60,1,companyAcronym= | protocolName=IEEE C37.118.2-2011 | vendorAcronym= | vendorDeviceName= | interconnectionName=,,,,10,STTP,Streaming Telemetry Transport Protocol,4,7,LTROAQ_1_FV_P,V,+,0,ROSM_230_PM_01-PA7,0.0,1.0,Rosm_230_Pm_01 LTROAQ_1_FV_P + Voltage Phase Angle,0,1,1,Degrees,Phasor,VPHA,Voltage Phase Angle,PA,-98.6,37.5,PPA:6652,2021-08-06 18:02:33
} | MaximumArchiveDays=90 | DesiredRemainingSpace=500,6653,GPA_ROSM_230_PM_01-PM8:I,,242,8736f6c7-ad41-4b43-b4f6-e684e0d4ad20,ROSM_230_PM_01,Rosm_230_Pm_01,60,1,companyAcronym= | protocolName=IEEE C37.118.2-2011 | vendorAcronym= | vendorDeviceName= | interconnectionName=,,,,10,STTP,Streaming Telemetry Transport Protocol,1,8,LTROAQ_1_FA_P,I,+,0,ROSM_230_PM_01-PM8,0.0,1.0,Rosm_230_Pm_01 LTROAQ_1_FA_P + Current Magnitude,0,1,1,Amps,Phasor,IPHM,Current Magnitude,PM,-98.6,37.5,PPA:6653,2021-08-06 18:02:33
} | MaximumArchiveDays=90 | DesiredRemainingSpace=500,6654,GPA_ROSM_230_PM_01-PA8:IH,,242,8736f6c7-ad41-4b43-b4f6-e684e0d4ad20,ROSM_230_PM_01,Rosm_230_Pm_01,60,1,companyAcronym= | protocolName=IEEE C37.118.2-2011 | vendorAcronym= | vendorDeviceName= | interconnectionName=,,,,10,STTP,Streaming Telemetry Transport Protocol,2,8,LTROAQ_1_FA_P,I,+,0,ROSM_230_PM_01-PA8,0.0,1.0,Rosm_230_Pm_01 LTROAQ_1_FA_P + Current Phase Angle,0,1,1,Degrees,Phasor,IPHA,Current Phase Angle,PA,-98.6,37.5,PPA:6654,2021-08-06 18:02:33
} | MaximumArchiveDays=90 | DesiredRemainingSpace=500,6655,GPA_ROAQ_230_PM_01:F,,243,8736f6c7-ad41-4b43-b4f6-e684e0d4ad20,ROAQ_230_PM_01,Roaq_230_Pm_01,60,1,companyAcronym= | protocolName=IEEE C37.118.2-2011 | vendorAcronym= | vendorDeviceName= | interconnectionName=,,,,10,STTP,Streaming Telemetry Transport Protocol,5,,,,,,ROAQ_230_PM_01-FQ,0.0,1.0,Roaq_230_Pm_01 Frequency,0,1,1,Hz,PMU,FREQ,Frequency,FQ,-98.6,37.5,PPA:6655,2021-08-06 18:02:33
} | MaximumArchiveDays=90 | DesiredRemainingSpace=500,6656,GPA_ROAQ_230_PM_01:DF,,243,8736f6c7-ad41-4b43-b4f6-e684e0d4ad20,ROAQ_230_PM_01,Roaq_230_Pm_01,60,1,companyAcronym= | protocolName=IEEE C37.118.2-2011 | vendorAcronym= | vendorDeviceName= | interconnectionName=,,,,10,STTP,Streaming Telemetry Transport Protocol,6,,,,,,ROAQ_230_PM_01-DF,0.0,1.0,Roaq_230_Pm_01 Frequency Delta (dF/dt),0,1,1,,PMU,DFDT,Frequency Delta (dF/dt),DF,-98.6,37.5,PPA:6656,2021-08-06 18:02:33
} | MaximumArchiveDays=90 | DesiredRemainingSpace=500,6657,GPA_ROAQ_230_PM_01:S,,243,8736f6c7-ad41-4b43-b4f6-e684e0d4ad20,ROAQ_230_PM_01,Roaq_230_Pm_01,60,1,companyAcronym= | protocolName=IEEE C37.118.2-2011 | vendorAcronym= | vendorDeviceName= | interconnectionName=,,,,10,STTP,Streaming Telemetry Transport Protocol,8,,,,,,ROAQ_230_PM_01-SF,0.0,1.0,Roaq_230_Pm_01 Status Flags,0,1,1,,PMU,FLAG,Status Flags,SF,-98.6,37.5,PPA:6657,2021-08-06 18:02:33
} | MaximumArchiveDays=90 | DesiredRemainingSpace=500,6658,GPA_ROAQ_230_PM_01-PM1:V,,243,8736f6c7-ad41-4b43-b4f6-e684e0d4ad20,ROAQ_230_PM_01,Roaq_230_Pm_01,60,1,companyAcronym= | protocolName=IEEE C37.118.2-2011 | vendorAcronym= | vendorDeviceName= | interconnectionName=,,,,10,STTP,Streaming Telemetry Transport Protocol,3,1,LTROSM_2_FV_A,V,+,0,ROAQ_230_PM_01-PM1,0.0,1.0,Roaq_230_Pm_01 LTROSM_2_FV_A + Voltage Magnitude,0,1,1,Volts,Phasor,VPHM,Voltage Magnitude,PM,-98.6,37.5,PPA:6658,2021-08-06 18:02:33
} | MaximumArchiveDays=90 | DesiredRemainingSpace=500,6659,GPA_ROAQ_230_PM_01-PA1:VH,,243,8736f6c7-ad41-4b43-b4f6-e684e0d4ad20,ROAQ_230_PM_01,Roaq_230_Pm_01,60,1,companyAcronym= | protocolName=IEEE C37.118.2-2011 | vendorAcronym= | vendorDeviceName= | interconnectionName=,,,,10,STTP,Streaming Telemetry Transport Protocol,4,1,LTROSM_2_FV_A,V,+,0,ROAQ_230_PM_01-PA1,0.0,1.0,Roaq_230_Pm_01 LTROSM_2_FV_A + Voltage Phase Angle,0,1,1,Degrees,Phasor,VPHA,Voltage Phase Angle,PA,-98.6,37.5,PPA:6659,2021-08-06 18:02:33
} | MaximumArchiveDays=90 | DesiredRemainingSpace=500,6660,GPA_ROAQ_230_PM_01-PM2:V,,243,8736f6c7-ad41-4b43-b4f6-e684e0d4ad20,ROAQ_230_PM_01,Roaq_230_Pm_01,60,1,companyAcronym= | protocolName=IEEE C37.118.2-2011 | vendorAcronym= | vendorDeviceName= | interconnectionName=,,,,10,STTP,Streaming Telemetry Transport Protocol,3,2,LTROSM_2_FV_B,V,+,0,ROAQ_230_PM_01-PM2,0.0,1.0,Roaq_230_Pm_01 LTROSM_2_FV_B + Voltage Magnitude,0,1,1,Volts,Phasor,VPHM,Voltage Magnitude,PM,-98.6,37.5,PPA:6660,2021-08-06 18:02:33
} | MaximumArchiveDays=90 | DesiredRemainingSpace=500,6661,GPA_ROAQ_230_PM_01-PA2:VH,,243,8736f6c7-ad41-4b43-b4f6-e684e0d4ad20,ROAQ_230_PM_01,Roaq_230_Pm_01,60,1,companyAcronym= | protocolName=IEEE C37.118.2-2011 | vendorAcronym= | vendorDeviceName= | interconnectionName=,,,,10,STTP,Streaming Telemetry Transport Protocol,4,2,LTROSM_2_FV_B,V,+,0,ROAQ_230_PM_01-PA2,0.0,1.0,Roaq_230_Pm_01 LTROSM_2_FV_B + Voltage Phase Angle,0,1,1,Degrees,Phasor,VPHA,Voltage Phase Angle,PA,-98.6,37.5,PPA:6661,2021-08-06 18:02:33
} | MaximumArchiveDays=90 | DesiredRemainingSpace=500,6662,GPA_ROAQ_230_PM_01-PM3:V,,243,8736f6c7-ad41-4b43-b4f6-e684e0d4ad20,ROAQ_230_PM_01,Roaq_230_Pm_01,60,1,companyAcronym= | protocolName=IEEE C37.118.2-2011 | vendorAcronym= | vendorDeviceName= | interconnectionName=,,,,10,STTP,Streaming Telemetry Transport Protocol,3,3,LTROSM_2_FV_C,V,+,0,ROAQ_230_PM_01-PM3,0.0,1.0,Roaq_230_Pm_01 LTROSM_2_FV_C + Voltage Magnitude,0,1,1,Volts,Phasor,VPHM,Voltage Magnitude,PM,-98.6,37.5,PPA:6662,2021-08-06 18:02:33
} | MaximumArchiveDays=90 | DesiredRemainingSpace=500,6663,GPA_ROAQ_230_PM_01-PA3:VH,,243,8736f6c7-ad41-4b43-b4f6-e684e0d4ad20,ROAQ_230_PM_01,Roaq_230_Pm_01,60,1,companyAcronym= | protocolName=IEEE C37.118.2-2011 | vendorAcronym= | vendorDeviceName= | interconnectionName=,,,,10,STTP,Streaming Telemetry Transport Protocol,4,3,LTROSM_2_FV_C,V,+,0,ROAQ_230_PM_01-PA3,0.0,1.0,Roaq_230_Pm_01 LTROSM_2_FV_C + Voltage Phase Angle,0,1,1,Degrees,Phasor,VPHA,Voltage Phase Angle,PA,-98.6,37.5,PPA:6663,2021-08-06 18:02:33
} | MaximumArchiveDays=90 | DesiredRemainingSpace=500,6664,GPA_ROAQ_230_PM_01-PM4:I,,243,8736f6c7-ad41-4b43-b4f6-e684e0d4ad20,ROAQ_230_PM_01,Roaq_230_Pm_01,60,1,companyAcronym= | protocolName=IEEE C37.118.2-2011 | vendorAcronym= | vendorDeviceName= | interconnectionName=,,,,10,STTP,Streaming Telemetry Transport Protocol,1,4,LTROSM_2_FA_A,I,+,0,ROAQ_230_PM_01-PM4,0.0,1.0,Roaq_230_Pm_01 LTROSM_2_FA_A + Current Magnitude,0,1,1,Amps,Phasor,IPHM,Current Magnitude,PM,-98.6,37.5,PPA:6664,2021-08-06 18:02:33
} | MaximumArchiveDays=90 | DesiredRemainingSpace=500,6665,GPA_ROAQ_230_PM_01-PA4:IH,,243,8736f6c7-ad41-4b43-b4f6-e684e0d4ad20,ROAQ_230_PM_01,Roaq_230_Pm_01,60,1,companyAcronym= | protocolName=IEEE C37.118.2-2011 | vendorAcronym= | vendorDeviceName= | interconnectionName=,,,,10,STTP,Streaming Telemetry Transport Protocol,2,4,LTROSM_2_FA_A,I,+,0,ROAQ_230_PM_01-PA4,0.0,1.0,Roaq_230_Pm_01 LTROSM_2_FA_A + Current Phase Angle,0,1,1,Degrees,Phasor,IPHA,Current Phase Angle,PA,-98.6,37.5,PPA:6665,2021-08-06 18:02:33
} | MaximumArchiveDays=90 | DesiredRemainingSpace=500,6666,GPA_ROAQ_230_PM_01-PM5:I,,243,8736f6c7-ad41-4b43-b4f6-e684e0d4ad20,ROAQ_230_PM_01,Roaq_230_Pm_01,60,1,companyAcronym= | protocolName=IEEE C37.118.2-2011 | vendorAcronym= | vendorDeviceName= | interconnectionName=,,,,10,STTP,Streaming Telemetry Transport Protocol,1,5,LTROSM_2_FA_B,I,+,0,ROAQ_230_PM_01-PM5,0.0,1.0,Roaq_230_Pm_01 LTROSM_2_FA_B + Current Magnitude,0,1,1,Amps,Phasor,IPHM,Current Magnitude,PM,-98.6,37.5,PPA:6666,2021-08-06 18:02:33
} | MaximumArchiveDays=90 | DesiredRemainingSpace=500,6667,GPA_ROAQ_230_PM_01-PA5:IH,,243,8736f6c7-ad41-4b43-b4f6-e684e0d4ad20,ROAQ_230_PM_01,Roaq_230_Pm_01,60,1,companyAcronym= | protocolName=IEEE C37.118.2-2011 | vendorAcronym= | vendorDeviceName= | interconnectionName=,,,,10,STTP,Streaming Telemetry Transport Protocol,2,5,LTROSM_2_FA_B,I,+,0,ROAQ_230_PM_01-PA5,0.0,1.0,Roaq_230_Pm_01 LTROSM_2_FA_B + Current Phase Angle,0,1,1,Degrees,Phasor,IPHA,Current Phase Angle,PA,-98.6,37.5,PPA:6667,2021-08-06 18:02:33
} | MaximumArchiveDays=90 | DesiredRemainingSpace=500,6668,GPA_ROAQ_230_PM_01-PM6:I,,243,8736f6c7-ad41-4b43-b4f6-e684e0d4ad20,ROAQ_230_PM_01,Roaq_230_Pm_01,60,1,companyAcronym= | protocolName=IEEE C37.118.2-2011 | vendorAcronym= | vendorDeviceName= | interconnectionName=,,,,10,STTP,Streaming Telemetry Transport Protocol,1,6,LTROSM_2_FA_C,I,+,0,ROAQ_230_PM_01-PM6,0.0,1.0,Roaq_230_Pm_01 LTROSM_2_FA_C + Current Magnitude,0,1,1,Amps,Phasor,IPHM,Current Magnitude,PM,-98.6,37.5,PPA:6668,2021-08-06 18:02:33
} | MaximumArchiveDays=90 | DesiredRemainingSpace=500,6669,GPA_ROAQ_230_PM_01-PA6:IH,,243,8736f6c7-ad41-4b43-b4f6-e684e0d4ad20,ROAQ_230_PM_01,Roaq_230_Pm_01,60,1,companyAcronym= | protocolName=IEEE C37.118.2-2011 | vendorAcronym= | vendorDeviceName= | interconnectionName=,,,,10,STTP,Streaming Telemetry Transport Protocol,2,6,LTROSM_2_FA_C,I,+,0,ROAQ_230_PM_01-PA6,0.0,1.0,Roaq_230_Pm_01 LTROSM_2_FA_C + Current Phase Angle,0,1,1,Degrees,Phasor,IPHA,Current Phase Angle,PA,-98.6,37.5,PPA:6669,2021-08-06 18:02:33
} | MaximumArchiveDays=90 | DesiredRemainingSpace=500,6670,GPA_ROAQ_230_PM_01-PM7:V,,243,8736f6c7-ad41-4b43-b4f6-e684e0d4ad20,ROAQ_230_PM_01,Roaq_230_Pm_01,60,1,companyAcronym= | protocolName=IEEE C37.118.2-2011 | vendorAcronym= | vendorDeviceName= | interconnectionName=,,,,10,STTP,Streaming Telemetry Transport Protocol,3,7,LTROSM_1_FV_P,V,+,0,ROAQ_230_PM_01-PM7,0.0,1.0,Roaq_230_Pm_01 LTROSM_1_FV_P + Voltage Magnitude,0,1,1,Volts,Phasor,VPHM,Voltage Magnitude,PM,-98.6,37.5,PPA:6670,2021-08-06 18:02:33
} | MaximumArchiveDays=90 | DesiredRemainingSpace=500,6671,GPA_ROAQ_230_PM_01-PA7:VH,,243,8736f6c7-ad41-4b43-b4f6-e684e0d4ad20,ROAQ_230_PM_01,Roaq_230_Pm_01,60,1,companyAcronym= | protocolName=IEEE C37.118.2-2011 | vendorAcronym= | vendorDeviceName= | interconnectionName=,,,,10,STTP,Streaming Telemetry Transport Protocol,4,7,LTROSM_1_FV_P,V,+,0,ROAQ_230_PM_01-PA7,0.0,1.0,Roaq_230_Pm_01 LTROSM_1_FV_P + Voltage Phase Angle,0,1,1,Degrees,Phasor,VPHA,Voltage Phase Angle,PA,-98.6,37.5,PPA:6671,2021-08-06 18:02:33
} | MaximumArchiveDays=90 | DesiredRemainingSpace=500,6672,GPA_ROAQ_230_PM_01-PM8:I,,243,8736f6c7-ad41-4b43-b4f6-e684e0d4ad20,ROAQ_230_PM_01,Roaq_230_Pm_01,60,1,companyAcronym= | protocolName=IEEE C37.118.2-2011 | vendorAcronym= | vendorDeviceName= | interconnectionName=,,,,10,STTP,Streaming Telemetry Transport Protocol,1,8,LTROSM_1_FA_P,I,+,0,ROAQ_230_PM_01-PM8,0.0,1.0,Roaq_230_Pm_01 LTROSM_1_FA_P + Current Magnitude,0,1,1,Amps,Phasor,IPHM,Current Magnitude,PM,-98.6,37.5,PPA:6672,2021-08-06 18:02:33
} | MaximumArchiveDays=90 | DesiredRemainingSpace=500,6673,GPA_ROAQ_230_PM_01-PA8:IH,,243,8736f6c7-ad41-4b43-b4f6-e684e0d4ad20,ROAQ_230_PM_01,Roaq_230_Pm_01,60,1,companyAcronym= | protocolName=IEEE C37.118.2-2011 | vendorAcronym= | vendorDeviceName= | interconnectionName=,,,,10,STTP,Streaming Telemetry Transport Protocol,2,8,LTROSM_1_FA_P,I,+,0,ROAQ_230_PM_01-PA8,0.0,1.0,Roaq_230_Pm_01 LTROSM_1_FA_P + Current Phase Angle,0,1,1,Degrees,Phasor,IPHA,Current Phase Angle,PA,-98.6,37.5,PPA:6673,2021-08-06 18:02:33
} | MaximumArchiveDays=90 | DesiredRemainingSpace=500,6674,GPA_ROAQ_230_PM_02:F,,244,8736f6c7-ad41-4b43-b4f6-e684e0d4ad20,ROAQ_230_PM_02,Roaq_230_Pm_02,60,1,companyAcronym= | protocolName=IEEE C37.118.2-2011 | vendorAcronym= | vendorDeviceName= | interconnectionName=,,,,10,STTP,Streaming Telemetry Transport Protocol,5,,,,,,ROAQ_230_PM_02-FQ,0.0,1.0,Roaq_230_Pm_02 Frequency,0,1,1,Hz,PMU,FREQ,Frequency,FQ,-98.6,37.5,PPA:6674,2021-08-06 18:02:33
} | MaximumArchiveDays=90 | DesiredRemainingSpace=500,6675,GPA_ROAQ_230_PM_02:DF,,244,8736f6c7-ad41-4b43-b4f6-e684e0d4ad20,ROAQ_230_PM_02,Roaq_230_Pm_02,60,1,companyAcronym= | protocolName=IEEE C37.118.2-2011 | vendorAcronym= | vendorDeviceName= | interconnectionName=,,,,10,STTP,Streaming Telemetry Transport Protocol,6,,,,,,ROAQ_230_PM_02-DF,0.0,1.0,Roaq_230_Pm_02 Frequency Delta (dF/dt),0,1,1,,PMU,DFDT,Frequency Delta (dF/dt),DF,-98.6,37.5,PPA:6675,2021-08-06 18:02:33
} | MaximumArchiveDays=90 | DesiredRemainingSpace=500,6676,GPA_ROAQ_230_PM_02:S,,244,8736f6c7-ad41-4b43-b4f6-e684e0d4ad20,ROAQ_230_PM_02,Roaq_230_Pm_02,60,1,companyAcronym= | protocolName=IEEE C37.118.2-2011 | vendorAcronym= | vendorDeviceName= | interconnectionName=,,,,10,STTP,Streaming Telemetry Transport Protocol,8,,,,,,ROAQ_230_PM_02-SF,0.0,1.0,Roaq_230_Pm_02 Status Flags,0,1,1,,PMU,FLAG,Status Flags,SF,-98.6,37.5,PPA:6676,2021-08-06 18:02:33
} | MaximumArchiveDays=90 | DesiredRemainingSpace=500,6677,GPA_ROAQ_230_PM_02-PM1:V,,244,8736f6c7-ad41-4b43-b4f6-e684e0d4ad20,ROAQ_230_PM_02,Roaq_230_Pm_02,60,1,companyAcronym= | protocolName=IEEE C37.118.2-2011 | vendorAcronym= | vendorDeviceName= | interconnectionName=,,,,10,STTP,Streaming Telemetry Transport Protocol,3,1,LTROJP_2_FV_A,V,+,0,ROAQ_230_PM_02-PM1,0.0,1.0,Roaq_230_Pm_02 LTROJP_2_FV_A + Voltage Magnitude,0,1,1,Volts,Phasor,VPHM,Voltage Magnitude,PM,-98.6,37.5,PPA:6677,2021-08-06 18:02:33
} | MaximumArchiveDays=90 | DesiredRemainingSpace=500,6678,GPA_ROAQ_230_PM_02-PA1:VH,,244,8736f6c7-ad41-4b43-b4f6-e684e0d4ad20,ROAQ_230_PM_02,Roaq_230_Pm_02,60,1,companyAcronym= | protocolName=IEEE C37.118.2-2011 | vendorAcronym= | vendorDeviceName= | interconnectionName=,,,,10,STTP,Streaming Telemetry Transport Protocol,4,1,LTROJP_2_FV_A,V,+,0,ROAQ_230_PM_02-PA1,0.0,1.0,Roaq_230_Pm_02 LTROJP_2_FV_A + Voltage Phase Angle,0,1,1,Degrees,Phasor,VPHA,Voltage Phase Angle,PA,-98.6,37.5,PPA:6678,2021-08-06 18:02:33
} | MaximumArchiveDays=90 | DesiredRemainingSpace=500,6679,GPA_ROAQ_230_PM_02-PM2:V,,244,8736f6c7-ad41-4b43-b4f6-e684e0d4ad20,ROAQ_230_PM_02,Roaq_230_Pm_02,60,1,companyAcronym= | protocolName=IEEE C37.118.2-2011 | vendorAcronym= | vendorDeviceName= | interconnectionName=,,,,10,STTP,Streaming Telemetry Transport Protocol,3,2,LTROJP_2_FV_B,V,+,0,ROAQ_230_PM_02-PM2,0.0,1.0,Roaq_230_Pm_02 LTROJP_2_FV_B + Voltage Magnitude,0,1,1,Volts,Phasor,VPHM,Voltage Magnitude,PM,-98.6,37.5,PPA:6679,2021-08-06 18:02:33
} | MaximumArchiveDays=90 | DesiredRemainingSpace=500,6680,GPA_ROAQ_230_PM_02-PA2:VH,,244,8736f6c7-ad41-4b43-b4f6-e684e0d4ad20,ROAQ_230_PM_02,Roaq_230_Pm_02,60,1,companyAcronym= | protocolName=IEEE C37.118.2-2011 | vendorAcronym= | vendorDeviceName= | interconnectionName=,,,,10,STTP,Streaming Telemetry Transport Protocol,4,2,LTROJP_2_FV_B,V,+,0,ROAQ_230_PM_02-PA2,0.0,1.0,Roaq_230_Pm_02 LTROJP_2_FV_B + Voltage Phase Angle,0,1,1,Degrees,Phasor,VPHA,Voltage Phase Angle,PA,-98.6,37.5,PPA:6680,2021-08-06 18:02:33
} | MaximumArchiveDays=90 | DesiredRemainingSpace=500,6681,GPA_ROAQ_230_PM_02-PM3:V,,244,8736f6c7-ad41-4b43-b4f6-e684e0d4ad20,ROAQ_230_PM_02,Roaq_230_Pm_02,60,1,companyAcronym= | protocolName=IEEE C37.118.2-2011 | vendorAcronym= | vendorDeviceName= | interconnectionName=,,,,10,STTP,Streaming Telemetry Transport Protocol,3,3,LTROJP_2_FV_C,V,+,0,ROAQ_230_PM_02-PM3,0.0,1.0,Roaq_230_Pm_02 LTROJP_2_FV_C + Voltage Magnitude,0,1,1,Volts,Phasor,VPHM,Voltage Magnitude,PM,-98.6,37.5,PPA:6681,2021-08-06 18:02:33
} | MaximumArchiveDays=90 | DesiredRemainingSpace=500,6682,GPA_ROAQ_230_PM_02-PA3:VH,,244,8736f6c7-ad41-4b43-b4f6-e684e0d4ad20,ROAQ_230_PM_02,Roaq_230_Pm_02,60,1,companyAcronym= | protocolName=IEEE C37.118.2-2011 | vendorAcronym= | vendorDeviceName= | interconnectionName=,,,,10,STTP,Streaming Telemetry Transport Protocol,4,3,LTROJP_2_FV_C,V,+,0,ROAQ_230_PM_02-PA3,0.0,1.0,Roaq_230_Pm_02 LTROJP_2_FV_C + Voltage Phase Angle,0,1,1,Degrees,Phasor,VPHA,Voltage Phase Angle,PA,-98.6,37.5,PPA:6682,2021-08-06 18:02:33
} | MaximumArchiveDays=90 | DesiredRemainingSpace=500,6683,GPA_ROAQ_230_PM_02-PM4:I,,244,8736f6c7-ad41-4b43-b4f6-e684e0d4ad20,ROAQ_230_PM_02,Roaq_230_Pm_02,60,1,companyAcronym= | protocolName=IEEE C37.118.2-2011 | vendorAcronym= | vendorDeviceName= | interconnectionName=,,,,10,STTP,Streaming Telemetry Transport Protocol,1,4,LTROJP_2_FA_A,I,+,0,ROAQ_230_PM_02-PM4,0.0,1.0,Roaq_230_Pm_02 LTROJP_2_FA_A + Current Magnitude,0,1,1,Amps,Phasor,IPHM,Current Magnitude,PM,-98.6,37.5,PPA:6683,2021-08-06 18:02:33
} | MaximumArchiveDays=90 | DesiredRemainingSpace=500,6684,GPA_ROAQ_230_PM_02-PA4:IH,,244,8736f6c7-ad41-4b43-b4f6-e684e0d4ad20,ROAQ_230_PM_02,Roaq_230_Pm_02,60,1,companyAcronym= | protocolName=IEEE C37.118.2-2011 | vendorAcronym= | vendorDeviceName= | interconnectionName=,,,,10,STTP,Streaming Telemetry Transport Protocol,2,4,LTROJP_2_FA_A,I,+,0,ROAQ_230_PM_02-PA4,0.0,1.0,Roaq_230_Pm_02 LTROJP_2_FA_A + Current Phase Angle,0,1,1,Degrees,Phasor,IPHA,Current Phase Angle,PA,-98.6,37.5,PPA:6684,2021-08-06 18:02:33
} | MaximumArchiveDays=90 | DesiredRemainingSpace=500,6685,GPA_ROAQ_230_PM_02-PM5:I,,244,8736f6c7-ad41-4b43-b4f6-e684e0d4ad20,ROAQ_230_PM_02,Roaq_230_Pm_02,60,1,companyAcronym= | protocolName=IEEE C37.118.2-2011 | vendorAcronym= | vendorDeviceName= | interconnectionName=,,,,10,STTP,Streaming Telemetry Transport Protocol,1,5,LTROJP_2_FA_B,I,+,0,ROAQ_230_PM_02-PM5,0.0,1.0,Roaq_230_Pm_02 LTROJP_2_FA_B + Current Magnitude,0,1,1,Amps,Phasor,IPHM,Current Magnitude,PM,-98.6,37.5,PPA:6685,2021-08-06 18:02:33
} | MaximumArchiveDays=90 | DesiredRemainingSpace=500,6686,GPA_ROAQ_230_PM_02-PA5:IH,,244,8736f6c7-ad41-4b43-b4f6-e684e0d4ad20,ROAQ_230_PM_02,Roaq_230_Pm_02,60,1,companyAcronym= | protocolName=IEEE C37.118.2-2011 | vendorAcronym= | vendorDeviceName= | interconnectionName=,,,,10,STTP,Streaming Telemetry Transport Protocol,2,5,LTROJP_2_FA_B,I,+,0,ROAQ_230_PM_02-PA5,0.0,1.0,Roaq_230_Pm_02 LTROJP_2_FA_B + Current Phase Angle,0,1,1,Degrees,Phasor,IPHA,Current Phase Angle,PA,-98.6,37.5,PPA:6686,2021-08-06 18:02:33
} | MaximumArchiveDays=90 | DesiredRemainingSpace=500,6687,GPA_ROAQ_230_PM_02-PM6:I,,244,8736f6c7-ad41-4b43-b4f6-e684e0d4ad20,ROAQ_230_PM_02,Roaq_230_Pm_02,60,1,companyAcronym= | protocolName=IEEE C37.118.2-2011 | vendorAcronym= | vendorDeviceName= | interconnectionName=,,,,10,STTP,Streaming Telemetry Transport Protocol,1,6,LTROJP_2_FA_C,I,+,0,ROAQ_230_PM_02-PM6,0.0,1.0,Roaq_230_Pm_02 LTROJP_2_FA_C + Current Magnitude,0,1,1,Amps,Phasor,IPHM,Current Magnitude,PM,-98.6,37.5,PPA:6687,2021-08-06 18:02:33
} | MaximumArchiveDays=90 | DesiredRemainingSpace=500,6688,GPA_ROAQ_230_PM_02-PA6:IH,,244,8736f6c7-ad41-4b43-b4f6-e684e0d4ad20,ROAQ_230_PM_02,Roaq_230_Pm_02,60,1,companyAcronym= | protocolName=IEEE C37.118.2-2011 | vendorAcronym= | vendorDeviceName= | interconnectionName=,,,,10,STTP,Streaming Telemetry Transport Protocol,2,6,LTROJP_2_FA_C,I,+,0,ROAQ_230_PM_02-PA6,0.0,1.0,Roaq_230_Pm_02 LTROJP_2_FA_C + Current Phase Angle,0,1,1,Degrees,Phasor,IPHA,Current Phase Angle,PA,-98.6,37.5,PPA:6688,2021-08-06 18:02:33
} | MaximumArchiveDays=90 | DesiredRemainingSpace=500,6689,GPA_ROAQ_230_PM_02-PM7:V,,244,8736f6c7-ad41-4b43-b4f6-e684e0d4ad20,ROAQ_230_PM_02,Roaq_230_Pm_02,60,1,companyAcronym= | protocolName=IEEE C37.118.2-2011 | vendorAcronym= | vendorDeviceName= | interconnectionName=,,,,10,STTP,Streaming Telemetry Transport Protocol,3,7,LTROJP_1_FV_P,V,+,0,ROAQ_230_PM_02-PM7,0.0,1.0,Roaq_230_Pm_02 LTROJP_1_FV_P + Voltage Magnitude,0,1,1,Volts,Phasor,VPHM,Voltage Magnitude,PM,-98.6,37.5,PPA:6689,2021-08-06 18:02:33
} | MaximumArchiveDays=90 | DesiredRemainingSpace=500,6690,GPA_ROAQ_230_PM_02-PA7:VH,,244,8736f6c7-ad41-4b43-b4f6-e684e0d4ad20,ROAQ_230_PM_02,Roaq_230_Pm_02,60,1,companyAcronym= | protocolName=IEEE C37.118.2-2011 | vendorAcronym= | vendorDeviceName= | interconnectionName=,,,,10,STTP,Streaming Telemetry Transport Protocol,4,7,LTROJP_1_FV_P,V,+,0,ROAQ_230_PM_02-PA7,0.0,1.0,Roaq_230_Pm_02 LTROJP_1_FV_P + Voltage Phase Angle,0,1,1,Degrees,Phasor,VPHA,Voltage Phase Angle,PA,-98.6,37.5,PPA:6690,2021-08-06 18:02:33
} | MaximumArchiveDays=90 | DesiredRemainingSpace=500,6691,GPA_ROAQ_230_PM_02-PM8:I,,244,8736f6c7-ad41-4b43-b4f6-e684e0d4ad20,ROAQ_230_PM_02,Roaq_230_Pm_02,60,1,companyAcronym= | protocolName=IEEE C37.118.2-2011 | vendorAcronym= | vendorDeviceName= | interconnectionName=,,,,10,STTP,Streaming Telemetry Transport Protocol,1,8,LTROJP_1_FA_P,I,+,0,ROAQ_230_PM_02-PM8,0.0,1.0,Roaq_230_Pm_02 LTROJP_1_FA_P + Current Magnitude,0,1,1,Amps,Phasor,IPHM,Current Magnitude,PM,-98.6,37.5,PPA:6691,2021-08-06 18:02:33
} | MaximumArchiveDays=90 | DesiredRemainingSpace=500,6692,GPA_ROAQ_230_PM_02-PA8:IH,,244,8736f6c7-ad41-4b43-b4f6-e684e0d4ad20,ROAQ_230_PM_02,Roaq_230_Pm_02,60,1,companyAcronym= | protocolName=IEEE C37.118.2-2011 | vendorAcronym= | vendorDeviceName= | interconnectionName=,,,,10,STTP,Streaming Telemetry Transport Protocol,2,8,LTROJP_1_FA_P,I,+,0,ROAQ_230_PM_02-PA8,0.0,1.0,Roaq_230_Pm_02 LTROJP_1_FA_P + Current Phase Angle,0,1,1,Degrees,Phasor,IPHA,Current Phase Angle,PA,-98.6,37.5,PPA:6692,2021-08-06 18:02:33
} | MaximumArchiveDays=90 | DesiredRemainingSpace=500,6693,GPA_ROJP_230_PM_01:F,,245,8736f6c7-ad41-4b43-b4f6-e684e0d4ad20,ROJP_230_PM_01,Rojp_230_Pm_01,60,1,companyAcronym= | protocolName=IEEE C37.118.2-2011 | vendorAcronym= | vendorDeviceName= | interconnectionName=,,,,10,STTP,Streaming Telemetry Transport Protocol,5,,,,,,ROJP_230_PM_01-FQ,0.0,1.0,Rojp_230_Pm_01 Frequency,0,1,1,Hz,PMU,FREQ,Frequency,FQ,-98.6,37.5,PPA:6693,2021-08-06 18:02:33
} | MaximumArchiveDays=90 | DesiredRemainingSpace=500,6694,GPA_ROJP_230_PM_01:DF,,245,8736f6c7-ad41-4b43-b4f6-e684e0d4ad20,ROJP_230_PM_01,Rojp_230_Pm_01,60,1,companyAcronym= | protocolName=IEEE C37.118.2-2011 | vendorAcronym= | vendorDeviceName= | interconnectionName=,,,,10,STTP,Streaming Telemetry Transport Protocol,6,,,,,,ROJP_230_PM_01-DF,0.0,1.0,Rojp_230_Pm_01 Frequency Delta (dF/dt),0,1,1,,PMU,DFDT,Frequency Delta (dF/dt),DF,-98.6,37.5,PPA:6694,2021-08-06 18:02:33
} | MaximumArchiveDays=90 | DesiredRemainingSpace=500,6695,GPA_ROJP_230_PM_01:S,,245,8736f6c7-ad41-4b43-b4f6-e684e0d4ad20,ROJP_230_PM_01,Rojp_230_Pm_01,60,1,companyAcronym= | protocolName=IEEE C37.118.2-2011 | vendorAcronym= | vendorDeviceName= | interconnectionName=,,,,10,STTP,Streaming Telemetry Transport Protocol,8,,,,,,ROJP_230_PM_01-SF,0.0,1.0,Rojp_230_Pm_01 Status Flags,0,1,1,,PMU,FLAG,Status Flags,SF,-98.6,37.5,PPA:6695,2021-08-06 18:02:33
} | MaximumArchiveDays=90 | DesiredRemainingSpace=500,6696,GPA_ROJP_230_PM_01-PM1:V,,245,8736f6c7-ad41-4b43-b4f6-e684e0d4ad20,ROJP_230_PM_01,Rojp_230_Pm_01,60,1,companyAcronym= | protocolName=IEEE C37.118.2-2011 | vendorAcronym= | vendorDeviceName= | interconnectionName=,,,,10,STTP,Streaming Telemetry Transport Protocol,3,1,LTROAQ_1_FV_A,V,+,0,ROJP_230_PM_01-PM1,0.0,1.0,Rojp_230_Pm_01 LTROAQ_1_FV_A + Voltage Magnitude,0,1,1,Volts,Phasor,VPHM,Voltage Magnitude,PM,-98.6,37.5,PPA:6696,2021-08-06 18:02:33
} | MaximumArchiveDays=90 | DesiredRemainingSpace=500,6697,GPA_ROJP_230_PM_01-PA1:VH,,245,8736f6c7-ad41-4b43-b4f6-e684e0d4ad20,ROJP_230_PM_01,Rojp_230_Pm_01,60,1,companyAcronym= | protocolName=IEEE C37.118.2-2011 | vendorAcronym= | vendorDeviceName= | interconnectionName=,,,,10,STTP,Streaming Telemetry Transport Protocol,4,1,LTROAQ_1_FV_A,V,+,0,ROJP_230_PM_01-PA1,0.0,1.0,Rojp_230_Pm_01 LTROAQ_1_FV_A + Voltage Phase Angle,0,1,1,Degrees,Phasor,VPHA,Voltage Phase Angle,PA,-98.6,37.5,PPA:6697,2021-08-06 18:02:33
} | MaximumArchiveDays=90 | DesiredRemainingSpace=500,6698,GPA_ROJP_230_PM_01-PM2:V,,245,8736f6c7-ad41-4b43-b4f6-e684e0d4ad20,ROJP_230_PM_01,Rojp_230_Pm_01,60,1,companyAcronym= | protocolName=IEEE C37.118.2-2011 | vendorAcronym= | vendorDeviceName= | interconnectionName=,,,,10,STTP,Streaming Telemetry Transport Protocol,3,2,LTROAQ_1_FV_B,V,+,0,ROJP_230_PM_01-PM2,0.0,1.0,Rojp_230_Pm_01 LTROAQ_1_FV_B + Voltage Magnitude,0,1,1,Volts,Phasor,VPHM,Voltage Magnitude,PM,-98.6,37.5,PPA:6698,2021-08-06 18:02:33
} | MaximumArchiveDays=90 | DesiredRemainingSpace=500,6699,GPA_ROJP_230_PM_01-PA2:VH,,245,8736f6c7-ad41-4b43-b4f6-e684e0d4ad20,ROJP_230_PM_01,Rojp_230_Pm_01,60,1,companyAcronym= | protocolName=IEEE C37.118.2-2011 | vendorAcronym= | vendorDeviceName= | interconnectionName=,,,,10,STTP,Streaming Telemetry Transport Protocol,4,2,LTROAQ_1_FV_B,V,+,0,ROJP_230_PM_01-PA2,0.0,1.0,Rojp_230_Pm_01 LTROAQ_1_FV_B + Voltage Phase Angle,0,1,1,Degrees,Phasor,VPHA,Voltage Phase Angle,PA,-98.6,37.5,PPA:6699,2021-08-06 18:02:33
} | MaximumArchiveDays=90 | DesiredRemainingSpace=500,6700,GPA_ROJP_230_PM_01-PM3:V,,245,8736f6c7-ad41-4b43-b4f6-e684e0d4ad20,ROJP_230_PM_01,Rojp_230_Pm_01,60,1,companyAcronym= | protocolName=IEEE C37.118.2-2011 | vendorAcronym= | vendorDeviceName= | interconnectionName=,,,,10,STTP,Streaming Telemetry Transport Protocol,3,3,LTROAQ_1_FV_C,V,+,0,ROJP_230_PM_01-PM3,0.0,1.0,Rojp_230_Pm_01 LTROAQ_1_FV_C + Voltage Magnitude,0,1,1,Volts,Phasor,VPHM,Voltage Magnitude,PM,-98.6,37.5,PPA:6700,2021-08-06 18:02:33
} | MaximumArchiveDays=90 | DesiredRemainingSpace=500,6701,GPA_ROJP_230_PM_01-PA3:VH,,245,8736f6c7-ad41-4b43-b4f6-e684e0d4ad20,ROJP_230_PM_01,Rojp_230_Pm_01,60,1,companyAcronym= | protocolName=IEEE C37.118.2-2011 | vendorAcronym= | vendorDeviceName= | interconnectionName=,,,,10,STTP,Streaming Telemetry Transport Protocol,4,3,LTROAQ_1_FV_C,V,+,0,ROJP_230_PM_01-PA3,0.0,1.0,Rojp_230_Pm_01 LTROAQ_1_FV_C + Voltage Phase Angle,0,1,1,Degrees,Phasor,VPHA,Voltage Phase Angle,PA,-98.6,37.5,PPA:6701,2021-08-06 18:02:33
} | MaximumArchiveDays=90 | DesiredRemainingSpace=500,6702,GPA_ROJP_230_PM_01-PM4:I,,245,8736f6c7-ad41-4b43-b4f6-e684e0d4ad20,ROJP_230_PM_01,Rojp_230_Pm_01,60,1,companyAcronym= | protocolName=IEEE C37.118.2-2011 | vendorAcronym= | vendorDeviceName= | interconnectionName=,,,,10,STTP,Streaming Telemetry Transport Protocol,1,4,LTROAQ_1_FA_A,I,+,0,ROJP_230_PM_01-PM4,0.0,1.0,Rojp_230_Pm_01 LTROAQ_1_FA_A + Current Magnitude,0,1,1,Amps,Phasor,IPHM,Current Magnitude,PM,-98.6,37.5,PPA:6702,2021-08-06 18:02:33
} | MaximumArchiveDays=90 | DesiredRemainingSpace=500,6703,GPA_ROJP_230_PM_01-PA4:IH,,245,8736f6c7-ad41-4b43-b4f6-e684e0d4ad20,ROJP_230_PM_01,Rojp_230_Pm_01,60,1,companyAcronym= | protocolName=IEEE C37.118.2-2011 | vendorAcronym= | vendorDeviceName= | interconnectionName=,,,,10,STTP,Streaming Telemetry Transport Protocol,2,4,LTROAQ_1_FA_A,I,+,0,ROJP_230_PM_01-PA4,0.0,1.0,Rojp_230_Pm_01 LTROAQ_1_FA_A + Current Phase Angle,0,1,1,Degrees,Phasor,IPHA,Current Phase Angle,PA,-98.6,37.5,PPA:6703,2021-08-06 18:02:33
} | MaximumArchiveDays=90 | DesiredRemainingSpace=500,6704,GPA_ROJP_230_PM_01-PM5:I,,245,8736f6c7-ad41-4b43-b4f6-e684e0d4ad20,ROJP_230_PM_01,Rojp_230_Pm_01,60,1,companyAcronym= | protocolName=IEEE C37.118.2-2011 | vendorAcronym= | vendorDeviceName= | interconnectionName=,,,,10,STTP,Streaming Telemetry Transport Protocol,1,5,LTROAQ_1_FA_B,I,+,0,ROJP_230_PM_01-PM5,0.0,1.0,Rojp_230_Pm_01 LTROAQ_1_FA_B + Current Magnitude,0,1,1,Amps,Phasor,IPHM,Current Magnitude,PM,-98.6,37.5,PPA:6704,2021-08-06 18:02:33
} | MaximumArchiveDays=90 | DesiredRemainingSpace=500,6705,GPA_ROJP_230_PM_01-PA5:IH,,245,8736f6c7-ad41-4b43-b4f6-e684e0d4ad20,ROJP_230_PM_01,Rojp_230_Pm_01,60,1,companyAcronym= | protocolName=IEEE C37.118.2-2011 | vendorAcronym= | vendorDeviceName= | interconnectionName=,,,,10,STTP,Streaming Telemetry Transport Protocol,2,5,LTROAQ_1_FA_B,I,+,0,ROJP_230_PM_01-PA5,0.0,1.0,Rojp_230_Pm_01 LTROAQ_1_FA_B + Current Phase Angle,0,1,1,Degrees,Phasor,IPHA,Current Phase Angle,PA,-98.6,37.5,PPA:6705,2021-08-06 18:02:33
} | MaximumArchiveDays=90 | DesiredRemainingSpace=500,6706,GPA_ROJP_230_PM_01-PM6:I,,245,8736f6c7-ad41-4b43-b4f6-e684e0d4ad20,ROJP_230_PM_01,Rojp_230_Pm_01,60,1,companyAcronym= | protocolName=IEEE C37.118.2-2011 | vendorAcronym= | vendorDeviceName= | interconnectionName=,,,,10,STTP,Streaming Telemetry Transport Protocol,1,6,LTROAQ_1_FA_C,I,+,0,ROJP_230_PM_01-PM6,0.0,1.0,Rojp_230_Pm_01 LTROAQ_1_FA_C + Current Magnitude,0,1,1,Amps,Phasor,IPHM,Current Magnitude,PM,-98.6,37.5,PPA:6706,2021-08-06 18:02:33
} | MaximumArchiveDays=90 | DesiredRemainingSpace=500,6707,GPA_ROJP_230_PM_01-PA6:IH,,245,8736f6c7-ad41-4b43-b4f6-e684e0d4ad20,ROJP_230_PM_01,Rojp_230_Pm_01,60,1,companyAcronym= | protocolName=IEEE C37.118.2-2011 | vendorAcronym= | vendorDeviceName= | interconnectionName=,,,,10,STTP,Streaming Telemetry Transport Protocol,2,6,LTROAQ_1_FA_C,I,+,0,ROJP_230_PM_01-PA6,0.0,1.0,Rojp_230_Pm_01 LTROAQ_1_FA_C + Current Phase Angle,0,1,1,Degrees,Phasor,IPHA,Current Phase Angle,PA,-98.6,37.5,PPA:6707,2021-08-06 18:02:33
} | MaximumArchiveDays=90 | DesiredRemainingSpace=500,6708,GPA_ROJP_230_PM_01-PM7:I,,245,8736f6c7-ad41-4b43-b4f6-e684e0d4ad20,ROJP_230_PM_01,Rojp_230_Pm_01,60,1,companyAcronym= | protocolName=IEEE C37.118.2-2011 | vendorAcronym= | vendorDeviceName= | interconnectionName=,,,,10,STTP,Streaming Telemetry Transport Protocol,1,7,LTROAQ_1_FA_P,I,+,0,ROJP_230_PM_01-PM7,0.0,1.0,Rojp_230_Pm_01 LTROAQ_1_FA_P + Current Magnitude,0,1,1,Amps,Phasor,IPHM,Current Magnitude,PM,-98.6,37.5,PPA:6708,2021-08-06 18:02:33
} | MaximumArchiveDays=90 | DesiredRemainingSpace=500,6709,GPA_ROJP_230_PM_01-PA7:IH,,245,8736f6c7-ad41-4b43-b4f6-e684e0d4ad20,ROJP_230_PM_01,Rojp_230_Pm_01,60,1,companyAcronym= | protocolName=IEEE C37.118.2-2011 | vendorAcronym= | vendorDeviceName= | interconnectionName=,,,,10,STTP,Streaming Telemetry Transport Protocol,2,7,LTROAQ_1_FA_P,I,+,0,ROJP_230_PM_01-PA7,0.0,1.0,Rojp_230_Pm_01 LTROAQ_1_FA_P + Current Phase Angle,0,1,1,Degrees,Phasor,IPHA,Current Phase Angle,PA,-98.6,37.5,PPA:6709,2021-08-06 18:02:33
} | MaximumArchiveDays=90 | DesiredRemainingSpace=500,6710,GPA_ROJP_230_PM_01-PM8:V,,245,8736f6c7-ad41-4b43-b4f6-e684e0d4ad20,ROJP_230_PM_01,Rojp_230_Pm_01,60,1,companyAcronym= | protocolName=IEEE C37.118.2-2011 | vendorAcronym= | vendorDeviceName= | interconnectionName=,,,,10,STTP,Streaming Telemetry Transport Protocol,3,8,LTROAQ_1_FV_P,V,+,0,ROJP_230_PM_01-PM8,0.0,1.0,Rojp_230_Pm_01 LTROAQ_1_FV_P + Voltage Magnitude,0,1,1,Volts,Phasor,VPHM,Voltage Magnitude,PM,-98.6,37.5,PPA:6710,2021-08-06 18:02:33
} | MaximumArchiveDays=90 | DesiredRemainingSpace=500,6711,GPA_ROJP_230_PM_01-PA8:VH,,245,8736f6c7-ad41-4b43-b4f6-e684e0d4ad20,ROJP_230_PM_01,Rojp_230_Pm_01,60,1,companyAcronym= | protocolName=IEEE C37.118.2-2011 | vendorAcronym= | vendorDeviceName= | interconnectionName=,,,,10,STTP,Streaming Telemetry Transport Protocol,4,8,LTROAQ_1_FV_P,V,+,0,ROJP_230_PM_01-PA8,0.0,1.0,Rojp_230_Pm_01 LTROAQ_1_FV_P + Voltage Phase Angle,0,1,1,Degrees,Phasor,VPHA,Voltage Phase Angle,PA,-98.6,37.5,PPA:6711,2021-08-06 18:02:33
} | MaximumArchiveDays=90 | DesiredRemainingSpace=500,6712,GPA_ROJP_230_PM_02:F,,246,8736f6c7-ad41-4b43-b4f6-e684e0d4ad20,ROJP_230_PM_02,Rojp_230_Pm_02,60,1,companyAcronym= | protocolName=IEEE C37.118.2-2011 | vendorAcronym= | vendorDeviceName= | interconnectionName=,,,,10,STTP,Streaming Telemetry Transport Protocol,5,,,,,,ROJP_230_PM_02-FQ,0.0,1.0,Rojp_230_Pm_02 Frequency,0,1,1,Hz,PMU,FREQ,Frequency,FQ,-98.6,37.5,PPA:6712,2021-08-06 18:02:33
} | MaximumArchiveDays=90 | DesiredRemainingSpace=500,6713,GPA_ROJP_230_PM_02:DF,,246,8736f6c7-ad41-4b43-b4f6-e684e0d4ad20,ROJP_230_PM_02,Rojp_230_Pm_02,60,1,companyAcronym= | protocolName=IEEE C37.118.2-2011 | vendorAcronym= | vendorDeviceName= | interconnectionName=,,,,10,STTP,Streaming Telemetry Transport Protocol,6,,,,,,ROJP_230_PM_02-DF,0.0,1.0,Rojp_230_Pm_02 Frequency Delta (dF/dt),0,1,1,,PMU,DFDT,Frequency Delta (dF/dt),DF,-98.6,37.5,PPA:6713,2021-08-06 18:02:33
} | MaximumArchiveDays=90 | DesiredRemainingSpace=500,6714,GPA_ROJP_230_PM_02:S,,246,8736f6c7-ad41-4b43-b4f6-e684e0d4ad20,ROJP_230_PM_02,Rojp_230_Pm_02,60,1,companyAcronym= | protocolName=IEEE C37.118.2-2011 | vendorAcronym= | vendorDeviceName= | interconnectionName=,,,,10,STTP,Streaming Telemetry Transport Protocol,8,,,,,,ROJP_230_PM_02-SF,0.0,1.0,Rojp_230_Pm_02 Status Flags,0,1,1,,PMU,FLAG,Status Flags,SF,-98.6,37.5,PPA:6714,2021-08-06 18:02:33
} | MaximumArchiveDays=90 | DesiredRemainingSpace=500,6715,GPA_ROJP_230_PM_02-PM1:V,,246,8736f6c7-ad41-4b43-b4f6-e684e0d4ad20,ROJP_230_PM_02,Rojp_230_Pm_02,60,1,companyAcronym= | protocolName=IEEE C37.118.2-2011 | vendorAcronym= | vendorDeviceName= | interconnectionName=,,,,10,STTP,Streaming Telemetry Transport Protocol,3,1,LTROPB_1_FV_A,V,+,0,ROJP_230_PM_02-PM1,0.0,1.0,Rojp_230_Pm_02 LTROPB_1_FV_A + Voltage Magnitude,0,1,1,Volts,Phasor,VPHM,Voltage Magnitude,PM,-98.6,37.5,PPA:6715,2021-08-06 18:02:33
} | MaximumArchiveDays=90 | DesiredRemainingSpace=500,6716,GPA_ROJP_230_PM_02-PA1:VH,,246,8736f6c7-ad41-4b43-b4f6-e684e0d4ad20,ROJP_230_PM_02,Rojp_230_Pm_02,60,1,companyAcronym= | protocolName=IEEE C37.118.2-2011 | vendorAcronym= | vendorDeviceName= | interconnectionName=,,,,10,STTP,Streaming Telemetry Transport Protocol,4,1,LTROPB_1_FV_A,V,+,0,ROJP_230_PM_02-PA1,0.0,1.0,Rojp_230_Pm_02 LTROPB_1_FV_A + Voltage Phase Angle,0,1,1,Degrees,Phasor,VPHA,Voltage Phase Angle,PA,-98.6,37.5,PPA:6716,2021-08-06 18:02:33
} | MaximumArchiveDays=90 | DesiredRemainingSpace=500,6717,GPA_ROJP_230_PM_02-PM2:V,,246,8736f6c7-ad41-4b43-b4f6-e684e0d4ad20,ROJP_230_PM_02,Rojp_230_Pm_02,60,1,companyAcronym= | protocolName=IEEE C37.118.2-2011 | vendorAcronym= | vendorDeviceName= | interconnectionName=,,,,10,STTP,Streaming Telemetry Transport Protocol,3,2,LTROPB_1_FV_B,V,+,0,ROJP_230_PM_02-PM2,0.0,1.0,Rojp_230_Pm_02 LTROPB_1_FV_B + Voltage Magnitude,0,1,1,Volts,Phasor,VPHM,Voltage Magnitude,PM,-98.6,37.5,PPA:6717,2021-08-06 18:02:33
} | MaximumArchiveDays=90 | DesiredRemainingSpace=500,6718,GPA_ROJP_230_PM_02-PA2:VH,,246,8736f6c7-ad41-4b43-b4f6-e684e0d4ad20,ROJP_230_PM_02,Rojp_230_Pm_02,60,1,companyAcronym= | protocolName=IEEE C37.118.2-2011 | vendorAcronym= | vendorDeviceName= | interconnectionName=,,,,10,STTP,Streaming Telemetry Transport Protocol,4,2,LTROPB_1_FV_B,V,+,0,ROJP_230_PM_02-PA2,0.0,1.0,Rojp_230_Pm_02 LTROPB_1_FV_B + Voltage Phase Angle,0,1,1,Degrees,Phasor,VPHA,Voltage Phase Angle,PA,-98.6,37.5,PPA:6718,2021-08-06 18:02:33
} | MaximumArchiveDays=90 | DesiredRemainingSpace=500,6719,GPA_ROJP_230_PM_02-PM3:V,,246,8736f6c7-ad41-4b43-b4f6-e684e0d4ad20,ROJP_230_PM_02,Rojp_230_Pm_02,60,1,companyAcronym= | protocolName=IEEE C37.118.2-2011 | vendorAcronym= | vendorDeviceName= | interconnectionName=,,,,10,STTP,Streaming Telemetry Transport Protocol,3,3,LTROPB_1_FV_C,V,+,0,ROJP_230_PM_02-PM3,0.0,1.0,Rojp_230_Pm_02 LTROPB_1_FV_C + Voltage Magnitude,0,1,1,Volts,Phasor,VPHM,Voltage Magnitude,PM,-98.6,37.5,PPA:6719,2021-08-06 18:02:33
} | MaximumArchiveDays=90 | DesiredRemainingSpace=500,6720,GPA_ROJP_230_PM_02-PA3:VH,,246,8736f6c7-ad41-4b43-b4f6-e684e0d4ad20,ROJP_230_PM_02,Rojp_230_Pm_02,60,1,companyAcronym= | protocolName=IEEE C37.118.2-2011 | vendorAcronym= | vendorDeviceName= | interconnectionName=,,,,10,STTP,Streaming Telemetry Transport Protocol,4,3,LTROPB_1_FV_C,V,+,0,ROJP_230_PM_02-PA3,0.0,1.0,Rojp_230_Pm_02 LTROPB_1_FV_C + Voltage Phase Angle,0,1,1,Degrees,Phasor,VPHA,Voltage Phase Angle,PA,-98.6,37.5,PPA:6720,2021-08-06 18:02:33
} | MaximumArchiveDays=90 | DesiredRemainingSpace=500,6721,GPA_ROJP_230_PM_02-PM4:I,,246,8736f6c7-ad41-4b43-b4f6-e684e0d4ad20,ROJP_230_PM_02,Rojp_230_Pm_02,60,1,companyAcronym= | protocolName=IEEE C37.118.2-2011 | vendorAcronym= | vendorDeviceName= | interconnectionName=,,,,10,STTP,Streaming Telemetry Transport Protocol,1,4,LTROPB_1_FA_A,I,+,0,ROJP_230_PM_02-PM4,0.0,1.0,Rojp_230_Pm_02 LTROPB_1_FA_A + Current Magnitude,0,1,1,Amps,Phasor,IPHM,Current Magnitude,PM,-98.6,37.5,PPA:6721,2021-08-06 18:02:33
} | MaximumArchiveDays=90 | DesiredRemainingSpace=500,6722,GPA_ROJP_230_PM_02-PA4:IH,,246,8736f6c7-ad41-4b43-b4f6-e684e0d4ad20,ROJP_230_PM_02,Rojp_230_Pm_02,60,1,companyAcronym= | protocolName=IEEE C37.118.2-2011 | vendorAcronym= | vendorDeviceName= | interconnectionName=,,,,10,STTP,Streaming Telemetry Transport Protocol,2,4,LTROPB_1_FA_A,I,+,0,ROJP_230_PM_02-PA4,0.0,1.0,Rojp_230_Pm_02 LTROPB_1_FA_A + Current Phase Angle,0,1,1,Degrees,Phasor,IPHA,Current Phase Angle,PA,-98.6,37.5,PPA:6722,2021-08-06 18:02:33
} | MaximumArchiveDays=90 | DesiredRemainingSpace=500,6723,GPA_ROJP_230_PM_02-PM5:I,,246,8736f6c7-ad41-4b43-b4f6-e684e0d4ad20,ROJP_230_PM_02,Rojp_230_Pm_02,60,1,companyAcronym= | protocolName=IEEE C37.118.2-2011 | vendorAcronym= | vendorDeviceName= | interconnectionName=,,,,10,STTP,Streaming Telemetry Transport Protocol,1,5,LTROPB_1_FA_B,I,+,0,ROJP_230_PM_02-PM5,0.0,1.0,Rojp_230_Pm_02 LTROPB_1_FA_B + Current Magnitude,0,1,1,Amps,Phasor,IPHM,Current Magnitude,PM,-98.6,37.5,PPA:6723,2021-08-06 18:02:33
} | MaximumArchiveDays=90 | DesiredRemainingSpace=500,6724,GPA_ROJP_230_PM_02-PA5:IH,,246,8736f6c7-ad41-4b43-b4f6-e684e0d4ad20,ROJP_230_PM_02,Rojp_230_Pm_02,60,1,companyAcronym= | protocolName=IEEE C37.118.2-2011 | vendorAcronym= | vendorDeviceName= | interconnectionName=,,,,10,STTP,Streaming Telemetry Transport Protocol,2,5,LTROPB_1_FA_B,I,+,0,ROJP_230_PM_02-PA5,0.0,1.0,Rojp_230_Pm_02 LTROPB_1_FA_B + Current Phase Angle,0,1,1,Degrees,Phasor,IPHA,Current Phase Angle,PA,-98.6,37.5,PPA:6724,2021-08-06 18:02:33
} | MaximumArchiveDays=90 | DesiredRemainingSpace=500,6725,GPA_ROJP_230_PM_02-PM6:I,,246,8736f6c7-ad41-4b43-b4f6-e684e0d4ad20,ROJP_230_PM_02,Rojp_230_Pm_02,60,1,companyAcronym= | protocolName=IEEE C37.118.2-2011 | vendorAcronym= | vendorDeviceName= | interconnectionName=,,,,10,STTP,Streaming Telemetry Transport Protocol,1,6,LTROPB_1_FA_C,I,+,0,ROJP_230_PM_02-PM6,0.0,1.0,Rojp_230_Pm_02 LTROPB_1_FA_C + Current Magnitude,0,1,1,Amps,Phasor,IPHM,Current Magnitude,PM,-98.6,37.5,PPA:6725,2021-08-06 18:02:33
} | MaximumArchiveDays=90 | DesiredRemainingSpace=500,6726,GPA_ROJP_230_PM_02-PA6:IH,,246,8736f6c7-ad41-4b43-b4f6-e684e0d4ad20,ROJP_230_PM_02,Rojp_230_Pm_02,60,1,companyAcronym= | protocolName=IEEE C37.118.2-2011 | vendorAcronym= | vendorDeviceName= | interconnectionName=,,,,10,STTP,Streaming Telemetry Transport Protocol,2,6,LTROPB_1_FA_C,I,+,0,ROJP_230_PM_02-PA6,0.0,1.0,Rojp_230_Pm_02 LTROPB_1_FA_C + Current Phase Angle,0,1,1,Degrees,Phasor,IPHA,Current Phase Angle,PA,-98.6,37.5,PPA:6726,2021-08-06 18:02:33
} | MaximumArchiveDays=90 | DesiredRemainingSpace=500,6727,GPA_ROJP_230_PM_02-PM7:I,,246,8736f6c7-ad41-4b43-b4f6-e684e0d4ad20,ROJP_230_PM_02,Rojp_230_Pm_02,60,1,companyAcronym= | protocolName=IEEE C37.118.2-2011 | vendorAcronym= | vendorDeviceName= | interconnectionName=,,,,10,STTP,Streaming Telemetry Transport Protocol,1,7,LTROPB_1_FA_P,I,+,0,ROJP_230_PM_02-PM7,0.0,1.0,Rojp_230_Pm_02 LTROPB_1_FA_P + Current Magnitude,0,1,1,Amps,Phasor,IPHM,Current Magnitude,PM,-98.6,37.5,PPA:6727,2021-08-06 18:02:33
} | MaximumArchiveDays=90 | DesiredRemainingSpace=500,6728,GPA_ROJP_230_PM_02-PA7:IH,,246,8736f6c7-ad41-4b43-b4f6-e684e0d4ad20,ROJP_230_PM_02,Rojp_230_Pm_02,60,1,companyAcronym= | protocolName=IEEE C37.118.2-2011 | vendorAcronym= | vendorDeviceName= | interconnectionName=,,,,10,STTP,Streaming Telemetry Transport Protocol,2,7,LTROPB_1_FA_P,I,+,0,ROJP_230_PM_02-PA7,0.0,1.0,Rojp_230_Pm_02 LTROPB_1_FA_P + Current Phase Angle,0,1,1,Degrees,Phasor,IPHA,Current Phase Angle,PA,-98.6,37.5,PPA:6728,2021-08-06 18:02:33
} | MaximumArchiveDays=90 | DesiredRemainingSpace=500,6729,GPA_ROJP_230_PM_02-PM8:V,,246,8736f6c7-ad41-4b43-b4f6-e684e0d4ad20,ROJP_230_PM_02,Rojp_230_Pm_02,60,1,companyAcronym= | protocolName=IEEE C37.118.2-2011 | vendorAcronym= | vendorDeviceName= | interconnectionName=,,,,10,STTP,Streaming Telemetry Transport Protocol,3,8,LTROPB_1_FV_P,V,+,0,ROJP_230_PM_02-PM8,0.0,1.0,Rojp_230_Pm_02 LTROPB_1_FV_P + Voltage Magnitude,0,1,1,Volts,Phasor,VPHM,Voltage Magnitude,PM,-98.6,37.5,PPA:6729,2021-08-06 18:02:33
} | MaximumArchiveDays=90 | DesiredRemainingSpace=500,6730,GPA_ROJP_230_PM_02-PA8:VH,,246,8736f6c7-ad41-4b43-b4f6-e684e0d4ad20,ROJP_230_PM_02,Rojp_230_Pm_02,60,1,companyAcronym= | protocolName=IEEE C37.118.2-2011 | vendorAcronym= | vendorDeviceName= | interconnectionName=,,,,10,STTP,Streaming Telemetry Transport Protocol,4,8,LTROPB_1_FV_P,V,+,0,ROJP_230_PM_02-PA8,0.0,1.0,Rojp_230_Pm_02 LTROPB_1_FV_P + Voltage Phase Angle,0,1,1,Degrees,Phasor,VPHA,Voltage Phase Angle,PA,-98.6,37.5,PPA:6730,2021-08-06 18:02:33
} | MaximumArchiveDays=90 | DesiredRemainingSpace=500,6731,GPA_ROPB_230_PM_01:F,,247,8736f6c7-ad41-4b43-b4f6-e684e0d4ad20,ROPB_230_PM_01,Ropb_230_Pm_01,60,1,companyAcronym= | protocolName=IEEE C37.118.2-2011 | vendorAcronym= | vendorDeviceName= | interconnectionName=,,,,10,STTP,Streaming Telemetry Transport Protocol,5,,,,,,ROPB_230_PM_01-FQ,0.0,1.0,Ropb_230_Pm_01 Frequency,0,1,1,Hz,PMU,FREQ,Frequency,FQ,-98.6,37.5,PPA:6731,2021-08-06 18:02:33
} | MaximumArchiveDays=90 | DesiredRemainingSpace=500,6732,GPA_ROPB_230_PM_01:DF,,247,8736f6c7-ad41-4b43-b4f6-e684e0d4ad20,ROPB_230_PM_01,Ropb_230_Pm_01,60,1,companyAcronym= | protocolName=IEEE C37.118.2-2011 | vendorAcronym= | vendorDeviceName= | interconnectionName=,,,,10,STTP,Streaming Telemetry Transport Protocol,6,,,,,,ROPB_230_PM_01-DF,0.0,1.0,Ropb_230_Pm_01 Frequency Delta (dF/dt),0,1,1,,PMU,DFDT,Frequency Delta (dF/dt),DF,-98.6,37.5,PPA:6732,2021-08-06 18:02:33
} | MaximumArchiveDays=90 | DesiredRemainingSpace=500,6733,GPA_ROPB_230_PM_01:S,,247,8736f6c7-ad41-4b43-b4f6-e684e0d4ad20,ROPB_230_PM_01,Ropb_230_Pm_01,60,1,companyAcronym= | protocolName=IEEE C37.118.2-2011 | vendorAcronym= | vendorDeviceName= | interconnectionName=,,,,10,STTP,Streaming Telemetry Transport Protocol,8,,,,,,ROPB_230_PM_01-SF,0.0,1.0,Ropb_230_Pm_01 Status Flags,0,1,1,,PMU,FLAG,Status Flags,SF,-98.6,37.5,PPA:6733,2021-08-06 18:02:33
} | MaximumArchiveDays=90 | DesiredRemainingSpace=500,6734,GPA_ROPB_230_PM_01-PM1:V,,247,8736f6c7-ad41-4b43-b4f6-e684e0d4ad20,ROPB_230_PM_01,Ropb_230_Pm_01,60,1,companyAcronym= | protocolName=IEEE C37.118.2-2011 | vendorAcronym= | vendorDeviceName= | interconnectionName=,,,,10,STTP,Streaming Telemetry Transport Protocol,3,1,LTROJP_1_FV_A,V,+,0,ROPB_230_PM_01-PM1,0.0,1.0,Ropb_230_Pm_01 LTROJP_1_FV_A + Voltage Magnitude,0,1,1,Volts,Phasor,VPHM,Voltage Magnitude,PM,-98.6,37.5,PPA:6734,2021-08-06 18:02:33
} | MaximumArchiveDays=90 | DesiredRemainingSpace=500,6735,GPA_ROPB_230_PM_01-PA1:VH,,247,8736f6c7-ad41-4b43-b4f6-e684e0d4ad20,ROPB_230_PM_01,Ropb_230_Pm_01,60,1,companyAcronym= | protocolName=IEEE C37.118.2-2011 | vendorAcronym= | vendorDeviceName= | interconnectionName=,,,,10,STTP,Streaming Telemetry Transport Protocol,4,1,LTROJP_1_FV_A,V,+,0,ROPB_230_PM_01-PA1,0.0,1.0,Ropb_230_Pm_01 LTROJP_1_FV_A + Voltage Phase Angle,0,1,1,Degrees,Phasor,VPHA,Voltage Phase Angle,PA,-98.6,37.5,PPA:6735,2021-08-06 18:02:33
} | MaximumArchiveDays=90 | DesiredRemainingSpace=500,6736,GPA_ROPB_230_PM_01-PM2:V,,247,8736f6c7-ad41-4b43-b4f6-e684e0d4ad20,ROPB_230_PM_01,Ropb_230_Pm_01,60,1,companyAcronym= | protocolName=IEEE C37.118.2-2011 | vendorAcronym= | vendorDeviceName= | interconnectionName=,,,,10,STTP,Streaming Telemetry Transport Protocol,3,2,LTROJP_1_FV_B,V,+,0,ROPB_230_PM_01-PM2,0.0,1.0,Ropb_230_Pm_01 LTROJP_1_FV_B + Voltage Magnitude,0,1,1,Volts,Phasor,VPHM,Voltage Magnitude,PM,-98.6,37.5,PPA:6736,2021-08-06 18:02:33
} | MaximumArchiveDays=90 | DesiredRemainingSpace=500,6737,GPA_ROPB_230_PM_01-PA2:VH,,247,8736f6c7-ad41-4b43-b4f6-e684e0d4ad20,ROPB_230_PM_01,Ropb_230_Pm_01,60,1,companyAcronym= | protocolName=IEEE C37.118.2-2011 | vendorAcronym= | vendorDeviceName= | interconnectionName=,,,,10,STTP,Streaming Telemetry Transport Protocol,4,2,LTROJP_1_FV_B,V,+,0,ROPB_230_PM_01-PA2,0.0,1.0,Ropb_230_Pm_01 LTROJP_1_FV_B + Voltage Phase Angle,0,1,1,Degrees,Phasor,VPHA,Voltage Phase Angle,PA,-98.6,37.5,PPA:6737,2021-08-06 18:02:33
} | MaximumArchiveDays=90 | DesiredRemainingSpace=500,6738,GPA_ROPB_230_PM_01-PM3:V,,247,8736f6c7-ad41-4b43-b4f6-e684e0d4ad20,ROPB_230_PM_01,Ropb_230_Pm_01,60,1,companyAcronym= | protocolName=IEEE C37.118.2-2011 | vendorAcronym= | vendorDeviceName= | interconnectionName=,,,,10,STTP,Streaming Telemetry Transport Protocol,3,3,LTROJP_1_FV_C,V,+,0,ROPB_230_PM_01-PM3,0.0,1.0,Ropb_230_Pm_01 LTROJP_1_FV_C + Voltage Magnitude,0,1,1,Volts,Phasor,VPHM,Voltage Magnitude,PM,-98.6,37.5,PPA:6738,2021-08-06 18:02:33
} | MaximumArchiveDays=90 | DesiredRemainingSpace=500,6739,GPA_ROPB_230_PM_01-PA3:VH,,247,8736f6c7-ad41-4b43-b4f6-e684e0d4ad20,ROPB_230_PM_01,Ropb_230_Pm_01,60,1,companyAcronym= | protocolName=IEEE C37.118.2-2011 | vendorAcronym= | vendorDeviceName= | interconnectionName=,,,,10,STTP,Streaming Telemetry Transport Protocol,4,3,LTROJP_1_FV_C,V,+,0,ROPB_230_PM_01-PA3,0.0,1.0,Ropb_230_Pm_01 LTROJP_1_FV_C + Voltage Phase Angle,0,1,1,Degrees,Phasor,VPHA,Voltage Phase Angle,PA,-98.6,37.5,PPA:6739,2021-08-06 18:02:33
} | MaximumArchiveDays=90 | DesiredRemainingSpace=500,6740,GPA_ROPB_230_PM_01-PM4:I,,247,8736f6c7-ad41-4b43-b4f6-e684e0d4ad20,ROPB_230_PM_01,Ropb_230_Pm_01,60,1,companyAcronym= | protocolName=IEEE C37.118.2-2011 | vendorAcronym= | vendorDeviceName= | interconnectionName=,,,,10,STTP,Streaming Telemetry Transport Protocol,1,4,LTROJP_1_FA_A,I,+,0,ROPB_230_PM_01-PM4,0.0,1.0,Ropb_230_Pm_01 LTROJP_1_FA_A + Current Magnitude,0,1,1,Amps,Phasor,IPHM,Current Magnitude,PM,-98.6,37.5,PPA:6740,2021-08-06 18:02:33
} | MaximumArchiveDays=90 | DesiredRemainingSpace=500,6741,GPA_ROPB_230_PM_01-PA4:IH,,247,8736f6c7-ad41-4b43-b4f6-e684e0d4ad20,ROPB_230_PM_01,Ropb_230_Pm_01,60,1,companyAcronym= | protocolName=IEEE C37.118.2-2011 | vendorAcronym= | vendorDeviceName= | interconnectionName=,,,,10,STTP,Streaming Telemetry Transport Protocol,2,4,LTROJP_1_FA_A,I,+,0,ROPB_230_PM_01-PA4,0.0,1.0,Ropb_230_Pm_01 LTROJP_1_FA_A + Current Phase Angle,0,1,1,Degrees,Phasor,IPHA,Current Phase Angle,PA,-98.6,37.5,PPA:6741,2021-08-06 18:02:33
} | MaximumArchiveDays=90 | DesiredRemainingSpace=500,6742,GPA_ROPB_230_PM_01-PM5:I,,247,8736f6c7-ad41-4b43-b4f6-e684e0d4ad20,ROPB_230_PM_01,Ropb_230_Pm_01,60,1,companyAcronym= | protocolName=IEEE C37.118.2-2011 | vendorAcronym= | vendorDeviceName= | interconnectionName=,,,,10,STTP,Streaming Telemetry Transport Protocol,1,5,LTROJP_1_FA_B,I,+,0,ROPB_230_PM_01-PM5,0.0,1.0,Ropb_230_Pm_01 LTROJP_1_FA_B + Current Magnitude,0,1,1,Amps,Phasor,IPHM,Current Magnitude,PM,-98.6,37.5,PPA:6742,2021-08-06 18:02:33
} | MaximumArchiveDays=90 | DesiredRemainingSpace=500,6743,GPA_ROPB_230_PM_01-PA5:IH,,247,8736f6c7-ad41-4b43-b4f6-e684e0d4ad20,ROPB_230_PM_01,Ropb_230_Pm_01,60,1,companyAcronym= | protocolName=IEEE C37.118.2-2011 | vendorAcronym= | vendorDeviceName= | interconnectionName=,,,,10,STTP,Streaming Telemetry Transport Protocol,2,5,LTROJP_1_FA_B,I,+,0,ROPB_230_PM_01-PA5,0.0,1.0,Ropb_230_Pm_01 LTROJP_1_FA_B + Current Phase Angle,0,1,1,Degrees,Phasor,IPHA,Current Phase Angle,PA,-98.6,37.5,PPA:6743,2021-08-06 18:02:33
} | MaximumArchiveDays=90 | DesiredRemainingSpace=500,6744,GPA_ROPB_230_PM_01-PM6:I,,247,8736f6c7-ad41-4b43-b4f6-e684e0d4ad20,ROPB_230_PM_01,Ropb_230_Pm_01,60,1,companyAcronym= | protocolName=IEEE C37.118.2-2011 | vendorAcronym= | vendorDeviceName= | interconnectionName=,,,,10,STTP,Streaming Telemetry Transport Protocol,1,6,LTROJP_1_FA_C,I,+,0,ROPB_230_PM_01-PM6,0.0,1.0,Ropb_230_Pm_01 LTROJP_1_FA_C + Current Magnitude,0,1,1,Amps,Phasor,IPHM,Current Magnitude,PM,-98.6,37.5,PPA:6744,2021-08-06 18:02:33
} | MaximumArchiveDays=90 | DesiredRemainingSpace=500,6745,GPA_ROPB_230_PM_01-PA6:IH,,247,8736f6c7-ad41-4b43-b4f6-e684e0d4ad20,ROPB_230_PM_01,Ropb_230_Pm_01,60,1,companyAcronym= | protocolName=IEEE C37.118.2-2011 | vendorAcronym= | vendorDeviceName= | interconnectionName=,,,,10,STTP,Streaming Telemetry Transport Protocol,2,6,LTROJP_1_FA_C,I,+,0,ROPB_230_PM_01-PA6,0.0,1.0,Ropb_230_Pm_01 LTROJP_1_FA_C + Current Phase Angle,0,1,1,Degrees,Phasor,IPHA,Current Phase Angle,PA,-98.6,37.5,PPA:6745,2021-08-06 18:02:33
} | MaximumArchiveDays=90 | DesiredRemainingSpace=500,6746,GPA_ROPB_230_PM_01-PM7:V,,247,8736f6c7-ad41-4b43-b4f6-e684e0d4ad20,ROPB_230_PM_01,Ropb_230_Pm_01,60,1,companyAcronym= | protocolName=IEEE C37.118.2-2011 | vendorAcronym= | vendorDeviceName= | interconnectionName=,,,,10,STTP,Streaming Telemetry Transport Protocol,3,7,LTROJP_1_FV_P,V,+,0,ROPB_230_PM_01-PM7,0.0,1.0,Ropb_230_Pm_01 LTROJP_1_FV_P + Voltage Magnitude,0,1,1,Volts,Phasor,VPHM,Voltage Magnitude,PM,-98.6,37.5,PPA:6746,2021-08-06 18:02:33
} | MaximumArchiveDays=90 | DesiredRemainingSpace=500,6747,GPA_ROPB_230_PM_01-PA7:VH,,247,8736f6c7-ad41-4b43-b4f6-e684e0d4ad20,ROPB_230_PM_01,Ropb_230_Pm_01,60,1,companyAcronym= | protocolName=IEEE C37.118.2-2011 | vendorAcronym= | vendorDeviceName= | interconnectionName=,,,,10,STTP,Streaming Telemetry Transport Protocol,4,7,LTROJP_1_FV_P,V,+,0,ROPB_230_PM_01-PA7,0.0,1.0,Ropb_230_Pm_01 LTROJP_1_FV_P + Voltage Phase Angle,0,1,1,Degrees,Phasor,VPHA,Voltage Phase Angle,PA,-98.6,37.5,PPA:6747,2021-08-06 18:02:33
} | MaximumArchiveDays=90 | DesiredRemainingSpace=500,6748,GPA_ROPB_230_PM_01-PM8:I,,247,8736f6c7-ad41-4b43-b4f6-e684e0d4ad20,ROPB_230_PM_01,Ropb_230_Pm_01,60,1,companyAcronym= | protocolName=IEEE C37.118.2-2011 | vendorAcronym= | vendorDeviceName= | interconnectionName=,,,,10,STTP,Streaming Telemetry Transport Protocol,1,8,LTROJP_1_FA_P,I,+,0,ROPB_230_PM_01-PM8,0.0,1.0,Ropb_230_Pm_01 LTROJP_1_FA_P + Current Magnitude,0,1,1,Amps,Phasor,IPHM,Current Magnitude,PM,-98.6,37.5,PPA:6748,2021-08-06 18:02:33
} | MaximumArchiveDays=90 | DesiredRemainingSpace=500,6749,GPA_ROPB_230_PM_01-PA8:IH,,247,8736f6c7-ad41-4b43-b4f6-e684e0d4ad20,ROPB_230_PM_01,Ropb_230_Pm_01,60,1,companyAcronym= | protocolName=IEEE C37.118.2-2011 | vendorAcronym= | vendorDeviceName= | interconnectionName=,,,,10,STTP,Streaming Telemetry Transport Protocol,2,8,LTROJP_1_FA_P,I,+,0,ROPB_230_PM_01-PA8,0.0,1.0,Ropb_230_Pm_01 LTROJP_1_FA_P + Current Phase Angle,0,1,1,Degrees,Phasor,IPHA,Current Phase Angle,PA,-98.6,37.5,PPA:6749,2021-08-06 18:02:33
} | MaximumArchiveDays=90 | DesiredRemainingSpace=500,6750,GPA_ROPB_230_PM_02:F,,248,8736f6c7-ad41-4b43-b4f6-e684e0d4ad20,ROPB_230_PM_02,Ropb_230_Pm_02,60,1,companyAcronym= | protocolName=IEEE C37.118.2-2011 | vendorAcronym= | vendorDeviceName= | interconnectionName=,,,,10,STTP,Streaming Telemetry Transport Protocol,5,,,,,,ROPB_230_PM_02-FQ,0.0,1.0,Ropb_230_Pm_02 Frequency,0,1,1,Hz,PMU,FREQ,Frequency,FQ,-98.6,37.5,PPA:6750,2021-08-06 18:02:33
} | MaximumArchiveDays=90 | DesiredRemainingSpace=500,6751,GPA_ROPB_230_PM_02:DF,,248,8736f6c7-ad41-4b43-b4f6-e684e0d4ad20,ROPB_230_PM_02,Ropb_230_Pm_02,60,1,companyAcronym= | protocolName=IEEE C37.118.2-2011 | vendorAcronym= | vendorDeviceName= | interconnectionName=,,,,10,STTP,Streaming Telemetry Transport Protocol,6,,,,,,ROPB_230_PM_02-DF,0.0,1.0,Ropb_230_Pm_02 Frequency Delta (dF/dt),0,1,1,,PMU,DFDT,Frequency Delta (dF/dt),DF,-98.6,37.5,PPA:6751,2021-08-06 18:02:33
} | MaximumArchiveDays=90 | DesiredRemainingSpace=500,6752,GPA_ROPB_230_PM_02:S,,248,8736f6c7-ad41-4b43-b4f6-e684e0d4ad20,ROPB_230_PM_02,Ropb_230_Pm_02,60,1,companyAcronym= | protocolName=IEEE C37.118.2-2011 | vendorAcronym= | vendorDeviceName= | interconnectionName=,,,,10,STTP,Streaming Telemetry Transport Protocol,8,,,,,,ROPB_230_PM_02-SF,0.0,1.0,Ropb_230_Pm_02 Status Flags,0,1,1,,PMU,FLAG,Status Flags,SF,-98.6,37.5,PPA:6752,2021-08-06 18:02:33
} | MaximumArchiveDays=90 | DesiredRemainingSpace=500,6753,GPA_ROPB_230_PM_02-PM1:V,,248,8736f6c7-ad41-4b43-b4f6-e684e0d4ad20,ROPB_230_PM_02,Ropb_230_Pm_02,60,1,companyAcronym= | protocolName=IEEE C37.118.2-2011 | vendorAcronym= | vendorDeviceName= | interconnectionName=,,,,10,STTP,Streaming Telemetry Transport Protocol,3,1,LTROVN_1_FV_A,V,N,0,ROPB_230_PM_02-PM1,0.0,1.0,Ropb_230_Pm_02 LTROVN_1_FV_A N Voltage Magnitude,0,1,1,Volts,Phasor,VPHM,Voltage Magnitude,PM,-98.6,37.5,PPA:6753,2021-08-06 18:02:33
} | MaximumArchiveDays=90 | DesiredRemainingSpace=500,6754,GPA_ROPB_230_PM_02-PA1:VH,,248,8736f6c7-ad41-4b43-b4f6-e684e0d4ad20,ROPB_230_PM_02,Ropb_230_Pm_02,60,1,companyAcronym= | protocolName=IEEE C37.118.2-2011 | vendorAcronym= | vendorDeviceName= | interconnectionName=,,,,10,STTP,Streaming Telemetry Transport Protocol,4,1,LTROVN_1_FV_A,V,N,0,ROPB_230_PM_02-PA1,0.0,1.0,Ropb_230_Pm_02 LTROVN_1_FV_A N Voltage Phase Angle,0,1,1,Degrees,Phasor,VPHA,Voltage Phase Angle,PA,-98.6,37.5,PPA:6754,2021-08-06 18:02:33
} | MaximumArchiveDays=90 | DesiredRemainingSpace=500,6755,GPA_ROPB_230_PM_02-PM2:V,,248,8736f6c7-ad41-4b43-b4f6-e684e0d4ad20,ROPB_230_PM_02,Ropb_230_Pm_02,60,1,companyAcronym= | protocolName=IEEE C37.118.2-2011 | vendorAcronym= | vendorDeviceName= | interconnectionName=,,,,10,STTP,Streaming Telemetry Transport Protocol,3,2,LTROVN_1_FV_B,V,N,0,ROPB_230_PM_02-PM2,0.0,1.0,Ropb_230_Pm_02 LTROVN_1_FV_B N Voltage Magnitude,0,1,1,Volts,Phasor,VPHM,Voltage Magnitude,PM,-98.6,37.5,PPA:6755,2021-08-06 18:02:33
} | MaximumArchiveDays=90 | DesiredRemainingSpace=500,6756,GPA_ROPB_230_PM_02-PA2:VH,,248,8736f6c7-ad41-4b43-b4f6-e684e0d4ad20,ROPB_230_PM_02,Ropb_230_Pm_02,60,1,companyAcronym= | protocolName=IEEE C37.118.2-2011 | vendorAcronym= | vendorDeviceName= | interconnectionName=,,,,10,STTP,Streaming Telemetry Transport Protocol,4,2,LTROVN_1_FV_B,V,N,0,ROPB_230_PM_02-PA2,0.0,1.0,Ropb_230_Pm_02 LTROVN_1_FV_B N Voltage Phase Angle,0,1,1,Degrees,Phasor,VPHA,Voltage Phase Angle,PA,-98.6,37.5,PPA:6756,2021-08-06 18:02:33
} | MaximumArchiveDays=90 | DesiredRemainingSpace=500,6757,GPA_ROPB_230_PM_02-PM3:V,,248,8736f6c7-ad41-4b43-b4f6-e684e0d4ad20,ROPB_230_PM_02,Ropb_230_Pm_02,60,1,companyAcronym= | protocolName=IEEE C37.118.2-2011 | vendorAcronym= | vendorDeviceName= | interconnectionName=,,,,10,STTP,Streaming Telemetry Transport Protocol,3,3,LTROVN_1_FV_C,V,N,0,ROPB_230_PM_02-PM3,0.0,1.0,Ropb_230_Pm_02 LTROVN_1_FV_C N Voltage Magnitude,0,1,1,Volts,Phasor,VPHM,Voltage Magnitude,PM,-98.6,37.5,PPA:6757,2021-08-06 18:02:33
} | MaximumArchiveDays=90 | DesiredRemainingSpace=500,6758,GPA_ROPB_230_PM_02-PA3:VH,,248,8736f6c7-ad41-4b43-b4f6-e684e0d4ad20,ROPB_230_PM_02,Ropb_230_Pm_02,60,1,companyAcronym= | protocolName=IEEE C37.118.2-2011 | vendorAcronym= | vendorDeviceName= | interconnectionName=,,,,10,STTP,Streaming Telemetry Transport Protocol,4,3,LTROVN_1_FV_C,V,N,0,ROPB_230_PM_02-PA3,0.0,1.0,Ropb_230_Pm_02 LTROVN_1_FV_C N Voltage Phase Angle,0,1,1,Degrees,Phasor,VPHA,Voltage Phase Angle,PA,-98.6,37.5,PPA:6758,2021-08-06 18:02:33
} | MaximumArchiveDays=90 | DesiredRemainingSpace=500,6759,GPA_ROPB_230_PM_02-PM4:I,,248,8736f6c7-ad41-4b43-b4f6-e684e0d4ad20,ROPB_230_PM_02,Ropb_230_Pm_02,60,1,companyAcronym= | protocolName=IEEE C37.118.2-2011 | vendorAcronym= | vendorDeviceName= | interconnectionName=,,,,10,STTP,Streaming Telemetry Transport Protocol,1,4,LTROVN_1_FA_A,I,N,0,ROPB_230_PM_02-PM4,0.0,1.0,Ropb_230_Pm_02 LTROVN_1_FA_A N Current Magnitude,0,1,1,Amps,Phasor,IPHM,Current Magnitude,PM,-98.6,37.5,PPA:6759,2021-08-06 18:02:33
} | MaximumArchiveDays=90 | DesiredRemainingSpace=500,6760,GPA_ROPB_230_PM_02-PA4:IH,,248,8736f6c7-ad41-4b43-b4f6-e684e0d4ad20,ROPB_230_PM_02,Ropb_230_Pm_02,60,1,companyAcronym= | protocolName=IEEE C37.118.2-2011 | vendorAcronym= | vendorDeviceName= | interconnectionName=,,,,10,STTP,Streaming Telemetry Transport Protocol,2,4,LTROVN_1_FA_A,I,N,0,ROPB_230_PM_02-PA4,0.0,1.0,Ropb_230_Pm_02 LTROVN_1_FA_A N Current Phase Angle,0,1,1,Degrees,Phasor,IPHA,Current Phase Angle,PA,-98.6,37.5,PPA:6760,2021-08-06 18:02:33
} | MaximumArchiveDays=90 | DesiredRemainingSpace=500,6761,GPA_ROPB_230_PM_02-PM5:I,,248,8736f6c7-ad41-4b43-b4f6-e684e0d4ad20,ROPB_230_PM_02,Ropb_230_Pm_02,60,1,companyAcronym= | protocolName=IEEE C37.118.2-2011 | vendorAcronym= | vendorDeviceName= | interconnectionName=,,,,10,STTP,Streaming Telemetry Transport Protocol,1,5,LTROVN_1_FA_B,I,N,0,ROPB_230_PM_02-PM5,0.0,1.0,Ropb_230_Pm_02 LTROVN_1_FA_B N Current Magnitude,0,1,1,Amps,Phasor,IPHM,Current Magnitude,PM,-98.6,37.5,PPA:6761,2021-08-06 18:02:33
} | MaximumArchiveDays=90 | DesiredRemainingSpace=500,6762,GPA_ROPB_230_PM_02-PA5:IH,,248,8736f6c7-ad41-4b43-b4f6-e684e0d4ad20,ROPB_230_PM_02,Ropb_230_Pm_02,60,1,companyAcronym= | protocolName=IEEE C37.118.2-2011 | vendorAcronym= | vendorDeviceName= | interconnectionName=,,,,10,STTP,Streaming Telemetry Transport Protocol,2,5,LTROVN_1_FA_B,I,N,0,ROPB_230_PM_02-PA5,0.0,1.0,Ropb_230_Pm_02 LTROVN_1_FA_B N Current Phase Angle,0,1,1,Degrees,Phasor,IPHA,Current Phase Angle,PA,-98.6,37.5,PPA:6762,2021-08-06 18:02:33
} | MaximumArchiveDays=90 | DesiredRemainingSpace=500,6763,GPA_ROPB_230_PM_02-PM6:I,,248,8736f6c7-ad41-4b43-b4f6-e684e0d4ad20,ROPB_230_PM_02,Ropb_230_Pm_02,60,1,companyAcronym= | protocolName=IEEE C37.118.2-2011 | vendorAcronym= | vendorDeviceName= | interconnectionName=,,,,10,STTP,Streaming Telemetry Transport Protocol,1,6,LTROVN_1_FA_C,I,N,0,ROPB_230_PM_02-PM6,0.0,1.0,Ropb_230_Pm_02 LTROVN_1_FA_C N Current Magnitude,0,1,1,Amps,Phasor,IPHM,Current Magnitude,PM,-98.6,37.5,PPA:6763,2021-08-06 18:02:33
} | MaximumArchiveDays=90 | DesiredRemainingSpace=500,6764,GPA_ROPB_230_PM_02-PA6:IH,,248,8736f6c7-ad41-4b43-b4f6-e684e0d4ad20,ROPB_230_PM_02,Ropb_230_Pm_02,60,1,companyAcronym= | protocolName=IEEE C37.118.2-2011 | vendorAcronym= | vendorDeviceName= | interconnectionName=,,,,10,STTP,Streaming Telemetry Transport Protocol,2,6,LTROVN_1_FA_C,I,N,0,ROPB_230_PM_02-PA6,0.0,1.0,Ropb_230_Pm_02 LTROVN_1_FA_C N Current Phase Angle,0,1,1,Degrees,Phasor,IPHA,Current Phase Angle,PA,-98.6,37.5,PPA:6764,2021-08-06 18:02:33
} | MaximumArchiveDays=90 | DesiredRemainingSpace=500,6765,GPA_ROPB_230_PM_02-PM7:I,,248,8736f6c7-ad41-4b43-b4f6-e684e0d4ad20,ROPB_230_PM_02,Ropb_230_Pm_02,60,1,companyAcronym= | protocolName=IEEE C37.118.2-2011 | vendorAcronym= | vendorDeviceName= | interconnectionName=,,,,10,STTP,Streaming Telemetry Transport Protocol,1,7,LTROVN_1_FA_P,I,N,0,ROPB_230_PM_02-PM7,0.0,1.0,Ropb_230_Pm_02 LTROVN_1_FA_P N Current Magnitude,0,1,1,Amps,Phasor,IPHM,Current Magnitude,PM,-98.6,37.5,PPA:6765,2021-08-06 18:02:33
} | MaximumArchiveDays=90 | DesiredRemainingSpace=500,6766,GPA_ROPB_230_PM_02-PA7:IH,,248,8736f6c7-ad41-4b43-b4f6-e684e0d4ad20,ROPB_230_PM_02,Ropb_230_Pm_02,60,1,companyAcronym= | protocolName=IEEE C37.118.2-2011 | vendorAcronym= | vendorDeviceName= | interconnectionName=,,,,10,STTP,Streaming Telemetry Transport Protocol,2,7,LTROVN_1_FA_P,I,N,0,ROPB_230_PM_02-PA7,0.0,1.0,Ropb_230_Pm_02 LTROVN_1_FA_P N Current Phase Angle,0,1,1,Degrees,Phasor,IPHA,Current Phase Angle,PA,-98.6,37.5,PPA:6766,2021-08-06 18:02:33
} | MaximumArchiveDays=90 | DesiredRemainingSpace=500,6767,GPA_ROPB_230_PM_02-PM8:V,,248,8736f6c7-ad41-4b43-b4f6-e684e0d4ad20,ROPB_230_PM_02,Ropb_230_Pm_02,60,1,companyAcronym= | protocolName=IEEE C37.118.2-2011 | vendorAcronym= | vendorDeviceName= | interconnectionName=,,,,10,STTP,Streaming Telemetry Transport Protocol,3,8,LTROVN_1_FV_P,V,N,0,ROPB_230_PM_02-PM8,0.0,1.0,Ropb_230_Pm_02 LTROVN_1_FV_P N Voltage Magnitude,0,1,1,Volts,Phasor,VPHM,Voltage Magnitude,PM,-98.6,37.5,PPA:6767,2021-08-06 18:02:33
} | MaximumArchiveDays=90 | DesiredRemainingSpace=500,6768,GPA_ROPB_230_PM_02-PA8:VH,,248,8736f6c7-ad41-4b43-b4f6-e684e0d4ad20,ROPB_230_PM_02,Ropb_230_Pm_02,60,1,companyAcronym= | protocolName=IEEE C37.118.2-2011 | vendorAcronym= | vendorDeviceName= | interconnectionName=,,,,10,STTP,Streaming Telemetry Transport Protocol,4,8,LTROVN_1_FV_P,V,N,0,ROPB_230_PM_02-PA8,0.0,1.0,Ropb_230_Pm_02 LTROVN_1_FV_P N Voltage Phase Angle,0,1,1,Degrees,Phasor,VPHA,Voltage Phase Angle,PA,-98.6,37.5,PPA:6768,2021-08-06 18:02:33
} | MaximumArchiveDays=90 | DesiredRemainingSpace=500,6769,GPA_ROVN_230_PM_03:F,,249,8736f6c7-ad41-4b43-b4f6-e684e0d4ad20,ROVN_230_PM_03,Rovn_230_Pm_03,60,1,companyAcronym= | protocolName=IEEE C37.118.2-2011 | vendorAcronym= | vendorDeviceName= | interconnectionName=,,,,10,STTP,Streaming Telemetry Transport Protocol,5,,,,,,ROVN_230_PM_03-FQ,0.0,1.0,Rovn_230_Pm_03 Frequency,0,1,1,Hz,PMU,FREQ,Frequency,FQ,-98.6,37.5,PPA:6769,2021-08-06 18:02:33
} | MaximumArchiveDays=90 | DesiredRemainingSpace=500,6770,GPA_ROVN_230_PM_03:DF,,249,8736f6c7-ad41-4b43-b4f6-e684e0d4ad20,ROVN_230_PM_03,Rovn_230_Pm_03,60,1,companyAcronym= | protocolName=IEEE C37.118.2-2011 | vendorAcronym= | vendorDeviceName= | interconnectionName=,,,,10,STTP,Streaming Telemetry Transport Protocol,6,,,,,,ROVN_230_PM_03-DF,0.0,1.0,Rovn_230_Pm_03 Frequency Delta (dF/dt),0,1,1,,PMU,DFDT,Frequency Delta (dF/dt),DF,-98.6,37.5,PPA:6770,2021-08-06 18:02:33
} | MaximumArchiveDays=90 | DesiredRemainingSpace=500,6771,GPA_ROVN_230_PM_03:S,,249,8736f6c7-ad41-4b43-b4f6-e684e0d4ad20,ROVN_230_PM_03,Rovn_230_Pm_03,60,1,companyAcronym= | protocolName=IEEE C37.118.2-2011 | vendorAcronym= | vendorDeviceName= | interconnectionName=,,,,10,STTP,Streaming Telemetry Transport Protocol,8,,,,,,ROVN_230_PM_03-SF,0.0,1.0,Rovn_230_Pm_03 Status Flags,0,1,1,,PMU,FLAG,Status Flags,SF,-98.6,37.5,PPA:6771,2021-08-06 18:02:33
} | MaximumArchiveDays=90 | DesiredRemainingSpace=500,6772,GPA_ROVN_230_PM_03-PM1:V,,249,8736f6c7-ad41-4b43-b4f6-e684e0d4ad20,ROVN_230_PM_03,Rovn_230_Pm_03,60,1,companyAcronym= | protocolName=IEEE C37.118.2-2011 | vendorAcronym= | vendorDeviceName= | interconnectionName=,,,,10,STTP,Streaming Telemetry Transport Protocol,3,1,LTROPB_2_FV_A,V,+,0,ROVN_230_PM_03-PM1,0.0,1.0,Rovn_230_Pm_03 LTROPB_2_FV_A + Voltage Magnitude,0,1,1,Volts,Phasor,VPHM,Voltage Magnitude,PM,-98.6,37.5,PPA:6772,2021-08-06 18:02:33
} | MaximumArchiveDays=90 | DesiredRemainingSpace=500,6773,GPA_ROVN_230_PM_03-PA1:VH,,249,8736f6c7-ad41-4b43-b4f6-e684e0d4ad20,ROVN_230_PM_03,Rovn_230_Pm_03,60,1,companyAcronym= | protocolName=IEEE C37.118.2-2011 | vendorAcronym= | vendorDeviceName= | interconnectionName=,,,,10,STTP,Streaming Telemetry Transport Protocol,4,1,LTROPB_2_FV_A,V,+,0,ROVN_230_PM_03-PA1,0.0,1.0,Rovn_230_Pm_03 LTROPB_2_FV_A + Voltage Phase Angle,0,1,1,Degrees,Phasor,VPHA,Voltage Phase Angle,PA,-98.6,37.5,PPA:6773,2021-08-06 18:02:33
} | MaximumArchiveDays=90 | DesiredRemainingSpace=500,6774,GPA_ROVN_230_PM_03-PM2:V,,249,8736f6c7-ad41-4b43-b4f6-e684e0d4ad20,ROVN_230_PM_03,Rovn_230_Pm_03,60,1,companyAcronym= | protocolName=IEEE C37.118.2-2011 | vendorAcronym= | vendorDeviceName= | interconnectionName=,,,,10,STTP,Streaming Telemetry Transport Protocol,3,2,LTROPB_2_FV_B,V,+,0,ROVN_230_PM_03-PM2,0.0,1.0,Rovn_230_Pm_03 LTROPB_2_FV_B + Voltage Magnitude,0,1,1,Volts,Phasor,VPHM,Voltage Magnitude,PM,-98.6,37.5,PPA:6774,2021-08-06 18:02:33
} | MaximumArchiveDays=90 | DesiredRemainingSpace=500,6775,GPA_ROVN_230_PM_03-PA2:VH,,249,8736f6c7-ad41-4b43-b4f6-e684e0d4ad20,ROVN_230_PM_03,Rovn_230_Pm_03,60,1,companyAcronym= | protocolName=IEEE C37.118.2-2011 | vendorAcronym= | vendorDeviceName= | interconnectionName=,,,,10,STTP,Streaming Telemetry Transport Protocol,4,2,LTROPB_2_FV_B,V,+,0,ROVN_230_PM_03-PA2,0.0,1.0,Rovn_230_Pm_03 LTROPB_2_FV_B + Voltage Phase Angle,0,1,1,Degrees,Phasor,VPHA,Voltage Phase Angle,PA,-98.6,37.5,PPA:6775,2021-08-06 18:02:33
} | MaximumArchiveDays=90 | DesiredRemainingSpace=500,6776,GPA_ROVN_230_PM_03-PM3:V,,249,8736f6c7-ad41-4b43-b4f6-e684e0d4ad20,ROVN_230_PM_03,Rovn_230_Pm_03,60,1,companyAcronym= | protocolName=IEEE C37.118.2-2011 | vendorAcronym= | vendorDeviceName= | interconnectionName=,,,,10,STTP,Streaming Telemetry Transport Protocol,3,3,LTROPB_2_FV_C,V,+,0,ROVN_230_PM_03-PM3,0.0,1.0,Rovn_230_Pm_03 LTROPB_2_FV_C + Voltage Magnitude,0,1,1,Volts,Phasor,VPHM,Voltage Magnitude,PM,-98.6,37.5,PPA:6776,2021-08-06 18:02:33
} | MaximumArchiveDays=90 | DesiredRemainingSpace=500,6777,GPA_ROVN_230_PM_03-PA3:VH,,249,8736f6c7-ad41-4b43-b4f6-e684e0d4ad20,ROVN_230_PM_03,Rovn_230_Pm_03,60,1,companyAcronym= | protocolName=IEEE C37.118.2-2011 | vendorAcronym= | vendorDeviceName= | interconnectionName=,,,,10,STTP,Streaming Telemetry Transport Protocol,4,3,LTROPB_2_FV_C,V,+,0,ROVN_230_PM_03-PA3,0.0,1.0,Rovn_230_Pm_03 LTROPB_2_FV_C + Voltage Phase Angle,0,1,1,Degrees,Phasor,VPHA,Voltage Phase Angle,PA,-98.6,37.5,PPA:6777,2021-08-06 18:02:33
} | MaximumArchiveDays=90 | DesiredRemainingSpace=500,6778,GPA_ROVN_230_PM_03-PM4:I,,249,8736f6c7-ad41-4b43-b4f6-e684e0d4ad20,ROVN_230_PM_03,Rovn_230_Pm_03,60,1,companyAcronym= | protocolName=IEEE C37.118.2-2011 | vendorAcronym= | vendorDeviceName= | interconnectionName=,,,,10,STTP,Streaming Telemetry Transport Protocol,1,4,LTROPB_2_FA_A,I,+,0,ROVN_230_PM_03-PM4,0.0,1.0,Rovn_230_Pm_03 LTROPB_2_FA_A + Current Magnitude,0,1,1,Amps,Phasor,IPHM,Current Magnitude,PM,-98.6,37.5,PPA:6778,2021-08-06 18:02:33
} | MaximumArchiveDays=90 | DesiredRemainingSpace=500,6779,GPA_ROVN_230_PM_03-PA4:IH,,249,8736f6c7-ad41-4b43-b4f6-e684e0d4ad20,ROVN_230_PM_03,Rovn_230_Pm_03,60,1,companyAcronym= | protocolName=IEEE C37.118.2-2011 | vendorAcronym= | vendorDeviceName= | interconnectionName=,,,,10,STTP,Streaming Telemetry Transport Protocol,2,4,LTROPB_2_FA_A,I,+,0,ROVN_230_PM_03-PA4,0.0,1.0,Rovn_230_Pm_03 LTROPB_2_FA_A + Current Phase Angle,0,1,1,Degrees,Phasor,IPHA,Current Phase Angle,PA,-98.6,37.5,PPA:6779,2021-08-06 18:02:33
} | MaximumArchiveDays=90 | DesiredRemainingSpace=500,6780,GPA_ROVN_230_PM_03-PM5:I,,249,8736f6c7-ad41-4b43-b4f6-e684e0d4ad20,ROVN_230_PM_03,Rovn_230_Pm_03,60,1,companyAcronym= | protocolName=IEEE C37.118.2-2011 | vendorAcronym= | vendorDeviceName= | interconnectionName=,,,,10,STTP,Streaming Telemetry Transport Protocol,1,5,LTROPB_2_FA_B,I,+,0,ROVN_230_PM_03-PM5,0.0,1.0,Rovn_230_Pm_03 LTROPB_2_FA_B + Current Magnitude,0,1,1,Amps,Phasor,IPHM,Current Magnitude,PM,-98.6,37.5,PPA:6780,2021-08-06 18:02:33
} | MaximumArchiveDays=90 | DesiredRemainingSpace=500,6781,GPA_ROVN_230_PM_03-PA5:IH,,249,8736f6c7-ad41-4b43-b4f6-e684e0d4ad20,ROVN_230_PM_03,Rovn_230_Pm_03,60,1,companyAcronym= | protocolName=IEEE C37.118.2-2011 | vendorAcronym= | vendorDeviceName= | interconnectionName=,,,,10,STTP,Streaming Telemetry Transport Protocol,2,5,LTROPB_2_FA_B,I,+,0,ROVN_230_PM_03-PA5,0.0,1.0,Rovn_230_Pm_03 LTROPB_2_FA_B + Current Phase Angle,0,1,1,Degrees,Phasor,IPHA,Current Phase Angle,PA,-98.6,37.5,PPA:6781,2021-08-06 18:02:33
} | MaximumArchiveDays=90 | DesiredRemainingSpace=500,6782,GPA_ROVN_230_PM_03-PM6:I,,249,8736f6c7-ad41-4b43-b4f6-e684e0d4ad20,ROVN_230_PM_03,Rovn_230_Pm_03,60,1,companyAcronym= | protocolName=IEEE C37.118.2-2011 | vendorAcronym= | vendorDeviceName= | interconnectionName=,,,,10,STTP,Streaming Telemetry Transport Protocol,1,6,LTROPB_2_FA_C,I,+,0,ROVN_230_PM_03-PM6,0.0,1.0,Rovn_230_Pm_03 LTROPB_2_FA_C + Current Magnitude,0,1,1,Amps,Phasor,IPHM,Current Magnitude,PM,-98.6,37.5,PPA:6782,2021-08-06 18:02:33
} | MaximumArchiveDays=90 | DesiredRemainingSpace=500,6783,GPA_ROVN_230_PM_03-PA6:IH,,249,8736f6c7-ad41-4b43-b4f6-e684e0d4ad20,ROVN_230_PM_03,Rovn_230_Pm_03,60,1,companyAcronym= | protocolName=IEEE C37.118.2-2011 | vendorAcronym= | vendorDeviceName= | interconnectionName=,,,,10,STTP,Streaming Telemetry Transport Protocol,2,6,LTROPB_2_FA_C,I,+,0,ROVN_230_PM_03-PA6,0.0,1.0,Rovn_230_Pm_03 LTROPB_2_FA_C + Current Phase Angle,0,1,1,Degrees,Phasor,IPHA,Current Phase Angle,PA,-98.6,37.5,PPA:6783,2021-08-06 18:02:33
} | MaximumArchiveDays=90 | DesiredRemainingSpace=500,6784,GPA_ROVN_230_PM_03-PM7:V,,249,8736f6c7-ad41-4b43-b4f6-e684e0d4ad20,ROVN_230_PM_03,Rovn_230_Pm_03,60,1,companyAcronym= | protocolName=IEEE C37.118.2-2011 | vendorAcronym= | vendorDeviceName= | interconnectionName=,,,,10,STTP,Streaming Telemetry Transport Protocol,3,7,LTROPB_1_FV_P,V,+,0,ROVN_230_PM_03-PM7,0.0,1.0,Rovn_230_Pm_03 LTROPB_1_FV_P + Voltage Magnitude,0,1,1,Volts,Phasor,VPHM,Voltage Magnitude,PM,-98.6,37.5,PPA:6784,2021-08-06 18:02:33
} | MaximumArchiveDays=90 | DesiredRemainingSpace=500,6785,GPA_ROVN_230_PM_03-PA7:VH,,249,8736f6c7-ad41-4b43-b4f6-e684e0d4ad20,ROVN_230_PM_03,Rovn_230_Pm_03,60,1,companyAcronym= | protocolName=IEEE C37.118.2-2011 | vendorAcronym= | vendorDeviceName= | interconnectionName=,,,,10,STTP,Streaming Telemetry Transport Protocol,4,7,LTROPB_1_FV_P,V,+,0,ROVN_230_PM_03-PA7,0.0,1.0,Rovn_230_Pm_03 LTROPB_1_FV_P + Voltage Phase Angle,0,1,1,Degrees,Phasor,VPHA,Voltage Phase Angle,PA,-98.6,37.5,PPA:6785,2021-08-06 18:02:33
} | MaximumArchiveDays=90 | DesiredRemainingSpace=500,6786,GPA_ROVN_230_PM_03-PM8:I,,249,8736f6c7-ad41-4b43-b4f6-e684e0d4ad20,ROVN_230_PM_03,Rovn_230_Pm_03,60,1,companyAcronym= | protocolName=IEEE C37.118.2-2011 | vendorAcronym= | vendorDeviceName= | interconnectionName=,,,,10,STTP,Streaming Telemetry Transport Protocol,1,8,LTROPB_1_FA_P,I,+,0,ROVN_230_PM_03-PM8,0.0,1.0,Rovn_230_Pm_03 LTROPB_1_FA_P + Current Magnitude,0,1,1,Amps,Phasor,IPHM,Current Magnitude,PM,-98.6,37.5,PPA:6786,2021-08-06 18:02:33
} | MaximumArchiveDays=90 | DesiredRemainingSpace=500,6787,GPA_ROVN_230_PM_03-PA8:IH,,249,8736f6c7-ad41-4b43-b4f6-e684e0d4ad20,ROVN_230_PM_03,Rovn_230_Pm_03,60,1,companyAcronym= | protocolName=IEEE C37.118.2-2011 | vendorAcronym= | vendorDeviceName= | interconnectionName=,,,,10,STTP,Streaming Telemetry Transport Protocol,2,8,LTROPB_1_FA_P,I,+,0,ROVN_230_PM_03-PA8,0.0,1.0,Rovn_230_Pm_03 LTROPB_1_FA_P + Current Phase Angle,0,1,1,Degrees,Phasor,IPHA,Current Phase Angle,PA,-98.6,37.5,PPA:6787,2021-08-06 18:02:33
} | MaximumArchiveDays=90 | DesiredRemainingSpace=500,6788,GPA_MGUSIM_500_PM_09:F,,250,8736f6c7-ad41-4b43-b4f6-e684e0d4ad20,MGUSIM_500_PM_09,Mgusim_500_Pm_09,60,1,companyAcronym= | protocolName=IEEE C37.118.2-2011 | vendorAcronym= | vendorDeviceName= | interconnectionName=,,,,10,STTP,Streaming Telemetry Transport Protocol,5,,,,,,MGUSIM_500_PM_09-FQ,0.0,1.0,Mgusim_500_Pm_09 Frequency,0,1,1,Hz,PMU,FREQ,Frequency,FQ,-98.6,37.5,PPA:6788,2021-08-06 18:02:33
} | MaximumArchiveDays=90 | DesiredRemainingSpace=500,6789,GPA_MGUSIM_500_PM_09:DF,,250,8736f6c7-ad41-4b43-b4f6-e684e0d4ad20,MGUSIM_500_PM_09,Mgusim_500_Pm_09,60,1,companyAcronym= | protocolName=IEEE C37.118.2-2011 | vendorAcronym= | vendorDeviceName= | interconnectionName=,,,,10,STTP,Streaming Telemetry Transport Protocol,6,,,,,,MGUSIM_500_PM_09-DF,0.0,1.0,Mgusim_500_Pm_09 Frequency Delta (dF/dt),0,1,1,,PMU,DFDT,Frequency Delta (dF/dt),DF,-98.6,37.5,PPA:6789,2021-08-06 18:02:33
} | MaximumArchiveDays=90 | DesiredRemainingSpace=500,6790,GPA_MGUSIM_500_PM_09:S,,250,8736f6c7-ad41-4b43-b4f6-e684e0d4ad20,MGUSIM_500_PM_09,Mgusim_500_Pm_09,60,1,companyAcronym= | protocolName=IEEE C37.118.2-2011 | vendorAcronym= | vendorDeviceName= | interconnectionName=,,,,10,STTP,Streaming Telemetry Transport Protocol,8,,,,,,MGUSIM_500_PM_09-SF,0.0,1.0,Mgusim_500_Pm_09 Status Flags,0,1,1,,PMU,FLAG,Status Flags,SF,-98.6,37.5,PPA:6790,2021-08-06 18:02:33
} | MaximumArchiveDays=90 | DesiredRemainingSpace=500,6791,GPA_MGUSIM_500_PM_09-PM1:I,,250,8736f6c7-ad41-4b43-b4f6-e684e0d4ad20,MGUSIM_500_PM_09,Mgusim_500_Pm_09,60,1,companyAcronym= | protocolName=IEEE C37.118.2-2011 | vendorAcronym= | vendorDeviceName= | interconnectionName=,,,,10,STTP,Streaming Telemetry Transport Protocol,1,1,LTMGNPON_1_FA_A,I,+,0,MGUSIM_500_PM_09-PM1,0.0,1.0,Mgusim_500_Pm_09 LTMGNPON_1_FA_A + Current Magnitude,0,1,1,Amps,Phasor,IPHM,Current Magnitude,PM,-98.6,37.5,PPA:6791,2021-08-06 18:02:33
} | MaximumArchiveDays=90 | DesiredRemainingSpace=500,6792,GPA_MGUSIM_500_PM_09-PA1:IH,,250,8736f6c7-ad41-4b43-b4f6-e684e0d4ad20,MGUSIM_500_PM_09,Mgusim_500_Pm_09,60,1,companyAcronym= | protocolName=IEEE C37.118.2-2011 | vendorAcronym= | vendorDeviceName= | interconnectionName=,,,,10,STTP,Streaming Telemetry Transport Protocol,2,1,LTMGNPON_1_FA_A,I,+,0,MGUSIM_500_PM_09-PA1,0.0,1.0,Mgusim_500_Pm_09 LTMGNPON_1_FA_A + Current Phase Angle,0,1,1,Degrees,Phasor,IPHA,Current Phase Angle,PA,-98.6,37.5,PPA:6792,2021-08-06 18:02:33
} | MaximumArchiveDays=90 | DesiredRemainingSpace=500,6793,GPA_MGUSIM_500_PM_09-PM2:I,,250,8736f6c7-ad41-4b43-b4f6-e684e0d4ad20,MGUSIM_500_PM_09,Mgusim_500_Pm_09,60,1,companyAcronym= | protocolName=IEEE C37.118.2-2011 | vendorAcronym= | vendorDeviceName= | interconnectionName=,,,,10,STTP,Streaming Telemetry Transport Protocol,1,2,LTMGNPON_1_FA_B,I,+,0,MGUSIM_500_PM_09-PM2,0.0,1.0,Mgusim_500_Pm_09 LTMGNPON_1_FA_B + Current Magnitude,0,1,1,Amps,Phasor,IPHM,Current Magnitude,PM,-98.6,37.5,PPA:6793,2021-08-06 18:02:33
} | MaximumArchiveDays=90 | DesiredRemainingSpace=500,6794,GPA_MGUSIM_500_PM_09-PA2:IH,,250,8736f6c7-ad41-4b43-b4f6-e684e0d4ad20,MGUSIM_500_PM_09,Mgusim_500_Pm_09,60,1,companyAcronym= | protocolName=IEEE C37.118.2-2011 | vendorAcronym= | vendorDeviceName= | interconnectionName=,,,,10,STTP,Streaming Telemetry Transport Protocol,2,2,LTMGNPON_1_FA_B,I,+,0,MGUSIM_500_PM_09-PA2,0.0,1.0,Mgusim_500_Pm_09 LTMGNPON_1_FA_B + Current Phase Angle,0,1,1,Degrees,Phasor,IPHA,Current Phase Angle,PA,-98.6,37.5,PPA:6794,2021-08-06 18:02:33
} | MaximumArchiveDays=90 | DesiredRemainingSpace=500,6795,GPA_MGUSIM_500_PM_09-PM3:I,,250,8736f6c7-ad41-4b43-b4f6-e684e0d4ad20,MGUSIM_500_PM_09,Mgusim_500_Pm_09,60,1,companyAcronym= | protocolName=IEEE C37.118.2-2011 | vendorAcronym= | vendorDeviceName= | interconnectionName=,,,,10,STTP,Streaming Telemetry Transport Protocol,1,3,LTMGNPON_1_FA_C,I,+,0,MGUSIM_500_PM_09-PM3,0.0,1.0,Mgusim_500_Pm_09 LTMGNPON_1_FA_C + Current Magnitude,0,1,1,Amps,Phasor,IPHM,Current Magnitude,PM,-98.6,37.5,PPA:6795,2021-08-06 18:02:33
} | MaximumArchiveDays=90 | DesiredRemainingSpace=500,6796,GPA_MGUSIM_500_PM_09-PA3:IH,,250,8736f6c7-ad41-4b43-b4f6-e684e0d4ad20,MGUSIM_500_PM_09,Mgusim_500_Pm_09,60,1,companyAcronym= | protocolName=IEEE C37.118.2-2011 | vendorAcronym= | vendorDeviceName= | interconnectionName=,,,,10,STTP,Streaming Telemetry Transport Protocol,2,3,LTMGNPON_1_FA_C,I,+,0,MGUSIM_500_PM_09-PA3,0.0,1.0,Mgusim_500_Pm_09 LTMGNPON_1_FA_C + Current Phase Angle,0,1,1,Degrees,Phasor,IPHA,Current Phase Angle,PA,-98.6,37.5,PPA:6796,2021-08-06 18:02:33
} | MaximumArchiveDays=90 | DesiredRemainingSpace=500,6797,GPA_MGUSIM_500_PM_09-PM4:V,,250,8736f6c7-ad41-4b43-b4f6-e684e0d4ad20,MGUSIM_500_PM_09,Mgusim_500_Pm_09,60,1,companyAcronym= | protocolName=IEEE C37.118.2-2011 | vendorAcronym= | vendorDeviceName= | interconnectionName=,,,,10,STTP,Streaming Telemetry Transport Protocol,3,4,LTMGNPON_1_FV_A,V,+,0,MGUSIM_500_PM_09-PM4,0.0,1.0,Mgusim_500_Pm_09 LTMGNPON_1_FV_A + Voltage Magnitude,0,1,1,Volts,Phasor,VPHM,Voltage Magnitude,PM,-98.6,37.5,PPA:6797,2021-08-06 18:02:33
} | MaximumArchiveDays=90 | DesiredRemainingSpace=500,6798,GPA_MGUSIM_500_PM_09-PA4:VH,,250,8736f6c7-ad41-4b43-b4f6-e684e0d4ad20,MGUSIM_500_PM_09,Mgusim_500_Pm_09,60,1,companyAcronym= | protocolName=IEEE C37.118.2-2011 | vendorAcronym= | vendorDeviceName= | interconnectionName=,,,,10,STTP,Streaming Telemetry Transport Protocol,4,4,LTMGNPON_1_FV_A,V,+,0,MGUSIM_500_PM_09-PA4,0.0,1.0,Mgusim_500_Pm_09 LTMGNPON_1_FV_A + Voltage Phase Angle,0,1,1,Degrees,Phasor,VPHA,Voltage Phase Angle,PA,-98.6,37.5,PPA:6798,2021-08-06 18:02:33
} | MaximumArchiveDays=90 | DesiredRemainingSpace=500,6799,GPA_MGUSIM_500_PM_09-PM5:V,,250,8736f6c7-ad41-4b43-b4f6-e684e0d4ad20,MGUSIM_500_PM_09,Mgusim_500_Pm_09,60,1,companyAcronym= | protocolName=IEEE C37.118.2-2011 | vendorAcronym= | vendorDeviceName= | interconnectionName=,,,,10,STTP,Streaming Telemetry Transport Protocol,3,5,LTMGNPON_1_FV_B,V,+,0,MGUSIM_500_PM_09-PM5,0.0,1.0,Mgusim_500_Pm_09 LTMGNPON_1_FV_B + Voltage Magnitude,0,1,1,Volts,Phasor,VPHM,Voltage Magnitude,PM,-98.6,37.5,PPA:6799,2021-08-06 18:02:33
} | MaximumArchiveDays=90 | DesiredRemainingSpace=500,6800,GPA_MGUSIM_500_PM_09-PA5:VH,,250,8736f6c7-ad41-4b43-b4f6-e684e0d4ad20,MGUSIM_500_PM_09,Mgusim_500_Pm_09,60,1,companyAcronym= | protocolName=IEEE C37.118.2-2011 | vendorAcronym= | vendorDeviceName= | interconnectionName=,,,,10,STTP,Streaming Telemetry Transport Protocol,4,5,LTMGNPON_1_FV_B,V,+,0,MGUSIM_500_PM_09-PA5,0.0,1.0,Mgusim_500_Pm_09 LTMGNPON_1_FV_B + Voltage Phase Angle,0,1,1,Degrees,Phasor,VPHA,Voltage Phase Angle,PA,-98.6,37.5,PPA:6800,2021-08-06 18:02:33
} | MaximumArchiveDays=90 | DesiredRemainingSpace=500,6801,GPA_MGUSIM_500_PM_09-PM6:V,,250,8736f6c7-ad41-4b43-b4f6-e684e0d4ad20,MGUSIM_500_PM_09,Mgusim_500_Pm_09,60,1,companyAcronym= | protocolName=IEEE C37.118.2-2011 | vendorAcronym= | vendorDeviceName= | interconnectionName=,,,,10,STTP,Streaming Telemetry Transport Protocol,3,6,LTMGNPON_1_FV_C,V,+,0,MGUSIM_500_PM_09-PM6,0.0,1.0,Mgusim_500_Pm_09 LTMGNPON_1_FV_C + Voltage Magnitude,0,1,1,Volts,Phasor,VPHM,Voltage Magnitude,PM,-98.6,37.5,PPA:6801,2021-08-06 18:02:33
} | MaximumArchiveDays=90 | DesiredRemainingSpace=500,6802,GPA_MGUSIM_500_PM_09-PA6:VH,,250,8736f6c7-ad41-4b43-b4f6-e684e0d4ad20,MGUSIM_500_PM_09,Mgusim_500_Pm_09,60,1,companyAcronym= | protocolName=IEEE C37.118.2-2011 | vendorAcronym= | vendorDeviceName= | interconnectionName=,,,,10,STTP,Streaming Telemetry Transport Protocol,4,6,LTMGNPON_1_FV_C,V,+,0,MGUSIM_500_PM_09-PA6,0.0,1.0,Mgusim_500_Pm_09 LTMGNPON_1_FV_C + Voltage Phase Angle,0,1,1,Degrees,Phasor,VPHA,Voltage Phase Angle,PA,-98.6,37.5,PPA:6802,2021-08-06 18:02:33
} | MaximumArchiveDays=90 | DesiredRemainingSpace=500,6803,GPA_MGUSIM_500_PM_09-PM7:V,,250,8736f6c7-ad41-4b43-b4f6-e684e0d4ad20,MGUSIM_500_PM_09,Mgusim_500_Pm_09,60,1,companyAcronym= | protocolName=IEEE C37.118.2-2011 | vendorAcronym= | vendorDeviceName= | interconnectionName=,,,,10,STTP,Streaming Telemetry Transport Protocol,3,7,LTMGNPON_1_FV_P,V,+,0,MGUSIM_500_PM_09-PM7,0.0,1.0,Mgusim_500_Pm_09 LTMGNPON_1_FV_P + Voltage Magnitude,0,1,1,Volts,Phasor,VPHM,Voltage Magnitude,PM,-98.6,37.5,PPA:6803,2021-08-06 18:02:33
} | MaximumArchiveDays=90 | DesiredRemainingSpace=500,6804,GPA_MGUSIM_500_PM_09-PA7:VH,,250,8736f6c7-ad41-4b43-b4f6-e684e0d4ad20,MGUSIM_500_PM_09,Mgusim_500_Pm_09,60,1,companyAcronym= | protocolName=IEEE C37.118.2-2011 | vendorAcronym= | vendorDeviceName= | interconnectionName=,,,,10,STTP,Streaming Telemetry Transport Protocol,4,7,LTMGNPON_1_FV_P,V,+,0,MGUSIM_500_PM_09-PA7,0.0,1.0,Mgusim_500_Pm_09 LTMGNPON_1_FV_P + Voltage Phase Angle,0,1,1,Degrees,Phasor,VPHA,Voltage Phase Angle,PA,-98.6,37.5,PPA:6804,2021-08-06 18:02:33
} | MaximumArchiveDays=90 | DesiredRemainingSpace=500,6805,GPA_MGUSIM_500_PM_09-PM8:I,,250,8736f6c7-ad41-4b43-b4f6-e684e0d4ad20,MGUSIM_500_PM_09,Mgusim_500_Pm_09,60,1,companyAcronym= | protocolName=IEEE C37.118.2-2011 | vendorAcronym= | vendorDeviceName= | interconnectionName=,,,,10,STTP,Streaming Telemetry Transport Protocol,1,8,LTMGNPON_1_FA_P,I,+,0,MGUSIM_500_PM_09-PM8,0.0,1.0,Mgusim_500_Pm_09 LTMGNPON_1_FA_P + Current Magnitude,0,1,1,Amps,Phasor,IPHM,Current Magnitude,PM,-98.6,37.5,PPA:6805,2021-08-06 18:02:33
} | MaximumArchiveDays=90 | DesiredRemainingSpace=500,6806,GPA_MGUSIM_500_PM_09-PA8:IH,,250,8736f6c7-ad41-4b43-b4f6-e684e0d4ad20,MGUSIM_500_PM_09,Mgusim_500_Pm_09,60,1,companyAcronym= | protocolName=IEEE C37.118.2-2011 | vendorAcronym= | vendorDeviceName= | interconnectionName=,,,,10,STTP,Streaming Telemetry Transport Protocol,2,8,LTMGNPON_1_FA_P,I,+,0,MGUSIM_500_PM_09-PA8,0.0,1.0,Mgusim_500_Pm_09 LTMGNPON_1_FA_P + Current Phase Angle,0,1,1,Degrees,Phasor,IPHA,Current Phase Angle,PA,-98.6,37.5,PPA:6806,2021-08-06 18:02:33
} | MaximumArchiveDays=90 | DesiredRemainingSpace=500,6807,GPA_MGNPON_500_PM_03:F,,251,8736f6c7-ad41-4b43-b4f6-e684e0d4ad20,MGNPON_500_PM_03,Mgnpon_500_Pm_03,60,1,companyAcronym= | protocolName=IEEE C37.118.2-2011 | vendorAcronym= | vendorDeviceName= | interconnectionName=,,,,10,STTP,Streaming Telemetry Transport Protocol,5,,,,,,MGNPON_500_PM_03-FQ,0.0,1.0,Mgnpon_500_Pm_03 Frequency,0,1,1,Hz,PMU,FREQ,Frequency,FQ,-98.6,37.5,PPA:6807,2021-08-06 18:02:33
} | MaximumArchiveDays=90 | DesiredRemainingSpace=500,6808,GPA_MGNPON_500_PM_03:DF,,251,8736f6c7-ad41-4b43-b4f6-e684e0d4ad20,MGNPON_500_PM_03,Mgnpon_500_Pm_03,60,1,companyAcronym= | protocolName=IEEE C37.118.2-2011 | vendorAcronym= | vendorDeviceName= | interconnectionName=,,,,10,STTP,Streaming Telemetry Transport Protocol,6,,,,,,MGNPON_500_PM_03-DF,0.0,1.0,Mgnpon_500_Pm_03 Frequency Delta (dF/dt),0,1,1,,PMU,DFDT,Frequency Delta (dF/dt),DF,-98.6,37.5,PPA:6808,2021-08-06 18:02:33
} | MaximumArchiveDays=90 | DesiredRemainingSpace=500,6809,GPA_MGNPON_500_PM_03:S,,251,8736f6c7-ad41-4b43-b4f6-e684e0d4ad20,MGNPON_500_PM_03,Mgnpon_500_Pm_03,60,1,companyAcronym= | protocolName=IEEE C37.118.2-2011 | vendorAcronym= | vendorDeviceName= | interconnectionName=,,,,10,STTP,Streaming Telemetry Transport Protocol,8,,,,,,MGNPON_500_PM_03-SF,0.0,1.0,Mgnpon_500_Pm_03 Status Flags,0,1,1,,PMU,FLAG,Status Flags,SF,-98.6,37.5,PPA:6809,2021-08-06 18:02:33
} | MaximumArchiveDays=90 | DesiredRemainingSpace=500,6810,GPA_MGNPON_500_PM_03-PM1:I,,251,8736f6c7-ad41-4b43-b4f6-e684e0d4ad20,MGNPON_500_PM_03,Mgnpon_500_Pm_03,60,1,companyAcronym= | protocolName=IEEE C37.118.2-2011 | vendorAcronym= | vendorDeviceName= | interconnectionName=,,,,10,STTP,Streaming Telemetry Transport Protocol,1,1,LTMGUSIM_1_FA_A,I,+,0,MGNPON_500_PM_03-PM1,0.0,1.0,Mgnpon_500_Pm_03 LTMGUSIM_1_FA_A + Current Magnitude,0,1,1,Amps,Phasor,IPHM,Current Magnitude,PM,-98.6,37.5,PPA:6810,2021-08-06 18:02:33
} | MaximumArchiveDays=90 | DesiredRemainingSpace=500,6811,GPA_MGNPON_500_PM_03-PA1:IH,,251,8736f6c7-ad41-4b43-b4f6-e684e0d4ad20,MGNPON_500_PM_03,Mgnpon_500_Pm_03,60,1,companyAcronym= | protocolName=IEEE C37.118.2-2011 | vendorAcronym= | vendorDeviceName= | interconnectionName=,,,,10,STTP,Streaming Telemetry Transport Protocol,2,1,LTMGUSIM_1_FA_A,I,+,0,MGNPON_500_PM_03-PA1,0.0,1.0,Mgnpon_500_Pm_03 LTMGUSIM_1_FA_A + Current Phase Angle,0,1,1,Degrees,Phasor,IPHA,Current Phase Angle,PA,-98.6,37.5,PPA:6811,2021-08-06 18:02:33
} | MaximumArchiveDays=90 | DesiredRemainingSpace=500,6812,GPA_MGNPON_500_PM_03-PM2:I,,251,8736f6c7-ad41-4b43-b4f6-e684e0d4ad20,MGNPON_500_PM_03,Mgnpon_500_Pm_03,60,1,companyAcronym= | protocolName=IEEE C37.118.2-2011 | vendorAcronym= | vendorDeviceName= | interconnectionName=,,,,10,STTP,Streaming Telemetry Transport Protocol,1,2,LTMGUSIM_1_FA_B,I,+,0,MGNPON_500_PM_03-PM2,0.0,1.0,Mgnpon_500_Pm_03 LTMGUSIM_1_FA_B + Current Magnitude,0,1,1,Amps,Phasor,IPHM,Current Magnitude,PM,-98.6,37.5,PPA:6812,2021-08-06 18:02:33
} | MaximumArchiveDays=90 | DesiredRemainingSpace=500,6813,GPA_MGNPON_500_PM_03-PA2:IH,,251,8736f6c7-ad41-4b43-b4f6-e684e0d4ad20,MGNPON_500_PM_03,Mgnpon_500_Pm_03,60,1,companyAcronym= | protocolName=IEEE C37.118.2-2011 | vendorAcronym= | vendorDeviceName= | interconnectionName=,,,,10,STTP,Streaming Telemetry Transport Protocol,2,2,LTMGUSIM_1_FA_B,I,+,0,MGNPON_500_PM_03-PA2,0.0,1.0,Mgnpon_500_Pm_03 LTMGUSIM_1_FA_B + Current Phase Angle,0,1,1,Degrees,Phasor,IPHA,Current Phase Angle,PA,-98.6,37.5,PPA:6813,2021-08-06 18:02:33
} | MaximumArchiveDays=90 | DesiredRemainingSpace=500,6814,GPA_MGNPON_500_PM_03-PM3:I,,251,8736f6c7-ad41-4b43-b4f6-e684e0d4ad20,MGNPON_500_PM_03,Mgnpon_500_Pm_03,60,1,companyAcronym= | protocolName=IEEE C37.118.2-2011 | vendorAcronym= | vendorDeviceName= | interconnectionName=,,,,10,STTP,Streaming Telemetry Transport Protocol,1,3,LTMGUSIM_1_FA_C,I,+,0,MGNPON_500_PM_03-PM3,0.0,1.0,Mgnpon_500_Pm_03 LTMGUSIM_1_FA_C + Current Magnitude,0,1,1,Amps,Phasor,IPHM,Current Magnitude,PM,-98.6,37.5,PPA:6814,2021-08-06 18:02:33
} | MaximumArchiveDays=90 | DesiredRemainingSpace=500,6815,GPA_MGNPON_500_PM_03-PA3:IH,,251,8736f6c7-ad41-4b43-b4f6-e684e0d4ad20,MGNPON_500_PM_03,Mgnpon_500_Pm_03,60,1,companyAcronym= | protocolName=IEEE C37.118.2-2011 | vendorAcronym= | vendorDeviceName= | interconnectionName=,,,,10,STTP,Streaming Telemetry Transport Protocol,2,3,LTMGUSIM_1_FA_C,I,+,0,MGNPON_500_PM_03-PA3,0.0,1.0,Mgnpon_500_Pm_03 LTMGUSIM_1_FA_C + Current Phase Angle,0,1,1,Degrees,Phasor,IPHA,Current Phase Angle,PA,-98.6,37.5,PPA:6815,2021-08-06 18:02:33
} | MaximumArchiveDays=90 | DesiredRemainingSpace=500,6816,GPA_MGNPON_500_PM_03-PM4:V,,251,8736f6c7-ad41-4b43-b4f6-e684e0d4ad20,MGNPON_500_PM_03,Mgnpon_500_Pm_03,60,1,companyAcronym= | protocolName=IEEE C37.118.2-2011 | vendorAcronym= | vendorDeviceName= | interconnectionName=,,,,10,STTP,Streaming Telemetry Transport Protocol,3,4,LTMGUSIM_1_FV_A,V,+,0,MGNPON_500_PM_03-PM4,0.0,1.0,Mgnpon_500_Pm_03 LTMGUSIM_1_FV_A + Voltage Magnitude,0,1,1,Volts,Phasor,VPHM,Voltage Magnitude,PM,-98.6,37.5,PPA:6816,2021-08-06 18:02:33
} | MaximumArchiveDays=90 | DesiredRemainingSpace=500,6817,GPA_MGNPON_500_PM_03-PA4:VH,,251,8736f6c7-ad41-4b43-b4f6-e684e0d4ad20,MGNPON_500_PM_03,Mgnpon_500_Pm_03,60,1,companyAcronym= | protocolName=IEEE C37.118.2-2011 | vendorAcronym= | vendorDeviceName= | interconnectionName=,,,,10,STTP,Streaming Telemetry Transport Protocol,4,4,LTMGUSIM_1_FV_A,V,+,0,MGNPON_500_PM_03-PA4,0.0,1.0,Mgnpon_500_Pm_03 LTMGUSIM_1_FV_A + Voltage Phase Angle,0,1,1,Degrees,Phasor,VPHA,Voltage Phase Angle,PA,-98.6,37.5,PPA:6817,2021-08-06 18:02:33
} | MaximumArchiveDays=90 | DesiredRemainingSpace=500,6818,GPA_MGNPON_500_PM_03-PM5:V,,251,8736f6c7-ad41-4b43-b4f6-e684e0d4ad20,MGNPON_500_PM_03,Mgnpon_500_Pm_03,60,1,companyAcronym= | protocolName=IEEE C37.118.2-2011 | vendorAcronym= | vendorDeviceName= | interconnectionName=,,,,10,STTP,Streaming Telemetry Transport Protocol,3,5,LTMGUSIM_1_FV_B,V,+,0,MGNPON_500_PM_03-PM5,0.0,1.0,Mgnpon_500_Pm_03 LTMGUSIM_1_FV_B + Voltage Magnitude,0,1,1,Volts,Phasor,VPHM,Voltage Magnitude,PM,-98.6,37.5,PPA:6818,2021-08-06 18:02:33
} | MaximumArchiveDays=90 | DesiredRemainingSpace=500,6819,GPA_MGNPON_500_PM_03-PA5:VH,,251,8736f6c7-ad41-4b43-b4f6-e684e0d4ad20,MGNPON_500_PM_03,Mgnpon_500_Pm_03,60,1,companyAcronym= | protocolName=IEEE C37.118.2-2011 | vendorAcronym= | vendorDeviceName= | interconnectionName=,,,,10,STTP,Streaming Telemetry Transport Protocol,4,5,LTMGUSIM_1_FV_B,V,+,0,MGNPON_500_PM_03-PA5,0.0,1.0,Mgnpon_500_Pm_03 LTMGUSIM_1_FV_B + Voltage Phase Angle,0,1,1,Degrees,Phasor,VPHA,Voltage Phase Angle,PA,-98.6,37.5,PPA:6819,2021-08-06 18:02:33
} | MaximumArchiveDays=90 | DesiredRemainingSpace=500,6820,GPA_MGNPON_500_PM_03-PM6:V,,251,8736f6c7-ad41-4b43-b4f6-e684e0d4ad20,MGNPON_500_PM_03,Mgnpon_500_Pm_03,60,1,companyAcronym= | protocolName=IEEE C37.118.2-2011 | vendorAcronym= | vendorDeviceName= | interconnectionName=,,,,10,STTP,Streaming Telemetry Transport Protocol,3,6,LTMGUSIM_1_FV_C,V,+,0,MGNPON_500_PM_03-PM6,0.0,1.0,Mgnpon_500_Pm_03 LTMGUSIM_1_FV_C + Voltage Magnitude,0,1,1,Volts,Phasor,VPHM,Voltage Magnitude,PM,-98.6,37.5,PPA:6820,2021-08-06 18:02:33
} | MaximumArchiveDays=90 | DesiredRemainingSpace=500,6821,GPA_MGNPON_500_PM_03-PA6:VH,,251,8736f6c7-ad41-4b43-b4f6-e684e0d4ad20,MGNPON_500_PM_03,Mgnpon_500_Pm_03,60,1,companyAcronym= | protocolName=IEEE C37.118.2-2011 | vendorAcronym= | vendorDeviceName= | interconnectionName=,,,,10,STTP,Streaming Telemetry Transport Protocol,4,6,LTMGUSIM_1_FV_C,V,+,0,MGNPON_500_PM_03-PA6,0.0,1.0,Mgnpon_500_Pm_03 LTMGUSIM_1_FV_C + Voltage Phase Angle,0,1,1,Degrees,Phasor,VPHA,Voltage Phase Angle,PA,-98.6,37.5,PPA:6821,2021-08-06 18:02:33
} | MaximumArchiveDays=90 | DesiredRemainingSpace=500,6822,GPA_MGNPON_500_PM_03-PM7:V,,251,8736f6c7-ad41-4b43-b4f6-e684e0d4ad20,MGNPON_500_PM_03,Mgnpon_500_Pm_03,60,1,companyAcronym= | protocolName=IEEE C37.118.2-2011 | vendorAcronym= | vendorDeviceName= | interconnectionName=,,,,10,STTP,Streaming Telemetry Transport Protocol,3,7,LTMGUSIM_1_FV_P,V,+,0,MGNPON_500_PM_03-PM7,0.0,1.0,Mgnpon_500_Pm_03 LTMGUSIM_1_FV_P + Voltage Magnitude,0,1,1,Volts,Phasor,VPHM,Voltage Magnitude,PM,-98.6,37.5,PPA:6822,2021-08-06 18:02:33
} | MaximumArchiveDays=90 | DesiredRemainingSpace=500,6823,GPA_MGNPON_500_PM_03-PA7:VH,,251,8736f6c7-ad41-4b43-b4f6-e684e0d4ad20,MGNPON_500_PM_03,Mgnpon_500_Pm_03,60,1,companyAcronym= | protocolName=IEEE C37.118.2-2011 | vendorAcronym= | vendorDeviceName= | interconnectionName=,,,,10,STTP,Streaming Telemetry Transport Protocol,4,7,LTMGUSIM_1_FV_P,V,+,0,MGNPON_500_PM_03-PA7,0.0,1.0,Mgnpon_500_Pm_03 LTMGUSIM_1_FV_P + Voltage Phase Angle,0,1,1,Degrees,Phasor,VPHA,Voltage Phase Angle,PA,-98.6,37.5,PPA:6823,2021-08-06 18:02:33
} | MaximumArchiveDays=90 | DesiredRemainingSpace=500,6824,GPA_MGNPON_500_PM_03-PM8:I,,251,8736f6c7-ad41-4b43-b4f6-e684e0d4ad20,MGNPON_500_PM_03,Mgnpon_500_Pm_03,60,1,companyAcronym= | protocolName=IEEE C37.118.2-2011 | vendorAcronym= | vendorDeviceName= | interconnectionName=,,,,10,STTP,Streaming Telemetry Transport Protocol,1,8,LTMGUSIM_1_FA_P,I,+,0,MGNPON_500_PM_03-PM8,0.0,1.0,Mgnpon_500_Pm_03 LTMGUSIM_1_FA_P + Current Magnitude,0,1,1,Amps,Phasor,IPHM,Current Magnitude,PM,-98.6,37.5,PPA:6824,2021-08-06 18:02:33
} | MaximumArchiveDays=90 | DesiredRemainingSpace=500,6825,GPA_MGNPON_500_PM_03-PA8:IH,,251,8736f6c7-ad41-4b43-b4f6-e684e0d4ad20,MGNPON_500_PM_03,Mgnpon_500_Pm_03,60,1,companyAcronym= | protocolName=IEEE C37.118.2-2011 | vendorAcronym= | vendorDeviceName= | interconnectionName=,,,,10,STTP,Streaming Telemetry Transport Protocol,2,8,LTMGUSIM_1_FA_P,I,+,0,MGNPON_500_PM_03-PA8,0.0,1.0,Mgnpon_500_Pm_03 LTMGUSIM_1_FA_P + Current Phase Angle,0,1,1,Degrees,Phasor,IPHA,Current Phase Angle,PA,-98.6,37.5,PPA:6825,2021-08-06 18:02:33
} | MaximumArchiveDays=90 | DesiredRemainingSpace=500,6826,GPA_MGEMBO_500_PM_01:F,,252,8736f6c7-ad41-4b43-b4f6-e684e0d4ad20,MGEMBO_500_PM_01,Mgembo_500_Pm_01,60,1,companyAcronym= | protocolName=IEEE C37.118.2-2011 | vendorAcronym= | vendorDeviceName= | interconnectionName=,,,,10,STTP,Streaming Telemetry Transport Protocol,5,,,,,,MGEMBO_500_PM_01-FQ,0.0,1.0,Mgembo_500_Pm_01 Frequency,0,1,1,Hz,PMU,FREQ,Frequency,FQ,-98.6,37.5,PPA:6826,2021-08-06 18:02:33
} | MaximumArchiveDays=90 | DesiredRemainingSpace=500,6827,GPA_MGEMBO_500_PM_01:DF,,252,8736f6c7-ad41-4b43-b4f6-e684e0d4ad20,MGEMBO_500_PM_01,Mgembo_500_Pm_01,60,1,companyAcronym= | protocolName=IEEE C37.118.2-2011 | vendorAcronym= | vendorDeviceName= | interconnectionName=,,,,10,STTP,Streaming Telemetry Transport Protocol,6,,,,,,MGEMBO_500_PM_01-DF,0.0,1.0,Mgembo_500_Pm_01 Frequency Delta (dF/dt),0,1,1,,PMU,DFDT,Frequency Delta (dF/dt),DF,-98.6,37.5,PPA:6827,2021-08-06 18:02:33
} | MaximumArchiveDays=90 | DesiredRemainingSpace=500,6828,GPA_MGEMBO_500_PM_01:S,,252,8736f6c7-ad41-4b43-b4f6-e684e0d4ad20,MGEMBO_500_PM_01,Mgembo_500_Pm_01,60,1,companyAcronym= | protocolName=IEEE C37.118.2-2011 | vendorAcronym= | vendorDeviceName= | interconnectionName=,,,,10,STTP,Streaming Telemetry Transport Protocol,8,,,,,,MGEMBO_500_PM_01-SF,0.0,1.0,Mgembo_500_Pm_01 Status Flags,0,1,1,,PMU,FLAG,Status Flags,SF,-98.6,37.5,PPA:6828,2021-08-06 18:02:33
} | MaximumArchiveDays=90 | DesiredRemainingSpace=500,6829,GPA_MGEMBO_500_PM_01-PM1:V,,252,8736f6c7-ad41-4b43-b4f6-e684e0d4ad20,MGEMBO_500_PM_01,Mgembo_500_Pm_01,60,1,companyAcronym= | protocolName=IEEE C37.118.2-2011 | vendorAcronym= | vendorDeviceName= | interconnectionName=,,,,10,STTP,Streaming Telemetry Transport Protocol,3,1,LTMGNPON_2_FV_A,V,+,0,MGEMBO_500_PM_01-PM1,0.0,1.0,Mgembo_500_Pm_01 LTMGNPON_2_FV_A + Voltage Magnitude,0,1,1,Volts,Phasor,VPHM,Voltage Magnitude,PM,-98.6,37.5,PPA:6829,2021-08-06 18:02:33
} | MaximumArchiveDays=90 | DesiredRemainingSpace=500,6830,GPA_MGEMBO_500_PM_01-PA1:VH,,252,8736f6c7-ad41-4b43-b4f6-e684e0d4ad20,MGEMBO_500_PM_01,Mgembo_500_Pm_01,60,1,companyAcronym= | protocolName=IEEE C37.118.2-2011 | vendorAcronym= | vendorDeviceName= | interconnectionName=,,,,10,STTP,Streaming Telemetry Transport Protocol,4,1,LTMGNPON_2_FV_A,V,+,0,MGEMBO_500_PM_01-PA1,0.0,1.0,Mgembo_500_Pm_01 LTMGNPON_2_FV_A + Voltage Phase Angle,0,1,1,Degrees,Phasor,VPHA,Voltage Phase Angle,PA,-98.6,37.5,PPA:6830,2021-08-06 18:02:33
} | MaximumArchiveDays=90 | DesiredRemainingSpace=500,6831,GPA_MGEMBO_500_PM_01-PM2:V,,252,8736f6c7-ad41-4b43-b4f6-e684e0d4ad20,MGEMBO_500_PM_01,Mgembo_500_Pm_01,60,1,companyAcronym= | protocolName=IEEE C37.118.2-2011 | vendorAcronym= | vendorDeviceName= | interconnectionName=,,,,10,STTP,Streaming Telemetry Transport Protocol,3,2,LTMGNPON_2_FV_B,V,+,0,MGEMBO_500_PM_01-PM2,0.0,1.0,Mgembo_500_Pm_01 LTMGNPON_2_FV_B + Voltage Magnitude,0,1,1,Volts,Phasor,VPHM,Voltage Magnitude,PM,-98.6,37.5,PPA:6831,2021-08-06 18:02:33
} | MaximumArchiveDays=90 | DesiredRemainingSpace=500,6832,GPA_MGEMBO_500_PM_01-PA2:VH,,252,8736f6c7-ad41-4b43-b4f6-e684e0d4ad20,MGEMBO_500_PM_01,Mgembo_500_Pm_01,60,1,companyAcronym= | protocolName=IEEE C37.118.2-2011 | vendorAcronym= | vendorDeviceName= | interconnectionName=,,,,10,STTP,Streaming Telemetry Transport Protocol,4,2,LTMGNPON_2_FV_B,V,+,0,MGEMBO_500_PM_01-PA2,0.0,1.0,Mgembo_500_Pm_01 LTMGNPON_2_FV_B + Voltage Phase Angle,0,1,1,Degrees,Phasor,VPHA,Voltage Phase Angle,PA,-98.6,37.5,PPA:6832,2021-08-06 18:02:33
} | MaximumArchiveDays=90 | DesiredRemainingSpace=500,6833,GPA_MGEMBO_500_PM_01-PM3:V,,252,8736f6c7-ad41-4b43-b4f6-e684e0d4ad20,MGEMBO_500_PM_01,Mgembo_500_Pm_01,60,1,companyAcronym= | protocolName=IEEE C37.118.2-2011 | vendorAcronym= | vendorDeviceName= | interconnectionName=,,,,10,STTP,Streaming Telemetry Transport Protocol,3,3,LTMGNPON_2_FV_C,V,+,0,MGEMBO_500_PM_01-PM3,0.0,1.0,Mgembo_500_Pm_01 LTMGNPON_2_FV_C + Voltage Magnitude,0,1,1,Volts,Phasor,VPHM,Voltage Magnitude,PM,-98.6,37.5,PPA:6833,2021-08-06 18:02:33
} | MaximumArchiveDays=90 | DesiredRemainingSpace=500,6834,GPA_MGEMBO_500_PM_01-PA3:VH,,252,8736f6c7-ad41-4b43-b4f6-e684e0d4ad20,MGEMBO_500_PM_01,Mgembo_500_Pm_01,60,1,companyAcronym= | protocolName=IEEE C37.118.2-2011 | vendorAcronym= | vendorDeviceName= | interconnectionName=,,,,10,STTP,Streaming Telemetry Transport Protocol,4,3,LTMGNPON_2_FV_C,V,+,0,MGEMBO_500_PM_01-PA3,0.0,1.0,Mgembo_500_Pm_01 LTMGNPON_2_FV_C + Voltage Phase Angle,0,1,1,Degrees,Phasor,VPHA,Voltage Phase Angle,PA,-98.6,37.5,PPA:6834,2021-08-06 18:02:33
} | MaximumArchiveDays=90 | DesiredRemainingSpace=500,6835,GPA_MGEMBO_500_PM_01-PM4:I,,252,8736f6c7-ad41-4b43-b4f6-e684e0d4ad20,MGEMBO_500_PM_01,Mgembo_500_Pm_01,60,1,companyAcronym= | protocolName=IEEE C37.118.2-2011 | vendorAcronym= | vendorDeviceName= | interconnectionName=,,,,10,STTP,Streaming Telemetry Transport Protocol,1,4,LTMGNPON_2_FA_A,I,+,0,MGEMBO_500_PM_01-PM4,0.0,1.0,Mgembo_500_Pm_01 LTMGNPON_2_FA_A + Current Magnitude,0,1,1,Amps,Phasor,IPHM,Current Magnitude,PM,-98.6,37.5,PPA:6835,2021-08-06 18:02:33
} | MaximumArchiveDays=90 | DesiredRemainingSpace=500,6836,GPA_MGEMBO_500_PM_01-PA4:IH,,252,8736f6c7-ad41-4b43-b4f6-e684e0d4ad20,MGEMBO_500_PM_01,Mgembo_500_Pm_01,60,1,companyAcronym= | protocolName=IEEE C37.118.2-2011 | vendorAcronym= | vendorDeviceName= | interconnectionName=,,,,10,STTP,Streaming Telemetry Transport Protocol,2,4,LTMGNPON_2_FA_A,I,+,0,MGEMBO_500_PM_01-PA4,0.0,1.0,Mgembo_500_Pm_01 LTMGNPON_2_FA_A + Current Phase Angle,0,1,1,Degrees,Phasor,IPHA,Current Phase Angle,PA,-98.6,37.5,PPA:6836,2021-08-06 18:02:33
} | MaximumArchiveDays=90 | DesiredRemainingSpace=500,6837,GPA_MGEMBO_500_PM_01-PM5:I,,252,8736f6c7-ad41-4b43-b4f6-e684e0d4ad20,MGEMBO_500_PM_01,Mgembo_500_Pm_01,60,1,companyAcronym= | protocolName=IEEE C37.118.2-2011 | vendorAcronym= | vendorDeviceName= | interconnectionName=,,,,10,STTP,Streaming Telemetry Transport Protocol,1,5,LTMGNPON_2_FA_B,I,+,0,MGEMBO_500_PM_01-PM5,0.0,1.0,Mgembo_500_Pm_01 LTMGNPON_2_FA_B + Current Magnitude,0,1,1,Amps,Phasor,IPHM,Current Magnitude,PM,-98.6,37.5,PPA:6837,2021-08-06 18:02:33
} | MaximumArchiveDays=90 | DesiredRemainingSpace=500,6838,GPA_MGEMBO_500_PM_01-PA5:IH,,252,8736f6c7-ad41-4b43-b4f6-e684e0d4ad20,MGEMBO_500_PM_01,Mgembo_500_Pm_01,60,1,companyAcronym= | protocolName=IEEE C37.118.2-2011 | vendorAcronym= | vendorDeviceName= | interconnectionName=,,,,10,STTP,Streaming Telemetry Transport Protocol,2,5,LTMGNPON_2_FA_B,I,+,0,MGEMBO_500_PM_01-PA5,0.0,1.0,Mgembo_500_Pm_01 LTMGNPON_2_FA_B + Current Phase Angle,0,1,1,Degrees,Phasor,IPHA,Current Phase Angle,PA,-98.6,37.5,PPA:6838,2021-08-06 18:02:33
} | MaximumArchiveDays=90 | DesiredRemainingSpace=500,6839,GPA_MGEMBO_500_PM_01-PM6:I,,252,8736f6c7-ad41-4b43-b4f6-e684e0d4ad20,MGEMBO_500_PM_01,Mgembo_500_Pm_01,60,1,companyAcronym= | protocolName=IEEE C37.118.2-2011 | vendorAcronym= | vendorDeviceName= | interconnectionName=,,,,10,STTP,Streaming Telemetry Transport Protocol,1,6,LTMGNPON_2_FA_C,I,+,0,MGEMBO_500_PM_01-PM6,0.0,1.0,Mgembo_500_Pm_01 LTMGNPON_2_FA_C + Current Magnitude,0,1,1,Amps,Phasor,IPHM,Current Magnitude,PM,-98.6,37.5,PPA:6839,2021-08-06 18:02:33
} | MaximumArchiveDays=90 | DesiredRemainingSpace=500,6840,GPA_MGEMBO_500_PM_01-PA6:IH,,252,8736f6c7-ad41-4b43-b4f6-e684e0d4ad20,MGEMBO_500_PM_01,Mgembo_500_Pm_01,60,1,companyAcronym= | protocolName=IEEE C37.118.2-2011 | vendorAcronym= | vendorDeviceName= | interconnectionName=,,,,10,STTP,Streaming Telemetry Transport Protocol,2,6,LTMGNPON_2_FA_C,I,+,0,MGEMBO_500_PM_01-PA6,0.0,1.0,Mgembo_500_Pm_01 LTMGNPON_2_FA_C + Current Phase Angle,0,1,1,Degrees,Phasor,IPHA,Current Phase Angle,PA,-98.6,37.5,PPA:6840,2021-08-06 18:02:33
} | MaximumArchiveDays=90 | DesiredRemainingSpace=500,6841,GPA_MGEMBO_500_PM_01-PM7:V,,252,8736f6c7-ad41-4b43-b4f6-e684e0d4ad20,MGEMBO_500_PM_01,Mgembo_500_Pm_01,60,1,companyAcronym= | protocolName=IEEE C37.118.2-2011 | vendorAcronym= | vendorDeviceName= | interconnectionName=,,,,10,STTP,Streaming Telemetry Transport Protocol,3,7,LTMGNPON_2_FV_P,V,+,0,MGEMBO_500_PM_01-PM7,0.0,1.0,Mgembo_500_Pm_01 LTMGNPON_2_FV_P + Voltage Magnitude,0,1,1,Volts,Phasor,VPHM,Voltage Magnitude,PM,-98.6,37.5,PPA:6841,2021-08-06 18:02:33
} | MaximumArchiveDays=90 | DesiredRemainingSpace=500,6842,GPA_MGEMBO_500_PM_01-PA7:VH,,252,8736f6c7-ad41-4b43-b4f6-e684e0d4ad20,MGEMBO_500_PM_01,Mgembo_500_Pm_01,60,1,companyAcronym= | protocolName=IEEE C37.118.2-2011 | vendorAcronym= | vendorDeviceName= | interconnectionName=,,,,10,STTP,Streaming Telemetry Transport Protocol,4,7,LTMGNPON_2_FV_P,V,+,0,MGEMBO_500_PM_01-PA7,0.0,1.0,Mgembo_500_Pm_01 LTMGNPON_2_FV_P + Voltage Phase Angle,0,1,1,Degrees,Phasor,VPHA,Voltage Phase Angle,PA,-98.6,37.5,PPA:6842,2021-08-06 18:02:33
} | MaximumArchiveDays=90 | DesiredRemainingSpace=500,6843,GPA_MGEMBO_500_PM_01-PM8:I,,252,8736f6c7-ad41-4b43-b4f6-e684e0d4ad20,MGEMBO_500_PM_01,Mgembo_500_Pm_01,60,1,companyAcronym= | protocolName=IEEE C37.118.2-2011 | vendorAcronym= | vendorDeviceName= | interconnectionName=,,,,10,STTP,Streaming Telemetry Transport Protocol,1,8,LTMGNPON_2_FA_P,I,+,0,MGEMBO_500_PM_01-PM8,0.0,1.0,Mgembo_500_Pm_01 LTMGNPON_2_FA_P + Current Magnitude,0,1,1,Amps,Phasor,IPHM,Current Magnitude,PM,-98.6,37.5,PPA:6843,2021-08-06 18:02:33
} | MaximumArchiveDays=90 | DesiredRemainingSpace=500,6844,GPA_MGEMBO_500_PM_01-PA8:IH,,252,8736f6c7-ad41-4b43-b4f6-e684e0d4ad20,MGEMBO_500_PM_01,Mgembo_500_Pm_01,60,1,companyAcronym= | protocolName=IEEE C37.118.2-2011 | vendorAcronym= | vendorDeviceName= | interconnectionName=,,,,10,STTP,Streaming Telemetry Transport Protocol,2,8,LTMGNPON_2_FA_P,I,+,0,MGEMBO_500_PM_01-PA8,0.0,1.0,Mgembo_500_Pm_01 LTMGNPON_2_FA_P + Current Phase Angle,0,1,1,Degrees,Phasor,IPHA,Current Phase Angle,PA,-98.6,37.5,PPA:6844,2021-08-06 18:02:33
} | MaximumArchiveDays=90 | DesiredRemainingSpace=500,6845,GPA_MGNPON_500_PM_04:F,,253,8736f6c7-ad41-4b43-b4f6-e684e0d4ad20,MGNPON_500_PM_04,Mgnpon_500_Pm_04,60,1,companyAcronym= | protocolName=IEEE C37.118.2-2011 | vendorAcronym= | vendorDeviceName= | interconnectionName=,,,,10,STTP,Streaming Telemetry Transport Protocol,5,,,,,,MGNPON_500_PM_04-FQ,0.0,1.0,Mgnpon_500_Pm_04 Frequency,0,1,1,Hz,PMU,FREQ,Frequency,FQ,-98.6,37.5,PPA:6845,2021-08-06 18:02:33
} | MaximumArchiveDays=90 | DesiredRemainingSpace=500,6846,GPA_MGNPON_500_PM_04:DF,,253,8736f6c7-ad41-4b43-b4f6-e684e0d4ad20,MGNPON_500_PM_04,Mgnpon_500_Pm_04,60,1,companyAcronym= | protocolName=IEEE C37.118.2-2011 | vendorAcronym= | vendorDeviceName= | interconnectionName=,,,,10,STTP,Streaming Telemetry Transport Protocol,6,,,,,,MGNPON_500_PM_04-DF,0.0,1.0,Mgnpon_500_Pm_04 Frequency Delta (dF/dt),0,1,1,,PMU,DFDT,Frequency Delta (dF/dt),DF,-98.6,37.5,PPA:6846,2021-08-06 18:02:33
} | MaximumArchiveDays=90 | DesiredRemainingSpace=500,6847,GPA_MGNPON_500_PM_04:S,,253,8736f6c7-ad41-4b43-b4f6-e684e0d4ad20,MGNPON_500_PM_04,Mgnpon_500_Pm_04,60,1,companyAcronym= | protocolName=IEEE C37.118.2-2011 | vendorAcronym= | vendorDeviceName= | interconnectionName=,,,,10,STTP,Streaming Telemetry Transport Protocol,8,,,,,,MGNPON_500_PM_04-SF,0.0,1.0,Mgnpon_500_Pm_04 Status Flags,0,1,1,,PMU,FLAG,Status Flags,SF,-98.6,37.5,PPA:6847,2021-08-06 18:02:33
} | MaximumArchiveDays=90 | DesiredRemainingSpace=500,6848,GPA_MGNPON_500_PM_04-PM1:I,,253,8736f6c7-ad41-4b43-b4f6-e684e0d4ad20,MGNPON_500_PM_04,Mgnpon_500_Pm_04,60,1,companyAcronym= | protocolName=IEEE C37.118.2-2011 | vendorAcronym= | vendorDeviceName= | interconnectionName=,,,,10,STTP,Streaming Telemetry Transport Protocol,1,1,LTMGEMBO_2_FA_A,I,+,0,MGNPON_500_PM_04-PM1,0.0,1.0,Mgnpon_500_Pm_04 LTMGEMBO_2_FA_A + Current Magnitude,0,1,1,Amps,Phasor,IPHM,Current Magnitude,PM,-98.6,37.5,PPA:6848,2021-08-06 18:02:33
} | MaximumArchiveDays=90 | DesiredRemainingSpace=500,6849,GPA_MGNPON_500_PM_04-PA1:IH,,253,8736f6c7-ad41-4b43-b4f6-e684e0d4ad20,MGNPON_500_PM_04,Mgnpon_500_Pm_04,60,1,companyAcronym= | protocolName=IEEE C37.118.2-2011 | vendorAcronym= | vendorDeviceName= | interconnectionName=,,,,10,STTP,Streaming Telemetry Transport Protocol,2,1,LTMGEMBO_2_FA_A,I,+,0,MGNPON_500_PM_04-PA1,0.0,1.0,Mgnpon_500_Pm_04 LTMGEMBO_2_FA_A + Current Phase Angle,0,1,1,Degrees,Phasor,IPHA,Current Phase Angle,PA,-98.6,37.5,PPA:6849,2021-08-06 18:02:33
} | MaximumArchiveDays=90 | DesiredRemainingSpace=500,6850,GPA_MGNPON_500_PM_04-PM2:I,,253,8736f6c7-ad41-4b43-b4f6-e684e0d4ad20,MGNPON_500_PM_04,Mgnpon_500_Pm_04,60,1,companyAcronym= | protocolName=IEEE C37.118.2-2011 | vendorAcronym= | vendorDeviceName= | interconnectionName=,,,,10,STTP,Streaming Telemetry Transport Protocol,1,2,LTMGEMBO_2_FA_B,I,+,0,MGNPON_500_PM_04-PM2,0.0,1.0,Mgnpon_500_Pm_04 LTMGEMBO_2_FA_B + Current Magnitude,0,1,1,Amps,Phasor,IPHM,Current Magnitude,PM,-98.6,37.5,PPA:6850,2021-08-06 18:02:33
} | MaximumArchiveDays=90 | DesiredRemainingSpace=500,6851,GPA_MGNPON_500_PM_04-PA2:IH,,253,8736f6c7-ad41-4b43-b4f6-e684e0d4ad20,MGNPON_500_PM_04,Mgnpon_500_Pm_04,60,1,companyAcronym= | protocolName=IEEE C37.118.2-2011 | vendorAcronym= | vendorDeviceName= | interconnectionName=,,,,10,STTP,Streaming Telemetry Transport Protocol,2,2,LTMGEMBO_2_FA_B,I,+,0,MGNPON_500_PM_04-PA2,0.0,1.0,Mgnpon_500_Pm_04 LTMGEMBO_2_FA_B + Current Phase Angle,0,1,1,Degrees,Phasor,IPHA,Current Phase Angle,PA,-98.6,37.5,PPA:6851,2021-08-06 18:02:33
} | MaximumArchiveDays=90 | DesiredRemainingSpace=500,6852,GPA_MGNPON_500_PM_04-PM3:I,,253,8736f6c7-ad41-4b43-b4f6-e684e0d4ad20,MGNPON_500_PM_04,Mgnpon_500_Pm_04,60,1,companyAcronym= | protocolName=IEEE C37.118.2-2011 | vendorAcronym= | vendorDeviceName= | interconnectionName=,,,,10,STTP,Streaming Telemetry Transport Protocol,1,3,LTMGEMBO_2_FA_C,I,+,0,MGNPON_500_PM_04-PM3,0.0,1.0,Mgnpon_500_Pm_04 LTMGEMBO_2_FA_C + Current Magnitude,0,1,1,Amps,Phasor,IPHM,Current Magnitude,PM,-98.6,37.5,PPA:6852,2021-08-06 18:02:33
} | MaximumArchiveDays=90 | DesiredRemainingSpace=500,6853,GPA_MGNPON_500_PM_04-PA3:IH,,253,8736f6c7-ad41-4b43-b4f6-e684e0d4ad20,MGNPON_500_PM_04,Mgnpon_500_Pm_04,60,1,companyAcronym= | protocolName=IEEE C37.118.2-2011 | vendorAcronym= | vendorDeviceName= | interconnectionName=,,,,10,STTP,Streaming Telemetry Transport Protocol,2,3,LTMGEMBO_2_FA_C,I,+,0,MGNPON_500_PM_04-PA3,0.0,1.0,Mgnpon_500_Pm_04 LTMGEMBO_2_FA_C + Current Phase Angle,0,1,1,Degrees,Phasor,IPHA,Current Phase Angle,PA,-98.6,37.5,PPA:6853,2021-08-06 18:02:33
} | MaximumArchiveDays=90 | DesiredRemainingSpace=500,6854,GPA_MGNPON_500_PM_04-PM4:V,,253,8736f6c7-ad41-4b43-b4f6-e684e0d4ad20,MGNPON_500_PM_04,Mgnpon_500_Pm_04,60,1,companyAcronym= | protocolName=IEEE C37.118.2-2011 | vendorAcronym= | vendorDeviceName= | interconnectionName=,,,,10,STTP,Streaming Telemetry Transport Protocol,3,4,LTMGEMBO_2_FV_A,V,+,0,MGNPON_500_PM_04-PM4,0.0,1.0,Mgnpon_500_Pm_04 LTMGEMBO_2_FV_A + Voltage Magnitude,0,1,1,Volts,Phasor,VPHM,Voltage Magnitude,PM,-98.6,37.5,PPA:6854,2021-08-06 18:02:33
} | MaximumArchiveDays=90 | DesiredRemainingSpace=500,6855,GPA_MGNPON_500_PM_04-PA4:VH,,253,8736f6c7-ad41-4b43-b4f6-e684e0d4ad20,MGNPON_500_PM_04,Mgnpon_500_Pm_04,60,1,companyAcronym= | protocolName=IEEE C37.118.2-2011 | vendorAcronym= | vendorDeviceName= | interconnectionName=,,,,10,STTP,Streaming Telemetry Transport Protocol,4,4,LTMGEMBO_2_FV_A,V,+,0,MGNPON_500_PM_04-PA4,0.0,1.0,Mgnpon_500_Pm_04 LTMGEMBO_2_FV_A + Voltage Phase Angle,0,1,1,Degrees,Phasor,VPHA,Voltage Phase Angle,PA,-98.6,37.5,PPA:6855,2021-08-06 18:02:33
} | MaximumArchiveDays=90 | DesiredRemainingSpace=500,6856,GPA_MGNPON_500_PM_04-PM5:V,,253,8736f6c7-ad41-4b43-b4f6-e684e0d4ad20,MGNPON_500_PM_04,Mgnpon_500_Pm_04,60,1,companyAcronym= | protocolName=IEEE C37.118.2-2011 | vendorAcronym= | vendorDeviceName= | interconnectionName=,,,,10,STTP,Streaming Telemetry Transport Protocol,3,5,LTMGEMBO_2_FV_B,V,+,0,MGNPON_500_PM_04-PM5,0.0,1.0,Mgnpon_500_Pm_04 LTMGEMBO_2_FV_B + Voltage Magnitude,0,1,1,Volts,Phasor,VPHM,Voltage Magnitude,PM,-98.6,37.5,PPA:6856,2021-08-06 18:02:33
} | MaximumArchiveDays=90 | DesiredRemainingSpace=500,6857,GPA_MGNPON_500_PM_04-PA5:VH,,253,8736f6c7-ad41-4b43-b4f6-e684e0d4ad20,MGNPON_500_PM_04,Mgnpon_500_Pm_04,60,1,companyAcronym= | protocolName=IEEE C37.118.2-2011 | vendorAcronym= | vendorDeviceName= | interconnectionName=,,,,10,STTP,Streaming Telemetry Transport Protocol,4,5,LTMGEMBO_2_FV_B,V,+,0,MGNPON_500_PM_04-PA5,0.0,1.0,Mgnpon_500_Pm_04 LTMGEMBO_2_FV_B + Voltage Phase Angle,0,1,1,Degrees,Phasor,VPHA,Voltage Phase Angle,PA,-98.6,37.5,PPA:6857,2021-08-06 18:02:33
} | MaximumArchiveDays=90 | DesiredRemainingSpace=500,6858,GPA_MGNPON_500_PM_04-PM6:V,,253,8736f6c7-ad41-4b43-b4f6-e684e0d4ad20,MGNPON_500_PM_04,Mgnpon_500_Pm_04,60,1,companyAcronym= | protocolName=IEEE C37.118.2-2011 | vendorAcronym= | vendorDeviceName= | interconnectionName=,,,,10,STTP,Streaming Telemetry Transport Protocol,3,6,LTMGEMBO_2_FV_C,V,+,0,MGNPON_500_PM_04-PM6,0.0,1.0,Mgnpon_500_Pm_04 LTMGEMBO_2_FV_C + Voltage Magnitude,0,1,1,Volts,Phasor,VPHM,Voltage Magnitude,PM,-98.6,37.5,PPA:6858,2021-08-06 18:02:33
} | MaximumArchiveDays=90 | DesiredRemainingSpace=500,6859,GPA_MGNPON_500_PM_04-PA6:VH,,253,8736f6c7-ad41-4b43-b4f6-e684e0d4ad20,MGNPON_500_PM_04,Mgnpon_500_Pm_04,60,1,companyAcronym= | protocolName=IEEE C37.118.2-2011 | vendorAcronym= | vendorDeviceName= | interconnectionName=,,,,10,STTP,Streaming Telemetry Transport Protocol,4,6,LTMGEMBO_2_FV_C,V,+,0,MGNPON_500_PM_04-PA6,0.0,1.0,Mgnpon_500_Pm_04 LTMGEMBO_2_FV_C + Voltage Phase Angle,0,1,1,Degrees,Phasor,VPHA,Voltage Phase Angle,PA,-98.6,37.5,PPA:6859,2021-08-06 18:02:33
} | MaximumArchiveDays=90 | DesiredRemainingSpace=500,6860,GPA_MGNPON_500_PM_04-PM7:V,,253,8736f6c7-ad41-4b43-b4f6-e684e0d4ad20,MGNPON_500_PM_04,Mgnpon_500_Pm_04,60,1,companyAcronym= | protocolName=IEEE C37.118.2-2011 | vendorAcronym= | vendorDeviceName= | interconnectionName=,,,,10,STTP,Streaming Telemetry Transport Protocol,3,7,LTMGEMBO_2_FV_P,V,+,0,MGNPON_500_PM_04-PM7,0.0,1.0,Mgnpon_500_Pm_04 LTMGEMBO_2_FV_P + Voltage Magnitude,0,1,1,Volts,Phasor,VPHM,Voltage Magnitude,PM,-98.6,37.5,PPA:6860,2021-08-06 18:02:33
} | MaximumArchiveDays=90 | DesiredRemainingSpace=500,6861,GPA_MGNPON_500_PM_04-PA7:VH,,253,8736f6c7-ad41-4b43-b4f6-e684e0d4ad20,MGNPON_500_PM_04,Mgnpon_500_Pm_04,60,1,companyAcronym= | protocolName=IEEE C37.118.2-2011 | vendorAcronym= | vendorDeviceName= | interconnectionName=,,,,10,STTP,Streaming Telemetry Transport Protocol,4,7,LTMGEMBO_2_FV_P,V,+,0,MGNPON_500_PM_04-PA7,0.0,1.0,Mgnpon_500_Pm_04 LTMGEMBO_2_FV_P + Voltage Phase Angle,0,1,1,Degrees,Phasor,VPHA,Voltage Phase Angle,PA,-98.6,37.5,PPA:6861,2021-08-06 18:02:33
} | MaximumArchiveDays=90 | DesiredRemainingSpace=500,6862,GPA_MGNPON_500_PM_04-PM8:I,,253,8736f6c7-ad41-4b43-b4f6-e684e0d4ad20,MGNPON_500_PM_04,Mgnpon_500_Pm_04,60,1,companyAcronym= | protocolName=IEEE C37.118.2-2011 | vendorAcronym= | vendorDeviceName= | interconnectionName=,,,,10,STTP,Streaming Telemetry Transport Protocol,1,8,LTMGEMBO_2_FA_P,I,+,0,MGNPON_500_PM_04-PM8,0.0,1.0,Mgnpon_500_Pm_04 LTMGEMBO_2_FA_P + Current Magnitude,0,1,1,Amps,Phasor,IPHM,Current Magnitude,PM,-98.6,37.5,PPA:6862,2021-08-06 18:02:33
} | MaximumArchiveDays=90 | DesiredRemainingSpace=500,6863,GPA_MGNPON_500_PM_04-PA8:IH,,253,8736f6c7-ad41-4b43-b4f6-e684e0d4ad20,MGNPON_500_PM_04,Mgnpon_500_Pm_04,60,1,companyAcronym= | protocolName=IEEE C37.118.2-2011 | vendorAcronym= | vendorDeviceName= | interconnectionName=,,,,10,STTP,Streaming Telemetry Transport Protocol,2,8,LTMGEMBO_2_FA_P,I,+,0,MGNPON_500_PM_04-PA8,0.0,1.0,Mgnpon_500_Pm_04 LTMGEMBO_2_FA_P + Current Phase Angle,0,1,1,Degrees,Phasor,IPHA,Current Phase Angle,PA,-98.6,37.5,PPA:6863,2021-08-06 18:02:33
} | MaximumArchiveDays=90 | DesiredRemainingSpace=500,6864,GPA_PIPBT_500_PM_06:F,,254,8736f6c7-ad41-4b43-b4f6-e684e0d4ad20,PIPBT_500_PM_06,Pipbt_500_Pm_06,60,1,companyAcronym= | protocolName=IEEE C37.118.2-2011 | vendorAcronym= | vendorDeviceName= | interconnectionName=,,,,10,STTP,Streaming Telemetry Transport Protocol,5,,,,,,PIPBT_500_PM_06-FQ,0.0,1.0,Pipbt_500_Pm_06 Frequency,0,1,1,Hz,PMU,FREQ,Frequency,FQ,-98.6,37.5,PPA:6864,2021-08-06 18:02:33
} | MaximumArchiveDays=90 | DesiredRemainingSpace=500,6865,GPA_PIPBT_500_PM_06:DF,,254,8736f6c7-ad41-4b43-b4f6-e684e0d4ad20,PIPBT_500_PM_06,Pipbt_500_Pm_06,60,1,companyAcronym= | protocolName=IEEE C37.118.2-2011 | vendorAcronym= | vendorDeviceName= | interconnectionName=,,,,10,STTP,Streaming Telemetry Transport Protocol,6,,,,,,PIPBT_500_PM_06-DF,0.0,1.0,Pipbt_500_Pm_06 Frequency Delta (dF/dt),0,1,1,,PMU,DFDT,Frequency Delta (dF/dt),DF,-98.6,37.5,PPA:6865,2021-08-06 18:02:33
} | MaximumArchiveDays=90 | DesiredRemainingSpace=500,6866,GPA_PIPBT_500_PM_06:S,,254,8736f6c7-ad41-4b43-b4f6-e684e0d4ad20,PIPBT_500_PM_06,Pipbt_500_Pm_06,60,1,companyAcronym= | protocolName=IEEE C37.118.2-2011 | vendorAcronym= | vendorDeviceName= | interconnectionName=,,,,10,STTP,Streaming Telemetry Transport Protocol,8,,,,,,PIPBT_500_PM_06-SF,0.0,1.0,Pipbt_500_Pm_06 Status Flags,0,1,1,,PMU,FLAG,Status Flags,SF,-98.6,37.5,PPA:6866,2021-08-06 18:02:33
} | MaximumArchiveDays=90 | DesiredRemainingSpace=500,6867,GPA_PIPBT_500_PM_06-PM1:V,,254,8736f6c7-ad41-4b43-b4f6-e684e0d4ad20,PIPBT_500_PM_06,Pipbt_500_Pm_06,60,1,companyAcronym= | protocolName=IEEE C37.118.2-2011 | vendorAcronym= | vendorDeviceName= | interconnectionName=,,,,10,STTP,Streaming Telemetry Transport Protocol,3,1,LTCETGD_1_FV_A,V,+,0,PIPBT_500_PM_06-PM1,0.0,1.0,Pipbt_500_Pm_06 LTCETGD_1_FV_A + Voltage Magnitude,0,1,1,Volts,Phasor,VPHM,Voltage Magnitude,PM,-98.6,37.5,PPA:6867,2021-08-06 18:02:33
} | MaximumArchiveDays=90 | DesiredRemainingSpace=500,6868,GPA_PIPBT_500_PM_06-PA1:VH,,254,8736f6c7-ad41-4b43-b4f6-e684e0d4ad20,PIPBT_500_PM_06,Pipbt_500_Pm_06,60,1,companyAcronym= | protocolName=IEEE C37.118.2-2011 | vendorAcronym= | vendorDeviceName= | interconnectionName=,,,,10,STTP,Streaming Telemetry Transport Protocol,4,1,LTCETGD_1_FV_A,V,+,0,PIPBT_500_PM_06-PA1,0.0,1.0,Pipbt_500_Pm_06 LTCETGD_1_FV_A + Voltage Phase Angle,0,1,1,Degrees,Phasor,VPHA,Voltage Phase Angle,PA,-98.6,37.5,PPA:6868,2021-08-06 18:02:33
} | MaximumArchiveDays=90 | DesiredRemainingSpace=500,6869,GPA_PIPBT_500_PM_06-PM2:V,,254,8736f6c7-ad41-4b43-b4f6-e684e0d4ad20,PIPBT_500_PM_06,Pipbt_500_Pm_06,60,1,companyAcronym= | protocolName=IEEE C37.118.2-2011 | vendorAcronym= | vendorDeviceName= | interconnectionName=,,,,10,STTP,Streaming Telemetry Transport Protocol,3,2,LTCETGD_1_FV_B,V,+,0,PIPBT_500_PM_06-PM2,0.0,1.0,Pipbt_500_Pm_06 LTCETGD_1_FV_B + Voltage Magnitude,0,1,1,Volts,Phasor,VPHM,Voltage Magnitude,PM,-98.6,37.5,PPA:6869,2021-08-06 18:02:33
} | MaximumArchiveDays=90 | DesiredRemainingSpace=500,6870,GPA_PIPBT_500_PM_06-PA2:VH,,254,8736f6c7-ad41-4b43-b4f6-e684e0d4ad20,PIPBT_500_PM_06,Pipbt_500_Pm_06,60,1,companyAcronym= | protocolName=IEEE C37.118.2-2011 | vendorAcronym= | vendorDeviceName= | interconnectionName=,,,,10,STTP,Streaming Telemetry Transport Protocol,4,2,LTCETGD_1_FV_B,V,+,0,PIPBT_500_PM_06-PA2,0.0,1.0,Pipbt_500_Pm_06 LTCETGD_1_FV_B + Voltage Phase Angle,0,1,1,Degrees,Phasor,VPHA,Voltage Phase Angle,PA,-98.6,37.5,PPA:6870,2021-08-06 18:02:33
} | MaximumArchiveDays=90 | DesiredRemainingSpace=500,6871,GPA_PIPBT_500_PM_06-PM3:V,,254,8736f6c7-ad41-4b43-b4f6-e684e0d4ad20,PIPBT_500_PM_06,Pipbt_500_Pm_06,60,1,companyAcronym= | protocolName=IEEE C37.118.2-2011 | vendorAcronym= | vendorDeviceName= | interconnectionName=,,,,10,STTP,Streaming Telemetry Transport Protocol,3,3,LTCETGD_1_FV_C,V,+,0,PIPBT_500_PM_06-PM3,0.0,1.0,Pipbt_500_Pm_06 LTCETGD_1_FV_C + Voltage Magnitude,0,1,1,Volts,Phasor,VPHM,Voltage Magnitude,PM,-98.6,37.5,PPA:6871,2021-08-06 18:02:33
} | MaximumArchiveDays=90 | DesiredRemainingSpace=500,6872,GPA_PIPBT_500_PM_06-PA3:VH,,254,8736f6c7-ad41-4b43-b4f6-e684e0d4ad20,PIPBT_500_PM_06,Pipbt_500_Pm_06,60,1,companyAcronym= | protocolName=IEEE C37.118.2-2011 | vendorAcronym= | vendorDeviceName= | interconnectionName=,,,,10,STTP,Streaming Telemetry Transport Protocol,4,3,LTCETGD_1_FV_C,V,+,0,PIPBT_500_PM_06-PA3,0.0,1.0,Pipbt_500_Pm_06 LTCETGD_1_FV_C + Voltage Phase Angle,0,1,1,Degrees,Phasor,VPHA,Voltage Phase Angle,PA,-98.6,37.5,PPA:6872,2021-08-06 18:02:33
} | MaximumArchiveDays=90 | DesiredRemainingSpace=500,6873,GPA_PIPBT_500_PM_06-PM4:I,,254,8736f6c7-ad41-4b43-b4f6-e684e0d4ad20,PIPBT_500_PM_06,Pipbt_500_Pm_06,60,1,companyAcronym= | protocolName=IEEE C37.118.2-2011 | vendorAcronym= | vendorDeviceName= | interconnectionName=,,,,10,STTP,Streaming Telemetry Transport Protocol,1,4,LTCETGD_1_FA_A,I,+,0,PIPBT_500_PM_06-PM4,0.0,1.0,Pipbt_500_Pm_06 LTCETGD_1_FA_A + Current Magnitude,0,1,1,Amps,Phasor,IPHM,Current Magnitude,PM,-98.6,37.5,PPA:6873,2021-08-06 18:02:33
} | MaximumArchiveDays=90 | DesiredRemainingSpace=500,6874,GPA_PIPBT_500_PM_06-PA4:IH,,254,8736f6c7-ad41-4b43-b4f6-e684e0d4ad20,PIPBT_500_PM_06,Pipbt_500_Pm_06,60,1,companyAcronym= | protocolName=IEEE C37.118.2-2011 | vendorAcronym= | vendorDeviceName= | interconnectionName=,,,,10,STTP,Streaming Telemetry Transport Protocol,2,4,LTCETGD_1_FA_A,I,+,0,PIPBT_500_PM_06-PA4,0.0,1.0,Pipbt_500_Pm_06 LTCETGD_1_FA_A + Current Phase Angle,0,1,1,Degrees,Phasor,IPHA,Current Phase Angle,PA,-98.6,37.5,PPA:6874,2021-08-06 18:02:33
} | MaximumArchiveDays=90 | DesiredRemainingSpace=500,6875,GPA_PIPBT_500_PM_06-PM5:I,,254,8736f6c7-ad41-4b43-b4f6-e684e0d4ad20,PIPBT_500_PM_06,Pipbt_500_Pm_06,60,1,companyAcronym= | protocolName=IEEE C37.118.2-2011 | vendorAcronym= | vendorDeviceName= | interconnectionName=,,,,10,STTP,Streaming Telemetry Transport Protocol,1,5,LTCETGD_1_FA_B,I,+,0,PIPBT_500_PM_06-PM5,0.0,1.0,Pipbt_500_Pm_06 LTCETGD_1_FA_B + Current Magnitude,0,1,1,Amps,Phasor,IPHM,Current Magnitude,PM,-98.6,37.5,PPA:6875,2021-08-06 18:02:33
} | MaximumArchiveDays=90 | DesiredRemainingSpace=500,6876,GPA_PIPBT_500_PM_06-PA5:IH,,254,8736f6c7-ad41-4b43-b4f6-e684e0d4ad20,PIPBT_500_PM_06,Pipbt_500_Pm_06,60,1,companyAcronym= | protocolName=IEEE C37.118.2-2011 | vendorAcronym= | vendorDeviceName= | interconnectionName=,,,,10,STTP,Streaming Telemetry Transport Protocol,2,5,LTCETGD_1_FA_B,I,+,0,PIPBT_500_PM_06-PA5,0.0,1.0,Pipbt_500_Pm_06 LTCETGD_1_FA_B + Current Phase Angle,0,1,1,Degrees,Phasor,IPHA,Current Phase Angle,PA,-98.6,37.5,PPA:6876,2021-08-06 18:02:33
} | MaximumArchiveDays=90 | DesiredRemainingSpace=500,6877,GPA_PIPBT_500_PM_06-PM6:I,,254,8736f6c7-ad41-4b43-b4f6-e684e0d4ad20,PIPBT_500_PM_06,Pipbt_500_Pm_06,60,1,companyAcronym= | protocolName=IEEE C37.118.2-2011 | vendorAcronym= | vendorDeviceName= | interconnectionName=,,,,10,STTP,Streaming Telemetry Transport Protocol,1,6,LTCETGD_1_FA_C,I,+,0,PIPBT_500_PM_06-PM6,0.0,1.0,Pipbt_500_Pm_06 LTCETGD_1_FA_C + Current Magnitude,0,1,1,Amps,Phasor,IPHM,Current Magnitude,PM,-98.6,37.5,PPA:6877,2021-08-06 18:02:33
} | MaximumArchiveDays=90 | DesiredRemainingSpace=500,6878,GPA_PIPBT_500_PM_06-PA6:IH,,254,8736f6c7-ad41-4b43-b4f6-e684e0d4ad20,PIPBT_500_PM_06,Pipbt_500_Pm_06,60,1,companyAcronym= | protocolName=IEEE C37.118.2-2011 | vendorAcronym= | vendorDeviceName= | interconnectionName=,,,,10,STTP,Streaming Telemetry Transport Protocol,2,6,LTCETGD_1_FA_C,I,+,0,PIPBT_500_PM_06-PA6,0.0,1.0,Pipbt_500_Pm_06 LTCETGD_1_FA_C + Current Phase Angle,0,1,1,Degrees,Phasor,IPHA,Current Phase Angle,PA,-98.6,37.5,PPA:6878,2021-08-06 18:02:33
} | MaximumArchiveDays=90 | DesiredRemainingSpace=500,6879,GPA_PIPBT_500_PM_06-PM7:V,,254,8736f6c7-ad41-4b43-b4f6-e684e0d4ad20,PIPBT_500_PM_06,Pipbt_500_Pm_06,60,1,companyAcronym= | protocolName=IEEE C37.118.2-2011 | vendorAcronym= | vendorDeviceName= | interconnectionName=,,,,10,STTP,Streaming Telemetry Transport Protocol,3,7,LTCETGD_1_FV_P,V,+,0,PIPBT_500_PM_06-PM7,0.0,1.0,Pipbt_500_Pm_06 LTCETGD_1_FV_P + Voltage Magnitude,0,1,1,Volts,Phasor,VPHM,Voltage Magnitude,PM,-98.6,37.5,PPA:6879,2021-08-06 18:02:33
} | MaximumArchiveDays=90 | DesiredRemainingSpace=500,6880,GPA_PIPBT_500_PM_06-PA7:VH,,254,8736f6c7-ad41-4b43-b4f6-e684e0d4ad20,PIPBT_500_PM_06,Pipbt_500_Pm_06,60,1,companyAcronym= | protocolName=IEEE C37.118.2-2011 | vendorAcronym= | vendorDeviceName= | interconnectionName=,,,,10,STTP,Streaming Telemetry Transport Protocol,4,7,LTCETGD_1_FV_P,V,+,0,PIPBT_500_PM_06-PA7,0.0,1.0,Pipbt_500_Pm_06 LTCETGD_1_FV_P + Voltage Phase Angle,0,1,1,Degrees,Phasor,VPHA,Voltage Phase Angle,PA,-98.6,37.5,PPA:6880,2021-08-06 18:02:33
} | MaximumArchiveDays=90 | DesiredRemainingSpace=500,6881,GPA_PIPBT_500_PM_06-PM8:I,,254,8736f6c7-ad41-4b43-b4f6-e684e0d4ad20,PIPBT_500_PM_06,Pipbt_500_Pm_06,60,1,companyAcronym= | protocolName=IEEE C37.118.2-2011 | vendorAcronym= | vendorDeviceName= | interconnectionName=,,,,10,STTP,Streaming Telemetry Transport Protocol,1,8,LTCETGD_1_FA_P,I,+,0,PIPBT_500_PM_06-PM8,0.0,1.0,Pipbt_500_Pm_06 LTCETGD_1_FA_P + Current Magnitude,0,1,1,Amps,Phasor,IPHM,Current Magnitude,PM,-98.6,37.5,PPA:6881,2021-08-06 18:02:33
} | MaximumArchiveDays=90 | DesiredRemainingSpace=500,6882,GPA_PIPBT_500_PM_06-PA8:IH,,254,8736f6c7-ad41-4b43-b4f6-e684e0d4ad20,PIPBT_500_PM_06,Pipbt_500_Pm_06,60,1,companyAcronym= | protocolName=IEEE C37.118.2-2011 | vendorAcronym= | vendorDeviceName= | interconnectionName=,,,,10,STTP,Streaming Telemetry Transport Protocol,2,8,LTCETGD_1_FA_P,I,+,0,PIPBT_500_PM_06-PA8,0.0,1.0,Pipbt_500_Pm_06 LTCETGD_1_FA_P + Current Phase Angle,0,1,1,Degrees,Phasor,IPHA,Current Phase Angle,PA,-98.6,37.5,PPA:6882,2021-08-06 18:02:33
} | MaximumArchiveDays=90 | DesiredRemainingSpace=500,6883,GPA_CETGD_500_PM_06:F,,255,8736f6c7-ad41-4b43-b4f6-e684e0d4ad20,CETGD_500_PM_06,Cetgd_500_Pm_06,60,1,companyAcronym= | protocolName=IEEE C37.118.2-2011 | vendorAcronym= | vendorDeviceName= | interconnectionName=,,,,10,STTP,Streaming Telemetry Transport Protocol,5,,,,,,CETGD_500_PM_06-FQ,0.0,1.0,Cetgd_500_Pm_06 Frequency,0,1,1,Hz,PMU,FREQ,Frequency,FQ,-98.6,37.5,PPA:6883,2021-08-06 18:02:33
} | MaximumArchiveDays=90 | DesiredRemainingSpace=500,6884,GPA_CETGD_500_PM_06:DF,,255,8736f6c7-ad41-4b43-b4f6-e684e0d4ad20,CETGD_500_PM_06,Cetgd_500_Pm_06,60,1,companyAcronym= | protocolName=IEEE C37.118.2-2011 | vendorAcronym= | vendorDeviceName= | interconnectionName=,,,,10,STTP,Streaming Telemetry Transport Protocol,6,,,,,,CETGD_500_PM_06-DF,0.0,1.0,Cetgd_500_Pm_06 Frequency Delta (dF/dt),0,1,1,,PMU,DFDT,Frequency Delta (dF/dt),DF,-98.6,37.5,PPA:6884,2021-08-06 18:02:33
} | MaximumArchiveDays=90 | DesiredRemainingSpace=500,6885,GPA_CETGD_500_PM_06:S,,255,8736f6c7-ad41-4b43-b4f6-e684e0d4ad20,CETGD_500_PM_06,Cetgd_500_Pm_06,60,1,companyAcronym= | protocolName=IEEE C37.118.2-2011 | vendorAcronym= | vendorDeviceName= | interconnectionName=,,,,10,STTP,Streaming Telemetry Transport Protocol,8,,,,,,CETGD_500_PM_06-SF,0.0,1.0,Cetgd_500_Pm_06 Status Flags,0,1,1,,PMU,FLAG,Status Flags,SF,-98.6,37.5,PPA:6885,2021-08-06 18:02:33
} | MaximumArchiveDays=90 | DesiredRemainingSpace=500,6886,GPA_CETGD_500_PM_06-PM1:V,,255,8736f6c7-ad41-4b43-b4f6-e684e0d4ad20,CETGD_500_PM_06,Cetgd_500_Pm_06,60,1,companyAcronym= | protocolName=IEEE C37.118.2-2011 | vendorAcronym= | vendorDeviceName= | interconnectionName=,,,,10,STTP,Streaming Telemetry Transport Protocol,3,1,LTPIPBT_1_FV_A,V,+,0,CETGD_500_PM_06-PM1,0.0,1.0,Cetgd_500_Pm_06 LTPIPBT_1_FV_A + Voltage Magnitude,0,1,1,Volts,Phasor,VPHM,Voltage Magnitude,PM,-98.6,37.5,PPA:6886,2021-08-06 18:02:33
} | MaximumArchiveDays=90 | DesiredRemainingSpace=500,6887,GPA_CETGD_500_PM_06-PA1:VH,,255,8736f6c7-ad41-4b43-b4f6-e684e0d4ad20,CETGD_500_PM_06,Cetgd_500_Pm_06,60,1,companyAcronym= | protocolName=IEEE C37.118.2-2011 | vendorAcronym= | vendorDeviceName= | interconnectionName=,,,,10,STTP,Streaming Telemetry Transport Protocol,4,1,LTPIPBT_1_FV_A,V,+,0,CETGD_500_PM_06-PA1,0.0,1.0,Cetgd_500_Pm_06 LTPIPBT_1_FV_A + Voltage Phase Angle,0,1,1,Degrees,Phasor,VPHA,Voltage Phase Angle,PA,-98.6,37.5,PPA:6887,2021-08-06 18:02:33
} | MaximumArchiveDays=90 | DesiredRemainingSpace=500,6888,GPA_CETGD_500_PM_06-PM2:V,,255,8736f6c7-ad41-4b43-b4f6-e684e0d4ad20,CETGD_500_PM_06,Cetgd_500_Pm_06,60,1,companyAcronym= | protocolName=IEEE C37.118.2-2011 | vendorAcronym= | vendorDeviceName= | interconnectionName=,,,,10,STTP,Streaming Telemetry Transport Protocol,3,2,LTPIPBT_1_FV_B,V,+,0,CETGD_500_PM_06-PM2,0.0,1.0,Cetgd_500_Pm_06 LTPIPBT_1_FV_B + Voltage Magnitude,0,1,1,Volts,Phasor,VPHM,Voltage Magnitude,PM,-98.6,37.5,PPA:6888,2021-08-06 18:02:33
} | MaximumArchiveDays=90 | DesiredRemainingSpace=500,6889,GPA_CETGD_500_PM_06-PA2:VH,,255,8736f6c7-ad41-4b43-b4f6-e684e0d4ad20,CETGD_500_PM_06,Cetgd_500_Pm_06,60,1,companyAcronym= | protocolName=IEEE C37.118.2-2011 | vendorAcronym= | vendorDeviceName= | interconnectionName=,,,,10,STTP,Streaming Telemetry Transport Protocol,4,2,LTPIPBT_1_FV_B,V,+,0,CETGD_500_PM_06-PA2,0.0,1.0,Cetgd_500_Pm_06 LTPIPBT_1_FV_B + Voltage Phase Angle,0,1,1,Degrees,Phasor,VPHA,Voltage Phase Angle,PA,-98.6,37.5,PPA:6889,2021-08-06 18:02:33
} | MaximumArchiveDays=90 | DesiredRemainingSpace=500,6890,GPA_CETGD_500_PM_06-PM3:V,,255,8736f6c7-ad41-4b43-b4f6-e684e0d4ad20,CETGD_500_PM_06,Cetgd_500_Pm_06,60,1,companyAcronym= | protocolName=IEEE C37.118.2-2011 | vendorAcronym= | vendorDeviceName= | interconnectionName=,,,,10,STTP,Streaming Telemetry Transport Protocol,3,3,LTPIPBT_1_FV_C,V,+,0,CETGD_500_PM_06-PM3,0.0,1.0,Cetgd_500_Pm_06 LTPIPBT_1_FV_C + Voltage Magnitude,0,1,1,Volts,Phasor,VPHM,Voltage Magnitude,PM,-98.6,37.5,PPA:6890,2021-08-06 18:02:33
} | MaximumArchiveDays=90 | DesiredRemainingSpace=500,6891,GPA_CETGD_500_PM_06-PA3:VH,,255,8736f6c7-ad41-4b43-b4f6-e684e0d4ad20,CETGD_500_PM_06,Cetgd_500_Pm_06,60,1,companyAcronym= | protocolName=IEEE C37.118.2-2011 | vendorAcronym= | vendorDeviceName= | interconnectionName=,,,,10,STTP,Streaming Telemetry Transport Protocol,4,3,LTPIPBT_1_FV_C,V,+,0,CETGD_500_PM_06-PA3,0.0,1.0,Cetgd_500_Pm_06 LTPIPBT_1_FV_C + Voltage Phase Angle,0,1,1,Degrees,Phasor,VPHA,Voltage Phase Angle,PA,-98.6,37.5,PPA:6891,2021-08-06 18:02:33
} | MaximumArchiveDays=90 | DesiredRemainingSpace=500,6892,GPA_CETGD_500_PM_06-PM4:I,,255,8736f6c7-ad41-4b43-b4f6-e684e0d4ad20,CETGD_500_PM_06,Cetgd_500_Pm_06,60,1,companyAcronym= | protocolName=IEEE C37.118.2-2011 | vendorAcronym= | vendorDeviceName= | interconnectionName=,,,,10,STTP,Streaming Telemetry Transport Protocol,1,4,LTPIPBT_1_FA_A,I,+,0,CETGD_500_PM_06-PM4,0.0,1.0,Cetgd_500_Pm_06 LTPIPBT_1_FA_A + Current Magnitude,0,1,1,Amps,Phasor,IPHM,Current Magnitude,PM,-98.6,37.5,PPA:6892,2021-08-06 18:02:33
} | MaximumArchiveDays=90 | DesiredRemainingSpace=500,6893,GPA_CETGD_500_PM_06-PA4:IH,,255,8736f6c7-ad41-4b43-b4f6-e684e0d4ad20,CETGD_500_PM_06,Cetgd_500_Pm_06,60,1,companyAcronym= | protocolName=IEEE C37.118.2-2011 | vendorAcronym= | vendorDeviceName= | interconnectionName=,,,,10,STTP,Streaming Telemetry Transport Protocol,2,4,LTPIPBT_1_FA_A,I,+,0,CETGD_500_PM_06-PA4,0.0,1.0,Cetgd_500_Pm_06 LTPIPBT_1_FA_A + Current Phase Angle,0,1,1,Degrees,Phasor,IPHA,Current Phase Angle,PA,-98.6,37.5,PPA:6893,2021-08-06 18:02:33
} | MaximumArchiveDays=90 | DesiredRemainingSpace=500,6894,GPA_CETGD_500_PM_06-PM5:I,,255,8736f6c7-ad41-4b43-b4f6-e684e0d4ad20,CETGD_500_PM_06,Cetgd_500_Pm_06,60,1,companyAcronym= | protocolName=IEEE C37.118.2-2011 | vendorAcronym= | vendorDeviceName= | interconnectionName=,,,,10,STTP,Streaming Telemetry Transport Protocol,1,5,LTPIPBT_1_FA_B,I,+,0,CETGD_500_PM_06-PM5,0.0,1.0,Cetgd_500_Pm_06 LTPIPBT_1_FA_B + Current Magnitude,0,1,1,Amps,Phasor,IPHM,Current Magnitude,PM,-98.6,37.5,PPA:6894,2021-08-06 18:02:33
} | MaximumArchiveDays=90 | DesiredRemainingSpace=500,6895,GPA_CETGD_500_PM_06-PA5:IH,,255,8736f6c7-ad41-4b43-b4f6-e684e0d4ad20,CETGD_500_PM_06,Cetgd_500_Pm_06,60,1,companyAcronym= | protocolName=IEEE C37.118.2-2011 | vendorAcronym= | vendorDeviceName= | interconnectionName=,,,,10,STTP,Streaming Telemetry Transport Protocol,2,5,LTPIPBT_1_FA_B,I,+,0,CETGD_500_PM_06-PA5,0.0,1.0,Cetgd_500_Pm_06 LTPIPBT_1_FA_B + Current Phase Angle,0,1,1,Degrees,Phasor,IPHA,Current Phase Angle,PA,-98.6,37.5,PPA:6895,2021-08-06 18:02:33
} | MaximumArchiveDays=90 | DesiredRemainingSpace=500,6896,GPA_CETGD_500_PM_06-PM6:I,,255,8736f6c7-ad41-4b43-b4f6-e684e0d4ad20,CETGD_500_PM_06,Cetgd_500_Pm_06,60,1,companyAcronym= | protocolName=IEEE C37.118.2-2011 | vendorAcronym= | vendorDeviceName= | interconnectionName=,,,,10,STTP,Streaming Telemetry Transport Protocol,1,6,LTPIPBT_1_FA_C,I,+,0,CETGD_500_PM_06-PM6,0.0,1.0,Cetgd_500_Pm_06 LTPIPBT_1_FA_C + Current Magnitude,0,1,1,Amps,Phasor,IPHM,Current Magnitude,PM,-98.6,37.5,PPA:6896,2021-08-06 18:02:33
} | MaximumArchiveDays=90 | DesiredRemainingSpace=500,6897,GPA_CETGD_500_PM_06-PA6:IH,,255,8736f6c7-ad41-4b43-b4f6-e684e0d4ad20,CETGD_500_PM_06,Cetgd_500_Pm_06,60,1,companyAcronym= | protocolName=IEEE C37.118.2-2011 | vendorAcronym= | vendorDeviceName= | interconnectionName=,,,,10,STTP,Streaming Telemetry Transport Protocol,2,6,LTPIPBT_1_FA_C,I,+,0,CETGD_500_PM_06-PA6,0.0,1.0,Cetgd_500_Pm_06 LTPIPBT_1_FA_C + Current Phase Angle,0,1,1,Degrees,Phasor,IPHA,Current Phase Angle,PA,-98.6,37.5,PPA:6897,2021-08-06 18:02:33
} | MaximumArchiveDays=90 | DesiredRemainingSpace=500,6898,GPA_CETGD_500_PM_06-PM7:V,,255,8736f6c7-ad41-4b43-b4f6-e684e0d4ad20,CETGD_500_PM_06,Cetgd_500_Pm_06,60,1,companyAcronym= | protocolName=IEEE C37.118.2-2011 | vendorAcronym= | vendorDeviceName= | interconnectionName=,,,,10,STTP,Streaming Telemetry Transport Protocol,3,7,LTPIPBT_1_FV_P,V,+,0,CETGD_500_PM_06-PM7,0.0,1.0,Cetgd_500_Pm_06 LTPIPBT_1_FV_P + Voltage Magnitude,0,1,1,Volts,Phasor,VPHM,Voltage Magnitude,PM,-98.6,37.5,PPA:6898,2021-08-06 18:02:33
} | MaximumArchiveDays=90 | DesiredRemainingSpace=500,6899,GPA_CETGD_500_PM_06-PA7:VH,,255,8736f6c7-ad41-4b43-b4f6-e684e0d4ad20,CETGD_500_PM_06,Cetgd_500_Pm_06,60,1,companyAcronym= | protocolName=IEEE C37.118.2-2011 | vendorAcronym= | vendorDeviceName= | interconnectionName=,,,,10,STTP,Streaming Telemetry Transport Protocol,4,7,LTPIPBT_1_FV_P,V,+,0,CETGD_500_PM_06-PA7,0.0,1.0,Cetgd_500_Pm_06 LTPIPBT_1_FV_P + Voltage Phase Angle,0,1,1,Degrees,Phasor,VPHA,Voltage Phase Angle,PA,-98.6,37.5,PPA:6899,2021-08-06 18:02:33
} | MaximumArchiveDays=90 | DesiredRemainingSpace=500,6900,GPA_CETGD_500_PM_06-PM8:I,,255,8736f6c7-ad41-4b43-b4f6-e684e0d4ad20,CETGD_500_PM_06,Cetgd_500_Pm_06,60,1,companyAcronym= | protocolName=IEEE C37.118.2-2011 | vendorAcronym= | vendorDeviceName= | interconnectionName=,,,,10,STTP,Streaming Telemetry Transport Protocol,1,8,LTPIPBT_1_FA_P,I,+,0,CETGD_500_PM_06-PM8,0.0,1.0,Cetgd_500_Pm_06 LTPIPBT_1_FA_P + Current Magnitude,0,1,1,Amps,Phasor,IPHM,Current Magnitude,PM,-98.6,37.5,PPA:6900,2021-08-06 18:02:33
} | MaximumArchiveDays=90 | DesiredRemainingSpace=500,6901,GPA_CETGD_500_PM_06-PA8:IH,,255,8736f6c7-ad41-4b43-b4f6-e684e0d4ad20,CETGD_500_PM_06,Cetgd_500_Pm_06,60,1,companyAcronym= | protocolName=IEEE C37.118.2-2011 | vendorAcronym= | vendorDeviceName= | interconnectionName=,,,,10,STTP,Streaming Telemetry Transport Protocol,2,8,LTPIPBT_1_FA_P,I,+,0,CETGD_500_PM_06-PA8,0.0,1.0,Cetgd_500_Pm_06 LTPIPBT_1_FA_P + Current Phase Angle,0,1,1,Degrees,Phasor,IPHA,Current Phase Angle,PA,-98.6,37.5,PPA:6901,2021-08-06 18:02:33
} | MaximumArchiveDays=90 | DesiredRemainingSpace=500,6902,ONS_GOIGU_230_PM_01!PMU:ST1,,220,8736f6c7-ad41-4b43-b4f6-e684e0d4ad20,GOIGU_230_PM_01,Goigu_230_Pm_01,60,1,companyAcronym= | protocolName=IEEE C37.118.2-2011 | vendorAcronym= | vendorDeviceName= | interconnectionName=,,,,10,STTP,Streaming Telemetry Transport Protocol,11,,,,,,GOIGU_230_PM_01!PMU-ST1,0.0,1.0,Device statistic for Number of data quality errors reported by device during last reporting interval.,0,1,1,,Any,STAT,Statistic,ST,-98.6,37.5,PPA:6902,2021-08-06 18:02:35
} | MaximumArchiveDays=90 | DesiredRemainingSpace=500,6903,ONS_GOIGU_230_PM_01!PMU:ST2,,220,8736f6c7-ad41-4b43-b4f6-e684e0d4ad20,GOIGU_230_PM_01,Goigu_230_Pm_01,60,1,companyAcronym= | protocolName=IEEE C37.118.2-2011 | vendorAcronym= | vendorDeviceName= | interconnectionName=,,,,10,STTP,Streaming Telemetry Transport Protocol,11,,,,,,GOIGU_230_PM_01!PMU-ST2,0.0,1.0,Device statistic for Number of time quality errors reported by device during last reporting interval.,0,1,1,,Any,STAT,Statistic,ST,-98.6,37.5,PPA:6903,2021-08-06 18:02:35
} | MaximumArchiveDays=90 | DesiredRemainingSpace=500,6904,ONS_GOIGU_230_PM_01!PMU:ST3,,220,8736f6c7-ad41-4b43-b4f6-e684e0d4ad20,GOIGU_230_PM_01,Goigu_230_Pm_01,60,1,companyAcronym= | protocolName=IEEE C37.118.2-2011 | vendorAcronym= | vendorDeviceName= | interconnectionName=,,,,10,STTP,Streaming Telemetry Transport Protocol,11,,,,,,GOIGU_230_PM_01!PMU-ST3,0.0,1.0,Device statistic for Number of device errors reported by device during last reporting interval.,0,1,1,,Any,STAT,Statistic,ST,-98.6,37.5,PPA:6904,2021-08-06 18:02:35
} | MaximumArchiveDays=90 | DesiredRemainingSpace=500,6905,ONS_GOIGU_230_PM_01!PMU:ST4,,220,8736f6c7-ad41-4b43-b4f6-e684e0d4ad20,GOIGU_230_PM_01,Goigu_230_Pm_01,60,1,companyAcronym= | protocolName=IEEE C37.118.2-2011 | vendorAcronym= | vendorDeviceName= | interconnectionName=,,,,10,STTP,Streaming Telemetry Transport Protocol,11,,,,,,GOIGU_230_PM_01!PMU-ST4,0.0,1.0,Device statistic for Number of measurements received from device during last reporting interval.,0,1,1,,Any,STAT,Statistic,ST,-98.6,37.5,PPA:6905,2021-08-06 18:02:35
} | MaximumArchiveDays=90 | DesiredRemainingSpace=500,6906,ONS_GOIGU_230_PM_01!PMU:ST5,,220,8736f6c7-ad41-4b43-b4f6-e684e0d4ad20,GOIGU_230_PM_01,Goigu_230_Pm_01,60,1,companyAcronym= | protocolName=IEEE C37.118.2-2011 | vendorAcronym= | vendorDeviceName= | interconnectionName=,,,,10,STTP,Streaming Telemetry Transport Protocol,11,,,,,,GOIGU_230_PM_01!PMU-ST5,0.0,1.0,Device statistic for Expected number of measurements received from device during last reporting interval.,0,1,1,,Any,STAT,Statistic,ST,-98.6,37.5,PPA:6906,2021-08-06 18:02:35
} | MaximumArchiveDays=90 | DesiredRemainingSpace=500,6907,ONS_GOIGU_230_PM_01!PMU:ST6,,220,8736f6c7-ad41-4b43-b4f6-e684e0d4ad20,GOIGU_230_PM_01,Goigu_230_Pm_01,60,1,companyAcronym= | protocolName=IEEE C37.118.2-2011 | vendorAcronym= | vendorDeviceName= | interconnectionName=,,,,10,STTP,Streaming Telemetry Transport Protocol,11,,,,,,GOIGU_230_PM_01!PMU-ST6,0.0,1.0,Device statistic for Number of measurements received while device was reporting errors during last reporting interval.,0,1,1,,Any,STAT,Statistic,ST,-98.6,37.5,PPA:6907,2021-08-06 18:02:35
} | MaximumArchiveDays=90 | DesiredRemainingSpace=500,6908,ONS_GOIGU_230_PM_01!PMU:ST7,,220,8736f6c7-ad41-4b43-b4f6-e684e0d4ad20,GOIGU_230_PM_01,Goigu_230_Pm_01,60,1,companyAcronym= | protocolName=IEEE C37.118.2-2011 | vendorAcronym= | vendorDeviceName= | interconnectionName=,,,,10,STTP,Streaming Telemetry Transport Protocol,11,,,,,,GOIGU_230_PM_01!PMU-ST7,0.0,1.0,Device statistic for Number of defined measurements (per frame) from device during last reporting interval.,0,1,1,,Any,STAT,Statistic,ST,-98.6,37.5,PPA:6908,2021-08-06 18:02:35
} | MaximumArchiveDays=90 | DesiredRemainingSpace=500,6909,ONS_GOBCQ_230_PM_01!PMU:ST1,,221,8736f6c7-ad41-4b43-b4f6-e684e0d4ad20,GOBCQ_230_PM_01,Gobcq_230_Pm_01,60,1,companyAcronym= | protocolName=IEEE C37.118.2-2011 | vendorAcronym= | vendorDeviceName= | interconnectionName=,,,,10,STTP,Streaming Telemetry Transport Protocol,11,,,,,,GOBCQ_230_PM_01!PMU-ST1,0.0,1.0,Device statistic for Number of data quality errors reported by device during last reporting interval.,0,1,1,,Any,STAT,Statistic,ST,-98.6,37.5,PPA:6909,2021-08-06 18:02:35
} | MaximumArchiveDays=90 | DesiredRemainingSpace=500,6910,ONS_GOBCQ_230_PM_01!PMU:ST2,,221,8736f6c7-ad41-4b43-b4f6-e684e0d4ad20,GOBCQ_230_PM_01,Gobcq_230_Pm_01,60,1,companyAcronym= | protocolName=IEEE C37.118.2-2011 | vendorAcronym= | vendorDeviceName= | interconnectionName=,,,,10,STTP,Streaming Telemetry Transport Protocol,11,,,,,,GOBCQ_230_PM_01!PMU-ST2,0.0,1.0,Device statistic for Number of time quality errors reported by device during last reporting interval.,0,1,1,,Any,STAT,Statistic,ST,-98.6,37.5,PPA:6910,2021-08-06 18:02:35
} | MaximumArchiveDays=90 | DesiredRemainingSpace=500,6911,ONS_GOBCQ_230_PM_01!PMU:ST3,,221,8736f6c7-ad41-4b43-b4f6-e684e0d4ad20,GOBCQ_230_PM_01,Gobcq_230_Pm_01,60,1,companyAcronym= | protocolName=IEEE C37.118.2-2011 | vendorAcronym= | vendorDeviceName= | interconnectionName=,,,,10,STTP,Streaming Telemetry Transport Protocol,11,,,,,,GOBCQ_230_PM_01!PMU-ST3,0.0,1.0,Device statistic for Number of device errors reported by device during last reporting interval.,0,1,1,,Any,STAT,Statistic,ST,-98.6,37.5,PPA:6911,2021-08-06 18:02:35
} | MaximumArchiveDays=90 | DesiredRemainingSpace=500,6912,ONS_GOBCQ_230_PM_01!PMU:ST4,,221,8736f6c7-ad41-4b43-b4f6-e684e0d4ad20,GOBCQ_230_PM_01,Gobcq_230_Pm_01,60,1,companyAcronym= | protocolName=IEEE C37.118.2-2011 | vendorAcronym= | vendorDeviceName= | interconnectionName=,,,,10,STTP,Streaming Telemetry Transport Protocol,11,,,,,,GOBCQ_230_PM_01!PMU-ST4,0.0,1.0,Device statistic for Number of measurements received from device during last reporting interval.,0,1,1,,Any,STAT,Statistic,ST,-98.6,37.5,PPA:6912,2021-08-06 18:02:35
} | MaximumArchiveDays=90 | DesiredRemainingSpace=500,6913,ONS_GOBCQ_230_PM_01!PMU:ST5,,221,8736f6c7-ad41-4b43-b4f6-e684e0d4ad20,GOBCQ_230_PM_01,Gobcq_230_Pm_01,60,1,companyAcronym= | protocolName=IEEE C37.118.2-2011 | vendorAcronym= | vendorDeviceName= | interconnectionName=,,,,10,STTP,Streaming Telemetry Transport Protocol,11,,,,,,GOBCQ_230_PM_01!PMU-ST5,0.0,1.0,Device statistic for Expected number of measurements received from device during last reporting interval.,0,1,1,,Any,STAT,Statistic,ST,-98.6,37.5,PPA:6913,2021-08-06 18:02:35
} | MaximumArchiveDays=90 | DesiredRemainingSpace=500,6914,ONS_GOBCQ_230_PM_01!PMU:ST6,,221,8736f6c7-ad41-4b43-b4f6-e684e0d4ad20,GOBCQ_230_PM_01,Gobcq_230_Pm_01,60,1,companyAcronym= | protocolName=IEEE C37.118.2-2011 | vendorAcronym= | vendorDeviceName= | interconnectionName=,,,,10,STTP,Streaming Telemetry Transport Protocol,11,,,,,,GOBCQ_230_PM_01!PMU-ST6,0.0,1.0,Device statistic for Number of measurements received while device was reporting errors during last reporting interval.,0,1,1,,Any,STAT,Statistic,ST,-98.6,37.5,PPA:6914,2021-08-06 18:02:35
} | MaximumArchiveDays=90 | DesiredRemainingSpace=500,6915,ONS_GOBCQ_230_PM_01!PMU:ST7,,221,8736f6c7-ad41-4b43-b4f6-e684e0d4ad20,GOBCQ_230_PM_01,Gobcq_230_Pm_01,60,1,companyAcronym= | protocolName=IEEE C37.118.2-2011 | vendorAcronym= | vendorDeviceName= | interconnectionName=,,,,10,STTP,Streaming Telemetry Transport Protocol,11,,,,,,GOBCQ_230_PM_01!PMU-ST7,0.0,1.0,Device statistic for Number of defined measurements (per frame) from device during last reporting interval.,0,1,1,,Any,STAT,Statistic,ST,-98.6,37.5,PPA:6915,2021-08-06 18:02:35
} | MaximumArchiveDays=90 | DesiredRemainingSpace=500,6916,ONS_MGSSSE_500_PM_01!PMU:ST1,,222,8736f6c7-ad41-4b43-b4f6-e684e0d4ad20,MGSSSE_500_PM_01,Mgssse_500_Pm_01,60,1,companyAcronym= | protocolName=IEEE C37.118.2-2011 | vendorAcronym= | vendorDeviceName= | interconnectionName=,,,,10,STTP,Streaming Telemetry Transport Protocol,11,,,,,,MGSSSE_500_PM_01!PMU-ST1,0.0,1.0,Device statistic for Number of data quality errors reported by device during last reporting interval.,0,1,1,,Any,STAT,Statistic,ST,-98.6,37.5,PPA:6916,2021-08-06 18:02:35
} | MaximumArchiveDays=90 | DesiredRemainingSpace=500,6917,ONS_MGSSSE_500_PM_01!PMU:ST2,,222,8736f6c7-ad41-4b43-b4f6-e684e0d4ad20,MGSSSE_500_PM_01,Mgssse_500_Pm_01,60,1,companyAcronym= | protocolName=IEEE C37.118.2-2011 | vendorAcronym= | vendorDeviceName= | interconnectionName=,,,,10,STTP,Streaming Telemetry Transport Protocol,11,,,,,,MGSSSE_500_PM_01!PMU-ST2,0.0,1.0,Device statistic for Number of time quality errors reported by device during last reporting interval.,0,1,1,,Any,STAT,Statistic,ST,-98.6,37.5,PPA:6917,2021-08-06 18:02:35
} | MaximumArchiveDays=90 | DesiredRemainingSpace=500,6918,ONS_MGSSSE_500_PM_01!PMU:ST3,,222,8736f6c7-ad41-4b43-b4f6-e684e0d4ad20,MGSSSE_500_PM_01,Mgssse_500_Pm_01,60,1,companyAcronym= | protocolName=IEEE C37.118.2-2011 | vendorAcronym= | vendorDeviceName= | interconnectionName=,,,,10,STTP,Streaming Telemetry Transport Protocol,11,,,,,,MGSSSE_500_PM_01!PMU-ST3,0.0,1.0,Device statistic for Number of device errors reported by device during last reporting interval.,0,1,1,,Any,STAT,Statistic,ST,-98.6,37.5,PPA:6918,2021-08-06 18:02:35
} | MaximumArchiveDays=90 | DesiredRemainingSpace=500,6919,ONS_MGSSSE_500_PM_01!PMU:ST4,,222,8736f6c7-ad41-4b43-b4f6-e684e0d4ad20,MGSSSE_500_PM_01,Mgssse_500_Pm_01,60,1,companyAcronym= | protocolName=IEEE C37.118.2-2011 | vendorAcronym= | vendorDeviceName= | interconnectionName=,,,,10,STTP,Streaming Telemetry Transport Protocol,11,,,,,,MGSSSE_500_PM_01!PMU-ST4,0.0,1.0,Device statistic for Number of measurements received from device during last reporting interval.,0,1,1,,Any,STAT,Statistic,ST,-98.6,37.5,PPA:6919,2021-08-06 18:02:35
} | MaximumArchiveDays=90 | DesiredRemainingSpace=500,6920,ONS_MGSSSE_500_PM_01!PMU:ST5,,222,8736f6c7-ad41-4b43-b4f6-e684e0d4ad20,MGSSSE_500_PM_01,Mgssse_500_Pm_01,60,1,companyAcronym= | protocolName=IEEE C37.118.2-2011 | vendorAcronym= | vendorDeviceName= | interconnectionName=,,,,10,STTP,Streaming Telemetry Transport Protocol,11,,,,,,MGSSSE_500_PM_01!PMU-ST5,0.0,1.0,Device statistic for Expected number of measurements received from device during last reporting interval.,0,1,1,,Any,STAT,Statistic,ST,-98.6,37.5,PPA:6920,2021-08-06 18:02:35
} | MaximumArchiveDays=90 | DesiredRemainingSpace=500,6921,ONS_MGSSSE_500_PM_01!PMU:ST6,,222,8736f6c7-ad41-4b43-b4f6-e684e0d4ad20,MGSSSE_500_PM_01,Mgssse_500_Pm_01,60,1,companyAcronym= | protocolName=IEEE C37.118.2-2011 | vendorAcronym= | vendorDeviceName= | interconnectionName=,,,,10,STTP,Streaming Telemetry Transport Protocol,11,,,,,,MGSSSE_500_PM_01!PMU-ST6,0.0,1.0,Device statistic for Number of measurements received while device was reporting errors during last reporting interval.,0,1,1,,Any,STAT,Statistic,ST,-98.6,37.5,PPA:6921,2021-08-06 18:02:35
} | MaximumArchiveDays=90 | DesiredRemainingSpace=500,6922,ONS_MGSSSE_500_PM_01!PMU:ST7,,222,8736f6c7-ad41-4b43-b4f6-e684e0d4ad20,MGSSSE_500_PM_01,Mgssse_500_Pm_01,60,1,companyAcronym= | protocolName=IEEE C37.118.2-2011 | vendorAcronym= | vendorDeviceName= | interconnectionName=,,,,10,STTP,Streaming Telemetry Transport Protocol,11,,,,,,MGSSSE_500_PM_01!PMU-ST7,0.0,1.0,Device statistic for Number of defined measurements (per frame) from device during last reporting interval.,0,1,1,,Any,STAT,Statistic,ST,-98.6,37.5,PPA:6922,2021-08-06 18:02:35
} | MaximumArchiveDays=90 | DesiredRemainingSpace=500,6923,ONS_MAENO_230_PM_01!PMU:ST1,,223,8736f6c7-ad41-4b43-b4f6-e684e0d4ad20,MAENO_230_PM_01,Maeno_230_Pm_01,60,1,companyAcronym= | protocolName=IEEE C37.118.2-2011 | vendorAcronym= | vendorDeviceName= | interconnectionName=,,,,10,STTP,Streaming Telemetry Transport Protocol,11,,,,,,MAENO_230_PM_01!PMU-ST1,0.0,1.0,Device statistic for Number of data quality errors reported by device during last reporting interval.,0,1,1,,Any,STAT,Statistic,ST,-98.6,37.5,PPA:6923,2021-08-06 18:02:35
} | MaximumArchiveDays=90 | DesiredRemainingSpace=500,6924,ONS_MAENO_230_PM_01!PMU:ST2,,223,8736f6c7-ad41-4b43-b4f6-e684e0d4ad20,MAENO_230_PM_01,Maeno_230_Pm_01,60,1,companyAcronym= | protocolName=IEEE C37.118.2-2011 | vendorAcronym= | vendorDeviceName= | interconnectionName=,,,,10,STTP,Streaming Telemetry Transport Protocol,11,,,,,,MAENO_230_PM_01!PMU-ST2,0.0,1.0,Device statistic for Number of time quality errors reported by device during last reporting interval.,0,1,1,,Any,STAT,Statistic,ST,-98.6,37.5,PPA:6924,2021-08-06 18:02:35
} | MaximumArchiveDays=90 | DesiredRemainingSpace=500,6925,ONS_MAENO_230_PM_01!PMU:ST3,,223,8736f6c7-ad41-4b43-b4f6-e684e0d4ad20,MAENO_230_PM_01,Maeno_230_Pm_01,60,1,companyAcronym= | protocolName=IEEE C37.118.2-2011 | vendorAcronym= | vendorDeviceName= | interconnectionName=,,,,10,STTP,Streaming Telemetry Transport Protocol,11,,,,,,MAENO_230_PM_01!PMU-ST3,0.0,1.0,Device statistic for Number of device errors reported by device during last reporting interval.,0,1,1,,Any,STAT,Statistic,ST,-98.6,37.5,PPA:6925,2021-08-06 18:02:35
} | MaximumArchiveDays=90 | DesiredRemainingSpace=500,6926,ONS_MAENO_230_PM_01!PMU:ST4,,223,8736f6c7-ad41-4b43-b4f6-e684e0d4ad20,MAENO_230_PM_01,Maeno_230_Pm_01,60,1,companyAcronym= | protocolName=IEEE C37.118.2-2011 | vendorAcronym= | vendorDeviceName= | interconnectionName=,,,,10,STTP,Streaming Telemetry Transport Protocol,11,,,,,,MAENO_230_PM_01!PMU-ST4,0.0,1.0,Device statistic for Number of measurements received from device during last reporting interval.,0,1,1,,Any,STAT,Statistic,ST,-98.6,37.5,PPA:6926,2021-08-06 18:02:35
} | MaximumArchiveDays=90 | DesiredRemainingSpace=500,6927,ONS_MAENO_230_PM_01!PMU:ST5,,223,8736f6c7-ad41-4b43-b4f6-e684e0d4ad20,MAENO_230_PM_01,Maeno_230_Pm_01,60,1,companyAcronym= | protocolName=IEEE C37.118.2-2011 | vendorAcronym= | vendorDeviceName= | interconnectionName=,,,,10,STTP,Streaming Telemetry Transport Protocol,11,,,,,,MAENO_230_PM_01!PMU-ST5,0.0,1.0,Device statistic for Expected number of measurements received from device during last reporting interval.,0,1,1,,Any,STAT,Statistic,ST,-98.6,37.5,PPA:6927,2021-08-06 18:02:35
} | MaximumArchiveDays=90 | DesiredRemainingSpace=500,6928,ONS_MAENO_230_PM_01!PMU:ST6,,223,8736f6c7-ad41-4b43-b4f6-e684e0d4ad20,MAENO_230_PM_01,Maeno_230_Pm_01,60,1,companyAcronym= | protocolName=IEEE C37.118.2-2011 | vendorAcronym= | vendorDeviceName= | interconnectionName=,,,,10,STTP,Streaming Telemetry Transport Protocol,11,,,,,,MAENO_230_PM_01!PMU-ST6,0.0,1.0,Device statistic for Number of measurements received while device was reporting errors during last reporting interval.,0,1,1,,Any,STAT,Statistic,ST,-98.6,37.5,PPA:6928,2021-08-06 18:02:35
} | MaximumArchiveDays=90 | DesiredRemainingSpace=500,6929,ONS_MAENO_230_PM_01!PMU:ST7,,223,8736f6c7-ad41-4b43-b4f6-e684e0d4ad20,MAENO_230_PM_01,Maeno_230_Pm_01,60,1,companyAcronym= | protocolName=IEEE C37.118.2-2011 | vendorAcronym= | vendorDeviceName= | interconnectionName=,,,,10,STTP,Streaming Telemetry Transport Protocol,11,,,,,,MAENO_230_PM_01!PMU-ST7,0.0,1.0,Device statistic for Number of defined measurements (per frame) from device during last reporting interval.,0,1,1,,Any,STAT,Statistic,ST,-98.6,37.5,PPA:6929,2021-08-06 18:02:35
} | MaximumArchiveDays=90 | DesiredRemainingSpace=500,6930,ONS_MAMR_230_PM_01!PMU:ST1,,224,8736f6c7-ad41-4b43-b4f6-e684e0d4ad20,MAMR_230_PM_01,Mamr_230_Pm_01,60,1,companyAcronym= | protocolName=IEEE C37.118.2-2011 | vendorAcronym= | vendorDeviceName= | interconnectionName=,,,,10,STTP,Streaming Telemetry Transport Protocol,11,,,,,,MAMR_230_PM_01!PMU-ST1,0.0,1.0,Device statistic for Number of data quality errors reported by device during last reporting interval.,0,1,1,,Any,STAT,Statistic,ST,-98.6,37.5,PPA:6930,2021-08-06 18:02:35
} | MaximumArchiveDays=90 | DesiredRemainingSpace=500,6931,ONS_MAMR_230_PM_01!PMU:ST2,,224,8736f6c7-ad41-4b43-b4f6-e684e0d4ad20,MAMR_230_PM_01,Mamr_230_Pm_01,60,1,companyAcronym= | protocolName=IEEE C37.118.2-2011 | vendorAcronym= | vendorDeviceName= | interconnectionName=,,,,10,STTP,Streaming Telemetry Transport Protocol,11,,,,,,MAMR_230_PM_01!PMU-ST2,0.0,1.0,Device statistic for Number of time quality errors reported by device during last reporting interval.,0,1,1,,Any,STAT,Statistic,ST,-98.6,37.5,PPA:6931,2021-08-06 18:02:35
} | MaximumArchiveDays=90 | DesiredRemainingSpace=500,6932,ONS_MAMR_230_PM_01!PMU:ST3,,224,8736f6c7-ad41-4b43-b4f6-e684e0d4ad20,MAMR_230_PM_01,Mamr_230_Pm_01,60,1,companyAcronym= | protocolName=IEEE C37.118.2-2011 | vendorAcronym= | vendorDeviceName= | interconnectionName=,,,,10,STTP,Streaming Telemetry Transport Protocol,11,,,,,,MAMR_230_PM_01!PMU-ST3,0.0,1.0,Device statistic for Number of device errors reported by device during last reporting interval.,0,1,1,,Any,STAT,Statistic,ST,-98.6,37.5,PPA:6932,2021-08-06 18:02:35
} | MaximumArchiveDays=90 | DesiredRemainingSpace=500,6933,ONS_MAMR_230_PM_01!PMU:ST4,,224,8736f6c7-ad41-4b43-b4f6-e684e0d4ad20,MAMR_230_PM_01,Mamr_230_Pm_01,60,1,companyAcronym= | protocolName=IEEE C37.118.2-2011 | vendorAcronym= | vendorDeviceName= | interconnectionName=,,,,10,STTP,Streaming Telemetry Transport Protocol,11,,,,,,MAMR_230_PM_01!PMU-ST4,0.0,1.0,Device statistic for Number of measurements received from device during last reporting interval.,0,1,1,,Any,STAT,Statistic,ST,-98.6,37.5,PPA:6933,2021-08-06 18:02:35
} | MaximumArchiveDays=90 | DesiredRemainingSpace=500,6934,ONS_MAMR_230_PM_01!PMU:ST5,,224,8736f6c7-ad41-4b43-b4f6-e684e0d4ad20,MAMR_230_PM_01,Mamr_230_Pm_01,60,1,companyAcronym= | protocolName=IEEE C37.118.2-2011 | vendorAcronym= | vendorDeviceName= | interconnectionName=,,,,10,STTP,Streaming Telemetry Transport Protocol,11,,,,,,MAMR_230_PM_01!PMU-ST5,0.0,1.0,Device statistic for Expected number of measurements received from device during last reporting interval.,0,1,1,,Any,STAT,Statistic,ST,-98.6,37.5,PPA:6934,2021-08-06 18:02:35
} | MaximumArchiveDays=90 | DesiredRemainingSpace=500,6935,ONS_MAMR_230_PM_01!PMU:ST6,,224,8736f6c7-ad41-4b43-b4f6-e684e0d4ad20,MAMR_230_PM_01,Mamr_230_Pm_01,60,1,companyAcronym= | protocolName=IEEE C37.118.2-2011 | vendorAcronym= | vendorDeviceName= | interconnectionName=,,,,10,STTP,Streaming Telemetry Transport Protocol,11,,,,,,MAMR_230_PM_01!PMU-ST6,0.0,1.0,Device statistic for Number of measurements received while device was reporting errors during last reporting interval.,0,1,1,,Any,STAT,Statistic,ST,-98.6,37.5,PPA:6935,2021-08-06 18:02:35
} | MaximumArchiveDays=90 | DesiredRemainingSpace=500,6936,ONS_MAMR_230_PM_01!PMU:ST7,,224,8736f6c7-ad41-4b43-b4f6-e684e0d4ad20,MAMR_230_PM_01,Mamr_230_Pm_01,60,1,companyAcronym= | protocolName=IEEE C37.118.2-2011 | vendorAcronym= | vendorDeviceName= | interconnectionName=,,,,10,STTP,Streaming Telemetry Transport Protocol,11,,,,,,MAMR_230_PM_01!PMU-ST7,0.0,1.0,Device statistic for Number of defined measurements (per frame) from device during last reporting interval.,0,1,1,,Any,STAT,Statistic,ST,-98.6,37.5,PPA:6936,2021-08-06 18:02:35
} | MaximumArchiveDays=90 | DesiredRemainingSpace=500,6937,ONS_GOIGU_500_PM_02!PMU:ST1,,225,8736f6c7-ad41-4b43-b4f6-e684e0d4ad20,GOIGU_500_PM_02,Goigu_500_Pm_02,60,1,companyAcronym= | protocolName=IEEE C37.118.2-2011 | vendorAcronym= | vendorDeviceName= | interconnectionName=,,,,10,STTP,Streaming Telemetry Transport Protocol,11,,,,,,GOIGU_500_PM_02!PMU-ST1,0.0,1.0,Device statistic for Number of data quality errors reported by device during last reporting interval.,0,1,1,,Any,STAT,Statistic,ST,-98.6,37.5,PPA:6937,2021-08-06 18:02:35
} | MaximumArchiveDays=90 | DesiredRemainingSpace=500,6938,ONS_GOIGU_500_PM_02!PMU:ST2,,225,8736f6c7-ad41-4b43-b4f6-e684e0d4ad20,GOIGU_500_PM_02,Goigu_500_Pm_02,60,1,companyAcronym= | protocolName=IEEE C37.118.2-2011 | vendorAcronym= | vendorDeviceName= | interconnectionName=,,,,10,STTP,Streaming Telemetry Transport Protocol,11,,,,,,GOIGU_500_PM_02!PMU-ST2,0.0,1.0,Device statistic for Number of time quality errors reported by device during last reporting interval.,0,1,1,,Any,STAT,Statistic,ST,-98.6,37.5,PPA:6938,2021-08-06 18:02:35
} | MaximumArchiveDays=90 | DesiredRemainingSpace=500,6939,ONS_GOIGU_500_PM_02!PMU:ST3,,225,8736f6c7-ad41-4b43-b4f6-e684e0d4ad20,GOIGU_500_PM_02,Goigu_500_Pm_02,60,1,companyAcronym= | protocolName=IEEE C37.118.2-2011 | vendorAcronym= | vendorDeviceName= | interconnectionName=,,,,10,STTP,Streaming Telemetry Transport Protocol,11,,,,,,GOIGU_500_PM_02!PMU-ST3,0.0,1.0,Device statistic for Number of device errors reported by device during last reporting interval.,0,1,1,,Any,STAT,Statistic,ST,-98.6,37.5,PPA:6939,2021-08-06 18:02:35
} | MaximumArchiveDays=90 | DesiredRemainingSpace=500,6940,ONS_GOIGU_500_PM_02!PMU:ST4,,225,8736f6c7-ad41-4b43-b4f6-e684e0d4ad20,GOIGU_500_PM_02,Goigu_500_Pm_02,60,1,companyAcronym= | protocolName=IEEE C37.118.2-2011 | vendorAcronym= | vendorDeviceName= | interconnectionName=,,,,10,STTP,Streaming Telemetry Transport Protocol,11,,,,,,GOIGU_500_PM_02!PMU-ST4,0.0,1.0,Device statistic for Number of measurements received from device during last reporting interval.,0,1,1,,Any,STAT,Statistic,ST,-98.6,37.5,PPA:6940,2021-08-06 18:02:35
} | MaximumArchiveDays=90 | DesiredRemainingSpace=500,6941,ONS_GOIGU_500_PM_02!PMU:ST5,,225,8736f6c7-ad41-4b43-b4f6-e684e0d4ad20,GOIGU_500_PM_02,Goigu_500_Pm_02,60,1,companyAcronym= | protocolName=IEEE C37.118.2-2011 | vendorAcronym= | vendorDeviceName= | interconnectionName=,,,,10,STTP,Streaming Telemetry Transport Protocol,11,,,,,,GOIGU_500_PM_02!PMU-ST5,0.0,1.0,Device statistic for Expected number of measurements received from device during last reporting interval.,0,1,1,,Any,STAT,Statistic,ST,-98.6,37.5,PPA:6941,2021-08-06 18:02:35
} | MaximumArchiveDays=90 | DesiredRemainingSpace=500,6942,ONS_GOIGU_500_PM_02!PMU:ST6,,225,8736f6c7-ad41-4b43-b4f6-e684e0d4ad20,GOIGU_500_PM_02,Goigu_500_Pm_02,60,1,companyAcronym= | protocolName=IEEE C37.118.2-2011 | vendorAcronym= | vendorDeviceName= | interconnectionName=,,,,10,STTP,Streaming Telemetry Transport Protocol,11,,,,,,GOIGU_500_PM_02!PMU-ST6,0.0,1.0,Device statistic for Number of measurements received while device was reporting errors during last reporting interval.,0,1,1,,Any,STAT,Statistic,ST,-98.6,37.5,PPA:6942,2021-08-06 18:02:35
} | MaximumArchiveDays=90 | DesiredRemainingSpace=500,6943,ONS_GOIGU_500_PM_02!PMU:ST7,,225,8736f6c7-ad41-4b43-b4f6-e684e0d4ad20,GOIGU_500_PM_02,Goigu_500_Pm_02,60,1,companyAcronym= | protocolName=IEEE C37.118.2-2011 | vendorAcronym= | vendorDeviceName= | interconnectionName=,,,,10,STTP,Streaming Telemetry Transport Protocol,11,,,,,,GOIGU_500_PM_02!PMU-ST7,0.0,1.0,Device statistic for Number of defined measurements (per frame) from device during last reporting interval.,0,1,1,,Any,STAT,Statistic,ST,-98.6,37.5,PPA:6943,2021-08-06 18:02:35
} | MaximumArchiveDays=90 | DesiredRemainingSpace=500,6944,ONS_MGBDE3_500_PM_01!PMU:ST1,,226,8736f6c7-ad41-4b43-b4f6-e684e0d4ad20,MGBDE3_500_PM_01,Mgbde3_500_Pm_01,60,1,companyAcronym= | protocolName=IEEE C37.118.2-2011 | vendorAcronym= | vendorDeviceName= | interconnectionName=,,,,10,STTP,Streaming Telemetry Transport Protocol,11,,,,,,MGBDE3_500_PM_01!PMU-ST1,0.0,1.0,Device statistic for Number of data quality errors reported by device during last reporting interval.,0,1,1,,Any,STAT,Statistic,ST,-98.6,37.5,PPA:6944,2021-08-06 18:02:35
} | MaximumArchiveDays=90 | DesiredRemainingSpace=500,6945,ONS_MGBDE3_500_PM_01!PMU:ST2,,226,8736f6c7-ad41-4b43-b4f6-e684e0d4ad20,MGBDE3_500_PM_01,Mgbde3_500_Pm_01,60,1,companyAcronym= | protocolName=IEEE C37.118.2-2011 | vendorAcronym= | vendorDeviceName= | interconnectionName=,,,,10,STTP,Streaming Telemetry Transport Protocol,11,,,,,,MGBDE3_500_PM_01!PMU-ST2,0.0,1.0,Device statistic for Number of time quality errors reported by device during last reporting interval.,0,1,1,,Any,STAT,Statistic,ST,-98.6,37.5,PPA:6945,2021-08-06 18:02:35
} | MaximumArchiveDays=90 | DesiredRemainingSpace=500,6946,ONS_MGBDE3_500_PM_01!PMU:ST3,,226,8736f6c7-ad41-4b43-b4f6-e684e0d4ad20,MGBDE3_500_PM_01,Mgbde3_500_Pm_01,60,1,companyAcronym= | protocolName=IEEE C37.118.2-2011 | vendorAcronym= | vendorDeviceName= | interconnectionName=,,,,10,STTP,Streaming Telemetry Transport Protocol,11,,,,,,MGBDE3_500_PM_01!PMU-ST3,0.0,1.0,Device statistic for Number of device errors reported by device during last reporting interval.,0,1,1,,Any,STAT,Statistic,ST,-98.6,37.5,PPA:6946,2021-08-06 18:02:35
} | MaximumArchiveDays=90 | DesiredRemainingSpace=500,6947,ONS_MGBDE3_500_PM_01!PMU:ST4,,226,8736f6c7-ad41-4b43-b4f6-e684e0d4ad20,MGBDE3_500_PM_01,Mgbde3_500_Pm_01,60,1,companyAcronym= | protocolName=IEEE C37.118.2-2011 | vendorAcronym= | vendorDeviceName= | interconnectionName=,,,,10,STTP,Streaming Telemetry Transport Protocol,11,,,,,,MGBDE3_500_PM_01!PMU-ST4,0.0,1.0,Device statistic for Number of measurements received from device during last reporting interval.,0,1,1,,Any,STAT,Statistic,ST,-98.6,37.5,PPA:6947,2021-08-06 18:02:35
} | MaximumArchiveDays=90 | DesiredRemainingSpace=500,6948,ONS_MGBDE3_500_PM_01!PMU:ST5,,226,8736f6c7-ad41-4b43-b4f6-e684e0d4ad20,MGBDE3_500_PM_01,Mgbde3_500_Pm_01,60,1,companyAcronym= | protocolName=IEEE C37.118.2-2011 | vendorAcronym= | vendorDeviceName= | interconnectionName=,,,,10,STTP,Streaming Telemetry Transport Protocol,11,,,,,,MGBDE3_500_PM_01!PMU-ST5,0.0,1.0,Device statistic for Expected number of measurements received from device during last reporting interval.,0,1,1,,Any,STAT,Statistic,ST,-98.6,37.5,PPA:6948,2021-08-06 18:02:35
} | MaximumArchiveDays=90 | DesiredRemainingSpace=500,6949,ONS_MGBDE3_500_PM_01!PMU:ST6,,226,8736f6c7-ad41-4b43-b4f6-e684e0d4ad20,MGBDE3_500_PM_01,Mgbde3_500_Pm_01,60,1,companyAcronym= | protocolName=IEEE C37.118.2-2011 | vendorAcronym= | vendorDeviceName= | interconnectionName=,,,,10,STTP,Streaming Telemetry Transport Protocol,11,,,,,,MGBDE3_500_PM_01!PMU-ST6,0.0,1.0,Device statistic for Number of measurements received while device was reporting errors during last reporting interval.,0,1,1,,Any,STAT,Statistic,ST,-98.6,37.5,PPA:6949,2021-08-06 18:02:35
} | MaximumArchiveDays=90 | DesiredRemainingSpace=500,6950,ONS_MGBDE3_500_PM_01!PMU:ST7,,226,8736f6c7-ad41-4b43-b4f6-e684e0d4ad20,MGBDE3_500_PM_01,Mgbde3_500_Pm_01,60,1,companyAcronym= | protocolName=IEEE C37.118.2-2011 | vendorAcronym= | vendorDeviceName= | interconnectionName=,,,,10,STTP,Streaming Telemetry Transport Protocol,11,,,,,,MGBDE3_500_PM_01!PMU-ST7,0.0,1.0,Device statistic for Number of defined measurements (per frame) from device during last reporting interval.,0,1,1,,Any,STAT,Statistic,ST,-98.6,37.5,PPA:6950,2021-08-06 18:02:35
} | MaximumArchiveDays=90 | DesiredRemainingSpace=500,6951,ONS_MGNPON_500_PM_01!PMU:ST1,,227,8736f6c7-ad41-4b43-b4f6-e684e0d4ad20,MGNPON_500_PM_01,Mgnpon_500_Pm_01,60,1,companyAcronym= | protocolName=IEEE C37.118.2-2011 | vendorAcronym= | vendorDeviceName= | interconnectionName=,,,,10,STTP,Streaming Telemetry Transport Protocol,11,,,,,,MGNPON_500_PM_01!PMU-ST1,0.0,1.0,Device statistic for Number of data quality errors reported by device during last reporting interval.,0,1,1,,Any,STAT,Statistic,ST,-98.6,37.5,PPA:6951,2021-08-06 18:02:35
} | MaximumArchiveDays=90 | DesiredRemainingSpace=500,6952,ONS_MGNPON_500_PM_01!PMU:ST2,,227,8736f6c7-ad41-4b43-b4f6-e684e0d4ad20,MGNPON_500_PM_01,Mgnpon_500_Pm_01,60,1,companyAcronym= | protocolName=IEEE C37.118.2-2011 | vendorAcronym= | vendorDeviceName= | interconnectionName=,,,,10,STTP,Streaming Telemetry Transport Protocol,11,,,,,,MGNPON_500_PM_01!PMU-ST2,0.0,1.0,Device statistic for Number of time quality errors reported by device during last reporting interval.,0,1,1,,Any,STAT,Statistic,ST,-98.6,37.5,PPA:6952,2021-08-06 18:02:35
} | MaximumArchiveDays=90 | DesiredRemainingSpace=500,6953,ONS_MGNPON_500_PM_01!PMU:ST3,,227,8736f6c7-ad41-4b43-b4f6-e684e0d4ad20,MGNPON_500_PM_01,Mgnpon_500_Pm_01,60,1,companyAcronym= | protocolName=IEEE C37.118.2-2011 | vendorAcronym= | vendorDeviceName= | interconnectionName=,,,,10,STTP,Streaming Telemetry Transport Protocol,11,,,,,,MGNPON_500_PM_01!PMU-ST3,0.0,1.0,Device statistic for Number of device errors reported by device during last reporting interval.,0,1,1,,Any,STAT,Statistic,ST,-98.6,37.5,PPA:6953,2021-08-06 18:02:35
} | MaximumArchiveDays=90 | DesiredRemainingSpace=500,6954,ONS_MGNPON_500_PM_01!PMU:ST4,,227,8736f6c7-ad41-4b43-b4f6-e684e0d4ad20,MGNPON_500_PM_01,Mgnpon_500_Pm_01,60,1,companyAcronym= | protocolName=IEEE C37.118.2-2011 | vendorAcronym= | vendorDeviceName= | interconnectionName=,,,,10,STTP,Streaming Telemetry Transport Protocol,11,,,,,,MGNPON_500_PM_01!PMU-ST4,0.0,1.0,Device statistic for Number of measurements received from device during last reporting interval.,0,1,1,,Any,STAT,Statistic,ST,-98.6,37.5,PPA:6954,2021-08-06 18:02:35
} | MaximumArchiveDays=90 | DesiredRemainingSpace=500,6955,ONS_MGNPON_500_PM_01!PMU:ST5,,227,8736f6c7-ad41-4b43-b4f6-e684e0d4ad20,MGNPON_500_PM_01,Mgnpon_500_Pm_01,60,1,companyAcronym= | protocolName=IEEE C37.118.2-2011 | vendorAcronym= | vendorDeviceName= | interconnectionName=,,,,10,STTP,Streaming Telemetry Transport Protocol,11,,,,,,MGNPON_500_PM_01!PMU-ST5,0.0,1.0,Device statistic for Expected number of measurements received from device during last reporting interval.,0,1,1,,Any,STAT,Statistic,ST,-98.6,37.5,PPA:6955,2021-08-06 18:02:35
} | MaximumArchiveDays=90 | DesiredRemainingSpace=500,6956,ONS_MGNPON_500_PM_01!PMU:ST6,,227,8736f6c7-ad41-4b43-b4f6-e684e0d4ad20,MGNPON_500_PM_01,Mgnpon_500_Pm_01,60,1,companyAcronym= | protocolName=IEEE C37.118.2-2011 | vendorAcronym= | vendorDeviceName= | interconnectionName=,,,,10,STTP,Streaming Telemetry Transport Protocol,11,,,,,,MGNPON_500_PM_01!PMU-ST6,0.0,1.0,Device statistic for Number of measurements received while device was reporting errors during last reporting interval.,0,1,1,,Any,STAT,Statistic,ST,-98.6,37.5,PPA:6956,2021-08-06 18:02:35
} | MaximumArchiveDays=90 | DesiredRemainingSpace=500,6957,ONS_MGNPON_500_PM_01!PMU:ST7,,227,8736f6c7-ad41-4b43-b4f6-e684e0d4ad20,MGNPON_500_PM_01,Mgnpon_500_Pm_01,60,1,companyAcronym= | protocolName=IEEE C37.118.2-2011 | vendorAcronym= | vendorDeviceName= | interconnectionName=,,,,10,STTP,Streaming Telemetry Transport Protocol,11,,,,,,MGNPON_500_PM_01!PMU-ST7,0.0,1.0,Device statistic for Number of defined measurements (per frame) from device during last reporting interval.,0,1,1,,Any,STAT,Statistic,ST,-98.6,37.5,PPA:6957,2021-08-06 18:02:35
} | MaximumArchiveDays=90 | DesiredRemainingSpace=500,6958,ONS_MGSGOT_500_PM_01!PMU:ST1,,228,8736f6c7-ad41-4b43-b4f6-e684e0d4ad20,MGSGOT_500_PM_01,Mgsgot_500_Pm_01,60,1,companyAcronym= | protocolName=IEEE C37.118.2-2011 | vendorAcronym= | vendorDeviceName= | interconnectionName=,,,,10,STTP,Streaming Telemetry Transport Protocol,11,,,,,,MGSGOT_500_PM_01!PMU-ST1,0.0,1.0,Device statistic for Number of data quality errors reported by device during last reporting interval.,0,1,1,,Any,STAT,Statistic,ST,-98.6,37.5,PPA:6958,2021-08-06 18:02:35
} | MaximumArchiveDays=90 | DesiredRemainingSpace=500,6959,ONS_MGSGOT_500_PM_01!PMU:ST2,,228,8736f6c7-ad41-4b43-b4f6-e684e0d4ad20,MGSGOT_500_PM_01,Mgsgot_500_Pm_01,60,1,companyAcronym= | protocolName=IEEE C37.118.2-2011 | vendorAcronym= | vendorDeviceName= | interconnectionName=,,,,10,STTP,Streaming Telemetry Transport Protocol,11,,,,,,MGSGOT_500_PM_01!PMU-ST2,0.0,1.0,Device statistic for Number of time quality errors reported by device during last reporting interval.,0,1,1,,Any,STAT,Statistic,ST,-98.6,37.5,PPA:6959,2021-08-06 18:02:35
} | MaximumArchiveDays=90 | DesiredRemainingSpace=500,6960,ONS_MGSGOT_500_PM_01!PMU:ST3,,228,8736f6c7-ad41-4b43-b4f6-e684e0d4ad20,MGSGOT_500_PM_01,Mgsgot_500_Pm_01,60,1,companyAcronym= | protocolName=IEEE C37.118.2-2011 | vendorAcronym= | vendorDeviceName= | interconnectionName=,,,,10,STTP,Streaming Telemetry Transport Protocol,11,,,,,,MGSGOT_500_PM_01!PMU-ST3,0.0,1.0,Device statistic for Number of device errors reported by device during last reporting interval.,0,1,1,,Any,STAT,Statistic,ST,-98.6,37.5,PPA:6960,2021-08-06 18:02:35
} | MaximumArchiveDays=90 | DesiredRemainingSpace=500,6961,ONS_MGSGOT_500_PM_01!PMU:ST4,,228,8736f6c7-ad41-4b43-b4f6-e684e0d4ad20,MGSGOT_500_PM_01,Mgsgot_500_Pm_01,60,1,companyAcronym= | protocolName=IEEE C37.118.2-2011 | vendorAcronym= | vendorDeviceName= | interconnectionName=,,,,10,STTP,Streaming Telemetry Transport Protocol,11,,,,,,MGSGOT_500_PM_01!PMU-ST4,0.0,1.0,Device statistic for Number of measurements received from device during last reporting interval.,0,1,1,,Any,STAT,Statistic,ST,-98.6,37.5,PPA:6961,2021-08-06 18:02:35
} | MaximumArchiveDays=90 | DesiredRemainingSpace=500,6962,ONS_MGSGOT_500_PM_01!PMU:ST5,,228,8736f6c7-ad41-4b43-b4f6-e684e0d4ad20,MGSGOT_500_PM_01,Mgsgot_500_Pm_01,60,1,companyAcronym= | protocolName=IEEE C37.118.2-2011 | vendorAcronym= | vendorDeviceName= | interconnectionName=,,,,10,STTP,Streaming Telemetry Transport Protocol,11,,,,,,MGSGOT_500_PM_01!PMU-ST5,0.0,1.0,Device statistic for Expected number of measurements received from device during last reporting interval.,0,1,1,,Any,STAT,Statistic,ST,-98.6,37.5,PPA:6962,2021-08-06 18:02:35
} | MaximumArchiveDays=90 | DesiredRemainingSpace=500,6963,ONS_MGSGOT_500_PM_01!PMU:ST6,,228,8736f6c7-ad41-4b43-b4f6-e684e0d4ad20,MGSGOT_500_PM_01,Mgsgot_500_Pm_01,60,1,companyAcronym= | protocolName=IEEE C37.118.2-2011 | vendorAcronym= | vendorDeviceName= | interconnectionName=,,,,10,STTP,Streaming Telemetry Transport Protocol,11,,,,,,MGSGOT_500_PM_01!PMU-ST6,0.0,1.0,Device statistic for Number of measurements received while device was reporting errors during last reporting interval.,0,1,1,,Any,STAT,Statistic,ST,-98.6,37.5,PPA:6963,2021-08-06 18:02:35
} | MaximumArchiveDays=90 | DesiredRemainingSpace=500,6964,ONS_MGSGOT_500_PM_01!PMU:ST7,,228,8736f6c7-ad41-4b43-b4f6-e684e0d4ad20,MGSGOT_500_PM_01,Mgsgot_500_Pm_01,60,1,companyAcronym= | protocolName=IEEE C37.118.2-2011 | vendorAcronym= | vendorDeviceName= | interconnectionName=,,,,10,STTP,Streaming Telemetry Transport Protocol,11,,,,,,MGSGOT_500_PM_01!PMU-ST7,0.0,1.0,Device statistic for Number of defined measurements (per frame) from device during last reporting interval.,0,1,1,,Any,STAT,Statistic,ST,-98.6,37.5,PPA:6964,2021-08-06 18:02:35
} | MaximumArchiveDays=90 | DesiredRemainingSpace=500,6965,ONS_MGSGOT_500_PM_02!PMU:ST1,,229,8736f6c7-ad41-4b43-b4f6-e684e0d4ad20,MGSGOT_500_PM_02,Mgsgot_500_Pm_02,60,1,companyAcronym= | protocolName=IEEE C37.118.2-2011 | vendorAcronym= | vendorDeviceName= | interconnectionName=,,,,10,STTP,Streaming Telemetry Transport Protocol,11,,,,,,MGSGOT_500_PM_02!PMU-ST1,0.0,1.0,Device statistic for Number of data quality errors reported by device during last reporting interval.,0,1,1,,Any,STAT,Statistic,ST,-98.6,37.5,PPA:6965,2021-08-06 18:02:35
} | MaximumArchiveDays=90 | DesiredRemainingSpace=500,6966,ONS_MGSGOT_500_PM_02!PMU:ST2,,229,8736f6c7-ad41-4b43-b4f6-e684e0d4ad20,MGSGOT_500_PM_02,Mgsgot_500_Pm_02,60,1,companyAcronym= | protocolName=IEEE C37.118.2-2011 | vendorAcronym= | vendorDeviceName= | interconnectionName=,,,,10,STTP,Streaming Telemetry Transport Protocol,11,,,,,,MGSGOT_500_PM_02!PMU-ST2,0.0,1.0,Device statistic for Number of time quality errors reported by device during last reporting interval.,0,1,1,,Any,STAT,Statistic,ST,-98.6,37.5,PPA:6966,2021-08-06 18:02:35
} | MaximumArchiveDays=90 | DesiredRemainingSpace=500,6967,ONS_MGSGOT_500_PM_02!PMU:ST3,,229,8736f6c7-ad41-4b43-b4f6-e684e0d4ad20,MGSGOT_500_PM_02,Mgsgot_500_Pm_02,60,1,companyAcronym= | protocolName=IEEE C37.118.2-2011 | vendorAcronym= | vendorDeviceName= | interconnectionName=,,,,10,STTP,Streaming Telemetry Transport Protocol,11,,,,,,MGSGOT_500_PM_02!PMU-ST3,0.0,1.0,Device statistic for Number of device errors reported by device during last reporting interval.,0,1,1,,Any,STAT,Statistic,ST,-98.6,37.5,PPA:6967,2021-08-06 18:02:35
} | MaximumArchiveDays=90 | DesiredRemainingSpace=500,6968,ONS_MGSGOT_500_PM_02!PMU:ST4,,229,8736f6c7-ad41-4b43-b4f6-e684e0d4ad20,MGSGOT_500_PM_02,Mgsgot_500_Pm_02,60,1,companyAcronym= | protocolName=IEEE C37.118.2-2011 | vendorAcronym= | vendorDeviceName= | interconnectionName=,,,,10,STTP,Streaming Telemetry Transport Protocol,11,,,,,,MGSGOT_500_PM_02!PMU-ST4,0.0,1.0,Device statistic for Number of measurements received from device during last reporting interval.,0,1,1,,Any,STAT,Statistic,ST,-98.6,37.5,PPA:6968,2021-08-06 18:02:35
} | MaximumArchiveDays=90 | DesiredRemainingSpace=500,6969,ONS_MGSGOT_500_PM_02!PMU:ST5,,229,8736f6c7-ad41-4b43-b4f6-e684e0d4ad20,MGSGOT_500_PM_02,Mgsgot_500_Pm_02,60,1,companyAcronym= | protocolName=IEEE C37.118.2-2011 | vendorAcronym= | vendorDeviceName= | interconnectionName=,,,,10,STTP,Streaming Telemetry Transport Protocol,11,,,,,,MGSGOT_500_PM_02!PMU-ST5,0.0,1.0,Device statistic for Expected number of measurements received from device during last reporting interval.,0,1,1,,Any,STAT,Statistic,ST,-98.6,37.5,PPA:6969,2021-08-06 18:02:35
} | MaximumArchiveDays=90 | DesiredRemainingSpace=500,6970,ONS_MGSGOT_500_PM_02!PMU:ST6,,229,8736f6c7-ad41-4b43-b4f6-e684e0d4ad20,MGSGOT_500_PM_02,Mgsgot_500_Pm_02,60,1,companyAcronym= | protocolName=IEEE C37.118.2-2011 | vendorAcronym= | vendorDeviceName= | interconnectionName=,,,,10,STTP,Streaming Telemetry Transport Protocol,11,,,,,,MGSGOT_500_PM_02!PMU-ST6,0.0,1.0,Device statistic for Number of measurements received while device was reporting errors during last reporting interval.,0,1,1,,Any,STAT,Statistic,ST,-98.6,37.5,PPA:6970,2021-08-06 18:02:35
} | MaximumArchiveDays=90 | DesiredRemainingSpace=500,6971,ONS_MGSGOT_500_PM_02!PMU:ST7,,229,8736f6c7-ad41-4b43-b4f6-e684e0d4ad20,MGSGOT_500_PM_02,Mgsgot_500_Pm_02,60,1,companyAcronym= | protocolName=IEEE C37.118.2-2011 | vendorAcronym= | vendorDeviceName= | interconnectionName=,,,,10,STTP,Streaming Telemetry Transport Protocol,11,,,,,,MGSGOT_500_PM_02!PMU-ST7,0.0,1.0,Device statistic for Number of defined measurements (per frame) from device during last reporting interval.,0,1,1,,Any,STAT,Statistic,ST,-98.6,37.5,PPA:6971,2021-08-06 18:02:35
} | MaximumArchiveDays=90 | DesiredRemainingSpace=500,6972,ONS_PAVC_500_PM_01!PMU:ST1,,230,8736f6c7-ad41-4b43-b4f6-e684e0d4ad20,PAVC_500_PM_01,Pavc_500_Pm_01,60,1,companyAcronym= | protocolName=IEEE C37.118.2-2011 | vendorAcronym= | vendorDeviceName= | interconnectionName=,,,,10,STTP,Streaming Telemetry Transport Protocol,11,,,,,,PAVC_500_PM_01!PMU-ST1,0.0,1.0,Device statistic for Number of data quality errors reported by device during last reporting interval.,0,1,1,,Any,STAT,Statistic,ST,-98.6,37.5,PPA:6972,2021-08-06 18:02:35
} | MaximumArchiveDays=90 | DesiredRemainingSpace=500,6973,ONS_PAVC_500_PM_01!PMU:ST2,,230,8736f6c7-ad41-4b43-b4f6-e684e0d4ad20,PAVC_500_PM_01,Pavc_500_Pm_01,60,1,companyAcronym= | protocolName=IEEE C37.118.2-2011 | vendorAcronym= | vendorDeviceName= | interconnectionName=,,,,10,STTP,Streaming Telemetry Transport Protocol,11,,,,,,PAVC_500_PM_01!PMU-ST2,0.0,1.0,Device statistic for Number of time quality errors reported by device during last reporting interval.,0,1,1,,Any,STAT,Statistic,ST,-98.6,37.5,PPA:6973,2021-08-06 18:02:35
} | MaximumArchiveDays=90 | DesiredRemainingSpace=500,6974,ONS_PAVC_500_PM_01!PMU:ST3,,230,8736f6c7-ad41-4b43-b4f6-e684e0d4ad20,PAVC_500_PM_01,Pavc_500_Pm_01,60,1,companyAcronym= | protocolName=IEEE C37.118.2-2011 | vendorAcronym= | vendorDeviceName= | interconnectionName=,,,,10,STTP,Streaming Telemetry Transport Protocol,11,,,,,,PAVC_500_PM_01!PMU-ST3,0.0,1.0,Device statistic for Number of device errors reported by device during last reporting interval.,0,1,1,,Any,STAT,Statistic,ST,-98.6,37.5,PPA:6974,2021-08-06 18:02:35
} | MaximumArchiveDays=90 | DesiredRemainingSpace=500,6975,ONS_PAVC_500_PM_01!PMU:ST4,,230,8736f6c7-ad41-4b43-b4f6-e684e0d4ad20,PAVC_500_PM_01,Pavc_500_Pm_01,60,1,companyAcronym= | protocolName=IEEE C37.118.2-2011 | vendorAcronym= | vendorDeviceName= | interconnectionName=,,,,10,STTP,Streaming Telemetry Transport Protocol,11,,,,,,PAVC_500_PM_01!PMU-ST4,0.0,1.0,Device statistic for Number of measurements received from device during last reporting interval.,0,1,1,,Any,STAT,Statistic,ST,-98.6,37.5,PPA:6975,2021-08-06 18:02:35
} | MaximumArchiveDays=90 | DesiredRemainingSpace=500,6976,ONS_PAVC_500_PM_01!PMU:ST5,,230,8736f6c7-ad41-4b43-b4f6-e684e0d4ad20,PAVC_500_PM_01,Pavc_500_Pm_01,60,1,companyAcronym= | protocolName=IEEE C37.118.2-2011 | vendorAcronym= | vendorDeviceName= | interconnectionName=,,,,10,STTP,Streaming Telemetry Transport Protocol,11,,,,,,PAVC_500_PM_01!PMU-ST5,0.0,1.0,Device statistic for Expected number of measurements received from device during last reporting interval.,0,1,1,,Any,STAT,Statistic,ST,-98.6,37.5,PPA:6976,2021-08-06 18:02:35
} | MaximumArchiveDays=90 | DesiredRemainingSpace=500,6977,ONS_PAVC_500_PM_01!PMU:ST6,,230,8736f6c7-ad41-4b43-b4f6-e684e0d4ad20,PAVC_500_PM_01,Pavc_500_Pm_01,60,1,companyAcronym= | protocolName=IEEE C37.118.2-2011 | vendorAcronym= | vendorDeviceName= | interconnectionName=,,,,10,STTP,Streaming Telemetry Transport Protocol,11,,,,,,PAVC_500_PM_01!PMU-ST6,0.0,1.0,Device statistic for Number of measurements received while device was reporting errors during last reporting interval.,0,1,1,,Any,STAT,Statistic,ST,-98.6,37.5,PPA:6977,2021-08-06 18:02:35
} | MaximumArchiveDays=90 | DesiredRemainingSpace=500,6978,ONS_PAVC_500_PM_01!PMU:ST7,,230,8736f6c7-ad41-4b43-b4f6-e684e0d4ad20,PAVC_500_PM_01,Pavc_500_Pm_01,60,1,companyAcronym= | protocolName=IEEE C37.118.2-2011 | vendorAcronym= | vendorDeviceName= | interconnectionName=,,,,10,STTP,Streaming Telemetry Transport Protocol,11,,,,,,PAVC_500_PM_01!PMU-ST7,0.0,1.0,Device statistic for Number of defined measurements (per frame) from device during last reporting interval.,0,1,1,,Any,STAT,Statistic,ST,-98.6,37.5,PPA:6978,2021-08-06 18:02:35
} | MaximumArchiveDays=90 | DesiredRemainingSpace=500,6979,ONS_PATC_500_PM_01!PMU:ST1,,231,8736f6c7-ad41-4b43-b4f6-e684e0d4ad20,PATC_500_PM_01,Patc_500_Pm_01,60,1,companyAcronym= | protocolName=IEEE C37.118.2-2011 | vendorAcronym= | vendorDeviceName= | interconnectionName=,,,,10,STTP,Streaming Telemetry Transport Protocol,11,,,,,,PATC_500_PM_01!PMU-ST1,0.0,1.0,Device statistic for Number of data quality errors reported by device during last reporting interval.,0,1,1,,Any,STAT,Statistic,ST,-98.6,37.5,PPA:6979,2021-08-06 18:02:35
} | MaximumArchiveDays=90 | DesiredRemainingSpace=500,6980,ONS_PATC_500_PM_01!PMU:ST2,,231,8736f6c7-ad41-4b43-b4f6-e684e0d4ad20,PATC_500_PM_01,Patc_500_Pm_01,60,1,companyAcronym= | protocolName=IEEE C37.118.2-2011 | vendorAcronym= | vendorDeviceName= | interconnectionName=,,,,10,STTP,Streaming Telemetry Transport Protocol,11,,,,,,PATC_500_PM_01!PMU-ST2,0.0,1.0,Device statistic for Number of time quality errors reported by device during last reporting interval.,0,1,1,,Any,STAT,Statistic,ST,-98.6,37.5,PPA:6980,2021-08-06 18:02:35
} | MaximumArchiveDays=90 | DesiredRemainingSpace=500,6981,ONS_PATC_500_PM_01!PMU:ST3,,231,8736f6c7-ad41-4b43-b4f6-e684e0d4ad20,PATC_500_PM_01,Patc_500_Pm_01,60,1,companyAcronym= | protocolName=IEEE C37.118.2-2011 | vendorAcronym= | vendorDeviceName= | interconnectionName=,,,,10,STTP,Streaming Telemetry Transport Protocol,11,,,,,,PATC_500_PM_01!PMU-ST3,0.0,1.0,Device statistic for Number of device errors reported by device during last reporting interval.,0,1,1,,Any,STAT,Statistic,ST,-98.6,37.5,PPA:6981,2021-08-06 18:02:35
} | MaximumArchiveDays=90 | DesiredRemainingSpace=500,6982,ONS_PATC_500_PM_01!PMU:ST4,,231,8736f6c7-ad41-4b43-b4f6-e684e0d4ad20,PATC_500_PM_01,Patc_500_Pm_01,60,1,companyAcronym= | protocolName=IEEE C37.118.2-2011 | vendorAcronym= | vendorDeviceName= | interconnectionName=,,,,10,STTP,Streaming Telemetry Transport Protocol,11,,,,,,PATC_500_PM_01!PMU-ST4,0.0,1.0,Device statistic for Number of measurements received from device during last reporting interval.,0,1,1,,Any,STAT,Statistic,ST,-98.6,37.5,PPA:6982,2021-08-06 18:02:35
} | MaximumArchiveDays=90 | DesiredRemainingSpace=500,6983,ONS_PATC_500_PM_01!PMU:ST5,,231,8736f6c7-ad41-4b43-b4f6-e684e0d4ad20,PATC_500_PM_01,Patc_500_Pm_01,60,1,companyAcronym= | protocolName=IEEE C37.118.2-2011 | vendorAcronym= | vendorDeviceName= | interconnectionName=,,,,10,STTP,Streaming Telemetry Transport Protocol,11,,,,,,PATC_500_PM_01!PMU-ST5,0.0,1.0,Device statistic for Expected number of measurements received from device during last reporting interval.,0,1,1,,Any,STAT,Statistic,ST,-98.6,37.5,PPA:6983,2021-08-06 18:02:35
} | MaximumArchiveDays=90 | DesiredRemainingSpace=500,6984,ONS_PATC_500_PM_01!PMU:ST6,,231,8736f6c7-ad41-4b43-b4f6-e684e0d4ad20,PATC_500_PM_01,Patc_500_Pm_01,60,1,companyAcronym= | protocolName=IEEE C37.118.2-2011 | vendorAcronym= | vendorDeviceName= | interconnectionName=,,,,10,STTP,Streaming Telemetry Transport Protocol,11,,,,,,PATC_500_PM_01!PMU-ST6,0.0,1.0,Device statistic for Number of measurements received while device was reporting errors during last reporting interval.,0,1,1,,Any,STAT,Statistic,ST,-98.6,37.5,PPA:6984,2021-08-06 18:02:35
} | MaximumArchiveDays=90 | DesiredRemainingSpace=500,6985,ONS_PATC_500_PM_01!PMU:ST7,,231,8736f6c7-ad41-4b43-b4f6-e684e0d4ad20,PATC_500_PM_01,Patc_500_Pm_01,60,1,companyAcronym= | protocolName=IEEE C37.118.2-2011 | vendorAcronym= | vendorDeviceName= | interconnectionName=,,,,10,STTP,Streaming Telemetry Transport Protocol,11,,,,,,PATC_500_PM_01!PMU-ST7,0.0,1.0,Device statistic for Number of defined measurements (per frame) from device during last reporting interval.,0,1,1,,Any,STAT,Statistic,ST,-98.6,37.5,PPA:6985,2021-08-06 18:02:35
} | MaximumArchiveDays=90 | DesiredRemainingSpace=500,6986,ONS_MGEST_500_PM_01!PMU:ST1,,232,8736f6c7-ad41-4b43-b4f6-e684e0d4ad20,MGEST_500_PM_01,Mgest_500_Pm_01,60,1,companyAcronym= | protocolName=IEEE C37.118.2-2011 | vendorAcronym= | vendorDeviceName= | interconnectionName=,,,,10,STTP,Streaming Telemetry Transport Protocol,11,,,,,,MGEST_500_PM_01!PMU-ST1,0.0,1.0,Device statistic for Number of data quality errors reported by device during last reporting interval.,0,1,1,,Any,STAT,Statistic,ST,-98.6,37.5,PPA:6986,2021-08-06 18:02:35
} | MaximumArchiveDays=90 | DesiredRemainingSpace=500,6987,ONS_MGEST_500_PM_01!PMU:ST2,,232,8736f6c7-ad41-4b43-b4f6-e684e0d4ad20,MGEST_500_PM_01,Mgest_500_Pm_01,60,1,companyAcronym= | protocolName=IEEE C37.118.2-2011 | vendorAcronym= | vendorDeviceName= | interconnectionName=,,,,10,STTP,Streaming Telemetry Transport Protocol,11,,,,,,MGEST_500_PM_01!PMU-ST2,0.0,1.0,Device statistic for Number of time quality errors reported by device during last reporting interval.,0,1,1,,Any,STAT,Statistic,ST,-98.6,37.5,PPA:6987,2021-08-06 18:02:35
} | MaximumArchiveDays=90 | DesiredRemainingSpace=500,6988,ONS_MGEST_500_PM_01!PMU:ST3,,232,8736f6c7-ad41-4b43-b4f6-e684e0d4ad20,MGEST_500_PM_01,Mgest_500_Pm_01,60,1,companyAcronym= | protocolName=IEEE C37.118.2-2011 | vendorAcronym= | vendorDeviceName= | interconnectionName=,,,,10,STTP,Streaming Telemetry Transport Protocol,11,,,,,,MGEST_500_PM_01!PMU-ST3,0.0,1.0,Device statistic for Number of device errors reported by device during last reporting interval.,0,1,1,,Any,STAT,Statistic,ST,-98.6,37.5,PPA:6988,2021-08-06 18:02:35
} | MaximumArchiveDays=90 | DesiredRemainingSpace=500,6989,ONS_MGEST_500_PM_01!PMU:ST4,,232,8736f6c7-ad41-4b43-b4f6-e684e0d4ad20,MGEST_500_PM_01,Mgest_500_Pm_01,60,1,companyAcronym= | protocolName=IEEE C37.118.2-2011 | vendorAcronym= | vendorDeviceName= | interconnectionName=,,,,10,STTP,Streaming Telemetry Transport Protocol,11,,,,,,MGEST_500_PM_01!PMU-ST4,0.0,1.0,Device statistic for Number of measurements received from device during last reporting interval.,0,1,1,,Any,STAT,Statistic,ST,-98.6,37.5,PPA:6989,2021-08-06 18:02:35
} | MaximumArchiveDays=90 | DesiredRemainingSpace=500,6990,ONS_MGEST_500_PM_01!PMU:ST5,,232,8736f6c7-ad41-4b43-b4f6-e684e0d4ad20,MGEST_500_PM_01,Mgest_500_Pm_01,60,1,companyAcronym= | protocolName=IEEE C37.118.2-2011 | vendorAcronym= | vendorDeviceName= | interconnectionName=,,,,10,STTP,Streaming Telemetry Transport Protocol,11,,,,,,MGEST_500_PM_01!PMU-ST5,0.0,1.0,Device statistic for Expected number of measurements received from device during last reporting interval.,0,1,1,,Any,STAT,Statistic,ST,-98.6,37.5,PPA:6990,2021-08-06 18:02:35
} | MaximumArchiveDays=90 | DesiredRemainingSpace=500,6991,ONS_MGEST_500_PM_01!PMU:ST6,,232,8736f6c7-ad41-4b43-b4f6-e684e0d4ad20,MGEST_500_PM_01,Mgest_500_Pm_01,60,1,companyAcronym= | protocolName=IEEE C37.118.2-2011 | vendorAcronym= | vendorDeviceName= | interconnectionName=,,,,10,STTP,Streaming Telemetry Transport Protocol,11,,,,,,MGEST_500_PM_01!PMU-ST6,0.0,1.0,Device statistic for Number of measurements received while device was reporting errors during last reporting interval.,0,1,1,,Any,STAT,Statistic,ST,-98.6,37.5,PPA:6991,2021-08-06 18:02:35
} | MaximumArchiveDays=90 | DesiredRemainingSpace=500,6992,ONS_MGEST_500_PM_01!PMU:ST7,,232,8736f6c7-ad41-4b43-b4f6-e684e0d4ad20,MGEST_500_PM_01,Mgest_500_Pm_01,60,1,companyAcronym= | protocolName=IEEE C37.118.2-2011 | vendorAcronym= | vendorDeviceName= | interconnectionName=,,,,10,STTP,Streaming Telemetry Transport Protocol,11,,,,,,MGEST_500_PM_01!PMU-ST7,0.0,1.0,Device statistic for Number of defined measurements (per frame) from device during last reporting interval.,0,1,1,,Any,STAT,Statistic,ST,-98.6,37.5,PPA:6992,2021-08-06 18:02:35
} | MaximumArchiveDays=90 | DesiredRemainingSpace=500,6993,ONS_MGNPON_500_PM_02!PMU:ST1,,233,8736f6c7-ad41-4b43-b4f6-e684e0d4ad20,MGNPON_500_PM_02,Mgnpon_500_Pm_02,60,1,companyAcronym= | protocolName=IEEE C37.118.2-2011 | vendorAcronym= | vendorDeviceName= | interconnectionName=,,,,10,STTP,Streaming Telemetry Transport Protocol,11,,,,,,MGNPON_500_PM_02!PMU-ST1,0.0,1.0,Device statistic for Number of data quality errors reported by device during last reporting interval.,0,1,1,,Any,STAT,Statistic,ST,-98.6,37.5,PPA:6993,2021-08-06 18:02:35
} | MaximumArchiveDays=90 | DesiredRemainingSpace=500,6994,ONS_MGNPON_500_PM_02!PMU:ST2,,233,8736f6c7-ad41-4b43-b4f6-e684e0d4ad20,MGNPON_500_PM_02,Mgnpon_500_Pm_02,60,1,companyAcronym= | protocolName=IEEE C37.118.2-2011 | vendorAcronym= | vendorDeviceName= | interconnectionName=,,,,10,STTP,Streaming Telemetry Transport Protocol,11,,,,,,MGNPON_500_PM_02!PMU-ST2,0.0,1.0,Device statistic for Number of time quality errors reported by device during last reporting interval.,0,1,1,,Any,STAT,Statistic,ST,-98.6,37.5,PPA:6994,2021-08-06 18:02:35
} | MaximumArchiveDays=90 | DesiredRemainingSpace=500,6995,ONS_MGNPON_500_PM_02!PMU:ST3,,233,8736f6c7-ad41-4b43-b4f6-e684e0d4ad20,MGNPON_500_PM_02,Mgnpon_500_Pm_02,60,1,companyAcronym= | protocolName=IEEE C37.118.2-2011 | vendorAcronym= | vendorDeviceName= | interconnectionName=,,,,10,STTP,Streaming Telemetry Transport Protocol,11,,,,,,MGNPON_500_PM_02!PMU-ST3,0.0,1.0,Device statistic for Number of device errors reported by device during last reporting interval.,0,1,1,,Any,STAT,Statistic,ST,-98.6,37.5,PPA:6995,2021-08-06 18:02:35
} | MaximumArchiveDays=90 | DesiredRemainingSpace=500,6996,ONS_MGNPON_500_PM_02!PMU:ST4,,233,8736f6c7-ad41-4b43-b4f6-e684e0d4ad20,MGNPON_500_PM_02,Mgnpon_500_Pm_02,60,1,companyAcronym= | protocolName=IEEE C37.118.2-2011 | vendorAcronym= | vendorDeviceName= | interconnectionName=,,,,10,STTP,Streaming Telemetry Transport Protocol,11,,,,,,MGNPON_500_PM_02!PMU-ST4,0.0,1.0,Device statistic for Number of measurements received from device during last reporting interval.,0,1,1,,Any,STAT,Statistic,ST,-98.6,37.5,PPA:6996,2021-08-06 18:02:35
} | MaximumArchiveDays=90 | DesiredRemainingSpace=500,6997,ONS_MGNPON_500_PM_02!PMU:ST5,,233,8736f6c7-ad41-4b43-b4f6-e684e0d4ad20,MGNPON_500_PM_02,Mgnpon_500_Pm_02,60,1,companyAcronym= | protocolName=IEEE C37.118.2-2011 | vendorAcronym= | vendorDeviceName= | interconnectionName=,,,,10,STTP,Streaming Telemetry Transport Protocol,11,,,,,,MGNPON_500_PM_02!PMU-ST5,0.0,1.0,Device statistic for Expected number of measurements received from device during last reporting interval.,0,1,1,,Any,STAT,Statistic,ST,-98.6,37.5,PPA:6997,2021-08-06 18:02:35
} | MaximumArchiveDays=90 | DesiredRemainingSpace=500,6998,ONS_MGNPON_500_PM_02!PMU:ST6,,233,8736f6c7-ad41-4b43-b4f6-e684e0d4ad20,MGNPON_500_PM_02,Mgnpon_500_Pm_02,60,1,companyAcronym= | protocolName=IEEE C37.118.2-2011 | vendorAcronym= | vendorDeviceName= | interconnectionName=,,,,10,STTP,Streaming Telemetry Transport Protocol,11,,,,,,MGNPON_500_PM_02!PMU-ST6,0.0,1.0,Device statistic for Number of measurements received while device was reporting errors during last reporting interval.,0,1,1,,Any,STAT,Statistic,ST,-98.6,37.5,PPA:6998,2021-08-06 18:02:35
} | MaximumArchiveDays=90 | DesiredRemainingSpace=500,6999,ONS_MGNPON_500_PM_02!PMU:ST7,,233,8736f6c7-ad41-4b43-b4f6-e684e0d4ad20,MGNPON_500_PM_02,Mgnpon_500_Pm_02,60,1,companyAcronym= | protocolName=IEEE C37.118.2-2011 | vendorAcronym= | vendorDeviceName= | interconnectionName=,,,,10,STTP,Streaming Telemetry Transport Protocol,11,,,,,,MGNPON_500_PM_02!PMU-ST7,0.0,1.0,Device statistic for Number of defined measurements (per frame) from device during last reporting interval.,0,1,1,,Any,STAT,Statistic,ST,-98.6,37.5,PPA:6999,2021-08-06 18:02:35
} | MaximumArchiveDays=90 | DesiredRemainingSpace=500,7000,ONS_RJSEVP_345_PM_23!PMU:ST1,,234,8736f6c7-ad41-4b43-b4f6-e684e0d4ad20,RJSEVP_345_PM_23,Rjsevp_345_Pm_23,60,1,companyAcronym= | protocolName=IEEE C37.118.2-2011 | vendorAcronym= | vendorDeviceName= | interconnectionName=,,,,10,STTP,Streaming Telemetry Transport Protocol,11,,,,,,RJSEVP_345_PM_23!PMU-ST1,0.0,1.0,Device statistic for Number of data quality errors reported by device during last reporting interval.,0,1,1,,Any,STAT,Statistic,ST,-98.6,37.5,PPA:7000,2021-08-06 18:02:35
} | MaximumArchiveDays=90 | DesiredRemainingSpace=500,7001,ONS_RJSEVP_345_PM_23!PMU:ST2,,234,8736f6c7-ad41-4b43-b4f6-e684e0d4ad20,RJSEVP_345_PM_23,Rjsevp_345_Pm_23,60,1,companyAcronym= | protocolName=IEEE C37.118.2-2011 | vendorAcronym= | vendorDeviceName= | interconnectionName=,,,,10,STTP,Streaming Telemetry Transport Protocol,11,,,,,,RJSEVP_345_PM_23!PMU-ST2,0.0,1.0,Device statistic for Number of time quality errors reported by device during last reporting interval.,0,1,1,,Any,STAT,Statistic,ST,-98.6,37.5,PPA:7001,2021-08-06 18:02:35
} | MaximumArchiveDays=90 | DesiredRemainingSpace=500,7002,ONS_RJSEVP_345_PM_23!PMU:ST3,,234,8736f6c7-ad41-4b43-b4f6-e684e0d4ad20,RJSEVP_345_PM_23,Rjsevp_345_Pm_23,60,1,companyAcronym= | protocolName=IEEE C37.118.2-2011 | vendorAcronym= | vendorDeviceName= | interconnectionName=,,,,10,STTP,Streaming Telemetry Transport Protocol,11,,,,,,RJSEVP_345_PM_23!PMU-ST3,0.0,1.0,Device statistic for Number of device errors reported by device during last reporting interval.,0,1,1,,Any,STAT,Statistic,ST,-98.6,37.5,PPA:7002,2021-08-06 18:02:35
} | MaximumArchiveDays=90 | DesiredRemainingSpace=500,7003,ONS_RJSEVP_345_PM_23!PMU:ST4,,234,8736f6c7-ad41-4b43-b4f6-e684e0d4ad20,RJSEVP_345_PM_23,Rjsevp_345_Pm_23,60,1,companyAcronym= | protocolName=IEEE C37.118.2-2011 | vendorAcronym= | vendorDeviceName= | interconnectionName=,,,,10,STTP,Streaming Telemetry Transport Protocol,11,,,,,,RJSEVP_345_PM_23!PMU-ST4,0.0,1.0,Device statistic for Number of measurements received from device during last reporting interval.,0,1,1,,Any,STAT,Statistic,ST,-98.6,37.5,PPA:7003,2021-08-06 18:02:35
} | MaximumArchiveDays=90 | DesiredRemainingSpace=500,7004,ONS_RJSEVP_345_PM_23!PMU:ST5,,234,8736f6c7-ad41-4b43-b4f6-e684e0d4ad20,RJSEVP_345_PM_23,Rjsevp_345_Pm_23,60,1,companyAcronym= | protocolName=IEEE C37.118.2-2011 | vendorAcronym= | vendorDeviceName= | interconnectionName=,,,,10,STTP,Streaming Telemetry Transport Protocol,11,,,,,,RJSEVP_345_PM_23!PMU-ST5,0.0,1.0,Device statistic for Expected number of measurements received from device during last reporting interval.,0,1,1,,Any,STAT,Statistic,ST,-98.6,37.5,PPA:7004,2021-08-06 18:02:35
} | MaximumArchiveDays=90 | DesiredRemainingSpace=500,7005,ONS_RJSEVP_345_PM_23!PMU:ST6,,234,8736f6c7-ad41-4b43-b4f6-e684e0d4ad20,RJSEVP_345_PM_23,Rjsevp_345_Pm_23,60,1,companyAcronym= | protocolName=IEEE C37.118.2-2011 | vendorAcronym= | vendorDeviceName= | interconnectionName=,,,,10,STTP,Streaming Telemetry Transport Protocol,11,,,,,,RJSEVP_345_PM_23!PMU-ST6,0.0,1.0,Device statistic for Number of measurements received while device was reporting errors during last reporting interval.,0,1,1,,Any,STAT,Statistic,ST,-98.6,37.5,PPA:7005,2021-08-06 18:02:35
} | MaximumArchiveDays=90 | DesiredRemainingSpace=500,7006,ONS_RJSEVP_345_PM_23!PMU:ST7,,234,8736f6c7-ad41-4b43-b4f6-e684e0d4ad20,RJSEVP_345_PM_23,Rjsevp_345_Pm_23,60,1,companyAcronym= | protocolName=IEEE C37.118.2-2011 | vendorAcronym= | vendorDeviceName= | interconnectionName=,,,,10,STTP,Streaming Telemetry Transport Protocol,11,,,,,,RJSEVP_345_PM_23!PMU-ST7,0.0,1.0,Device statistic for Number of defined measurements (per frame) from device during last reporting interval.,0,1,1,,Any,STAT,Statistic,ST,-98.6,37.5,PPA:7006,2021-08-06 18:02:35
} | MaximumArchiveDays=90 | DesiredRemainingSpace=500,7007,ONS_RJSEVP_345_PM_24!PMU:ST1,,235,8736f6c7-ad41-4b43-b4f6-e684e0d4ad20,RJSEVP_345_PM_24,Rjsevp_345_Pm_24,60,1,companyAcronym= | protocolName=IEEE C37.118.2-2011 | vendorAcronym= | vendorDeviceName= | interconnectionName=,,,,10,STTP,Streaming Telemetry Transport Protocol,11,,,,,,RJSEVP_345_PM_24!PMU-ST1,0.0,1.0,Device statistic for Number of data quality errors reported by device during last reporting interval.,0,1,1,,Any,STAT,Statistic,ST,-98.6,37.5,PPA:7007,2021-08-06 18:02:35
} | MaximumArchiveDays=90 | DesiredRemainingSpace=500,7008,ONS_RJSEVP_345_PM_24!PMU:ST2,,235,8736f6c7-ad41-4b43-b4f6-e684e0d4ad20,RJSEVP_345_PM_24,Rjsevp_345_Pm_24,60,1,companyAcronym= | protocolName=IEEE C37.118.2-2011 | vendorAcronym= | vendorDeviceName= | interconnectionName=,,,,10,STTP,Streaming Telemetry Transport Protocol,11,,,,,,RJSEVP_345_PM_24!PMU-ST2,0.0,1.0,Device statistic for Number of time quality errors reported by device during last reporting interval.,0,1,1,,Any,STAT,Statistic,ST,-98.6,37.5,PPA:7008,2021-08-06 18:02:35
} | MaximumArchiveDays=90 | DesiredRemainingSpace=500,7009,ONS_RJSEVP_345_PM_24!PMU:ST3,,235,8736f6c7-ad41-4b43-b4f6-e684e0d4ad20,RJSEVP_345_PM_24,Rjsevp_345_Pm_24,60,1,companyAcronym= | protocolName=IEEE C37.118.2-2011 | vendorAcronym= | vendorDeviceName= | interconnectionName=,,,,10,STTP,Streaming Telemetry Transport Protocol,11,,,,,,RJSEVP_345_PM_24!PMU-ST3,0.0,1.0,Device statistic for Number of device errors reported by device during last reporting interval.,0,1,1,,Any,STAT,Statistic,ST,-98.6,37.5,PPA:7009,2021-08-06 18:02:35
} | MaximumArchiveDays=90 | DesiredRemainingSpace=500,7010,ONS_RJSEVP_345_PM_24!PMU:ST4,,235,8736f6c7-ad41-4b43-b4f6-e684e0d4ad20,RJSEVP_345_PM_24,Rjsevp_345_Pm_24,60,1,companyAcronym= | protocolName=IEEE C37.118.2-2011 | vendorAcronym= | vendorDeviceName= | interconnectionName=,,,,10,STTP,Streaming Telemetry Transport Protocol,11,,,,,,RJSEVP_345_PM_24!PMU-ST4,0.0,1.0,Device statistic for Number of measurements received from device during last reporting interval.,0,1,1,,Any,STAT,Statistic,ST,-98.6,37.5,PPA:7010,2021-08-06 18:02:35
} | MaximumArchiveDays=90 | DesiredRemainingSpace=500,7011,ONS_RJSEVP_345_PM_24!PMU:ST5,,235,8736f6c7-ad41-4b43-b4f6-e684e0d4ad20,RJSEVP_345_PM_24,Rjsevp_345_Pm_24,60,1,companyAcronym= | protocolName=IEEE C37.118.2-2011 | vendorAcronym= | vendorDeviceName= | interconnectionName=,,,,10,STTP,Streaming Telemetry Transport Protocol,11,,,,,,RJSEVP_345_PM_24!PMU-ST5,0.0,1.0,Device statistic for Expected number of measurements received from device during last reporting interval.,0,1,1,,Any,STAT,Statistic,ST,-98.6,37.5,PPA:7011,2021-08-06 18:02:35
} | MaximumArchiveDays=90 | DesiredRemainingSpace=500,7012,ONS_RJSEVP_345_PM_24!PMU:ST6,,235,8736f6c7-ad41-4b43-b4f6-e684e0d4ad20,RJSEVP_345_PM_24,Rjsevp_345_Pm_24,60,1,companyAcronym= | protocolName=IEEE C37.118.2-2011 | vendorAcronym= | vendorDeviceName= | interconnectionName=,,,,10,STTP,Streaming Telemetry Transport Protocol,11,,,,,,RJSEVP_345_PM_24!PMU-ST6,0.0,1.0,Device statistic for Number of measurements received while device was reporting errors during last reporting interval.,0,1,1,,Any,STAT,Statistic,ST,-98.6,37.5,PPA:7012,2021-08-06 18:02:35
} | MaximumArchiveDays=90 | DesiredRemainingSpace=500,7013,ONS_RJSEVP_345_PM_24!PMU:ST7,,235,8736f6c7-ad41-4b43-b4f6-e684e0d4ad20,RJSEVP_345_PM_24,Rjsevp_345_Pm_24,60,1,companyAcronym= | protocolName=IEEE C37.118.2-2011 | vendorAcronym= | vendorDeviceName= | interconnectionName=,,,,10,STTP,Streaming Telemetry Transport Protocol,11,,,,,,RJSEVP_345_PM_24!PMU-ST7,0.0,1.0,Device statistic for Number of defined measurements (per frame) from device during last reporting interval.,0,1,1,,Any,STAT,Statistic,ST,-98.6,37.5,PPA:7013,2021-08-06 18:02:35
} | MaximumArchiveDays=90 | DesiredRemainingSpace=500,7014,ONS_RJSEVP_138_PM_25!PMU:ST1,,236,8736f6c7-ad41-4b43-b4f6-e684e0d4ad20,RJSEVP_138_PM_25,Rjsevp_138_Pm_25,60,1,companyAcronym= | protocolName=IEEE C37.118.2-2011 | vendorAcronym= | vendorDeviceName= | interconnectionName=,,,,10,STTP,Streaming Telemetry Transport Protocol,11,,,,,,RJSEVP_138_PM_25!PMU-ST1,0.0,1.0,Device statistic for Number of data quality errors reported by device during last reporting interval.,0,1,1,,Any,STAT,Statistic,ST,-98.6,37.5,PPA:7014,2021-08-06 18:02:35
} | MaximumArchiveDays=90 | DesiredRemainingSpace=500,7015,ONS_RJSEVP_138_PM_25!PMU:ST2,,236,8736f6c7-ad41-4b43-b4f6-e684e0d4ad20,RJSEVP_138_PM_25,Rjsevp_138_Pm_25,60,1,companyAcronym= | protocolName=IEEE C37.118.2-2011 | vendorAcronym= | vendorDeviceName= | interconnectionName=,,,,10,STTP,Streaming Telemetry Transport Protocol,11,,,,,,RJSEVP_138_PM_25!PMU-ST2,0.0,1.0,Device statistic for Number of time quality errors reported by device during last reporting interval.,0,1,1,,Any,STAT,Statistic,ST,-98.6,37.5,PPA:7015,2021-08-06 18:02:35
} | MaximumArchiveDays=90 | DesiredRemainingSpace=500,7016,ONS_RJSEVP_138_PM_25!PMU:ST3,,236,8736f6c7-ad41-4b43-b4f6-e684e0d4ad20,RJSEVP_138_PM_25,Rjsevp_138_Pm_25,60,1,companyAcronym= | protocolName=IEEE C37.118.2-2011 | vendorAcronym= | vendorDeviceName= | interconnectionName=,,,,10,STTP,Streaming Telemetry Transport Protocol,11,,,,,,RJSEVP_138_PM_25!PMU-ST3,0.0,1.0,Device statistic for Number of device errors reported by device during last reporting interval.,0,1,1,,Any,STAT,Statistic,ST,-98.6,37.5,PPA:7016,2021-08-06 18:02:35
} | MaximumArchiveDays=90 | DesiredRemainingSpace=500,7017,ONS_RJSEVP_138_PM_25!PMU:ST4,,236,8736f6c7-ad41-4b43-b4f6-e684e0d4ad20,RJSEVP_138_PM_25,Rjsevp_138_Pm_25,60,1,companyAcronym= | protocolName=IEEE C37.118.2-2011 | vendorAcronym= | vendorDeviceName= | interconnectionName=,,,,10,STTP,Streaming Telemetry Transport Protocol,11,,,,,,RJSEVP_138_PM_25!PMU-ST4,0.0,1.0,Device statistic for Number of measurements received from device during last reporting interval.,0,1,1,,Any,STAT,Statistic,ST,-98.6,37.5,PPA:7017,2021-08-06 18:02:35
} | MaximumArchiveDays=90 | DesiredRemainingSpace=500,7018,ONS_RJSEVP_138_PM_25!PMU:ST5,,236,8736f6c7-ad41-4b43-b4f6-e684e0d4ad20,RJSEVP_138_PM_25,Rjsevp_138_Pm_25,60,1,companyAcronym= | protocolName=IEEE C37.118.2-2011 | vendorAcronym= | vendorDeviceName= | interconnectionName=,,,,10,STTP,Streaming Telemetry Transport Protocol,11,,,,,,RJSEVP_138_PM_25!PMU-ST5,0.0,1.0,Device statistic for Expected number of measurements received from device during last reporting interval.,0,1,1,,Any,STAT,Statistic,ST,-98.6,37.5,PPA:7018,2021-08-06 18:02:35
} | MaximumArchiveDays=90 | DesiredRemainingSpace=500,7019,ONS_RJSEVP_138_PM_25!PMU:ST6,,236,8736f6c7-ad41-4b43-b4f6-e684e0d4ad20,RJSEVP_138_PM_25,Rjsevp_138_Pm_25,60,1,companyAcronym= | protocolName=IEEE C37.118.2-2011 | vendorAcronym= | vendorDeviceName= | interconnectionName=,,,,10,STTP,Streaming Telemetry Transport Protocol,11,,,,,,RJSEVP_138_PM_25!PMU-ST6,0.0,1.0,Device statistic for Number of measurements received while device was reporting errors during last reporting interval.,0,1,1,,Any,STAT,Statistic,ST,-98.6,37.5,PPA:7019,2021-08-06 18:02:35
} | MaximumArchiveDays=90 | DesiredRemainingSpace=500,7020,ONS_RJSEVP_138_PM_25!PMU:ST7,,236,8736f6c7-ad41-4b43-b4f6-e684e0d4ad20,RJSEVP_138_PM_25,Rjsevp_138_Pm_25,60,1,companyAcronym= | protocolName=IEEE C37.118.2-2011 | vendorAcronym= | vendorDeviceName= | interconnectionName=,,,,10,STTP,Streaming Telemetry Transport Protocol,11,,,,,,RJSEVP_138_PM_25!PMU-ST7,0.0,1.0,Device statistic for Number of defined measurements (per frame) from device during last reporting interval.,0,1,1,,Any,STAT,Statistic,ST,-98.6,37.5,PPA:7020,2021-08-06 18:02:35
} | MaximumArchiveDays=90 | DesiredRemainingSpace=500,7021,ONS_RJSEVP_138_PM_26!PMU:ST1,,237,8736f6c7-ad41-4b43-b4f6-e684e0d4ad20,RJSEVP_138_PM_26,Rjsevp_138_Pm_26,60,1,companyAcronym= | protocolName=IEEE C37.118.2-2011 | vendorAcronym= | vendorDeviceName= | interconnectionName=,,,,10,STTP,Streaming Telemetry Transport Protocol,11,,,,,,RJSEVP_138_PM_26!PMU-ST1,0.0,1.0,Device statistic for Number of data quality errors reported by device during last reporting interval.,0,1,1,,Any,STAT,Statistic,ST,-98.6,37.5,PPA:7021,2021-08-06 18:02:35
} | MaximumArchiveDays=90 | DesiredRemainingSpace=500,7022,ONS_RJSEVP_138_PM_26!PMU:ST2,,237,8736f6c7-ad41-4b43-b4f6-e684e0d4ad20,RJSEVP_138_PM_26,Rjsevp_138_Pm_26,60,1,companyAcronym= | protocolName=IEEE C37.118.2-2011 | vendorAcronym= | vendorDeviceName= | interconnectionName=,,,,10,STTP,Streaming Telemetry Transport Protocol,11,,,,,,RJSEVP_138_PM_26!PMU-ST2,0.0,1.0,Device statistic for Number of time quality errors reported by device during last reporting interval.,0,1,1,,Any,STAT,Statistic,ST,-98.6,37.5,PPA:7022,2021-08-06 18:02:35
} | MaximumArchiveDays=90 | DesiredRemainingSpace=500,7023,ONS_RJSEVP_138_PM_26!PMU:ST3,,237,8736f6c7-ad41-4b43-b4f6-e684e0d4ad20,RJSEVP_138_PM_26,Rjsevp_138_Pm_26,60,1,companyAcronym= | protocolName=IEEE C37.118.2-2011 | vendorAcronym= | vendorDeviceName= | interconnectionName=,,,,10,STTP,Streaming Telemetry Transport Protocol,11,,,,,,RJSEVP_138_PM_26!PMU-ST3,0.0,1.0,Device statistic for Number of device errors reported by device during last reporting interval.,0,1,1,,Any,STAT,Statistic,ST,-98.6,37.5,PPA:7023,2021-08-06 18:02:35
} | MaximumArchiveDays=90 | DesiredRemainingSpace=500,7024,ONS_RJSEVP_138_PM_26!PMU:ST4,,237,8736f6c7-ad41-4b43-b4f6-e684e0d4ad20,RJSEVP_138_PM_26,Rjsevp_138_Pm_26,60,1,companyAcronym= | protocolName=IEEE C37.118.2-2011 | vendorAcronym= | vendorDeviceName= | interconnectionName=,,,,10,STTP,Streaming Telemetry Transport Protocol,11,,,,,,RJSEVP_138_PM_26!PMU-ST4,0.0,1.0,Device statistic for Number of measurements received from device during last reporting interval.,0,1,1,,Any,STAT,Statistic,ST,-98.6,37.5,PPA:7024,2021-08-06 18:02:35
} | MaximumArchiveDays=90 | DesiredRemainingSpace=500,7025,ONS_RJSEVP_138_PM_26!PMU:ST5,,237,8736f6c7-ad41-4b43-b4f6-e684e0d4ad20,RJSEVP_138_PM_26,Rjsevp_138_Pm_26,60,1,companyAcronym= | protocolName=IEEE C37.118.2-2011 | vendorAcronym= | vendorDeviceName= | interconnectionName=,,,,10,STTP,Streaming Telemetry Transport Protocol,11,,,,,,RJSEVP_138_PM_26!PMU-ST5,0.0,1.0,Device statistic for Expected number of measurements received from device during last reporting interval.,0,1,1,,Any,STAT,Statistic,ST,-98.6,37.5,PPA:7025,2021-08-06 18:02:35
} | MaximumArchiveDays=90 | DesiredRemainingSpace=500,7026,ONS_RJSEVP_138_PM_26!PMU:ST6,,237,8736f6c7-ad41-4b43-b4f6-e684e0d4ad20,RJSEVP_138_PM_26,Rjsevp_138_Pm_26,60,1,companyAcronym= | protocolName=IEEE C37.118.2-2011 | vendorAcronym= | vendorDeviceName= | interconnectionName=,,,,10,STTP,Streaming Telemetry Transport Protocol,11,,,,,,RJSEVP_138_PM_26!PMU-ST6,0.0,1.0,Device statistic for Number of measurements received while device was reporting errors during last reporting interval.,0,1,1,,Any,STAT,Statistic,ST,-98.6,37.5,PPA:7026,2021-08-06 18:02:35
} | MaximumArchiveDays=90 | DesiredRemainingSpace=500,7027,ONS_RJSEVP_138_PM_26!PMU:ST7,,237,8736f6c7-ad41-4b43-b4f6-e684e0d4ad20,RJSEVP_138_PM_26,Rjsevp_138_Pm_26,60,1,companyAcronym= | protocolName=IEEE C37.118.2-2011 | vendorAcronym= | vendorDeviceName= | interconnectionName=,,,,10,STTP,Streaming Telemetry Transport Protocol,11,,,,,,RJSEVP_138_PM_26!PMU-ST7,0.0,1.0,Device statistic for Number of defined measurements (per frame) from device during last reporting interval.,0,1,1,,Any,STAT,Statistic,ST,-98.6,37.5,PPA:7027,2021-08-06 18:02:35
} | MaximumArchiveDays=90 | DesiredRemainingSpace=500,7028,ONS_MTJU_230_PM_01!PMU:ST1,,238,8736f6c7-ad41-4b43-b4f6-e684e0d4ad20,MTJU_230_PM_01,Mtju_230_Pm_01,60,1,companyAcronym= | protocolName=IEEE C37.118.2-2011 | vendorAcronym= | vendorDeviceName= | interconnectionName=,,,,10,STTP,Streaming Telemetry Transport Protocol,11,,,,,,MTJU_230_PM_01!PMU-ST1,0.0,1.0,Device statistic for Number of data quality errors reported by device during last reporting interval.,0,1,1,,Any,STAT,Statistic,ST,-98.6,37.5,PPA:7028,2021-08-06 18:02:35
} | MaximumArchiveDays=90 | DesiredRemainingSpace=500,7029,ONS_MTJU_230_PM_01!PMU:ST2,,238,8736f6c7-ad41-4b43-b4f6-e684e0d4ad20,MTJU_230_PM_01,Mtju_230_Pm_01,60,1,companyAcronym= | protocolName=IEEE C37.118.2-2011 | vendorAcronym= | vendorDeviceName= | interconnectionName=,,,,10,STTP,Streaming Telemetry Transport Protocol,11,,,,,,MTJU_230_PM_01!PMU-ST2,0.0,1.0,Device statistic for Number of time quality errors reported by device during last reporting interval.,0,1,1,,Any,STAT,Statistic,ST,-98.6,37.5,PPA:7029,2021-08-06 18:02:35
} | MaximumArchiveDays=90 | DesiredRemainingSpace=500,7030,ONS_MTJU_230_PM_01!PMU:ST3,,238,8736f6c7-ad41-4b43-b4f6-e684e0d4ad20,MTJU_230_PM_01,Mtju_230_Pm_01,60,1,companyAcronym= | protocolName=IEEE C37.118.2-2011 | vendorAcronym= | vendorDeviceName= | interconnectionName=,,,,10,STTP,Streaming Telemetry Transport Protocol,11,,,,,,MTJU_230_PM_01!PMU-ST3,0.0,1.0,Device statistic for Number of device errors reported by device during last reporting interval.,0,1,1,,Any,STAT,Statistic,ST,-98.6,37.5,PPA:7030,2021-08-06 18:02:35
} | MaximumArchiveDays=90 | DesiredRemainingSpace=500,7031,ONS_MTJU_230_PM_01!PMU:ST4,,238,8736f6c7-ad41-4b43-b4f6-e684e0d4ad20,MTJU_230_PM_01,Mtju_230_Pm_01,60,1,companyAcronym= | protocolName=IEEE C37.118.2-2011 | vendorAcronym= | vendorDeviceName= | interconnectionName=,,,,10,STTP,Streaming Telemetry Transport Protocol,11,,,,,,MTJU_230_PM_01!PMU-ST4,0.0,1.0,Device statistic for Number of measurements received from device during last reporting interval.,0,1,1,,Any,STAT,Statistic,ST,-98.6,37.5,PPA:7031,2021-08-06 18:02:35
} | MaximumArchiveDays=90 | DesiredRemainingSpace=500,7032,ONS_MTJU_230_PM_01!PMU:ST5,,238,8736f6c7-ad41-4b43-b4f6-e684e0d4ad20,MTJU_230_PM_01,Mtju_230_Pm_01,60,1,companyAcronym= | protocolName=IEEE C37.118.2-2011 | vendorAcronym= | vendorDeviceName= | interconnectionName=,,,,10,STTP,Streaming Telemetry Transport Protocol,11,,,,,,MTJU_230_PM_01!PMU-ST5,0.0,1.0,Device statistic for Expected number of measurements received from device during last reporting interval.,0,1,1,,Any,STAT,Statistic,ST,-98.6,37.5,PPA:7032,2021-08-06 18:02:35
} | MaximumArchiveDays=90 | DesiredRemainingSpace=500,7033,ONS_MTJU_230_PM_01!PMU:ST6,,238,8736f6c7-ad41-4b43-b4f6-e684e0d4ad20,MTJU_230_PM_01,Mtju_230_Pm_01,60,1,companyAcronym= | protocolName=IEEE C37.118.2-2011 | vendorAcronym= | vendorDeviceName= | interconnectionName=,,,,10,STTP,Streaming Telemetry Transport Protocol,11,,,,,,MTJU_230_PM_01!PMU-ST6,0.0,1.0,Device statistic for Number of measurements received while device was reporting errors during last reporting interval.,0,1,1,,Any,STAT,Statistic,ST,-98.6,37.5,PPA:7033,2021-08-06 18:02:35
} | MaximumArchiveDays=90 | DesiredRemainingSpace=500,7034,ONS_MTJU_230_PM_01!PMU:ST7,,238,8736f6c7-ad41-4b43-b4f6-e684e0d4ad20,MTJU_230_PM_01,Mtju_230_Pm_01,60,1,companyAcronym= | protocolName=IEEE C37.118.2-2011 | vendorAcronym= | vendorDeviceName= | interconnectionName=,,,,10,STTP,Streaming Telemetry Transport Protocol,11,,,,,,MTJU_230_PM_01!PMU-ST7,0.0,1.0,Device statistic for Number of defined measurements (per frame) from device during last reporting interval.,0,1,1,,Any,STAT,Statistic,ST,-98.6,37.5,PPA:7034,2021-08-06 18:02:35
} | MaximumArchiveDays=90 | DesiredRemainingSpace=500,7035,ONS_ROVN_230_PM_01!PMU:ST1,,239,8736f6c7-ad41-4b43-b4f6-e684e0d4ad20,ROVN_230_PM_01,Rovn_230_Pm_01,60,1,companyAcronym= | protocolName=IEEE C37.118.2-2011 | vendorAcronym= | vendorDeviceName= | interconnectionName=,,,,10,STTP,Streaming Telemetry Transport Protocol,11,,,,,,ROVN_230_PM_01!PMU-ST1,0.0,1.0,Device statistic for Number of data quality errors reported by device during last reporting interval.,0,1,1,,Any,STAT,Statistic,ST,-98.6,37.5,PPA:7035,2021-08-06 18:02:35
} | MaximumArchiveDays=90 | DesiredRemainingSpace=500,7036,ONS_ROVN_230_PM_01!PMU:ST2,,239,8736f6c7-ad41-4b43-b4f6-e684e0d4ad20,ROVN_230_PM_01,Rovn_230_Pm_01,60,1,companyAcronym= | protocolName=IEEE C37.118.2-2011 | vendorAcronym= | vendorDeviceName= | interconnectionName=,,,,10,STTP,Streaming Telemetry Transport Protocol,11,,,,,,ROVN_230_PM_01!PMU-ST2,0.0,1.0,Device statistic for Number of time quality errors reported by device during last reporting interval.,0,1,1,,Any,STAT,Statistic,ST,-98.6,37.5,PPA:7036,2021-08-06 18:02:35
} | MaximumArchiveDays=90 | DesiredRemainingSpace=500,7037,ONS_ROVN_230_PM_01!PMU:ST3,,239,8736f6c7-ad41-4b43-b4f6-e684e0d4ad20,ROVN_230_PM_01,Rovn_230_Pm_01,60,1,companyAcronym= | protocolName=IEEE C37.118.2-2011 | vendorAcronym= | vendorDeviceName= | interconnectionName=,,,,10,STTP,Streaming Telemetry Transport Protocol,11,,,,,,ROVN_230_PM_01!PMU-ST3,0.0,1.0,Device statistic for Number of device errors reported by device during last reporting interval.,0,1,1,,Any,STAT,Statistic,ST,-98.6,37.5,PPA:7037,2021-08-06 18:02:35
} | MaximumArchiveDays=90 | DesiredRemainingSpace=500,7038,ONS_ROVN_230_PM_01!PMU:ST4,,239,8736f6c7-ad41-4b43-b4f6-e684e0d4ad20,ROVN_230_PM_01,Rovn_230_Pm_01,60,1,companyAcronym= | protocolName=IEEE C37.118.2-2011 | vendorAcronym= | vendorDeviceName= | interconnectionName=,,,,10,STTP,Streaming Telemetry Transport Protocol,11,,,,,,ROVN_230_PM_01!PMU-ST4,0.0,1.0,Device statistic for Number of measurements received from device during last reporting interval.,0,1,1,,Any,STAT,Statistic,ST,-98.6,37.5,PPA:7038,2021-08-06 18:02:35
} | MaximumArchiveDays=90 | DesiredRemainingSpace=500,7039,ONS_ROVN_230_PM_01!PMU:ST5,,239,8736f6c7-ad41-4b43-b4f6-e684e0d4ad20,ROVN_230_PM_01,Rovn_230_Pm_01,60,1,companyAcronym= | protocolName=IEEE C37.118.2-2011 | vendorAcronym= | vendorDeviceName= | interconnectionName=,,,,10,STTP,Streaming Telemetry Transport Protocol,11,,,,,,ROVN_230_PM_01!PMU-ST5,0.0,1.0,Device statistic for Expected number of measurements received from device during last reporting interval.,0,1,1,,Any,STAT,Statistic,ST,-98.6,37.5,PPA:7039,2021-08-06 18:02:35
} | MaximumArchiveDays=90 | DesiredRemainingSpace=500,7040,ONS_ROVN_230_PM_01!PMU:ST6,,239,8736f6c7-ad41-4b43-b4f6-e684e0d4ad20,ROVN_230_PM_01,Rovn_230_Pm_01,60,1,companyAcronym= | protocolName=IEEE C37.118.2-2011 | vendorAcronym= | vendorDeviceName= | interconnectionName=,,,,10,STTP,Streaming Telemetry Transport Protocol,11,,,,,,ROVN_230_PM_01!PMU-ST6,0.0,1.0,Device statistic for Number of measurements received while device was reporting errors during last reporting interval.,0,1,1,,Any,STAT,Statistic,ST,-98.6,37.5,PPA:7040,2021-08-06 18:02:35
} | MaximumArchiveDays=90 | DesiredRemainingSpace=500,7041,ONS_ROVN_230_PM_01!PMU:ST7,,239,8736f6c7-ad41-4b43-b4f6-e684e0d4ad20,ROVN_230_PM_01,Rovn_230_Pm_01,60,1,companyAcronym= | protocolName=IEEE C37.118.2-2011 | vendorAcronym= | vendorDeviceName= | interconnectionName=,,,,10,STTP,Streaming Telemetry Transport Protocol,11,,,,,,ROVN_230_PM_01!PMU-ST7,0.0,1.0,Device statistic for Number of defined measurements (per frame) from device during last reporting interval.,0,1,1,,Any,STAT,Statistic,ST,-98.6,37.5,PPA:7041,2021-08-06 18:02:35
} | MaximumArchiveDays=90 | DesiredRemainingSpace=500,7042,ONS_MTJU_230_PM_02!PMU:ST1,,240,8736f6c7-ad41-4b43-b4f6-e684e0d4ad20,MTJU_230_PM_02,Mtju_230_Pm_02,60,1,companyAcronym= | protocolName=IEEE C37.118.2-2011 | vendorAcronym= | vendorDeviceName= | interconnectionName=,,,,10,STTP,Streaming Telemetry Transport Protocol,11,,,,,,MTJU_230_PM_02!PMU-ST1,0.0,1.0,Device statistic for Number of data quality errors reported by device during last reporting interval.,0,1,1,,Any,STAT,Statistic,ST,-98.6,37.5,PPA:7042,2021-08-06 18:02:35
} | MaximumArchiveDays=90 | DesiredRemainingSpace=500,7043,ONS_MTJU_230_PM_02!PMU:ST2,,240,8736f6c7-ad41-4b43-b4f6-e684e0d4ad20,MTJU_230_PM_02,Mtju_230_Pm_02,60,1,companyAcronym= | protocolName=IEEE C37.118.2-2011 | vendorAcronym= | vendorDeviceName= | interconnectionName=,,,,10,STTP,Streaming Telemetry Transport Protocol,11,,,,,,MTJU_230_PM_02!PMU-ST2,0.0,1.0,Device statistic for Number of time quality errors reported by device during last reporting interval.,0,1,1,,Any,STAT,Statistic,ST,-98.6,37.5,PPA:7043,2021-08-06 18:02:35
} | MaximumArchiveDays=90 | DesiredRemainingSpace=500,7044,ONS_MTJU_230_PM_02!PMU:ST3,,240,8736f6c7-ad41-4b43-b4f6-e684e0d4ad20,MTJU_230_PM_02,Mtju_230_Pm_02,60,1,companyAcronym= | protocolName=IEEE C37.118.2-2011 | vendorAcronym= | vendorDeviceName= | interconnectionName=,,,,10,STTP,Streaming Telemetry Transport Protocol,11,,,,,,MTJU_230_PM_02!PMU-ST3,0.0,1.0,Device statistic for Number of device errors reported by device during last reporting interval.,0,1,1,,Any,STAT,Statistic,ST,-98.6,37.5,PPA:7044,2021-08-06 18:02:35
} | MaximumArchiveDays=90 | DesiredRemainingSpace=500,7045,ONS_MTJU_230_PM_02!PMU:ST4,,240,8736f6c7-ad41-4b43-b4f6-e684e0d4ad20,MTJU_230_PM_02,Mtju_230_Pm_02,60,1,companyAcronym= | protocolName=IEEE C37.118.2-2011 | vendorAcronym= | vendorDeviceName= | interconnectionName=,,,,10,STTP,Streaming Telemetry Transport Protocol,11,,,,,,MTJU_230_PM_02!PMU-ST4,0.0,1.0,Device statistic for Number of measurements received from device during last reporting interval.,0,1,1,,Any,STAT,Statistic,ST,-98.6,37.5,PPA:7045,2021-08-06 18:02:35
} | MaximumArchiveDays=90 | DesiredRemainingSpace=500,7046,ONS_MTJU_230_PM_02!PMU:ST5,,240,8736f6c7-ad41-4b43-b4f6-e684e0d4ad20,MTJU_230_PM_02,Mtju_230_Pm_02,60,1,companyAcronym= | protocolName=IEEE C37.118.2-2011 | vendorAcronym= | vendorDeviceName= | interconnectionName=,,,,10,STTP,Streaming Telemetry Transport Protocol,11,,,,,,MTJU_230_PM_02!PMU-ST5,0.0,1.0,Device statistic for Expected number of measurements received from device during last reporting interval.,0,1,1,,Any,STAT,Statistic,ST,-98.6,37.5,PPA:7046,2021-08-06 18:02:35
} | MaximumArchiveDays=90 | DesiredRemainingSpace=500,7047,ONS_MTJU_230_PM_02!PMU:ST6,,240,8736f6c7-ad41-4b43-b4f6-e684e0d4ad20,MTJU_230_PM_02,Mtju_230_Pm_02,60,1,companyAcronym= | protocolName=IEEE C37.118.2-2011 | vendorAcronym= | vendorDeviceName= | interconnectionName=,,,,10,STTP,Streaming Telemetry Transport Protocol,11,,,,,,MTJU_230_PM_02!PMU-ST6,0.0,1.0,Device statistic for Number of measurements received while device was reporting errors during last reporting interval.,0,1,1,,Any,STAT,Statistic,ST,-98.6,37.5,PPA:7047,2021-08-06 18:02:35
} | MaximumArchiveDays=90 | DesiredRemainingSpace=500,7048,ONS_MTJU_230_PM_02!PMU:ST7,,240,8736f6c7-ad41-4b43-b4f6-e684e0d4ad20,MTJU_230_PM_02,Mtju_230_Pm_02,60,1,companyAcronym= | protocolName=IEEE C37.118.2-2011 | vendorAcronym= | vendorDeviceName= | interconnectionName=,,,,10,STTP,Streaming Telemetry Transport Protocol,11,,,,,,MTJU_230_PM_02!PMU-ST7,0.0,1.0,Device statistic for Number of defined measurements (per frame) from device during last reporting interval.,0,1,1,,Any,STAT,Statistic,ST,-98.6,37.5,PPA:7048,2021-08-06 18:02:35
} | MaximumArchiveDays=90 | DesiredRemainingSpace=500,7049,ONS_ROVN_230_PM_02!PMU:ST1,,241,8736f6c7-ad41-4b43-b4f6-e684e0d4ad20,ROVN_230_PM_02,Rovn_230_Pm_02,60,1,companyAcronym= | protocolName=IEEE C37.118.2-2011 | vendorAcronym= | vendorDeviceName= | interconnectionName=,,,,10,STTP,Streaming Telemetry Transport Protocol,11,,,,,,ROVN_230_PM_02!PMU-ST1,0.0,1.0,Device statistic for Number of data quality errors reported by device during last reporting interval.,0,1,1,,Any,STAT,Statistic,ST,-98.6,37.5,PPA:7049,2021-08-06 18:02:35
} | MaximumArchiveDays=90 | DesiredRemainingSpace=500,7050,ONS_ROVN_230_PM_02!PMU:ST2,,241,8736f6c7-ad41-4b43-b4f6-e684e0d4ad20,ROVN_230_PM_02,Rovn_230_Pm_02,60,1,companyAcronym= | protocolName=IEEE C37.118.2-2011 | vendorAcronym= | vendorDeviceName= | interconnectionName=,,,,10,STTP,Streaming Telemetry Transport Protocol,11,,,,,,ROVN_230_PM_02!PMU-ST2,0.0,1.0,Device statistic for Number of time quality errors reported by device during last reporting interval.,0,1,1,,Any,STAT,Statistic,ST,-98.6,37.5,PPA:7050,2021-08-06 18:02:35
} | MaximumArchiveDays=90 | DesiredRemainingSpace=500,7051,ONS_ROVN_230_PM_02!PMU:ST3,,241,8736f6c7-ad41-4b43-b4f6-e684e0d4ad20,ROVN_230_PM_02,Rovn_230_Pm_02,60,1,companyAcronym= | protocolName=IEEE C37.118.2-2011 | vendorAcronym= | vendorDeviceName= | interconnectionName=,,,,10,STTP,Streaming Telemetry Transport Protocol,11,,,,,,ROVN_230_PM_02!PMU-ST3,0.0,1.0,Device statistic for Number of device errors reported by device during last reporting interval.,0,1,1,,Any,STAT,Statistic,ST,-98.6,37.5,PPA:7051,2021-08-06 18:02:35
} | MaximumArchiveDays=90 | DesiredRemainingSpace=500,7052,ONS_ROVN_230_PM_02!PMU:ST4,,241,8736f6c7-ad41-4b43-b4f6-e684e0d4ad20,ROVN_230_PM_02,Rovn_230_Pm_02,60,1,companyAcronym= | protocolName=IEEE C37.118.2-2011 | vendorAcronym= | vendorDeviceName= | interconnectionName=,,,,10,STTP,Streaming Telemetry Transport Protocol,11,,,,,,ROVN_230_PM_02!PMU-ST4,0.0,1.0,Device statistic for Number of measurements received from device during last reporting interval.,0,1,1,,Any,STAT,Statistic,ST,-98.6,37.5,PPA:7052,2021-08-06 18:02:35
} | MaximumArchiveDays=90 | DesiredRemainingSpace=500,7053,ONS_ROVN_230_PM_02!PMU:ST5,,241,8736f6c7-ad41-4b43-b4f6-e684e0d4ad20,ROVN_230_PM_02,Rovn_230_Pm_02,60,1,companyAcronym= | protocolName=IEEE C37.118.2-2011 | vendorAcronym= | vendorDeviceName= | interconnectionName=,,,,10,STTP,Streaming Telemetry Transport Protocol,11,,,,,,ROVN_230_PM_02!PMU-ST5,0.0,1.0,Device statistic for Expected number of measurements received from device during last reporting interval.,0,1,1,,Any,STAT,Statistic,ST,-98.6,37.5,PPA:7053,2021-08-06 18:02:35
} | MaximumArchiveDays=90 | DesiredRemainingSpace=500,7054,ONS_ROVN_230_PM_02!PMU:ST6,,241,8736f6c7-ad41-4b43-b4f6-e684e0d4ad20,ROVN_230_PM_02,Rovn_230_Pm_02,60,1,companyAcronym= | protocolName=IEEE C37.118.2-2011 | vendorAcronym= | vendorDeviceName= | interconnectionName=,,,,10,STTP,Streaming Telemetry Transport Protocol,11,,,,,,ROVN_230_PM_02!PMU-ST6,0.0,1.0,Device statistic for Number of measurements received while device was reporting errors during last reporting interval.,0,1,1,,Any,STAT,Statistic,ST,-98.6,37.5,PPA:7054,2021-08-06 18:02:35
} | MaximumArchiveDays=90 | DesiredRemainingSpace=500,7055,ONS_ROVN_230_PM_02!PMU:ST7,,241,8736f6c7-ad41-4b43-b4f6-e684e0d4ad20,ROVN_230_PM_02,Rovn_230_Pm_02,60,1,companyAcronym= | protocolName=IEEE C37.118.2-2011 | vendorAcronym= | vendorDeviceName= | interconnectionName=,,,,10,STTP,Streaming Telemetry Transport Protocol,11,,,,,,ROVN_230_PM_02!PMU-ST7,0.0,1.0,Device statistic for Number of defined measurements (per frame) from device during last reporting interval.,0,1,1,,Any,STAT,Statistic,ST,-98.6,37.5,PPA:7055,2021-08-06 18:02:35
} | MaximumArchiveDays=90 | DesiredRemainingSpace=500,7056,ONS_ROSM_230_PM_01!PMU:ST1,,242,8736f6c7-ad41-4b43-b4f6-e684e0d4ad20,ROSM_230_PM_01,Rosm_230_Pm_01,60,1,companyAcronym= | protocolName=IEEE C37.118.2-2011 | vendorAcronym= | vendorDeviceName= | interconnectionName=,,,,10,STTP,Streaming Telemetry Transport Protocol,11,,,,,,ROSM_230_PM_01!PMU-ST1,0.0,1.0,Device statistic for Number of data quality errors reported by device during last reporting interval.,0,1,1,,Any,STAT,Statistic,ST,-98.6,37.5,PPA:7056,2021-08-06 18:02:35
} | MaximumArchiveDays=90 | DesiredRemainingSpace=500,7057,ONS_ROSM_230_PM_01!PMU:ST2,,242,8736f6c7-ad41-4b43-b4f6-e684e0d4ad20,ROSM_230_PM_01,Rosm_230_Pm_01,60,1,companyAcronym= | protocolName=IEEE C37.118.2-2011 | vendorAcronym= | vendorDeviceName= | interconnectionName=,,,,10,STTP,Streaming Telemetry Transport Protocol,11,,,,,,ROSM_230_PM_01!PMU-ST2,0.0,1.0,Device statistic for Number of time quality errors reported by device during last reporting interval.,0,1,1,,Any,STAT,Statistic,ST,-98.6,37.5,PPA:7057,2021-08-06 18:02:35
} | MaximumArchiveDays=90 | DesiredRemainingSpace=500,7058,ONS_ROSM_230_PM_01!PMU:ST3,,242,8736f6c7-ad41-4b43-b4f6-e684e0d4ad20,ROSM_230_PM_01,Rosm_230_Pm_01,60,1,companyAcronym= | protocolName=IEEE C37.118.2-2011 | vendorAcronym= | vendorDeviceName= | interconnectionName=,,,,10,STTP,Streaming Telemetry Transport Protocol,11,,,,,,ROSM_230_PM_01!PMU-ST3,0.0,1.0,Device statistic for Number of device errors reported by device during last reporting interval.,0,1,1,,Any,STAT,Statistic,ST,-98.6,37.5,PPA:7058,2021-08-06 18:02:35
} | MaximumArchiveDays=90 | DesiredRemainingSpace=500,7059,ONS_ROSM_230_PM_01!PMU:ST4,,242,8736f6c7-ad41-4b43-b4f6-e684e0d4ad20,ROSM_230_PM_01,Rosm_230_Pm_01,60,1,companyAcronym= | protocolName=IEEE C37.118.2-2011 | vendorAcronym= | vendorDeviceName= | interconnectionName=,,,,10,STTP,Streaming Telemetry Transport Protocol,11,,,,,,ROSM_230_PM_01!PMU-ST4,0.0,1.0,Device statistic for Number of measurements received from device during last reporting interval.,0,1,1,,Any,STAT,Statistic,ST,-98.6,37.5,PPA:7059,2021-08-06 18:02:35
} | MaximumArchiveDays=90 | DesiredRemainingSpace=500,7060,ONS_ROSM_230_PM_01!PMU:ST5,,242,8736f6c7-ad41-4b43-b4f6-e684e0d4ad20,ROSM_230_PM_01,Rosm_230_Pm_01,60,1,companyAcronym= | protocolName=IEEE C37.118.2-2011 | vendorAcronym= | vendorDeviceName= | interconnectionName=,,,,10,STTP,Streaming Telemetry Transport Protocol,11,,,,,,ROSM_230_PM_01!PMU-ST5,0.0,1.0,Device statistic for Expected number of measurements received from device during last reporting interval.,0,1,1,,Any,STAT,Statistic,ST,-98.6,37.5,PPA:7060,2021-08-06 18:02:35
} | MaximumArchiveDays=90 | DesiredRemainingSpace=500,7061,ONS_ROSM_230_PM_01!PMU:ST6,,242,8736f6c7-ad41-4b43-b4f6-e684e0d4ad20,ROSM_230_PM_01,Rosm_230_Pm_01,60,1,companyAcronym= | protocolName=IEEE C37.118.2-2011 | vendorAcronym= | vendorDeviceName= | interconnectionName=,,,,10,STTP,Streaming Telemetry Transport Protocol,11,,,,,,ROSM_230_PM_01!PMU-ST6,0.0,1.0,Device statistic for Number of measurements received while device was reporting errors during last reporting interval.,0,1,1,,Any,STAT,Statistic,ST,-98.6,37.5,PPA:7061,2021-08-06 18:02:35
} | MaximumArchiveDays=90 | DesiredRemainingSpace=500,7062,ONS_ROSM_230_PM_01!PMU:ST7,,242,8736f6c7-ad41-4b43-b4f6-e684e0d4ad20,ROSM_230_PM_01,Rosm_230_Pm_01,60,1,companyAcronym= | protocolName=IEEE C37.118.2-2011 | vendorAcronym= | vendorDeviceName= | interconnectionName=,,,,10,STTP,Streaming Telemetry Transport Protocol,11,,,,,,ROSM_230_PM_01!PMU-ST7,0.0,1.0,Device statistic for Number of defined measurements (per frame) from device during last reporting interval.,0,1,1,,Any,STAT,Statistic,ST,-98.6,37.5,PPA:7062,2021-08-06 18:02:35
} | MaximumArchiveDays=90 | DesiredRemainingSpace=500,7063,ONS_ROAQ_230_PM_01!PMU:ST1,,243,8736f6c7-ad41-4b43-b4f6-e684e0d4ad20,ROAQ_230_PM_01,Roaq_230_Pm_01,60,1,companyAcronym= | protocolName=IEEE C37.118.2-2011 | vendorAcronym= | vendorDeviceName= | interconnectionName=,,,,10,STTP,Streaming Telemetry Transport Protocol,11,,,,,,ROAQ_230_PM_01!PMU-ST1,0.0,1.0,Device statistic for Number of data quality errors reported by device during last reporting interval.,0,1,1,,Any,STAT,Statistic,ST,-98.6,37.5,PPA:7063,2021-08-06 18:02:35
} | MaximumArchiveDays=90 | DesiredRemainingSpace=500,7064,ONS_ROAQ_230_PM_01!PMU:ST2,,243,8736f6c7-ad41-4b43-b4f6-e684e0d4ad20,ROAQ_230_PM_01,Roaq_230_Pm_01,60,1,companyAcronym= | protocolName=IEEE C37.118.2-2011 | vendorAcronym= | vendorDeviceName= | interconnectionName=,,,,10,STTP,Streaming Telemetry Transport Protocol,11,,,,,,ROAQ_230_PM_01!PMU-ST2,0.0,1.0,Device statistic for Number of time quality errors reported by device during last reporting interval.,0,1,1,,Any,STAT,Statistic,ST,-98.6,37.5,PPA:7064,2021-08-06 18:02:35
} | MaximumArchiveDays=90 | DesiredRemainingSpace=500,7065,ONS_ROAQ_230_PM_01!PMU:ST3,,243,8736f6c7-ad41-4b43-b4f6-e684e0d4ad20,ROAQ_230_PM_01,Roaq_230_Pm_01,60,1,companyAcronym= | protocolName=IEEE C37.118.2-2011 | vendorAcronym= | vendorDeviceName= | interconnectionName=,,,,10,STTP,Streaming Telemetry Transport Protocol,11,,,,,,ROAQ_230_PM_01!PMU-ST3,0.0,1.0,Device statistic for Number of device errors reported by device during last reporting interval.,0,1,1,,Any,STAT,Statistic,ST,-98.6,37.5,PPA:7065,2021-08-06 18:02:35
} | MaximumArchiveDays=90 | DesiredRemainingSpace=500,7066,ONS_ROAQ_230_PM_01!PMU:ST4,,243,8736f6c7-ad41-4b43-b4f6-e684e0d4ad20,ROAQ_230_PM_01,Roaq_230_Pm_01,60,1,companyAcronym= | protocolName=IEEE C37.118.2-2011 | vendorAcronym= | vendorDeviceName= | interconnectionName=,,,,10,STTP,Streaming Telemetry Transport Protocol,11,,,,,,ROAQ_230_PM_01!PMU-ST4,0.0,1.0,Device statistic for Number of measurements received from device during last reporting interval.,0,1,1,,Any,STAT,Statistic,ST,-98.6,37.5,PPA:7066,2021-08-06 18:02:35
} | MaximumArchiveDays=90 | DesiredRemainingSpace=500,7067,ONS_ROAQ_230_PM_01!PMU:ST5,,243,8736f6c7-ad41-4b43-b4f6-e684e0d4ad20,ROAQ_230_PM_01,Roaq_230_Pm_01,60,1,companyAcronym= | protocolName=IEEE C37.118.2-2011 | vendorAcronym= | vendorDeviceName= | interconnectionName=,,,,10,STTP,Streaming Telemetry Transport Protocol,11,,,,,,ROAQ_230_PM_01!PMU-ST5,0.0,1.0,Device statistic for Expected number of measurements received from device during last reporting interval.,0,1,1,,Any,STAT,Statistic,ST,-98.6,37.5,PPA:7067,2021-08-06 18:02:35
} | MaximumArchiveDays=90 | DesiredRemainingSpace=500,7068,ONS_ROAQ_230_PM_01!PMU:ST6,,243,8736f6c7-ad41-4b43-b4f6-e684e0d4ad20,ROAQ_230_PM_01,Roaq_230_Pm_01,60,1,companyAcronym= | protocolName=IEEE C37.118.2-2011 | vendorAcronym= | vendorDeviceName= | interconnectionName=,,,,10,STTP,Streaming Telemetry Transport Protocol,11,,,,,,ROAQ_230_PM_01!PMU-ST6,0.0,1.0,Device statistic for Number of measurements received while device was reporting errors during last reporting interval.,0,1,1,,Any,STAT,Statistic,ST,-98.6,37.5,PPA:7068,2021-08-06 18:02:35
} | MaximumArchiveDays=90 | DesiredRemainingSpace=500,7069,ONS_ROAQ_230_PM_01!PMU:ST7,,243,8736f6c7-ad41-4b43-b4f6-e684e0d4ad20,ROAQ_230_PM_01,Roaq_230_Pm_01,60,1,companyAcronym= | protocolName=IEEE C37.118.2-2011 | vendorAcronym= | vendorDeviceName= | interconnectionName=,,,,10,STTP,Streaming Telemetry Transport Protocol,11,,,,,,ROAQ_230_PM_01!PMU-ST7,0.0,1.0,Device statistic for Number of defined measurements (per frame) from device during last reporting interval.,0,1,1,,Any,STAT,Statistic,ST,-98.6,37.5,PPA:7069,2021-08-06 18:02:35
} | MaximumArchiveDays=90 | DesiredRemainingSpace=500,7070,ONS_ROAQ_230_PM_02!PMU:ST1,,244,8736f6c7-ad41-4b43-b4f6-e684e0d4ad20,ROAQ_230_PM_02,Roaq_230_Pm_02,60,1,companyAcronym= | protocolName=IEEE C37.118.2-2011 | vendorAcronym= | vendorDeviceName= | interconnectionName=,,,,10,STTP,Streaming Telemetry Transport Protocol,11,,,,,,ROAQ_230_PM_02!PMU-ST1,0.0,1.0,Device statistic for Number of data quality errors reported by device during last reporting interval.,0,1,1,,Any,STAT,Statistic,ST,-98.6,37.5,PPA:7070,2021-08-06 18:02:35
} | MaximumArchiveDays=90 | DesiredRemainingSpace=500,7071,ONS_ROAQ_230_PM_02!PMU:ST2,,244,8736f6c7-ad41-4b43-b4f6-e684e0d4ad20,ROAQ_230_PM_02,Roaq_230_Pm_02,60,1,companyAcronym= | protocolName=IEEE C37.118.2-2011 | vendorAcronym= | vendorDeviceName= | interconnectionName=,,,,10,STTP,Streaming Telemetry Transport Protocol,11,,,,,,ROAQ_230_PM_02!PMU-ST2,0.0,1.0,Device statistic for Number of time quality errors reported by device during last reporting interval.,0,1,1,,Any,STAT,Statistic,ST,-98.6,37.5,PPA:7071,2021-08-06 18:02:35
} | MaximumArchiveDays=90 | DesiredRemainingSpace=500,7072,ONS_ROAQ_230_PM_02!PMU:ST3,,244,8736f6c7-ad41-4b43-b4f6-e684e0d4ad20,ROAQ_230_PM_02,Roaq_230_Pm_02,60,1,companyAcronym= | protocolName=IEEE C37.118.2-2011 | vendorAcronym= | vendorDeviceName= | interconnectionName=,,,,10,STTP,Streaming Telemetry Transport Protocol,11,,,,,,ROAQ_230_PM_02!PMU-ST3,0.0,1.0,Device statistic for Number of device errors reported by device during last reporting interval.,0,1,1,,Any,STAT,Statistic,ST,-98.6,37.5,PPA:7072,2021-08-06 18:02:35
} | MaximumArchiveDays=90 | DesiredRemainingSpace=500,7073,ONS_ROAQ_230_PM_02!PMU:ST4,,244,8736f6c7-ad41-4b43-b4f6-e684e0d4ad20,ROAQ_230_PM_02,Roaq_230_Pm_02,60,1,companyAcronym= | protocolName=IEEE C37.118.2-2011 | vendorAcronym= | vendorDeviceName= | interconnectionName=,,,,10,STTP,Streaming Telemetry Transport Protocol,11,,,,,,ROAQ_230_PM_02!PMU-ST4,0.0,1.0,Device statistic for Number of measurements received from device during last reporting interval.,0,1,1,,Any,STAT,Statistic,ST,-98.6,37.5,PPA:7073,2021-08-06 18:02:35
} | MaximumArchiveDays=90 | DesiredRemainingSpace=500,7074,ONS_ROAQ_230_PM_02!PMU:ST5,,244,8736f6c7-ad41-4b43-b4f6-e684e0d4ad20,ROAQ_230_PM_02,Roaq_230_Pm_02,60,1,companyAcronym= | protocolName=IEEE C37.118.2-2011 | vendorAcronym= | vendorDeviceName= | interconnectionName=,,,,10,STTP,Streaming Telemetry Transport Protocol,11,,,,,,ROAQ_230_PM_02!PMU-ST5,0.0,1.0,Device statistic for Expected number of measurements received from device during last reporting interval.,0,1,1,,Any,STAT,Statistic,ST,-98.6,37.5,PPA:7074,2021-08-06 18:02:35
} | MaximumArchiveDays=90 | DesiredRemainingSpace=500,7075,ONS_ROAQ_230_PM_02!PMU:ST6,,244,8736f6c7-ad41-4b43-b4f6-e684e0d4ad20,ROAQ_230_PM_02,Roaq_230_Pm_02,60,1,companyAcronym= | protocolName=IEEE C37.118.2-2011 | vendorAcronym= | vendorDeviceName= | interconnectionName=,,,,10,STTP,Streaming Telemetry Transport Protocol,11,,,,,,ROAQ_230_PM_02!PMU-ST6,0.0,1.0,Device statistic for Number of measurements received while device was reporting errors during last reporting interval.,0,1,1,,Any,STAT,Statistic,ST,-98.6,37.5,PPA:7075,2021-08-06 18:02:35
} | MaximumArchiveDays=90 | DesiredRemainingSpace=500,7076,ONS_ROAQ_230_PM_02!PMU:ST7,,244,8736f6c7-ad41-4b43-b4f6-e684e0d4ad20,ROAQ_230_PM_02,Roaq_230_Pm_02,60,1,companyAcronym= | protocolName=IEEE C37.118.2-2011 | vendorAcronym= | vendorDeviceName= | interconnectionName=,,,,10,STTP,Streaming Telemetry Transport Protocol,11,,,,,,ROAQ_230_PM_02!PMU-ST7,0.0,1.0,Device statistic for Number of defined measurements (per frame) from device during last reporting interval.,0,1,1,,Any,STAT,Statistic,ST,-98.6,37.5,PPA:7076,2021-08-06 18:02:35
} | MaximumArchiveDays=90 | DesiredRemainingSpace=500,7077,ONS_ROJP_230_PM_01!PMU:ST1,,245,8736f6c7-ad41-4b43-b4f6-e684e0d4ad20,ROJP_230_PM_01,Rojp_230_Pm_01,60,1,companyAcronym= | protocolName=IEEE C37.118.2-2011 | vendorAcronym= | vendorDeviceName= | interconnectionName=,,,,10,STTP,Streaming Telemetry Transport Protocol,11,,,,,,ROJP_230_PM_01!PMU-ST1,0.0,1.0,Device statistic for Number of data quality errors reported by device during last reporting interval.,0,1,1,,Any,STAT,Statistic,ST,-98.6,37.5,PPA:7077,2021-08-06 18:02:35
} | MaximumArchiveDays=90 | DesiredRemainingSpace=500,7078,ONS_ROJP_230_PM_01!PMU:ST2,,245,8736f6c7-ad41-4b43-b4f6-e684e0d4ad20,ROJP_230_PM_01,Rojp_230_Pm_01,60,1,companyAcronym= | protocolName=IEEE C37.118.2-2011 | vendorAcronym= | vendorDeviceName= | interconnectionName=,,,,10,STTP,Streaming Telemetry Transport Protocol,11,,,,,,ROJP_230_PM_01!PMU-ST2,0.0,1.0,Device statistic for Number of time quality errors reported by device during last reporting interval.,0,1,1,,Any,STAT,Statistic,ST,-98.6,37.5,PPA:7078,2021-08-06 18:02:35
} | MaximumArchiveDays=90 | DesiredRemainingSpace=500,7079,ONS_ROJP_230_PM_01!PMU:ST3,,245,8736f6c7-ad41-4b43-b4f6-e684e0d4ad20,ROJP_230_PM_01,Rojp_230_Pm_01,60,1,companyAcronym= | protocolName=IEEE C37.118.2-2011 | vendorAcronym= | vendorDeviceName= | interconnectionName=,,,,10,STTP,Streaming Telemetry Transport Protocol,11,,,,,,ROJP_230_PM_01!PMU-ST3,0.0,1.0,Device statistic for Number of device errors reported by device during last reporting interval.,0,1,1,,Any,STAT,Statistic,ST,-98.6,37.5,PPA:7079,2021-08-06 18:02:35
} | MaximumArchiveDays=90 | DesiredRemainingSpace=500,7080,ONS_ROJP_230_PM_01!PMU:ST4,,245,8736f6c7-ad41-4b43-b4f6-e684e0d4ad20,ROJP_230_PM_01,Rojp_230_Pm_01,60,1,companyAcronym= | protocolName=IEEE C37.118.2-2011 | vendorAcronym= | vendorDeviceName= | interconnectionName=,,,,10,STTP,Streaming Telemetry Transport Protocol,11,,,,,,ROJP_230_PM_01!PMU-ST4,0.0,1.0,Device statistic for Number of measurements received from device during last reporting interval.,0,1,1,,Any,STAT,Statistic,ST,-98.6,37.5,PPA:7080,2021-08-06 18:02:35
} | MaximumArchiveDays=90 | DesiredRemainingSpace=500,7081,ONS_ROJP_230_PM_01!PMU:ST5,,245,8736f6c7-ad41-4b43-b4f6-e684e0d4ad20,ROJP_230_PM_01,Rojp_230_Pm_01,60,1,companyAcronym= | protocolName=IEEE C37.118.2-2011 | vendorAcronym= | vendorDeviceName= | interconnectionName=,,,,10,STTP,Streaming Telemetry Transport Protocol,11,,,,,,ROJP_230_PM_01!PMU-ST5,0.0,1.0,Device statistic for Expected number of measurements received from device during last reporting interval.,0,1,1,,Any,STAT,Statistic,ST,-98.6,37.5,PPA:7081,2021-08-06 18:02:35
} | MaximumArchiveDays=90 | DesiredRemainingSpace=500,7082,ONS_ROJP_230_PM_01!PMU:ST6,,245,8736f6c7-ad41-4b43-b4f6-e684e0d4ad20,ROJP_230_PM_01,Rojp_230_Pm_01,60,1,companyAcronym= | protocolName=IEEE C37.118.2-2011 | vendorAcronym= | vendorDeviceName= | interconnectionName=,,,,10,STTP,Streaming Telemetry Transport Protocol,11,,,,,,ROJP_230_PM_01!PMU-ST6,0.0,1.0,Device statistic for Number of measurements received while device was reporting errors during last reporting interval.,0,1,1,,Any,STAT,Statistic,ST,-98.6,37.5,PPA:7082,2021-08-06 18:02:35
} | MaximumArchiveDays=90 | DesiredRemainingSpace=500,7083,ONS_ROJP_230_PM_01!PMU:ST7,,245,8736f6c7-ad41-4b43-b4f6-e684e0d4ad20,ROJP_230_PM_01,Rojp_230_Pm_01,60,1,companyAcronym= | protocolName=IEEE C37.118.2-2011 | vendorAcronym= | vendorDeviceName= | interconnectionName=,,,,10,STTP,Streaming Telemetry Transport Protocol,11,,,,,,ROJP_230_PM_01!PMU-ST7,0.0,1.0,Device statistic for Number of defined measurements (per frame) from device during last reporting interval.,0,1,1,,Any,STAT,Statistic,ST,-98.6,37.5,PPA:7083,2021-08-06 18:02:35
} | MaximumArchiveDays=90 | DesiredRemainingSpace=500,7084,ONS_ROJP_230_PM_02!PMU:ST1,,246,8736f6c7-ad41-4b43-b4f6-e684e0d4ad20,ROJP_230_PM_02,Rojp_230_Pm_02,60,1,companyAcronym= | protocolName=IEEE C37.118.2-2011 | vendorAcronym= | vendorDeviceName= | interconnectionName=,,,,10,STTP,Streaming Telemetry Transport Protocol,11,,,,,,ROJP_230_PM_02!PMU-ST1,0.0,1.0,Device statistic for Number of data quality errors reported by device during last reporting interval.,0,1,1,,Any,STAT,Statistic,ST,-98.6,37.5,PPA:7084,2021-08-06 18:02:35
} | MaximumArchiveDays=90 | DesiredRemainingSpace=500,7085,ONS_ROJP_230_PM_02!PMU:ST2,,246,8736f6c7-ad41-4b43-b4f6-e684e0d4ad20,ROJP_230_PM_02,Rojp_230_Pm_02,60,1,companyAcronym= | protocolName=IEEE C37.118.2-2011 | vendorAcronym= | vendorDeviceName= | interconnectionName=,,,,10,STTP,Streaming Telemetry Transport Protocol,11,,,,,,ROJP_230_PM_02!PMU-ST2,0.0,1.0,Device statistic for Number of time quality errors reported by device during last reporting interval.,0,1,1,,Any,STAT,Statistic,ST,-98.6,37.5,PPA:7085,2021-08-06 18:02:35
} | MaximumArchiveDays=90 | DesiredRemainingSpace=500,7086,ONS_ROJP_230_PM_02!PMU:ST3,,246,8736f6c7-ad41-4b43-b4f6-e684e0d4ad20,ROJP_230_PM_02,Rojp_230_Pm_02,60,1,companyAcronym= | protocolName=IEEE C37.118.2-2011 | vendorAcronym= | vendorDeviceName= | interconnectionName=,,,,10,STTP,Streaming Telemetry Transport Protocol,11,,,,,,ROJP_230_PM_02!PMU-ST3,0.0,1.0,Device statistic for Number of device errors reported by device during last reporting interval.,0,1,1,,Any,STAT,Statistic,ST,-98.6,37.5,PPA:7086,2021-08-06 18:02:35
} | MaximumArchiveDays=90 | DesiredRemainingSpace=500,7087,ONS_ROJP_230_PM_02!PMU:ST4,,246,8736f6c7-ad41-4b43-b4f6-e684e0d4ad20,ROJP_230_PM_02,Rojp_230_Pm_02,60,1,companyAcronym= | protocolName=IEEE C37.118.2-2011 | vendorAcronym= | vendorDeviceName= | interconnectionName=,,,,10,STTP,Streaming Telemetry Transport Protocol,11,,,,,,ROJP_230_PM_02!PMU-ST4,0.0,1.0,Device statistic for Number of measurements received from device during last reporting interval.,0,1,1,,Any,STAT,Statistic,ST,-98.6,37.5,PPA:7087,2021-08-06 18:02:35
} | MaximumArchiveDays=90 | DesiredRemainingSpace=500,7088,ONS_ROJP_230_PM_02!PMU:ST5,,246,8736f6c7-ad41-4b43-b4f6-e684e0d4ad20,ROJP_230_PM_02,Rojp_230_Pm_02,60,1,companyAcronym= | protocolName=IEEE C37.118.2-2011 | vendorAcronym= | vendorDeviceName= | interconnectionName=,,,,10,STTP,Streaming Telemetry Transport Protocol,11,,,,,,ROJP_230_PM_02!PMU-ST5,0.0,1.0,Device statistic for Expected number of measurements received from device during last reporting interval.,0,1,1,,Any,STAT,Statistic,ST,-98.6,37.5,PPA:7088,2021-08-06 18:02:35
} | MaximumArchiveDays=90 | DesiredRemainingSpace=500,7089,ONS_ROJP_230_PM_02!PMU:ST6,,246,8736f6c7-ad41-4b43-b4f6-e684e0d4ad20,ROJP_230_PM_02,Rojp_230_Pm_02,60,1,companyAcronym= | protocolName=IEEE C37.118.2-2011 | vendorAcronym= | vendorDeviceName= | interconnectionName=,,,,10,STTP,Streaming Telemetry Transport Protocol,11,,,,,,ROJP_230_PM_02!PMU-ST6,0.0,1.0,Device statistic for Number of measurements received while device was reporting errors during last reporting interval.,0,1,1,,Any,STAT,Statistic,ST,-98.6,37.5,PPA:7089,2021-08-06 18:02:35
} | MaximumArchiveDays=90 | DesiredRemainingSpace=500,7090,ONS_ROJP_230_PM_02!PMU:ST7,,246,8736f6c7-ad41-4b43-b4f6-e684e0d4ad20,ROJP_230_PM_02,Rojp_230_Pm_02,60,1,companyAcronym= | protocolName=IEEE C37.118.2-2011 | vendorAcronym= | vendorDeviceName= | interconnectionName=,,,,10,STTP,Streaming Telemetry Transport Protocol,11,,,,,,ROJP_230_PM_02!PMU-ST7,0.0,1.0,Device statistic for Number of defined measurements (per frame) from device during last reporting interval.,0,1,1,,Any,STAT,Statistic,ST,-98.6,37.5,PPA:7090,2021-08-06 18:02:35
} | MaximumArchiveDays=90 | DesiredRemainingSpace=500,7091,ONS_ROPB_230_PM_01!PMU:ST1,,247,8736f6c7-ad41-4b43-b4f6-e684e0d4ad20,ROPB_230_PM_01,Ropb_230_Pm_01,60,1,companyAcronym= | protocolName=IEEE C37.118.2-2011 | vendorAcronym= | vendorDeviceName= | interconnectionName=,,,,10,STTP,Streaming Telemetry Transport Protocol,11,,,,,,ROPB_230_PM_01!PMU-ST1,0.0,1.0,Device statistic for Number of data quality errors reported by device during last reporting interval.,0,1,1,,Any,STAT,Statistic,ST,-98.6,37.5,PPA:7091,2021-08-06 18:02:35
} | MaximumArchiveDays=90 | DesiredRemainingSpace=500,7092,ONS_ROPB_230_PM_01!PMU:ST2,,247,8736f6c7-ad41-4b43-b4f6-e684e0d4ad20,ROPB_230_PM_01,Ropb_230_Pm_01,60,1,companyAcronym= | protocolName=IEEE C37.118.2-2011 | vendorAcronym= | vendorDeviceName= | interconnectionName=,,,,10,STTP,Streaming Telemetry Transport Protocol,11,,,,,,ROPB_230_PM_01!PMU-ST2,0.0,1.0,Device statistic for Number of time quality errors reported by device during last reporting interval.,0,1,1,,Any,STAT,Statistic,ST,-98.6,37.5,PPA:7092,2021-08-06 18:02:35
} | MaximumArchiveDays=90 | DesiredRemainingSpace=500,7093,ONS_ROPB_230_PM_01!PMU:ST3,,247,8736f6c7-ad41-4b43-b4f6-e684e0d4ad20,ROPB_230_PM_01,Ropb_230_Pm_01,60,1,companyAcronym= | protocolName=IEEE C37.118.2-2011 | vendorAcronym= | vendorDeviceName= | interconnectionName=,,,,10,STTP,Streaming Telemetry Transport Protocol,11,,,,,,ROPB_230_PM_01!PMU-ST3,0.0,1.0,Device statistic for Number of device errors reported by device during last reporting interval.,0,1,1,,Any,STAT,Statistic,ST,-98.6,37.5,PPA:7093,2021-08-06 18:02:35
} | MaximumArchiveDays=90 | DesiredRemainingSpace=500,7094,ONS_ROPB_230_PM_01!PMU:ST4,,247,8736f6c7-ad41-4b43-b4f6-e684e0d4ad20,ROPB_230_PM_01,Ropb_230_Pm_01,60,1,companyAcronym= | protocolName=IEEE C37.118.2-2011 | vendorAcronym= | vendorDeviceName= | interconnectionName=,,,,10,STTP,Streaming Telemetry Transport Protocol,11,,,,,,ROPB_230_PM_01!PMU-ST4,0.0,1.0,Device statistic for Number of measurements received from device during last reporting interval.,0,1,1,,Any,STAT,Statistic,ST,-98.6,37.5,PPA:7094,2021-08-06 18:02:35
} | MaximumArchiveDays=90 | DesiredRemainingSpace=500,7095,ONS_ROPB_230_PM_01!PMU:ST5,,247,8736f6c7-ad41-4b43-b4f6-e684e0d4ad20,ROPB_230_PM_01,Ropb_230_Pm_01,60,1,companyAcronym= | protocolName=IEEE C37.118.2-2011 | vendorAcronym= | vendorDeviceName= | interconnectionName=,,,,10,STTP,Streaming Telemetry Transport Protocol,11,,,,,,ROPB_230_PM_01!PMU-ST5,0.0,1.0,Device statistic for Expected number of measurements received from device during last reporting interval.,0,1,1,,Any,STAT,Statistic,ST,-98.6,37.5,PPA:7095,2021-08-06 18:02:35
} | MaximumArchiveDays=90 | DesiredRemainingSpace=500,7096,ONS_ROPB_230_PM_01!PMU:ST6,,247,8736f6c7-ad41-4b43-b4f6-e684e0d4ad20,ROPB_230_PM_01,Ropb_230_Pm_01,60,1,companyAcronym= | protocolName=IEEE C37.118.2-2011 | vendorAcronym= | vendorDeviceName= | interconnectionName=,,,,10,STTP,Streaming Telemetry Transport Protocol,11,,,,,,ROPB_230_PM_01!PMU-ST6,0.0,1.0,Device statistic for Number of measurements received while device was reporting errors during last reporting interval.,0,1,1,,Any,STAT,Statistic,ST,-98.6,37.5,PPA:7096,2021-08-06 18:02:35
} | MaximumArchiveDays=90 | DesiredRemainingSpace=500,7097,ONS_ROPB_230_PM_01!PMU:ST7,,247,8736f6c7-ad41-4b43-b4f6-e684e0d4ad20,ROPB_230_PM_01,Ropb_230_Pm_01,60,1,companyAcronym= | protocolName=IEEE C37.118.2-2011 | vendorAcronym= | vendorDeviceName= | interconnectionName=,,,,10,STTP,Streaming Telemetry Transport Protocol,11,,,,,,ROPB_230_PM_01!PMU-ST7,0.0,1.0,Device statistic for Number of defined measurements (per frame) from device during last reporting interval.,0,1,1,,Any,STAT,Statistic,ST,-98.6,37.5,PPA:7097,2021-08-06 18:02:35
} | MaximumArchiveDays=90 | DesiredRemainingSpace=500,7098,ONS_ROPB_230_PM_02!PMU:ST1,,248,8736f6c7-ad41-4b43-b4f6-e684e0d4ad20,ROPB_230_PM_02,Ropb_230_Pm_02,60,1,companyAcronym= | protocolName=IEEE C37.118.2-2011 | vendorAcronym= | vendorDeviceName= | interconnectionName=,,,,10,STTP,Streaming Telemetry Transport Protocol,11,,,,,,ROPB_230_PM_02!PMU-ST1,0.0,1.0,Device statistic for Number of data quality errors reported by device during last reporting interval.,0,1,1,,Any,STAT,Statistic,ST,-98.6,37.5,PPA:7098,2021-08-06 18:02:35
} | MaximumArchiveDays=90 | DesiredRemainingSpace=500,7099,ONS_ROPB_230_PM_02!PMU:ST2,,248,8736f6c7-ad41-4b43-b4f6-e684e0d4ad20,ROPB_230_PM_02,Ropb_230_Pm_02,60,1,companyAcronym= | protocolName=IEEE C37.118.2-2011 | vendorAcronym= | vendorDeviceName= | interconnectionName=,,,,10,STTP,Streaming Telemetry Transport Protocol,11,,,,,,ROPB_230_PM_02!PMU-ST2,0.0,1.0,Device statistic for Number of time quality errors reported by device during last reporting interval.,0,1,1,,Any,STAT,Statistic,ST,-98.6,37.5,PPA:7099,2021-08-06 18:02:35
} | MaximumArchiveDays=90 | DesiredRemainingSpace=500,7100,ONS_ROPB_230_PM_02!PMU:ST3,,248,8736f6c7-ad41-4b43-b4f6-e684e0d4ad20,ROPB_230_PM_02,Ropb_230_Pm_02,60,1,companyAcronym= | protocolName=IEEE C37.118.2-2011 | vendorAcronym= | vendorDeviceName= | interconnectionName=,,,,10,STTP,Streaming Telemetry Transport Protocol,11,,,,,,ROPB_230_PM_02!PMU-ST3,0.0,1.0,Device statistic for Number of device errors reported by device during last reporting interval.,0,1,1,,Any,STAT,Statistic,ST,-98.6,37.5,PPA:7100,2021-08-06 18:02:35
} | MaximumArchiveDays=90 | DesiredRemainingSpace=500,7101,ONS_ROPB_230_PM_02!PMU:ST4,,248,8736f6c7-ad41-4b43-b4f6-e684e0d4ad20,ROPB_230_PM_02,Ropb_230_Pm_02,60,1,companyAcronym= | protocolName=IEEE C37.118.2-2011 | vendorAcronym= | vendorDeviceName= | interconnectionName=,,,,10,STTP,Streaming Telemetry Transport Protocol,11,,,,,,ROPB_230_PM_02!PMU-ST4,0.0,1.0,Device statistic for Number of measurements received from device during last reporting interval.,0,1,1,,Any,STAT,Statistic,ST,-98.6,37.5,PPA:7101,2021-08-06 18:02:35
} | MaximumArchiveDays=90 | DesiredRemainingSpace=500,7102,ONS_ROPB_230_PM_02!PMU:ST5,,248,8736f6c7-ad41-4b43-b4f6-e684e0d4ad20,ROPB_230_PM_02,Ropb_230_Pm_02,60,1,companyAcronym= | protocolName=IEEE C37.118.2-2011 | vendorAcronym= | vendorDeviceName= | interconnectionName=,,,,10,STTP,Streaming Telemetry Transport Protocol,11,,,,,,ROPB_230_PM_02!PMU-ST5,0.0,1.0,Device statistic for Expected number of measurements received from device during last reporting interval.,0,1,1,,Any,STAT,Statistic,ST,-98.6,37.5,PPA:7102,2021-08-06 18:02:35
} | MaximumArchiveDays=90 | DesiredRemainingSpace=500,7103,ONS_ROPB_230_PM_02!PMU:ST6,,248,8736f6c7-ad41-4b43-b4f6-e684e0d4ad20,ROPB_230_PM_02,Ropb_230_Pm_02,60,1,companyAcronym= | protocolName=IEEE C37.118.2-2011 | vendorAcronym= | vendorDeviceName= | interconnectionName=,,,,10,STTP,Streaming Telemetry Transport Protocol,11,,,,,,ROPB_230_PM_02!PMU-ST6,0.0,1.0,Device statistic for Number of measurements received while device was reporting errors during last reporting interval.,0,1,1,,Any,STAT,Statistic,ST,-98.6,37.5,PPA:7103,2021-08-06 18:02:35
} | MaximumArchiveDays=90 | DesiredRemainingSpace=500,7104,ONS_ROPB_230_PM_02!PMU:ST7,,248,8736f6c7-ad41-4b43-b4f6-e684e0d4ad20,ROPB_230_PM_02,Ropb_230_Pm_02,60,1,companyAcronym= | protocolName=IEEE C37.118.2-2011 | vendorAcronym= | vendorDeviceName= | interconnectionName=,,,,10,STTP,Streaming Telemetry Transport Protocol,11,,,,,,ROPB_230_PM_02!PMU-ST7,0.0,1.0,Device statistic for Number of defined measurements (per frame) from device during last reporting interval.,0,1,1,,Any,STAT,Statistic,ST,-98.6,37.5,PPA:7104,2021-08-06 18:02:35
} | MaximumArchiveDays=90 | DesiredRemainingSpace=500,7105,ONS_ROVN_230_PM_03!PMU:ST1,,249,8736f6c7-ad41-4b43-b4f6-e684e0d4ad20,ROVN_230_PM_03,Rovn_230_Pm_03,60,1,companyAcronym= | protocolName=IEEE C37.118.2-2011 | vendorAcronym= | vendorDeviceName= | interconnectionName=,,,,10,STTP,Streaming Telemetry Transport Protocol,11,,,,,,ROVN_230_PM_03!PMU-ST1,0.0,1.0,Device statistic for Number of data quality errors reported by device during last reporting interval.,0,1,1,,Any,STAT,Statistic,ST,-98.6,37.5,PPA:7105,2021-08-06 18:02:35
} | MaximumArchiveDays=90 | DesiredRemainingSpace=500,7106,ONS_ROVN_230_PM_03!PMU:ST2,,249,8736f6c7-ad41-4b43-b4f6-e684e0d4ad20,ROVN_230_PM_03,Rovn_230_Pm_03,60,1,companyAcronym= | protocolName=IEEE C37.118.2-2011 | vendorAcronym= | vendorDeviceName= | interconnectionName=,,,,10,STTP,Streaming Telemetry Transport Protocol,11,,,,,,ROVN_230_PM_03!PMU-ST2,0.0,1.0,Device statistic for Number of time quality errors reported by device during last reporting interval.,0,1,1,,Any,STAT,Statistic,ST,-98.6,37.5,PPA:7106,2021-08-06 18:02:35
} | MaximumArchiveDays=90 | DesiredRemainingSpace=500,7107,ONS_ROVN_230_PM_03!PMU:ST3,,249,8736f6c7-ad41-4b43-b4f6-e684e0d4ad20,ROVN_230_PM_03,Rovn_230_Pm_03,60,1,companyAcronym= | protocolName=IEEE C37.118.2-2011 | vendorAcronym= | vendorDeviceName= | interconnectionName=,,,,10,STTP,Streaming Telemetry Transport Protocol,11,,,,,,ROVN_230_PM_03!PMU-ST3,0.0,1.0,Device statistic for Number of device errors reported by device during last reporting interval.,0,1,1,,Any,STAT,Statistic,ST,-98.6,37.5,PPA:7107,2021-08-06 18:02:35
} | MaximumArchiveDays=90 | DesiredRemainingSpace=500,7108,ONS_ROVN_230_PM_03!PMU:ST4,,249,8736f6c7-ad41-4b43-b4f6-e684e0d4ad20,ROVN_230_PM_03,Rovn_230_Pm_03,60,1,companyAcronym= | protocolName=IEEE C37.118.2-2011 | vendorAcronym= | vendorDeviceName= | interconnectionName=,,,,10,STTP,Streaming Telemetry Transport Protocol,11,,,,,,ROVN_230_PM_03!PMU-ST4,0.0,1.0,Device statistic for Number of measurements received from device during last reporting interval.,0,1,1,,Any,STAT,Statistic,ST,-98.6,37.5,PPA:7108,2021-08-06 18:02:35
} | MaximumArchiveDays=90 | DesiredRemainingSpace=500,7109,ONS_ROVN_230_PM_03!PMU:ST5,,249,8736f6c7-ad41-4b43-b4f6-e684e0d4ad20,ROVN_230_PM_03,Rovn_230_Pm_03,60,1,companyAcronym= | protocolName=IEEE C37.118.2-2011 | vendorAcronym= | vendorDeviceName= | interconnectionName=,,,,10,STTP,Streaming Telemetry Transport Protocol,11,,,,,,ROVN_230_PM_03!PMU-ST5,0.0,1.0,Device statistic for Expected number of measurements received from device during last reporting interval.,0,1,1,,Any,STAT,Statistic,ST,-98.6,37.5,PPA:7109,2021-08-06 18:02:35
} | MaximumArchiveDays=90 | DesiredRemainingSpace=500,7110,ONS_ROVN_230_PM_03!PMU:ST6,,249,8736f6c7-ad41-4b43-b4f6-e684e0d4ad20,ROVN_230_PM_03,Rovn_230_Pm_03,60,1,companyAcronym= | protocolName=IEEE C37.118.2-2011 | vendorAcronym= | vendorDeviceName= | interconnectionName=,,,,10,STTP,Streaming Telemetry Transport Protocol,11,,,,,,ROVN_230_PM_03!PMU-ST6,0.0,1.0,Device statistic for Number of measurements received while device was reporting errors during last reporting interval.,0,1,1,,Any,STAT,Statistic,ST,-98.6,37.5,PPA:7110,2021-08-06 18:02:35
} | MaximumArchiveDays=90 | DesiredRemainingSpace=500,7111,ONS_ROVN_230_PM_03!PMU:ST7,,249,8736f6c7-ad41-4b43-b4f6-e684e0d4ad20,ROVN_230_PM_03,Rovn_230_Pm_03,60,1,companyAcronym= | protocolName=IEEE C37.118.2-2011 | vendorAcronym= | vendorDeviceName= | interconnectionName=,,,,10,STTP,Streaming Telemetry Transport Protocol,11,,,,,,ROVN_230_PM_03!PMU-ST7,0.0,1.0,Device statistic for Number of defined measurements (per frame) from device during last reporting interval.,0,1,1,,Any,STAT,Statistic,ST,-98.6,37.5,PPA:7111,2021-08-06 18:02:35
} | MaximumArchiveDays=90 | DesiredRemainingSpace=500,7112,ONS_MGUSIM_500_PM_09!PMU:ST1,,250,8736f6c7-ad41-4b43-b4f6-e684e0d4ad20,MGUSIM_500_PM_09,Mgusim_500_Pm_09,60,1,companyAcronym= | protocolName=IEEE C37.118.2-2011 | vendorAcronym= | vendorDeviceName= | interconnectionName=,,,,10,STTP,Streaming Telemetry Transport Protocol,11,,,,,,MGUSIM_500_PM_09!PMU-ST1,0.0,1.0,Device statistic for Number of data quality errors reported by device during last reporting interval.,0,1,1,,Any,STAT,Statistic,ST,-98.6,37.5,PPA:7112,2021-08-06 18:02:35
} | MaximumArchiveDays=90 | DesiredRemainingSpace=500,7113,ONS_MGUSIM_500_PM_09!PMU:ST2,,250,8736f6c7-ad41-4b43-b4f6-e684e0d4ad20,MGUSIM_500_PM_09,Mgusim_500_Pm_09,60,1,companyAcronym= | protocolName=IEEE C37.118.2-2011 | vendorAcronym= | vendorDeviceName= | interconnectionName=,,,,10,STTP,Streaming Telemetry Transport Protocol,11,,,,,,MGUSIM_500_PM_09!PMU-ST2,0.0,1.0,Device statistic for Number of time quality errors reported by device during last reporting interval.,0,1,1,,Any,STAT,Statistic,ST,-98.6,37.5,PPA:7113,2021-08-06 18:02:35
} | MaximumArchiveDays=90 | DesiredRemainingSpace=500,7114,ONS_MGUSIM_500_PM_09!PMU:ST3,,250,8736f6c7-ad41-4b43-b4f6-e684e0d4ad20,MGUSIM_500_PM_09,Mgusim_500_Pm_09,60,1,companyAcronym= | protocolName=IEEE C37.118.2-2011 | vendorAcronym= | vendorDeviceName= | interconnectionName=,,,,10,STTP,Streaming Telemetry Transport Protocol,11,,,,,,MGUSIM_500_PM_09!PMU-ST3,0.0,1.0,Device statistic for Number of device errors reported by device during last reporting interval.,0,1,1,,Any,STAT,Statistic,ST,-98.6,37.5,PPA:7114,2021-08-06 18:02:35
} | MaximumArchiveDays=90 | DesiredRemainingSpace=500,7115,ONS_MGUSIM_500_PM_09!PMU:ST4,,250,8736f6c7-ad41-4b43-b4f6-e684e0d4ad20,MGUSIM_500_PM_09,Mgusim_500_Pm_09,60,1,companyAcronym= | protocolName=IEEE C37.118.2-2011 | vendorAcronym= | vendorDeviceName= | interconnectionName=,,,,10,STTP,Streaming Telemetry Transport Protocol,11,,,,,,MGUSIM_500_PM_09!PMU-ST4,0.0,1.0,Device statistic for Number of measurements received from device during last reporting interval.,0,1,1,,Any,STAT,Statistic,ST,-98.6,37.5,PPA:7115,2021-08-06 18:02:35
} | MaximumArchiveDays=90 | DesiredRemainingSpace=500,7116,ONS_MGUSIM_500_PM_09!PMU:ST5,,250,8736f6c7-ad41-4b43-b4f6-e684e0d4ad20,MGUSIM_500_PM_09,Mgusim_500_Pm_09,60,1,companyAcronym= | protocolName=IEEE C37.118.2-2011 | vendorAcronym= | vendorDeviceName= | interconnectionName=,,,,10,STTP,Streaming Telemetry Transport Protocol,11,,,,,,MGUSIM_500_PM_09!PMU-ST5,0.0,1.0,Device statistic for Expected number of measurements received from device during last reporting interval.,0,1,1,,Any,STAT,Statistic,ST,-98.6,37.5,PPA:7116,2021-08-06 18:02:35
} | MaximumArchiveDays=90 | DesiredRemainingSpace=500,7117,ONS_MGUSIM_500_PM_09!PMU:ST6,,250,8736f6c7-ad41-4b43-b4f6-e684e0d4ad20,MGUSIM_500_PM_09,Mgusim_500_Pm_09,60,1,companyAcronym= | protocolName=IEEE C37.118.2-2011 | vendorAcronym= | vendorDeviceName= | interconnectionName=,,,,10,STTP,Streaming Telemetry Transport Protocol,11,,,,,,MGUSIM_500_PM_09!PMU-ST6,0.0,1.0,Device statistic for Number of measurements received while device was reporting errors during last reporting interval.,0,1,1,,Any,STAT,Statistic,ST,-98.6,37.5,PPA:7117,2021-08-06 18:02:35
} | MaximumArchiveDays=90 | DesiredRemainingSpace=500,7118,ONS_MGUSIM_500_PM_09!PMU:ST7,,250,8736f6c7-ad41-4b43-b4f6-e684e0d4ad20,MGUSIM_500_PM_09,Mgusim_500_Pm_09,60,1,companyAcronym= | protocolName=IEEE C37.118.2-2011 | vendorAcronym= | vendorDeviceName= | interconnectionName=,,,,10,STTP,Streaming Telemetry Transport Protocol,11,,,,,,MGUSIM_500_PM_09!PMU-ST7,0.0,1.0,Device statistic for Number of defined measurements (per frame) from device during last reporting interval.,0,1,1,,Any,STAT,Statistic,ST,-98.6,37.5,PPA:7118,2021-08-06 18:02:35
} | MaximumArchiveDays=90 | DesiredRemainingSpace=500,7119,ONS_MGNPON_500_PM_03!PMU:ST1,,251,8736f6c7-ad41-4b43-b4f6-e684e0d4ad20,MGNPON_500_PM_03,Mgnpon_500_Pm_03,60,1,companyAcronym= | protocolName=IEEE C37.118.2-2011 | vendorAcronym= | vendorDeviceName= | interconnectionName=,,,,10,STTP,Streaming Telemetry Transport Protocol,11,,,,,,MGNPON_500_PM_03!PMU-ST1,0.0,1.0,Device statistic for Number of data quality errors reported by device during last reporting interval.,0,1,1,,Any,STAT,Statistic,ST,-98.6,37.5,PPA:7119,2021-08-06 18:02:35
} | MaximumArchiveDays=90 | DesiredRemainingSpace=500,7120,ONS_MGNPON_500_PM_03!PMU:ST2,,251,8736f6c7-ad41-4b43-b4f6-e684e0d4ad20,MGNPON_500_PM_03,Mgnpon_500_Pm_03,60,1,companyAcronym= | protocolName=IEEE C37.118.2-2011 | vendorAcronym= | vendorDeviceName= | interconnectionName=,,,,10,STTP,Streaming Telemetry Transport Protocol,11,,,,,,MGNPON_500_PM_03!PMU-ST2,0.0,1.0,Device statistic for Number of time quality errors reported by device during last reporting interval.,0,1,1,,Any,STAT,Statistic,ST,-98.6,37.5,PPA:7120,2021-08-06 18:02:35
} | MaximumArchiveDays=90 | DesiredRemainingSpace=500,7121,ONS_MGNPON_500_PM_03!PMU:ST3,,251,8736f6c7-ad41-4b43-b4f6-e684e0d4ad20,MGNPON_500_PM_03,Mgnpon_500_Pm_03,60,1,companyAcronym= | protocolName=IEEE C37.118.2-2011 | vendorAcronym= | vendorDeviceName= | interconnectionName=,,,,10,STTP,Streaming Telemetry Transport Protocol,11,,,,,,MGNPON_500_PM_03!PMU-ST3,0.0,1.0,Device statistic for Number of device errors reported by device during last reporting interval.,0,1,1,,Any,STAT,Statistic,ST,-98.6,37.5,PPA:7121,2021-08-06 18:02:35
} | MaximumArchiveDays=90 | DesiredRemainingSpace=500,7122,ONS_MGNPON_500_PM_03!PMU:ST4,,251,8736f6c7-ad41-4b43-b4f6-e684e0d4ad20,MGNPON_500_PM_03,Mgnpon_500_Pm_03,60,1,companyAcronym= | protocolName=IEEE C37.118.2-2011 | vendorAcronym= | vendorDeviceName= | interconnectionName=,,,,10,STTP,Streaming Telemetry Transport Protocol,11,,,,,,MGNPON_500_PM_03!PMU-ST4,0.0,1.0,Device statistic for Number of measurements received from device during last reporting interval.,0,1,1,,Any,STAT,Statistic,ST,-98.6,37.5,PPA:7122,2021-08-06 18:02:35
} | MaximumArchiveDays=90 | DesiredRemainingSpace=500,7123,ONS_MGNPON_500_PM_03!PMU:ST5,,251,8736f6c7-ad41-4b43-b4f6-e684e0d4ad20,MGNPON_500_PM_03,Mgnpon_500_Pm_03,60,1,companyAcronym= | protocolName=IEEE C37.118.2-2011 | vendorAcronym= | vendorDeviceName= | interconnectionName=,,,,10,STTP,Streaming Telemetry Transport Protocol,11,,,,,,MGNPON_500_PM_03!PMU-ST5,0.0,1.0,Device statistic for Expected number of measurements received from device during last reporting interval.,0,1,1,,Any,STAT,Statistic,ST,-98.6,37.5,PPA:7123,2021-08-06 18:02:35
} | MaximumArchiveDays=90 | DesiredRemainingSpace=500,7124,ONS_MGNPON_500_PM_03!PMU:ST6,,251,8736f6c7-ad41-4b43-b4f6-e684e0d4ad20,MGNPON_500_PM_03,Mgnpon_500_Pm_03,60,1,companyAcronym= | protocolName=IEEE C37.118.2-2011 | vendorAcronym= | vendorDeviceName= | interconnectionName=,,,,10,STTP,Streaming Telemetry Transport Protocol,11,,,,,,MGNPON_500_PM_03!PMU-ST6,0.0,1.0,Device statistic for Number of measurements received while device was reporting errors during last reporting interval.,0,1,1,,Any,STAT,Statistic,ST,-98.6,37.5,PPA:7124,2021-08-06 18:02:35
} | MaximumArchiveDays=90 | DesiredRemainingSpace=500,7125,ONS_MGNPON_500_PM_03!PMU:ST7,,251,8736f6c7-ad41-4b43-b4f6-e684e0d4ad20,MGNPON_500_PM_03,Mgnpon_500_Pm_03,60,1,companyAcronym= | protocolName=IEEE C37.118.2-2011 | vendorAcronym= | vendorDeviceName= | interconnectionName=,,,,10,STTP,Streaming Telemetry Transport Protocol,11,,,,,,MGNPON_500_PM_03!PMU-ST7,0.0,1.0,Device statistic for Number of defined measurements (per frame) from device during last reporting interval.,0,1,1,,Any,STAT,Statistic,ST,-98.6,37.5,PPA:7125,2021-08-06 18:02:35
} | MaximumArchiveDays=90 | DesiredRemainingSpace=500,7126,ONS_MGEMBO_500_PM_01!PMU:ST1,,252,8736f6c7-ad41-4b43-b4f6-e684e0d4ad20,MGEMBO_500_PM_01,Mgembo_500_Pm_01,60,1,companyAcronym= | protocolName=IEEE C37.118.2-2011 | vendorAcronym= | vendorDeviceName= | interconnectionName=,,,,10,STTP,Streaming Telemetry Transport Protocol,11,,,,,,MGEMBO_500_PM_01!PMU-ST1,0.0,1.0,Device statistic for Number of data quality errors reported by device during last reporting interval.,0,1,1,,Any,STAT,Statistic,ST,-98.6,37.5,PPA:7126,2021-08-06 18:02:35
} | MaximumArchiveDays=90 | DesiredRemainingSpace=500,7127,ONS_MGEMBO_500_PM_01!PMU:ST2,,252,8736f6c7-ad41-4b43-b4f6-e684e0d4ad20,MGEMBO_500_PM_01,Mgembo_500_Pm_01,60,1,companyAcronym= | protocolName=IEEE C37.118.2-2011 | vendorAcronym= | vendorDeviceName= | interconnectionName=,,,,10,STTP,Streaming Telemetry Transport Protocol,11,,,,,,MGEMBO_500_PM_01!PMU-ST2,0.0,1.0,Device statistic for Number of time quality errors reported by device during last reporting interval.,0,1,1,,Any,STAT,Statistic,ST,-98.6,37.5,PPA:7127,2021-08-06 18:02:35
} | MaximumArchiveDays=90 | DesiredRemainingSpace=500,7128,ONS_MGEMBO_500_PM_01!PMU:ST3,,252,8736f6c7-ad41-4b43-b4f6-e684e0d4ad20,MGEMBO_500_PM_01,Mgembo_500_Pm_01,60,1,companyAcronym= | protocolName=IEEE C37.118.2-2011 | vendorAcronym= | vendorDeviceName= | interconnectionName=,,,,10,STTP,Streaming Telemetry Transport Protocol,11,,,,,,MGEMBO_500_PM_01!PMU-ST3,0.0,1.0,Device statistic for Number of device errors reported by device during last reporting interval.,0,1,1,,Any,STAT,Statistic,ST,-98.6,37.5,PPA:7128,2021-08-06 18:02:35
} | MaximumArchiveDays=90 | DesiredRemainingSpace=500,7129,ONS_MGEMBO_500_PM_01!PMU:ST4,,252,8736f6c7-ad41-4b43-b4f6-e684e0d4ad20,MGEMBO_500_PM_01,Mgembo_500_Pm_01,60,1,companyAcronym= | protocolName=IEEE C37.118.2-2011 | vendorAcronym= | vendorDeviceName= | interconnectionName=,,,,10,STTP,Streaming Telemetry Transport Protocol,11,,,,,,MGEMBO_500_PM_01!PMU-ST4,0.0,1.0,Device statistic for Number of measurements received from device during last reporting interval.,0,1,1,,Any,STAT,Statistic,ST,-98.6,37.5,PPA:7129,2021-08-06 18:02:35
} | MaximumArchiveDays=90 | DesiredRemainingSpace=500,7130,ONS_MGEMBO_500_PM_01!PMU:ST5,,252,8736f6c7-ad41-4b43-b4f6-e684e0d4ad20,MGEMBO_500_PM_01,Mgembo_500_Pm_01,60,1,companyAcronym= | protocolName=IEEE C37.118.2-2011 | vendorAcronym= | vendorDeviceName= | interconnectionName=,,,,10,STTP,Streaming Telemetry Transport Protocol,11,,,,,,MGEMBO_500_PM_01!PMU-ST5,0.0,1.0,Device statistic for Expected number of measurements received from device during last reporting interval.,0,1,1,,Any,STAT,Statistic,ST,-98.6,37.5,PPA:7130,2021-08-06 18:02:35
} | MaximumArchiveDays=90 | DesiredRemainingSpace=500,7131,ONS_MGEMBO_500_PM_01!PMU:ST6,,252,8736f6c7-ad41-4b43-b4f6-e684e0d4ad20,MGEMBO_500_PM_01,Mgembo_500_Pm_01,60,1,companyAcronym= | protocolName=IEEE C37.118.2-2011 | vendorAcronym= | vendorDeviceName= | interconnectionName=,,,,10,STTP,Streaming Telemetry Transport Protocol,11,,,,,,MGEMBO_500_PM_01!PMU-ST6,0.0,1.0,Device statistic for Number of measurements received while device was reporting errors during last reporting interval.,0,1,1,,Any,STAT,Statistic,ST,-98.6,37.5,PPA:7131,2021-08-06 18:02:35
} | MaximumArchiveDays=90 | DesiredRemainingSpace=500,7132,ONS_MGEMBO_500_PM_01!PMU:ST7,,252,8736f6c7-ad41-4b43-b4f6-e684e0d4ad20,MGEMBO_500_PM_01,Mgembo_500_Pm_01,60,1,companyAcronym= | protocolName=IEEE C37.118.2-2011 | vendorAcronym= | vendorDeviceName= | interconnectionName=,,,,10,STTP,Streaming Telemetry Transport Protocol,11,,,,,,MGEMBO_500_PM_01!PMU-ST7,0.0,1.0,Device statistic for Number of defined measurements (per frame) from device during last reporting interval.,0,1,1,,Any,STAT,Statistic,ST,-98.6,37.5,PPA:7132,2021-08-06 18:02:35
} | MaximumArchiveDays=90 | DesiredRemainingSpace=500,7133,ONS_MGNPON_500_PM_04!PMU:ST1,,253,8736f6c7-ad41-4b43-b4f6-e684e0d4ad20,MGNPON_500_PM_04,Mgnpon_500_Pm_04,60,1,companyAcronym= | protocolName=IEEE C37.118.2-2011 | vendorAcronym= | vendorDeviceName= | interconnectionName=,,,,10,STTP,Streaming Telemetry Transport Protocol,11,,,,,,MGNPON_500_PM_04!PMU-ST1,0.0,1.0,Device statistic for Number of data quality errors reported by device during last reporting interval.,0,1,1,,Any,STAT,Statistic,ST,-98.6,37.5,PPA:7133,2021-08-06 18:02:35
} | MaximumArchiveDays=90 | DesiredRemainingSpace=500,7134,ONS_MGNPON_500_PM_04!PMU:ST2,,253,8736f6c7-ad41-4b43-b4f6-e684e0d4ad20,MGNPON_500_PM_04,Mgnpon_500_Pm_04,60,1,companyAcronym= | protocolName=IEEE C37.118.2-2011 | vendorAcronym= | vendorDeviceName= | interconnectionName=,,,,10,STTP,Streaming Telemetry Transport Protocol,11,,,,,,MGNPON_500_PM_04!PMU-ST2,0.0,1.0,Device statistic for Number of time quality errors reported by device during last reporting interval.,0,1,1,,Any,STAT,Statistic,ST,-98.6,37.5,PPA:7134,2021-08-06 18:02:35
} | MaximumArchiveDays=90 | DesiredRemainingSpace=500,7135,ONS_MGNPON_500_PM_04!PMU:ST3,,253,8736f6c7-ad41-4b43-b4f6-e684e0d4ad20,MGNPON_500_PM_04,Mgnpon_500_Pm_04,60,1,companyAcronym= | protocolName=IEEE C37.118.2-2011 | vendorAcronym= | vendorDeviceName= | interconnectionName=,,,,10,STTP,Streaming Telemetry Transport Protocol,11,,,,,,MGNPON_500_PM_04!PMU-ST3,0.0,1.0,Device statistic for Number of device errors reported by device during last reporting interval.,0,1,1,,Any,STAT,Statistic,ST,-98.6,37.5,PPA:7135,2021-08-06 18:02:35
} | MaximumArchiveDays=90 | DesiredRemainingSpace=500,7136,ONS_MGNPON_500_PM_04!PMU:ST4,,253,8736f6c7-ad41-4b43-b4f6-e684e0d4ad20,MGNPON_500_PM_04,Mgnpon_500_Pm_04,60,1,companyAcronym= | protocolName=IEEE C37.118.2-2011 | vendorAcronym= | vendorDeviceName= | interconnectionName=,,,,10,STTP,Streaming Telemetry Transport Protocol,11,,,,,,MGNPON_500_PM_04!PMU-ST4,0.0,1.0,Device statistic for Number of measurements received from device during last reporting interval.,0,1,1,,Any,STAT,Statistic,ST,-98.6,37.5,PPA:7136,2021-08-06 18:02:35
} | MaximumArchiveDays=90 | DesiredRemainingSpace=500,7137,ONS_MGNPON_500_PM_04!PMU:ST5,,253,8736f6c7-ad41-4b43-b4f6-e684e0d4ad20,MGNPON_500_PM_04,Mgnpon_500_Pm_04,60,1,companyAcronym= | protocolName=IEEE C37.118.2-2011 | vendorAcronym= | vendorDeviceName= | interconnectionName=,,,,10,STTP,Streaming Telemetry Transport Protocol,11,,,,,,MGNPON_500_PM_04!PMU-ST5,0.0,1.0,Device statistic for Expected number of measurements received from device during last reporting interval.,0,1,1,,Any,STAT,Statistic,ST,-98.6,37.5,PPA:7137,2021-08-06 18:02:35
} | MaximumArchiveDays=90 | DesiredRemainingSpace=500,7138,ONS_MGNPON_500_PM_04!PMU:ST6,,253,8736f6c7-ad41-4b43-b4f6-e684e0d4ad20,MGNPON_500_PM_04,Mgnpon_500_Pm_04,60,1,companyAcronym= | protocolName=IEEE C37.118.2-2011 | vendorAcronym= | vendorDeviceName= | interconnectionName=,,,,10,STTP,Streaming Telemetry Transport Protocol,11,,,,,,MGNPON_500_PM_04!PMU-ST6,0.0,1.0,Device statistic for Number of measurements received while device was reporting errors during last reporting interval.,0,1,1,,Any,STAT,Statistic,ST,-98.6,37.5,PPA:7138,2021-08-06 18:02:35
} | MaximumArchiveDays=90 | DesiredRemainingSpace=500,7139,ONS_MGNPON_500_PM_04!PMU:ST7,,253,8736f6c7-ad41-4b43-b4f6-e684e0d4ad20,MGNPON_500_PM_04,Mgnpon_500_Pm_04,60,1,companyAcronym= | protocolName=IEEE C37.118.2-2011 | vendorAcronym= | vendorDeviceName= | interconnectionName=,,,,10,STTP,Streaming Telemetry Transport Protocol,11,,,,,,MGNPON_500_PM_04!PMU-ST7,0.0,1.0,Device statistic for Number of defined measurements (per frame) from device during last reporting interval.,0,1,1,,Any,STAT,Statistic,ST,-98.6,37.5,PPA:7139,2021-08-06 18:02:35
} | MaximumArchiveDays=90 | DesiredRemainingSpace=500,7140,ONS_PIPBT_500_PM_06!PMU:ST1,,254,8736f6c7-ad41-4b43-b4f6-e684e0d4ad20,PIPBT_500_PM_06,Pipbt_500_Pm_06,60,1,companyAcronym= | protocolName=IEEE C37.118.2-2011 | vendorAcronym= | vendorDeviceName= | interconnectionName=,,,,10,STTP,Streaming Telemetry Transport Protocol,11,,,,,,PIPBT_500_PM_06!PMU-ST1,0.0,1.0,Device statistic for Number of data quality errors reported by device during last reporting interval.,0,1,1,,Any,STAT,Statistic,ST,-98.6,37.5,PPA:7140,2021-08-06 18:02:35
} | MaximumArchiveDays=90 | DesiredRemainingSpace=500,7141,ONS_PIPBT_500_PM_06!PMU:ST2,,254,8736f6c7-ad41-4b43-b4f6-e684e0d4ad20,PIPBT_500_PM_06,Pipbt_500_Pm_06,60,1,companyAcronym= | protocolName=IEEE C37.118.2-2011 | vendorAcronym= | vendorDeviceName= | interconnectionName=,,,,10,STTP,Streaming Telemetry Transport Protocol,11,,,,,,PIPBT_500_PM_06!PMU-ST2,0.0,1.0,Device statistic for Number of time quality errors reported by device during last reporting interval.,0,1,1,,Any,STAT,Statistic,ST,-98.6,37.5,PPA:7141,2021-08-06 18:02:35
} | MaximumArchiveDays=90 | DesiredRemainingSpace=500,7142,ONS_PIPBT_500_PM_06!PMU:ST3,,254,8736f6c7-ad41-4b43-b4f6-e684e0d4ad20,PIPBT_500_PM_06,Pipbt_500_Pm_06,60,1,companyAcronym= | protocolName=IEEE C37.118.2-2011 | vendorAcronym= | vendorDeviceName= | interconnectionName=,,,,10,STTP,Streaming Telemetry Transport Protocol,11,,,,,,PIPBT_500_PM_06!PMU-ST3,0.0,1.0,Device statistic for Number of device errors reported by device during last reporting interval.,0,1,1,,Any,STAT,Statistic,ST,-98.6,37.5,PPA:7142,2021-08-06 18:02:35
} | MaximumArchiveDays=90 | DesiredRemainingSpace=500,7143,ONS_PIPBT_500_PM_06!PMU:ST4,,254,8736f6c7-ad41-4b43-b4f6-e684e0d4ad20,PIPBT_500_PM_06,Pipbt_500_Pm_06,60,1,companyAcronym= | protocolName=IEEE C37.118.2-2011 | vendorAcronym= | vendorDeviceName= | interconnectionName=,,,,10,STTP,Streaming Telemetry Transport Protocol,11,,,,,,PIPBT_500_PM_06!PMU-ST4,0.0,1.0,Device statistic for Number of measurements received from device during last reporting interval.,0,1,1,,Any,STAT,Statistic,ST,-98.6,37.5,PPA:7143,2021-08-06 18:02:35
} | MaximumArchiveDays=90 | DesiredRemainingSpace=500,7144,ONS_PIPBT_500_PM_06!PMU:ST5,,254,8736f6c7-ad41-4b43-b4f6-e684e0d4ad20,PIPBT_500_PM_06,Pipbt_500_Pm_06,60,1,companyAcronym= | protocolName=IEEE C37.118.2-2011 | vendorAcronym= | vendorDeviceName= | interconnectionName=,,,,10,STTP,Streaming Telemetry Transport Protocol,11,,,,,,PIPBT_500_PM_06!PMU-ST5,0.0,1.0,Device statistic for Expected number of measurements received from device during last reporting interval.,0,1,1,,Any,STAT,Statistic,ST,-98.6,37.5,PPA:7144,2021-08-06 18:02:35
} | MaximumArchiveDays=90 | DesiredRemainingSpace=500,7145,ONS_PIPBT_500_PM_06!PMU:ST6,,254,8736f6c7-ad41-4b43-b4f6-e684e0d4ad20,PIPBT_500_PM_06,Pipbt_500_Pm_06,60,1,companyAcronym= | protocolName=IEEE C37.118.2-2011 | vendorAcronym= | vendorDeviceName= | interconnectionName=,,,,10,STTP,Streaming Telemetry Transport Protocol,11,,,,,,PIPBT_500_PM_06!PMU-ST6,0.0,1.0,Device statistic for Number of measurements received while device was reporting errors during last reporting interval.,0,1,1,,Any,STAT,Statistic,ST,-98.6,37.5,PPA:7145,2021-08-06 18:02:35
} | MaximumArchiveDays=90 | DesiredRemainingSpace=500,7146,ONS_PIPBT_500_PM_06!PMU:ST7,,254,8736f6c7-ad41-4b43-b4f6-e684e0d4ad20,PIPBT_500_PM_06,Pipbt_500_Pm_06,60,1,companyAcronym= | protocolName=IEEE C37.118.2-2011 | vendorAcronym= | vendorDeviceName= | interconnectionName=,,,,10,STTP,Streaming Telemetry Transport Protocol,11,,,,,,PIPBT_500_PM_06!PMU-ST7,0.0,1.0,Device statistic for Number of defined measurements (per frame) from device during last reporting interval.,0,1,1,,Any,STAT,Statistic,ST,-98.6,37.5,PPA:7146,2021-08-06 18:02:35
} | MaximumArchiveDays=90 | DesiredRemainingSpace=500,7147,ONS_CETGD_500_PM_06!PMU:ST1,,255,8736f6c7-ad41-4b43-b4f6-e684e0d4ad20,CETGD_500_PM_06,Cetgd_500_Pm_06,60,1,companyAcronym= | protocolName=IEEE C37.118.2-2011 | vendorAcronym= | vendorDeviceName= | interconnectionName=,,,,10,STTP,Streaming Telemetry Transport Protocol,11,,,,,,CETGD_500_PM_06!PMU-ST1,0.0,1.0,Device statistic for Number of data quality errors reported by device during last reporting interval.,0,1,1,,Any,STAT,Statistic,ST,-98.6,37.5,PPA:7147,2021-08-06 18:02:35
} | MaximumArchiveDays=90 | DesiredRemainingSpace=500,7148,ONS_CETGD_500_PM_06!PMU:ST2,,255,8736f6c7-ad41-4b43-b4f6-e684e0d4ad20,CETGD_500_PM_06,Cetgd_500_Pm_06,60,1,companyAcronym= | protocolName=IEEE C37.118.2-2011 | vendorAcronym= | vendorDeviceName= | interconnectionName=,,,,10,STTP,Streaming Telemetry Transport Protocol,11,,,,,,CETGD_500_PM_06!PMU-ST2,0.0,1.0,Device statistic for Number of time quality errors reported by device during last reporting interval.,0,1,1,,Any,STAT,Statistic,ST,-98.6,37.5,PPA:7148,2021-08-06 18:02:35
} | MaximumArchiveDays=90 | DesiredRemainingSpace=500,7149,ONS_CETGD_500_PM_06!PMU:ST3,,255,8736f6c7-ad41-4b43-b4f6-e684e0d4ad20,CETGD_500_PM_06,Cetgd_500_Pm_06,60,1,companyAcronym= | protocolName=IEEE C37.118.2-2011 | vendorAcronym= | vendorDeviceName= | interconnectionName=,,,,10,STTP,Streaming Telemetry Transport Protocol,11,,,,,,CETGD_500_PM_06!PMU-ST3,0.0,1.0,Device statistic for Number of device errors reported by device during last reporting interval.,0,1,1,,Any,STAT,Statistic,ST,-98.6,37.5,PPA:7149,2021-08-06 18:02:35
} | MaximumArchiveDays=90 | DesiredRemainingSpace=500,7150,ONS_CETGD_500_PM_06!PMU:ST4,,255,8736f6c7-ad41-4b43-b4f6-e684e0d4ad20,CETGD_500_PM_06,Cetgd_500_Pm_06,60,1,companyAcronym= | protocolName=IEEE C37.118.2-2011 | vendorAcronym= | vendorDeviceName= | interconnectionName=,,,,10,STTP,Streaming Telemetry Transport Protocol,11,,,,,,CETGD_500_PM_06!PMU-ST4,0.0,1.0,Device statistic for Number of measurements received from device during last reporting interval.,0,1,1,,Any,STAT,Statistic,ST,-98.6,37.5,PPA:7150,2021-08-06 18:02:35
} | MaximumArchiveDays=90 | DesiredRemainingSpace=500,7151,ONS_CETGD_500_PM_06!PMU:ST5,,255,8736f6c7-ad41-4b43-b4f6-e684e0d4ad20,CETGD_500_PM_06,Cetgd_500_Pm_06,60,1,companyAcronym= | protocolName=IEEE C37.118.2-2011 | vendorAcronym= | vendorDeviceName= | interconnectionName=,,,,10,STTP,Streaming Telemetry Transport Protocol,11,,,,,,CETGD_500_PM_06!PMU-ST5,0.0,1.0,Device statistic for Expected number of measurements received from device during last reporting interval.,0,1,1,,Any,STAT,Statistic,ST,-98.6,37.5,PPA:7151,2021-08-06 18:02:35
} | MaximumArchiveDays=90 | DesiredRemainingSpace=500,7152,ONS_CETGD_500_PM_06!PMU:ST6,,255,8736f6c7-ad41-4b43-b4f6-e684e0d4ad20,CETGD_500_PM_06,Cetgd_500_Pm_06,60,1,companyAcronym= | protocolName=IEEE C37.118.2-2011 | vendorAcronym= | vendorDeviceName= | interconnectionName=,,,,10,STTP,Streaming Telemetry Transport Protocol,11,,,,,,CETGD_500_PM_06!PMU-ST6,0.0,1.0,Device statistic for Number of measurements received while device was reporting errors during last reporting interval.,0,1,1,,Any,STAT,Statistic,ST,-98.6,37.5,PPA:7152,2021-08-06 18:02:35
} | MaximumArchiveDays=90 | DesiredRemainingSpace=500,7153,ONS_CETGD_500_PM_06!PMU:ST7,,255,8736f6c7-ad41-4b43-b4f6-e684e0d4ad20,CETGD_500_PM_06,Cetgd_500_Pm_06,60,1,companyAcronym= | protocolName=IEEE C37.118.2-2011 | vendorAcronym= | vendorDeviceName= | interconnectionName=,,,,10,STTP,Streaming Telemetry Transport Protocol,11,,,,,,CETGD_500_PM_06!PMU-ST7,0.0,1.0,Device statistic for Number of defined measurements (per frame) from device during last reporting interval.,0,1,1,,Any,STAT,Statistic,ST,-98.6,37.5,PPA:7153,2021-08-06 18:02:35
} | MaximumArchiveDays=90 | DesiredRemainingSpace=500,7406,GPA_PRSTF6_765_PM_01:F,,256,8736f6c7-ad41-4b43-b4f6-e684e0d4ad20,PRSTF6_765_PM_01,Prstf6_765_Pm_01,60,1,companyAcronym= | protocolName=IEEE C37.118.2-2011 | vendorAcronym= | vendorDeviceName= | interconnectionName=,,,,10,STTP,Streaming Telemetry Transport Protocol,5,,,,,,PRSTF6_765_PM_01-FQ,0.0,1.0,Prstf6_765_Pm_01 Frequency,0,1,1,Hz,PMU,FREQ,Frequency,FQ,-98.6,37.5,PPA:7406,2021-08-06 18:04:49
} | MaximumArchiveDays=90 | DesiredRemainingSpace=500,7407,GPA_PRSTF6_765_PM_01:DF,,256,8736f6c7-ad41-4b43-b4f6-e684e0d4ad20,PRSTF6_765_PM_01,Prstf6_765_Pm_01,60,1,companyAcronym= | protocolName=IEEE C37.118.2-2011 | vendorAcronym= | vendorDeviceName= | interconnectionName=,,,,10,STTP,Streaming Telemetry Transport Protocol,6,,,,,,PRSTF6_765_PM_01-DF,0.0,1.0,Prstf6_765_Pm_01 Frequency Delta (dF/dt),0,1,1,,PMU,DFDT,Frequency Delta (dF/dt),DF,-98.6,37.5,PPA:7407,2021-08-06 18:04:49
} | MaximumArchiveDays=90 | DesiredRemainingSpace=500,7408,GPA_PRSTF6_765_PM_01:S,,256,8736f6c7-ad41-4b43-b4f6-e684e0d4ad20,PRSTF6_765_PM_01,Prstf6_765_Pm_01,60,1,companyAcronym= | protocolName=IEEE C37.118.2-2011 | vendorAcronym= | vendorDeviceName= | interconnectionName=,,,,10,STTP,Streaming Telemetry Transport Protocol,8,,,,,,PRSTF6_765_PM_01-SF,0.0,1.0,Prstf6_765_Pm_01 Status Flags,0,1,1,,PMU,FLAG,Status Flags,SF,-98.6,37.5,PPA:7408,2021-08-06 18:04:49
} | MaximumArchiveDays=90 | DesiredRemainingSpace=500,7409,GPA_PRSTF6_765_PM_01-PM1:I,,256,8736f6c7-ad41-4b43-b4f6-e684e0d4ad20,PRSTF6_765_PM_01,Prstf6_765_Pm_01,60,1,companyAcronym= | protocolName=IEEE C37.118.2-2011 | vendorAcronym= | vendorDeviceName= | interconnectionName=,,,,10,STTP,Streaming Telemetry Transport Protocol,1,1,LTPRSTIV_1_FA_A,I,+,0,PRSTF6_765_PM_01-PM1,0.0,1.0,Prstf6_765_Pm_01 LTPRSTIV_1_FA_A + Current Magnitude,0,1,1,Amps,Phasor,IPHM,Current Magnitude,PM,-98.6,37.5,PPA:7409,2021-08-06 18:04:49
} | MaximumArchiveDays=90 | DesiredRemainingSpace=500,7410,GPA_PRSTF6_765_PM_01-PA1:IH,,256,8736f6c7-ad41-4b43-b4f6-e684e0d4ad20,PRSTF6_765_PM_01,Prstf6_765_Pm_01,60,1,companyAcronym= | protocolName=IEEE C37.118.2-2011 | vendorAcronym= | vendorDeviceName= | interconnectionName=,,,,10,STTP,Streaming Telemetry Transport Protocol,2,1,LTPRSTIV_1_FA_A,I,+,0,PRSTF6_765_PM_01-PA1,0.0,1.0,Prstf6_765_Pm_01 LTPRSTIV_1_FA_A + Current Phase Angle,0,1,1,Degrees,Phasor,IPHA,Current Phase Angle,PA,-98.6,37.5,PPA:7410,2021-08-06 18:04:49
} | MaximumArchiveDays=90 | DesiredRemainingSpace=500,7411,GPA_PRSTF6_765_PM_01-PM2:I,,256,8736f6c7-ad41-4b43-b4f6-e684e0d4ad20,PRSTF6_765_PM_01,Prstf6_765_Pm_01,60,1,companyAcronym= | protocolName=IEEE C37.118.2-2011 | vendorAcronym= | vendorDeviceName= | interconnectionName=,,,,10,STTP,Streaming Telemetry Transport Protocol,1,2,LTPRSTIV_1_FA_B,I,+,0,PRSTF6_765_PM_01-PM2,0.0,1.0,Prstf6_765_Pm_01 LTPRSTIV_1_FA_B + Current Magnitude,0,1,1,Amps,Phasor,IPHM,Current Magnitude,PM,-98.6,37.5,PPA:7411,2021-08-06 18:04:49
} | MaximumArchiveDays=90 | DesiredRemainingSpace=500,7412,GPA_PRSTF6_765_PM_01-PA2:IH,,256,8736f6c7-ad41-4b43-b4f6-e684e0d4ad20,PRSTF6_765_PM_01,Prstf6_765_Pm_01,60,1,companyAcronym= | protocolName=IEEE C37.118.2-2011 | vendorAcronym= | vendorDeviceName= | interconnectionName=,,,,10,STTP,Streaming Telemetry Transport Protocol,2,2,LTPRSTIV_1_FA_B,I,+,0,PRSTF6_765_PM_01-PA2,0.0,1.0,Prstf6_765_Pm_01 LTPRSTIV_1_FA_B + Current Phase Angle,0,1,1,Degrees,Phasor,IPHA,Current Phase Angle,PA,-98.6,37.5,PPA:7412,2021-08-06 18:04:49
} | MaximumArchiveDays=90 | DesiredRemainingSpace=500,7413,GPA_PRSTF6_765_PM_01-PM3:I,,256,8736f6c7-ad41-4b43-b4f6-e684e0d4ad20,PRSTF6_765_PM_01,Prstf6_765_Pm_01,60,1,companyAcronym= | protocolName=IEEE C37.118.2-2011 | vendorAcronym= | vendorDeviceName= | interconnectionName=,,,,10,STTP,Streaming Telemetry Transport Protocol,1,3,LTPRSTIV_1_FA_C,I,+,0,PRSTF6_765_PM_01-PM3,0.0,1.0,Prstf6_765_Pm_01 LTPRSTIV_1_FA_C + Current Magnitude,0,1,1,Amps,Phasor,IPHM,Current Magnitude,PM,-98.6,37.5,PPA:7413,2021-08-06 18:04:49
} | MaximumArchiveDays=90 | DesiredRemainingSpace=500,7414,GPA_PRSTF6_765_PM_01-PA3:IH,,256,8736f6c7-ad41-4b43-b4f6-e684e0d4ad20,PRSTF6_765_PM_01,Prstf6_765_Pm_01,60,1,companyAcronym= | protocolName=IEEE C37.118.2-2011 | vendorAcronym= | vendorDeviceName= | interconnectionName=,,,,10,STTP,Streaming Telemetry Transport Protocol,2,3,LTPRSTIV_1_FA_C,I,+,0,PRSTF6_765_PM_01-PA3,0.0,1.0,Prstf6_765_Pm_01 LTPRSTIV_1_FA_C + Current Phase Angle,0,1,1,Degrees,Phasor,IPHA,Current Phase Angle,PA,-98.6,37.5,PPA:7414,2021-08-06 18:04:49
} | MaximumArchiveDays=90 | DesiredRemainingSpace=500,7415,GPA_PRSTF6_765_PM_01-PM4:V,,256,8736f6c7-ad41-4b43-b4f6-e684e0d4ad20,PRSTF6_765_PM_01,Prstf6_765_Pm_01,60,1,companyAcronym= | protocolName=IEEE C37.118.2-2011 | vendorAcronym= | vendorDeviceName= | interconnectionName=,,,,10,STTP,Streaming Telemetry Transport Protocol,3,4,LTPRSTIV_1_FV_A,V,+,0,PRSTF6_765_PM_01-PM4,0.0,1.0,Prstf6_765_Pm_01 LTPRSTIV_1_FV_A + Voltage Magnitude,0,1,1,Volts,Phasor,VPHM,Voltage Magnitude,PM,-98.6,37.5,PPA:7415,2021-08-06 18:04:49
} | MaximumArchiveDays=90 | DesiredRemainingSpace=500,7416,GPA_PRSTF6_765_PM_01-PA4:VH,,256,8736f6c7-ad41-4b43-b4f6-e684e0d4ad20,PRSTF6_765_PM_01,Prstf6_765_Pm_01,60,1,companyAcronym= | protocolName=IEEE C37.118.2-2011 | vendorAcronym= | vendorDeviceName= | interconnectionName=,,,,10,STTP,Streaming Telemetry Transport Protocol,4,4,LTPRSTIV_1_FV_A,V,+,0,PRSTF6_765_PM_01-PA4,0.0,1.0,Prstf6_765_Pm_01 LTPRSTIV_1_FV_A + Voltage Phase Angle,0,1,1,Degrees,Phasor,VPHA,Voltage Phase Angle,PA,-98.6,37.5,PPA:7416,2021-08-06 18:04:49
} | MaximumArchiveDays=90 | DesiredRemainingSpace=500,7417,GPA_PRSTF6_765_PM_01-PM5:V,,256,8736f6c7-ad41-4b43-b4f6-e684e0d4ad20,PRSTF6_765_PM_01,Prstf6_765_Pm_01,60,1,companyAcronym= | protocolName=IEEE C37.118.2-2011 | vendorAcronym= | vendorDeviceName= | interconnectionName=,,,,10,STTP,Streaming Telemetry Transport Protocol,3,5,LTPRSTIV_1_FV_B,V,+,0,PRSTF6_765_PM_01-PM5,0.0,1.0,Prstf6_765_Pm_01 LTPRSTIV_1_FV_B + Voltage Magnitude,0,1,1,Volts,Phasor,VPHM,Voltage Magnitude,PM,-98.6,37.5,PPA:7417,2021-08-06 18:04:49
} | MaximumArchiveDays=90 | DesiredRemainingSpace=500,7418,GPA_PRSTF6_765_PM_01-PA5:VH,,256,8736f6c7-ad41-4b43-b4f6-e684e0d4ad20,PRSTF6_765_PM_01,Prstf6_765_Pm_01,60,1,companyAcronym= | protocolName=IEEE C37.118.2-2011 | vendorAcronym= | vendorDeviceName= | interconnectionName=,,,,10,STTP,Streaming Telemetry Transport Protocol,4,5,LTPRSTIV_1_FV_B,V,+,0,PRSTF6_765_PM_01-PA5,0.0,1.0,Prstf6_765_Pm_01 LTPRSTIV_1_FV_B + Voltage Phase Angle,0,1,1,Degrees,Phasor,VPHA,Voltage Phase Angle,PA,-98.6,37.5,PPA:7418,2021-08-06 18:04:49
} | MaximumArchiveDays=90 | DesiredRemainingSpace=500,7419,GPA_PRSTF6_765_PM_01-PM6:V,,256,8736f6c7-ad41-4b43-b4f6-e684e0d4ad20,PRSTF6_765_PM_01,Prstf6_765_Pm_01,60,1,companyAcronym= | protocolName=IEEE C37.118.2-2011 | vendorAcronym= | vendorDeviceName= | interconnectionName=,,,,10,STTP,Streaming Telemetry Transport Protocol,3,6,LTPRSTIV_1_FV_C,V,+,0,PRSTF6_765_PM_01-PM6,0.0,1.0,Prstf6_765_Pm_01 LTPRSTIV_1_FV_C + Voltage Magnitude,0,1,1,Volts,Phasor,VPHM,Voltage Magnitude,PM,-98.6,37.5,PPA:7419,2021-08-06 18:04:49
} | MaximumArchiveDays=90 | DesiredRemainingSpace=500,7420,GPA_PRSTF6_765_PM_01-PA6:VH,,256,8736f6c7-ad41-4b43-b4f6-e684e0d4ad20,PRSTF6_765_PM_01,Prstf6_765_Pm_01,60,1,companyAcronym= | protocolName=IEEE C37.118.2-2011 | vendorAcronym= | vendorDeviceName= | interconnectionName=,,,,10,STTP,Streaming Telemetry Transport Protocol,4,6,LTPRSTIV_1_FV_C,V,+,0,PRSTF6_765_PM_01-PA6,0.0,1.0,Prstf6_765_Pm_01 LTPRSTIV_1_FV_C + Voltage Phase Angle,0,1,1,Degrees,Phasor,VPHA,Voltage Phase Angle,PA,-98.6,37.5,PPA:7420,2021-08-06 18:04:49
} | MaximumArchiveDays=90 | DesiredRemainingSpace=500,7421,GPA_PRSTF6_765_PM_01-PM7:V,,256,8736f6c7-ad41-4b43-b4f6-e684e0d4ad20,PRSTF6_765_PM_01,Prstf6_765_Pm_01,60,1,companyAcronym= | protocolName=IEEE C37.118.2-2011 | vendorAcronym= | vendorDeviceName= | interconnectionName=,,,,10,STTP,Streaming Telemetry Transport Protocol,3,7,LTPRSTIV_1_FV_P,V,+,0,PRSTF6_765_PM_01-PM7,0.0,1.0,Prstf6_765_Pm_01 LTPRSTIV_1_FV_P + Voltage Magnitude,0,1,1,Volts,Phasor,VPHM,Voltage Magnitude,PM,-98.6,37.5,PPA:7421,2021-08-06 18:04:49
} | MaximumArchiveDays=90 | DesiredRemainingSpace=500,7422,GPA_PRSTF6_765_PM_01-PA7:VH,,256,8736f6c7-ad41-4b43-b4f6-e684e0d4ad20,PRSTF6_765_PM_01,Prstf6_765_Pm_01,60,1,companyAcronym= | protocolName=IEEE C37.118.2-2011 | vendorAcronym= | vendorDeviceName= | interconnectionName=,,,,10,STTP,Streaming Telemetry Transport Protocol,4,7,LTPRSTIV_1_FV_P,V,+,0,PRSTF6_765_PM_01-PA7,0.0,1.0,Prstf6_765_Pm_01 LTPRSTIV_1_FV_P + Voltage Phase Angle,0,1,1,Degrees,Phasor,VPHA,Voltage Phase Angle,PA,-98.6,37.5,PPA:7422,2021-08-06 18:04:49
} | MaximumArchiveDays=90 | DesiredRemainingSpace=500,7423,GPA_PRSTF6_765_PM_01-PM8:I,,256,8736f6c7-ad41-4b43-b4f6-e684e0d4ad20,PRSTF6_765_PM_01,Prstf6_765_Pm_01,60,1,companyAcronym= | protocolName=IEEE C37.118.2-2011 | vendorAcronym= | vendorDeviceName= | interconnectionName=,,,,10,STTP,Streaming Telemetry Transport Protocol,1,8,LTPRSTIV_1_FA_P,I,+,0,PRSTF6_765_PM_01-PM8,0.0,1.0,Prstf6_765_Pm_01 LTPRSTIV_1_FA_P + Current Magnitude,0,1,1,Amps,Phasor,IPHM,Current Magnitude,PM,-98.6,37.5,PPA:7423,2021-08-06 18:04:49
} | MaximumArchiveDays=90 | DesiredRemainingSpace=500,7424,GPA_PRSTF6_765_PM_01-PA8:IH,,256,8736f6c7-ad41-4b43-b4f6-e684e0d4ad20,PRSTF6_765_PM_01,Prstf6_765_Pm_01,60,1,companyAcronym= | protocolName=IEEE C37.118.2-2011 | vendorAcronym= | vendorDeviceName= | interconnectionName=,,,,10,STTP,Streaming Telemetry Transport Protocol,2,8,LTPRSTIV_1_FA_P,I,+,0,PRSTF6_765_PM_01-PA8,0.0,1.0,Prstf6_765_Pm_01 LTPRSTIV_1_FA_P + Current Phase Angle,0,1,1,Degrees,Phasor,IPHA,Current Phase Angle,PA,-98.6,37.5,PPA:7424,2021-08-06 18:04:49
} | MaximumArchiveDays=90 | DesiredRemainingSpace=500,7425,GPA_PRSTF6_765_PM_02:F,,257,8736f6c7-ad41-4b43-b4f6-e684e0d4ad20,PRSTF6_765_PM_02,Prstf6_765_Pm_02,60,1,companyAcronym= | protocolName=IEEE C37.118.2-2011 | vendorAcronym= | vendorDeviceName= | interconnectionName=,,,,10,STTP,Streaming Telemetry Transport Protocol,5,,,,,,PRSTF6_765_PM_02-FQ,0.0,1.0,Prstf6_765_Pm_02 Frequency,0,1,1,Hz,PMU,FREQ,Frequency,FQ,-98.6,37.5,PPA:7425,2021-08-06 18:04:49
} | MaximumArchiveDays=90 | DesiredRemainingSpace=500,7426,GPA_PRSTF6_765_PM_02:DF,,257,8736f6c7-ad41-4b43-b4f6-e684e0d4ad20,PRSTF6_765_PM_02,Prstf6_765_Pm_02,60,1,companyAcronym= | protocolName=IEEE C37.118.2-2011 | vendorAcronym= | vendorDeviceName= | interconnectionName=,,,,10,STTP,Streaming Telemetry Transport Protocol,6,,,,,,PRSTF6_765_PM_02-DF,0.0,1.0,Prstf6_765_Pm_02 Frequency Delta (dF/dt),0,1,1,,PMU,DFDT,Frequency Delta (dF/dt),DF,-98.6,37.5,PPA:7426,2021-08-06 18:04:49
} | MaximumArchiveDays=90 | DesiredRemainingSpace=500,7427,GPA_PRSTF6_765_PM_02:S,,257,8736f6c7-ad41-4b43-b4f6-e684e0d4ad20,PRSTF6_765_PM_02,Prstf6_765_Pm_02,60,1,companyAcronym= | protocolName=IEEE C37.118.2-2011 | vendorAcronym= | vendorDeviceName= | interconnectionName=,,,,10,STTP,Streaming Telemetry Transport Protocol,8,,,,,,PRSTF6_765_PM_02-SF,0.0,1.0,Prstf6_765_Pm_02 Status Flags,0,1,1,,PMU,FLAG,Status Flags,SF,-98.6,37.5,PPA:7427,2021-08-06 18:04:49
} | MaximumArchiveDays=90 | DesiredRemainingSpace=500,7428,GPA_PRSTF6_765_PM_02-PM1:V,,257,8736f6c7-ad41-4b43-b4f6-e684e0d4ad20,PRSTF6_765_PM_02,Prstf6_765_Pm_02,60,1,companyAcronym= | protocolName=IEEE C37.118.2-2011 | vendorAcronym= | vendorDeviceName= | interconnectionName=,,,,10,STTP,Streaming Telemetry Transport Protocol,3,1,BAA_FV_B,V,+,0,PRSTF6_765_PM_02-PM1,0.0,1.0,Prstf6_765_Pm_02 BAA_FV_B + Voltage Magnitude,0,1,1,Volts,Phasor,VPHM,Voltage Magnitude,PM,-98.6,37.5,PPA:7428,2021-08-06 18:04:49
} | MaximumArchiveDays=90 | DesiredRemainingSpace=500,7429,GPA_PRSTF6_765_PM_02-PA1:VH,,257,8736f6c7-ad41-4b43-b4f6-e684e0d4ad20,PRSTF6_765_PM_02,Prstf6_765_Pm_02,60,1,companyAcronym= | protocolName=IEEE C37.118.2-2011 | vendorAcronym= | vendorDeviceName= | interconnectionName=,,,,10,STTP,Streaming Telemetry Transport Protocol,4,1,BAA_FV_B,V,+,0,PRSTF6_765_PM_02-PA1,0.0,1.0,Prstf6_765_Pm_02 BAA_FV_B + Voltage Phase Angle,0,1,1,Degrees,Phasor,VPHA,Voltage Phase Angle,PA,-98.6,37.5,PPA:7429,2021-08-06 18:04:49
} | MaximumArchiveDays=90 | DesiredRemainingSpace=500,7430,GPA_PRSTF6_765_PM_03:F,,258,8736f6c7-ad41-4b43-b4f6-e684e0d4ad20,PRSTF6_765_PM_03,Prstf6_765_Pm_03,60,1,companyAcronym= | protocolName=IEEE C37.118.2-2011 | vendorAcronym= | vendorDeviceName= | interconnectionName=,,,,10,STTP,Streaming Telemetry Transport Protocol,5,,,,,,PRSTF6_765_PM_03-FQ,0.0,1.0,Prstf6_765_Pm_03 Frequency,0,1,1,Hz,PMU,FREQ,Frequency,FQ,-98.6,37.5,PPA:7430,2021-08-06 18:04:49
} | MaximumArchiveDays=90 | DesiredRemainingSpace=500,7431,GPA_PRSTF6_765_PM_03:DF,,258,8736f6c7-ad41-4b43-b4f6-e684e0d4ad20,PRSTF6_765_PM_03,Prstf6_765_Pm_03,60,1,companyAcronym= | protocolName=IEEE C37.118.2-2011 | vendorAcronym= | vendorDeviceName= | interconnectionName=,,,,10,STTP,Streaming Telemetry Transport Protocol,6,,,,,,PRSTF6_765_PM_03-DF,0.0,1.0,Prstf6_765_Pm_03 Frequency Delta (dF/dt),0,1,1,,PMU,DFDT,Frequency Delta (dF/dt),DF,-98.6,37.5,PPA:7431,2021-08-06 18:04:49
} | MaximumArchiveDays=90 | DesiredRemainingSpace=500,7432,GPA_PRSTF6_765_PM_03:S,,258,8736f6c7-ad41-4b43-b4f6-e684e0d4ad20,PRSTF6_765_PM_03,Prstf6_765_Pm_03,60,1,companyAcronym= | protocolName=IEEE C37.118.2-2011 | vendorAcronym= | vendorDeviceName= | interconnectionName=,,,,10,STTP,Streaming Telemetry Transport Protocol,8,,,,,,PRSTF6_765_PM_03-SF,0.0,1.0,Prstf6_765_Pm_03 Status Flags,0,1,1,,PMU,FLAG,Status Flags,SF,-98.6,37.5,PPA:7432,2021-08-06 18:04:49
} | MaximumArchiveDays=90 | DesiredRemainingSpace=500,7433,GPA_PRSTF6_765_PM_03-PM1:I,,258,8736f6c7-ad41-4b43-b4f6-e684e0d4ad20,PRSTF6_765_PM_03,Prstf6_765_Pm_03,60,1,companyAcronym= | protocolName=IEEE C37.118.2-2011 | vendorAcronym= | vendorDeviceName= | interconnectionName=,,,,10,STTP,Streaming Telemetry Transport Protocol,1,1,LTPRSTIV_2_FA_A,I,+,0,PRSTF6_765_PM_03-PM1,0.0,1.0,Prstf6_765_Pm_03 LTPRSTIV_2_FA_A + Current Magnitude,0,1,1,Amps,Phasor,IPHM,Current Magnitude,PM,-98.6,37.5,PPA:7433,2021-08-06 18:04:49
} | MaximumArchiveDays=90 | DesiredRemainingSpace=500,7434,GPA_PRSTF6_765_PM_03-PA1:IH,,258,8736f6c7-ad41-4b43-b4f6-e684e0d4ad20,PRSTF6_765_PM_03,Prstf6_765_Pm_03,60,1,companyAcronym= | protocolName=IEEE C37.118.2-2011 | vendorAcronym= | vendorDeviceName= | interconnectionName=,,,,10,STTP,Streaming Telemetry Transport Protocol,2,1,LTPRSTIV_2_FA_A,I,+,0,PRSTF6_765_PM_03-PA1,0.0,1.0,Prstf6_765_Pm_03 LTPRSTIV_2_FA_A + Current Phase Angle,0,1,1,Degrees,Phasor,IPHA,Current Phase Angle,PA,-98.6,37.5,PPA:7434,2021-08-06 18:04:49
} | MaximumArchiveDays=90 | DesiredRemainingSpace=500,7435,GPA_PRSTF6_765_PM_03-PM2:I,,258,8736f6c7-ad41-4b43-b4f6-e684e0d4ad20,PRSTF6_765_PM_03,Prstf6_765_Pm_03,60,1,companyAcronym= | protocolName=IEEE C37.118.2-2011 | vendorAcronym= | vendorDeviceName= | interconnectionName=,,,,10,STTP,Streaming Telemetry Transport Protocol,1,2,LTPRSTIV_2_FA_B,I,+,0,PRSTF6_765_PM_03-PM2,0.0,1.0,Prstf6_765_Pm_03 LTPRSTIV_2_FA_B + Current Magnitude,0,1,1,Amps,Phasor,IPHM,Current Magnitude,PM,-98.6,37.5,PPA:7435,2021-08-06 18:04:49
} | MaximumArchiveDays=90 | DesiredRemainingSpace=500,7436,GPA_PRSTF6_765_PM_03-PA2:IH,,258,8736f6c7-ad41-4b43-b4f6-e684e0d4ad20,PRSTF6_765_PM_03,Prstf6_765_Pm_03,60,1,companyAcronym= | protocolName=IEEE C37.118.2-2011 | vendorAcronym= | vendorDeviceName= | interconnectionName=,,,,10,STTP,Streaming Telemetry Transport Protocol,2,2,LTPRSTIV_2_FA_B,I,+,0,PRSTF6_765_PM_03-PA2,0.0,1.0,Prstf6_765_Pm_03 LTPRSTIV_2_FA_B + Current Phase Angle,0,1,1,Degrees,Phasor,IPHA,Current Phase Angle,PA,-98.6,37.5,PPA:7436,2021-08-06 18:04:49
} | MaximumArchiveDays=90 | DesiredRemainingSpace=500,7437,GPA_PRSTF6_765_PM_03-PM3:I,,258,8736f6c7-ad41-4b43-b4f6-e684e0d4ad20,PRSTF6_765_PM_03,Prstf6_765_Pm_03,60,1,companyAcronym= | protocolName=IEEE C37.118.2-2011 | vendorAcronym= | vendorDeviceName= | interconnectionName=,,,,10,STTP,Streaming Telemetry Transport Protocol,1,3,LTPRSTIV_2_FA_C,I,+,0,PRSTF6_765_PM_03-PM3,0.0,1.0,Prstf6_765_Pm_03 LTPRSTIV_2_FA_C + Current Magnitude,0,1,1,Amps,Phasor,IPHM,Current Magnitude,PM,-98.6,37.5,PPA:7437,2021-08-06 18:04:49
} | MaximumArchiveDays=90 | DesiredRemainingSpace=500,7438,GPA_PRSTF6_765_PM_03-PA3:IH,,258,8736f6c7-ad41-4b43-b4f6-e684e0d4ad20,PRSTF6_765_PM_03,Prstf6_765_Pm_03,60,1,companyAcronym= | protocolName=IEEE C37.118.2-2011 | vendorAcronym= | vendorDeviceName= | interconnectionName=,,,,10,STTP,Streaming Telemetry Transport Protocol,2,3,LTPRSTIV_2_FA_C,I,+,0,PRSTF6_765_PM_03-PA3,0.0,1.0,Prstf6_765_Pm_03 LTPRSTIV_2_FA_C + Current Phase Angle,0,1,1,Degrees,Phasor,IPHA,Current Phase Angle,PA,-98.6,37.5,PPA:7438,2021-08-06 18:04:49
} | MaximumArchiveDays=90 | DesiredRemainingSpace=500,7439,GPA_PRSTF6_765_PM_03-PM4:V,,258,8736f6c7-ad41-4b43-b4f6-e684e0d4ad20,PRSTF6_765_PM_03,Prstf6_765_Pm_03,60,1,companyAcronym= | protocolName=IEEE C37.118.2-2011 | vendorAcronym= | vendorDeviceName= | interconnectionName=,,,,10,STTP,Streaming Telemetry Transport Protocol,3,4,LTPRSTIV_2_FV_A,V,+,0,PRSTF6_765_PM_03-PM4,0.0,1.0,Prstf6_765_Pm_03 LTPRSTIV_2_FV_A + Voltage Magnitude,0,1,1,Volts,Phasor,VPHM,Voltage Magnitude,PM,-98.6,37.5,PPA:7439,2021-08-06 18:04:49
} | MaximumArchiveDays=90 | DesiredRemainingSpace=500,7440,GPA_PRSTF6_765_PM_03-PA4:VH,,258,8736f6c7-ad41-4b43-b4f6-e684e0d4ad20,PRSTF6_765_PM_03,Prstf6_765_Pm_03,60,1,companyAcronym= | protocolName=IEEE C37.118.2-2011 | vendorAcronym= | vendorDeviceName= | interconnectionName=,,,,10,STTP,Streaming Telemetry Transport Protocol,4,4,LTPRSTIV_2_FV_A,V,+,0,PRSTF6_765_PM_03-PA4,0.0,1.0,Prstf6_765_Pm_03 LTPRSTIV_2_FV_A + Voltage Phase Angle,0,1,1,Degrees,Phasor,VPHA,Voltage Phase Angle,PA,-98.6,37.5,PPA:7440,2021-08-06 18:04:49
} | MaximumArchiveDays=90 | DesiredRemainingSpace=500,7441,GPA_PRSTF6_765_PM_03-PM5:V,,258,8736f6c7-ad41-4b43-b4f6-e684e0d4ad20,PRSTF6_765_PM_03,Prstf6_765_Pm_03,60,1,companyAcronym= | protocolName=IEEE C37.118.2-2011 | vendorAcronym= | vendorDeviceName= | interconnectionName=,,,,10,STTP,Streaming Telemetry Transport Protocol,3,5,LTPRSTIV_2_FV_B,V,+,0,PRSTF6_765_PM_03-PM5,0.0,1.0,Prstf6_765_Pm_03 LTPRSTIV_2_FV_B + Voltage Magnitude,0,1,1,Volts,Phasor,VPHM,Voltage Magnitude,PM,-98.6,37.5,PPA:7441,2021-08-06 18:04:49
} | MaximumArchiveDays=90 | DesiredRemainingSpace=500,7442,GPA_PRSTF6_765_PM_03-PA5:VH,,258,8736f6c7-ad41-4b43-b4f6-e684e0d4ad20,PRSTF6_765_PM_03,Prstf6_765_Pm_03,60,1,companyAcronym= | protocolName=IEEE C37.118.2-2011 | vendorAcronym= | vendorDeviceName= | interconnectionName=,,,,10,STTP,Streaming Telemetry Transport Protocol,4,5,LTPRSTIV_2_FV_B,V,+,0,PRSTF6_765_PM_03-PA5,0.0,1.0,Prstf6_765_Pm_03 LTPRSTIV_2_FV_B + Voltage Phase Angle,0,1,1,Degrees,Phasor,VPHA,Voltage Phase Angle,PA,-98.6,37.5,PPA:7442,2021-08-06 18:04:49
} | MaximumArchiveDays=90 | DesiredRemainingSpace=500,7443,GPA_PRSTF6_765_PM_03-PM6:V,,258,8736f6c7-ad41-4b43-b4f6-e684e0d4ad20,PRSTF6_765_PM_03,Prstf6_765_Pm_03,60,1,companyAcronym= | protocolName=IEEE C37.118.2-2011 | vendorAcronym= | vendorDeviceName= | interconnectionName=,,,,10,STTP,Streaming Telemetry Transport Protocol,3,6,LTPRSTIV_2_FV_C,V,+,0,PRSTF6_765_PM_03-PM6,0.0,1.0,Prstf6_765_Pm_03 LTPRSTIV_2_FV_C + Voltage Magnitude,0,1,1,Volts,Phasor,VPHM,Voltage Magnitude,PM,-98.6,37.5,PPA:7443,2021-08-06 18:04:49
} | MaximumArchiveDays=90 | DesiredRemainingSpace=500,7444,GPA_PRSTF6_765_PM_03-PA6:VH,,258,8736f6c7-ad41-4b43-b4f6-e684e0d4ad20,PRSTF6_765_PM_03,Prstf6_765_Pm_03,60,1,companyAcronym= | protocolName=IEEE C37.118.2-2011 | vendorAcronym= | vendorDeviceName= | interconnectionName=,,,,10,STTP,Streaming Telemetry Transport Protocol,4,6,LTPRSTIV_2_FV_C,V,+,0,PRSTF6_765_PM_03-PA6,0.0,1.0,Prstf6_765_Pm_03 LTPRSTIV_2_FV_C + Voltage Phase Angle,0,1,1,Degrees,Phasor,VPHA,Voltage Phase Angle,PA,-98.6,37.5,PPA:7444,2021-08-06 18:04:49
} | MaximumArchiveDays=90 | DesiredRemainingSpace=500,7445,GPA_PRSTF6_765_PM_03-PM7:V,,258,8736f6c7-ad41-4b43-b4f6-e684e0d4ad20,PRSTF6_765_PM_03,Prstf6_765_Pm_03,60,1,companyAcronym= | protocolName=IEEE C37.118.2-2011 | vendorAcronym= | vendorDeviceName= | interconnectionName=,,,,10,STTP,Streaming Telemetry Transport Protocol,3,7,LTPRSTIV_2_FV_P,V,+,0,PRSTF6_765_PM_03-PM7,0.0,1.0,Prstf6_765_Pm_03 LTPRSTIV_2_FV_P + Voltage Magnitude,0,1,1,Volts,Phasor,VPHM,Voltage Magnitude,PM,-98.6,37.5,PPA:7445,2021-08-06 18:04:49
} | MaximumArchiveDays=90 | DesiredRemainingSpace=500,7446,GPA_PRSTF6_765_PM_03-PA7:VH,,258,8736f6c7-ad41-4b43-b4f6-e684e0d4ad20,PRSTF6_765_PM_03,Prstf6_765_Pm_03,60,1,companyAcronym= | protocolName=IEEE C37.118.2-2011 | vendorAcronym= | vendorDeviceName= | interconnectionName=,,,,10,STTP,Streaming Telemetry Transport Protocol,4,7,LTPRSTIV_2_FV_P,V,+,0,PRSTF6_765_PM_03-PA7,0.0,1.0,Prstf6_765_Pm_03 LTPRSTIV_2_FV_P + Voltage Phase Angle,0,1,1,Degrees,Phasor,VPHA,Voltage Phase Angle,PA,-98.6,37.5,PPA:7446,2021-08-06 18:04:49
} | MaximumArchiveDays=90 | DesiredRemainingSpace=500,7447,GPA_PRSTF6_765_PM_03-PM8:I,,258,8736f6c7-ad41-4b43-b4f6-e684e0d4ad20,PRSTF6_765_PM_03,Prstf6_765_Pm_03,60,1,companyAcronym= | protocolName=IEEE C37.118.2-2011 | vendorAcronym= | vendorDeviceName= | interconnectionName=,,,,10,STTP,Streaming Telemetry Transport Protocol,1,8,LTPRSTIV_2_FA_P,I,+,0,PRSTF6_765_PM_03-PM8,0.0,1.0,Prstf6_765_Pm_03 LTPRSTIV_2_FA_P + Current Magnitude,0,1,1,Amps,Phasor,IPHM,Current Magnitude,PM,-98.6,37.5,PPA:7447,2021-08-06 18:04:49
} | MaximumArchiveDays=90 | DesiredRemainingSpace=500,7448,GPA_PRSTF6_765_PM_03-PA8:IH,,258,8736f6c7-ad41-4b43-b4f6-e684e0d4ad20,PRSTF6_765_PM_03,Prstf6_765_Pm_03,60,1,companyAcronym= | protocolName=IEEE C37.118.2-2011 | vendorAcronym= | vendorDeviceName= | interconnectionName=,,,,10,STTP,Streaming Telemetry Transport Protocol,2,8,LTPRSTIV_2_FA_P,I,+,0,PRSTF6_765_PM_03-PA8,0.0,1.0,Prstf6_765_Pm_03 LTPRSTIV_2_FA_P + Current Phase Angle,0,1,1,Degrees,Phasor,IPHA,Current Phase Angle,PA,-98.6,37.5,PPA:7448,2021-08-06 18:04:49
} | MaximumArchiveDays=90 | DesiredRemainingSpace=500,7449,GPA_PRSTF6_765_PM_04:F,,259,8736f6c7-ad41-4b43-b4f6-e684e0d4ad20,PRSTF6_765_PM_04,Prstf6_765_Pm_04,60,1,companyAcronym= | protocolName=IEEE C37.118.2-2011 | vendorAcronym= | vendorDeviceName= | interconnectionName=,,,,10,STTP,Streaming Telemetry Transport Protocol,5,,,,,,PRSTF6_765_PM_04-FQ,0.0,1.0,Prstf6_765_Pm_04 Frequency,0,1,1,Hz,PMU,FREQ,Frequency,FQ,-98.6,37.5,PPA:7449,2021-08-06 18:04:49
} | MaximumArchiveDays=90 | DesiredRemainingSpace=500,7450,GPA_PRSTF6_765_PM_04:DF,,259,8736f6c7-ad41-4b43-b4f6-e684e0d4ad20,PRSTF6_765_PM_04,Prstf6_765_Pm_04,60,1,companyAcronym= | protocolName=IEEE C37.118.2-2011 | vendorAcronym= | vendorDeviceName= | interconnectionName=,,,,10,STTP,Streaming Telemetry Transport Protocol,6,,,,,,PRSTF6_765_PM_04-DF,0.0,1.0,Prstf6_765_Pm_04 Frequency Delta (dF/dt),0,1,1,,PMU,DFDT,Frequency Delta (dF/dt),DF,-98.6,37.5,PPA:7450,2021-08-06 18:04:49
} | MaximumArchiveDays=90 | DesiredRemainingSpace=500,7451,GPA_PRSTF6_765_PM_04:S,,259,8736f6c7-ad41-4b43-b4f6-e684e0d4ad20,PRSTF6_765_PM_04,Prstf6_765_Pm_04,60,1,companyAcronym= | protocolName=IEEE C37.118.2-2011 | vendorAcronym= | vendorDeviceName= | interconnectionName=,,,,10,STTP,Streaming Telemetry Transport Protocol,8,,,,,,PRSTF6_765_PM_04-SF,0.0,1.0,Prstf6_765_Pm_04 Status Flags,0,1,1,,PMU,FLAG,Status Flags,SF,-98.6,37.5,PPA:7451,2021-08-06 18:04:49
} | MaximumArchiveDays=90 | DesiredRemainingSpace=500,7452,GPA_PRSTF6_765_PM_04-PM1:V,,259,8736f6c7-ad41-4b43-b4f6-e684e0d4ad20,PRSTF6_765_PM_04,Prstf6_765_Pm_04,60,1,companyAcronym= | protocolName=IEEE C37.118.2-2011 | vendorAcronym= | vendorDeviceName= | interconnectionName=,,,,10,STTP,Streaming Telemetry Transport Protocol,3,1,BAB_FV_B,V,+,0,PRSTF6_765_PM_04-PM1,0.0,1.0,Prstf6_765_Pm_04 BAB_FV_B + Voltage Magnitude,0,1,1,Volts,Phasor,VPHM,Voltage Magnitude,PM,-98.6,37.5,PPA:7452,2021-08-06 18:04:49
} | MaximumArchiveDays=90 | DesiredRemainingSpace=500,7453,GPA_PRSTF6_765_PM_04-PA1:VH,,259,8736f6c7-ad41-4b43-b4f6-e684e0d4ad20,PRSTF6_765_PM_04,Prstf6_765_Pm_04,60,1,companyAcronym= | protocolName=IEEE C37.118.2-2011 | vendorAcronym= | vendorDeviceName= | interconnectionName=,,,,10,STTP,Streaming Telemetry Transport Protocol,4,1,BAB_FV_B,V,+,0,PRSTF6_765_PM_04-PA1,0.0,1.0,Prstf6_765_Pm_04 BAB_FV_B + Voltage Phase Angle,0,1,1,Degrees,Phasor,VPHA,Voltage Phase Angle,PA,-98.6,37.5,PPA:7453,2021-08-06 18:04:49
} | MaximumArchiveDays=90 | DesiredRemainingSpace=500,7454,GPA_PRSTF6_765_PM_05:F,,260,8736f6c7-ad41-4b43-b4f6-e684e0d4ad20,PRSTF6_765_PM_05,Prstf6_765_Pm_05,60,1,companyAcronym= | protocolName=IEEE C37.118.2-2011 | vendorAcronym= | vendorDeviceName= | interconnectionName=,,,,10,STTP,Streaming Telemetry Transport Protocol,5,,,,,,PRSTF6_765_PM_05-FQ,0.0,1.0,Prstf6_765_Pm_05 Frequency,0,1,1,Hz,PMU,FREQ,Frequency,FQ,-98.6,37.5,PPA:7454,2021-08-06 18:04:49
} | MaximumArchiveDays=90 | DesiredRemainingSpace=500,7455,GPA_PRSTF6_765_PM_05:DF,,260,8736f6c7-ad41-4b43-b4f6-e684e0d4ad20,PRSTF6_765_PM_05,Prstf6_765_Pm_05,60,1,companyAcronym= | protocolName=IEEE C37.118.2-2011 | vendorAcronym= | vendorDeviceName= | interconnectionName=,,,,10,STTP,Streaming Telemetry Transport Protocol,6,,,,,,PRSTF6_765_PM_05-DF,0.0,1.0,Prstf6_765_Pm_05 Frequency Delta (dF/dt),0,1,1,,PMU,DFDT,Frequency Delta (dF/dt),DF,-98.6,37.5,PPA:7455,2021-08-06 18:04:49
} | MaximumArchiveDays=90 | DesiredRemainingSpace=500,7456,GPA_PRSTF6_765_PM_05:S,,260,8736f6c7-ad41-4b43-b4f6-e684e0d4ad20,PRSTF6_765_PM_05,Prstf6_765_Pm_05,60,1,companyAcronym= | protocolName=IEEE C37.118.2-2011 | vendorAcronym= | vendorDeviceName= | interconnectionName=,,,,10,STTP,Streaming Telemetry Transport Protocol,8,,,,,,PRSTF6_765_PM_05-SF,0.0,1.0,Prstf6_765_Pm_05 Status Flags,0,1,1,,PMU,FLAG,Status Flags,SF,-98.6,37.5,PPA:7456,2021-08-06 18:04:49
} | MaximumArchiveDays=90 | DesiredRemainingSpace=500,7457,GPA_PRSTF6_765_PM_05-PM1:I,,260,8736f6c7-ad41-4b43-b4f6-e684e0d4ad20,PRSTF6_765_PM_05,Prstf6_765_Pm_05,60,1,companyAcronym= | protocolName=IEEE C37.118.2-2011 | vendorAcronym= | vendorDeviceName= | interconnectionName=,,,,10,STTP,Streaming Telemetry Transport Protocol,1,1,LTPRSTIV_3_FA_A,I,+,0,PRSTF6_765_PM_05-PM1,0.0,1.0,Prstf6_765_Pm_05 LTPRSTIV_3_FA_A + Current Magnitude,0,1,1,Amps,Phasor,IPHM,Current Magnitude,PM,-98.6,37.5,PPA:7457,2021-08-06 18:04:49
} | MaximumArchiveDays=90 | DesiredRemainingSpace=500,7458,GPA_PRSTF6_765_PM_05-PA1:IH,,260,8736f6c7-ad41-4b43-b4f6-e684e0d4ad20,PRSTF6_765_PM_05,Prstf6_765_Pm_05,60,1,companyAcronym= | protocolName=IEEE C37.118.2-2011 | vendorAcronym= | vendorDeviceName= | interconnectionName=,,,,10,STTP,Streaming Telemetry Transport Protocol,2,1,LTPRSTIV_3_FA_A,I,+,0,PRSTF6_765_PM_05-PA1,0.0,1.0,Prstf6_765_Pm_05 LTPRSTIV_3_FA_A + Current Phase Angle,0,1,1,Degrees,Phasor,IPHA,Current Phase Angle,PA,-98.6,37.5,PPA:7458,2021-08-06 18:04:49
} | MaximumArchiveDays=90 | DesiredRemainingSpace=500,7459,GPA_PRSTF6_765_PM_05-PM2:I,,260,8736f6c7-ad41-4b43-b4f6-e684e0d4ad20,PRSTF6_765_PM_05,Prstf6_765_Pm_05,60,1,companyAcronym= | protocolName=IEEE C37.118.2-2011 | vendorAcronym= | vendorDeviceName= | interconnectionName=,,,,10,STTP,Streaming Telemetry Transport Protocol,1,2,LTPRSTIV_3_FA_B,I,+,0,PRSTF6_765_PM_05-PM2,0.0,1.0,Prstf6_765_Pm_05 LTPRSTIV_3_FA_B + Current Magnitude,0,1,1,Amps,Phasor,IPHM,Current Magnitude,PM,-98.6,37.5,PPA:7459,2021-08-06 18:04:49
} | MaximumArchiveDays=90 | DesiredRemainingSpace=500,7460,GPA_PRSTF6_765_PM_05-PA2:IH,,260,8736f6c7-ad41-4b43-b4f6-e684e0d4ad20,PRSTF6_765_PM_05,Prstf6_765_Pm_05,60,1,companyAcronym= | protocolName=IEEE C37.118.2-2011 | vendorAcronym= | vendorDeviceName= | interconnectionName=,,,,10,STTP,Streaming Telemetry Transport Protocol,2,2,LTPRSTIV_3_FA_B,I,+,0,PRSTF6_765_PM_05-PA2,0.0,1.0,Prstf6_765_Pm_05 LTPRSTIV_3_FA_B + Current Phase Angle,0,1,1,Degrees,Phasor,IPHA,Current Phase Angle,PA,-98.6,37.5,PPA:7460,2021-08-06 18:04:49
} | MaximumArchiveDays=90 | DesiredRemainingSpace=500,7461,GPA_PRSTF6_765_PM_05-PM3:I,,260,8736f6c7-ad41-4b43-b4f6-e684e0d4ad20,PRSTF6_765_PM_05,Prstf6_765_Pm_05,60,1,companyAcronym= | protocolName=IEEE C37.118.2-2011 | vendorAcronym= | vendorDeviceName= | interconnectionName=,,,,10,STTP,Streaming Telemetry Transport Protocol,1,3,LTPRSTIV_3_FA_C,I,+,0,PRSTF6_765_PM_05-PM3,0.0,1.0,Prstf6_765_Pm_05 LTPRSTIV_3_FA_C + Current Magnitude,0,1,1,Amps,Phasor,IPHM,Current Magnitude,PM,-98.6,37.5,PPA:7461,2021-08-06 18:04:49
} | MaximumArchiveDays=90 | DesiredRemainingSpace=500,7462,GPA_PRSTF6_765_PM_05-PA3:IH,,260,8736f6c7-ad41-4b43-b4f6-e684e0d4ad20,PRSTF6_765_PM_05,Prstf6_765_Pm_05,60,1,companyAcronym= | protocolName=IEEE C37.118.2-2011 | vendorAcronym= | vendorDeviceName= | interconnectionName=,,,,10,STTP,Streaming Telemetry Transport Protocol,2,3,LTPRSTIV_3_FA_C,I,+,0,PRSTF6_765_PM_05-PA3,0.0,1.0,Prstf6_765_Pm_05 LTPRSTIV_3_FA_C + Current Phase Angle,0,1,1,Degrees,Phasor,IPHA,Current Phase Angle,PA,-98.6,37.5,PPA:7462,2021-08-06 18:04:49
} | MaximumArchiveDays=90 | DesiredRemainingSpace=500,7463,GPA_PRSTF6_765_PM_05-PM4:V,,260,8736f6c7-ad41-4b43-b4f6-e684e0d4ad20,PRSTF6_765_PM_05,Prstf6_765_Pm_05,60,1,companyAcronym= | protocolName=IEEE C37.118.2-2011 | vendorAcronym= | vendorDeviceName= | interconnectionName=,,,,10,STTP,Streaming Telemetry Transport Protocol,3,4,LTPRSTIV_3_FV_A,V,+,0,PRSTF6_765_PM_05-PM4,0.0,1.0,Prstf6_765_Pm_05 LTPRSTIV_3_FV_A + Voltage Magnitude,0,1,1,Volts,Phasor,VPHM,Voltage Magnitude,PM,-98.6,37.5,PPA:7463,2021-08-06 18:04:49
} | MaximumArchiveDays=90 | DesiredRemainingSpace=500,7464,GPA_PRSTF6_765_PM_05-PA4:VH,,260,8736f6c7-ad41-4b43-b4f6-e684e0d4ad20,PRSTF6_765_PM_05,Prstf6_765_Pm_05,60,1,companyAcronym= | protocolName=IEEE C37.118.2-2011 | vendorAcronym= | vendorDeviceName= | interconnectionName=,,,,10,STTP,Streaming Telemetry Transport Protocol,4,4,LTPRSTIV_3_FV_A,V,+,0,PRSTF6_765_PM_05-PA4,0.0,1.0,Prstf6_765_Pm_05 LTPRSTIV_3_FV_A + Voltage Phase Angle,0,1,1,Degrees,Phasor,VPHA,Voltage Phase Angle,PA,-98.6,37.5,PPA:7464,2021-08-06 18:04:49
} | MaximumArchiveDays=90 | DesiredRemainingSpace=500,7465,GPA_PRSTF6_765_PM_05-PM5:V,,260,8736f6c7-ad41-4b43-b4f6-e684e0d4ad20,PRSTF6_765_PM_05,Prstf6_765_Pm_05,60,1,companyAcronym= | protocolName=IEEE C37.118.2-2011 | vendorAcronym= | vendorDeviceName= | interconnectionName=,,,,10,STTP,Streaming Telemetry Transport Protocol,3,5,LTPRSTIV_3_FV_B,V,+,0,PRSTF6_765_PM_05-PM5,0.0,1.0,Prstf6_765_Pm_05 LTPRSTIV_3_FV_B + Voltage Magnitude,0,1,1,Volts,Phasor,VPHM,Voltage Magnitude,PM,-98.6,37.5,PPA:7465,2021-08-06 18:04:49
} | MaximumArchiveDays=90 | DesiredRemainingSpace=500,7466,GPA_PRSTF6_765_PM_05-PA5:VH,,260,8736f6c7-ad41-4b43-b4f6-e684e0d4ad20,PRSTF6_765_PM_05,Prstf6_765_Pm_05,60,1,companyAcronym= | protocolName=IEEE C37.118.2-2011 | vendorAcronym= | vendorDeviceName= | interconnectionName=,,,,10,STTP,Streaming Telemetry Transport Protocol,4,5,LTPRSTIV_3_FV_B,V,+,0,PRSTF6_765_PM_05-PA5,0.0,1.0,Prstf6_765_Pm_05 LTPRSTIV_3_FV_B + Voltage Phase Angle,0,1,1,Degrees,Phasor,VPHA,Voltage Phase Angle,PA,-98.6,37.5,PPA:7466,2021-08-06 18:04:49
} | MaximumArchiveDays=90 | DesiredRemainingSpace=500,7467,GPA_PRSTF6_765_PM_05-PM6:V,,260,8736f6c7-ad41-4b43-b4f6-e684e0d4ad20,PRSTF6_765_PM_05,Prstf6_765_Pm_05,60,1,companyAcronym= | protocolName=IEEE C37.118.2-2011 | vendorAcronym= | vendorDeviceName= | interconnectionName=,,,,10,STTP,Streaming Telemetry Transport Protocol,3,6,LTPRSTIV_3_FV_C,V,+,0,PRSTF6_765_PM_05-PM6,0.0,1.0,Prstf6_765_Pm_05 LTPRSTIV_3_FV_C + Voltage Magnitude,0,1,1,Volts,Phasor,VPHM,Voltage Magnitude,PM,-98.6,37.5,PPA:7467,2021-08-06 18:04:49
} | MaximumArchiveDays=90 | DesiredRemainingSpace=500,7468,GPA_PRSTF6_765_PM_05-PA6:VH,,260,8736f6c7-ad41-4b43-b4f6-e684e0d4ad20,PRSTF6_765_PM_05,Prstf6_765_Pm_05,60,1,companyAcronym= | protocolName=IEEE C37.118.2-2011 | vendorAcronym= | vendorDeviceName= | interconnectionName=,,,,10,STTP,Streaming Telemetry Transport Protocol,4,6,LTPRSTIV_3_FV_C,V,+,0,PRSTF6_765_PM_05-PA6,0.0,1.0,Prstf6_765_Pm_05 LTPRSTIV_3_FV_C + Voltage Phase Angle,0,1,1,Degrees,Phasor,VPHA,Voltage Phase Angle,PA,-98.6,37.5,PPA:7468,2021-08-06 18:04:49
} | MaximumArchiveDays=90 | DesiredRemainingSpace=500,7469,GPA_PRSTF6_765_PM_05-PM7:V,,260,8736f6c7-ad41-4b43-b4f6-e684e0d4ad20,PRSTF6_765_PM_05,Prstf6_765_Pm_05,60,1,companyAcronym= | protocolName=IEEE C37.118.2-2011 | vendorAcronym= | vendorDeviceName= | interconnectionName=,,,,10,STTP,Streaming Telemetry Transport Protocol,3,7,LTPRSTIV_3_FV_P,V,+,0,PRSTF6_765_PM_05-PM7,0.0,1.0,Prstf6_765_Pm_05 LTPRSTIV_3_FV_P + Voltage Magnitude,0,1,1,Volts,Phasor,VPHM,Voltage Magnitude,PM,-98.6,37.5,PPA:7469,2021-08-06 18:04:49
} | MaximumArchiveDays=90 | DesiredRemainingSpace=500,7470,GPA_PRSTF6_765_PM_05-PA7:VH,,260,8736f6c7-ad41-4b43-b4f6-e684e0d4ad20,PRSTF6_765_PM_05,Prstf6_765_Pm_05,60,1,companyAcronym= | protocolName=IEEE C37.118.2-2011 | vendorAcronym= | vendorDeviceName= | interconnectionName=,,,,10,STTP,Streaming Telemetry Transport Protocol,4,7,LTPRSTIV_3_FV_P,V,+,0,PRSTF6_765_PM_05-PA7,0.0,1.0,Prstf6_765_Pm_05 LTPRSTIV_3_FV_P + Voltage Phase Angle,0,1,1,Degrees,Phasor,VPHA,Voltage Phase Angle,PA,-98.6,37.5,PPA:7470,2021-08-06 18:04:49
} | MaximumArchiveDays=90 | DesiredRemainingSpace=500,7471,GPA_PRSTF6_765_PM_05-PM8:I,,260,8736f6c7-ad41-4b43-b4f6-e684e0d4ad20,PRSTF6_765_PM_05,Prstf6_765_Pm_05,60,1,companyAcronym= | protocolName=IEEE C37.118.2-2011 | vendorAcronym= | vendorDeviceName= | interconnectionName=,,,,10,STTP,Streaming Telemetry Transport Protocol,1,8,LTPRSTIV_3_FA_P,I,+,0,PRSTF6_765_PM_05-PM8,0.0,1.0,Prstf6_765_Pm_05 LTPRSTIV_3_FA_P + Current Magnitude,0,1,1,Amps,Phasor,IPHM,Current Magnitude,PM,-98.6,37.5,PPA:7471,2021-08-06 18:04:49
} | MaximumArchiveDays=90 | DesiredRemainingSpace=500,7472,GPA_PRSTF6_765_PM_05-PA8:IH,,260,8736f6c7-ad41-4b43-b4f6-e684e0d4ad20,PRSTF6_765_PM_05,Prstf6_765_Pm_05,60,1,companyAcronym= | protocolName=IEEE C37.118.2-2011 | vendorAcronym= | vendorDeviceName= | interconnectionName=,,,,10,STTP,Streaming Telemetry Transport Protocol,2,8,LTPRSTIV_3_FA_P,I,+,0,PRSTF6_765_PM_05-PA8,0.0,1.0,Prstf6_765_Pm_05 LTPRSTIV_3_FA_P + Current Phase Angle,0,1,1,Degrees,Phasor,IPHA,Current Phase Angle,PA,-98.6,37.5,PPA:7472,2021-08-06 18:04:49
} | MaximumArchiveDays=90 | DesiredRemainingSpace=500,7473,GPA_PRSTIV_765_PM_01:F,,261,8736f6c7-ad41-4b43-b4f6-e684e0d4ad20,PRSTIV_765_PM_01,Prstiv_765_Pm_01,60,1,companyAcronym= | protocolName=IEEE C37.118.2-2011 | vendorAcronym= | vendorDeviceName= | interconnectionName=,,,,10,STTP,Streaming Telemetry Transport Protocol,5,,,,,,PRSTIV_765_PM_01-FQ,0.0,1.0,Prstiv_765_Pm_01 Frequency,0,1,1,Hz,PMU,FREQ,Frequency,FQ,-98.6,37.5,PPA:7473,2021-08-06 18:04:49
} | MaximumArchiveDays=90 | DesiredRemainingSpace=500,7474,GPA_PRSTIV_765_PM_01:DF,,261,8736f6c7-ad41-4b43-b4f6-e684e0d4ad20,PRSTIV_765_PM_01,Prstiv_765_Pm_01,60,1,companyAcronym= | protocolName=IEEE C37.118.2-2011 | vendorAcronym= | vendorDeviceName= | interconnectionName=,,,,10,STTP,Streaming Telemetry Transport Protocol,6,,,,,,PRSTIV_765_PM_01-DF,0.0,1.0,Prstiv_765_Pm_01 Frequency Delta (dF/dt),0,1,1,,PMU,DFDT,Frequency Delta (dF/dt),DF,-98.6,37.5,PPA:7474,2021-08-06 18:04:49
} | MaximumArchiveDays=90 | DesiredRemainingSpace=500,7475,GPA_PRSTIV_765_PM_01:S,,261,8736f6c7-ad41-4b43-b4f6-e684e0d4ad20,PRSTIV_765_PM_01,Prstiv_765_Pm_01,60,1,companyAcronym= | protocolName=IEEE C37.118.2-2011 | vendorAcronym= | vendorDeviceName= | interconnectionName=,,,,10,STTP,Streaming Telemetry Transport Protocol,8,,,,,,PRSTIV_765_PM_01-SF,0.0,1.0,Prstiv_765_Pm_01 Status Flags,0,1,1,,PMU,FLAG,Status Flags,SF,-98.6,37.5,PPA:7475,2021-08-06 18:04:49
} | MaximumArchiveDays=90 | DesiredRemainingSpace=500,7476,GPA_PRSTIV_765_PM_01-PM1:I,,261,8736f6c7-ad41-4b43-b4f6-e684e0d4ad20,PRSTIV_765_PM_01,Prstiv_765_Pm_01,60,1,companyAcronym= | protocolName=IEEE C37.118.2-2011 | vendorAcronym= | vendorDeviceName= | interconnectionName=,,,,10,STTP,Streaming Telemetry Transport Protocol,1,1,LTPRSTF6_1_FA_A,I,+,0,PRSTIV_765_PM_01-PM1,0.0,1.0,Prstiv_765_Pm_01 LTPRSTF6_1_FA_A + Current Magnitude,0,1,1,Amps,Phasor,IPHM,Current Magnitude,PM,-98.6,37.5,PPA:7476,2021-08-06 18:04:49
} | MaximumArchiveDays=90 | DesiredRemainingSpace=500,7477,GPA_PRSTIV_765_PM_01-PA1:IH,,261,8736f6c7-ad41-4b43-b4f6-e684e0d4ad20,PRSTIV_765_PM_01,Prstiv_765_Pm_01,60,1,companyAcronym= | protocolName=IEEE C37.118.2-2011 | vendorAcronym= | vendorDeviceName= | interconnectionName=,,,,10,STTP,Streaming Telemetry Transport Protocol,2,1,LTPRSTF6_1_FA_A,I,+,0,PRSTIV_765_PM_01-PA1,0.0,1.0,Prstiv_765_Pm_01 LTPRSTF6_1_FA_A + Current Phase Angle,0,1,1,Degrees,Phasor,IPHA,Current Phase Angle,PA,-98.6,37.5,PPA:7477,2021-08-06 18:04:49
} | MaximumArchiveDays=90 | DesiredRemainingSpace=500,7478,GPA_PRSTIV_765_PM_01-PM2:I,,261,8736f6c7-ad41-4b43-b4f6-e684e0d4ad20,PRSTIV_765_PM_01,Prstiv_765_Pm_01,60,1,companyAcronym= | protocolName=IEEE C37.118.2-2011 | vendorAcronym= | vendorDeviceName= | interconnectionName=,,,,10,STTP,Streaming Telemetry Transport Protocol,1,2,LTPRSTF6_1_FA_B,I,+,0,PRSTIV_765_PM_01-PM2,0.0,1.0,Prstiv_765_Pm_01 LTPRSTF6_1_FA_B + Current Magnitude,0,1,1,Amps,Phasor,IPHM,Current Magnitude,PM,-98.6,37.5,PPA:7478,2021-08-06 18:04:49
} | MaximumArchiveDays=90 | DesiredRemainingSpace=500,7479,GPA_PRSTIV_765_PM_01-PA2:IH,,261,8736f6c7-ad41-4b43-b4f6-e684e0d4ad20,PRSTIV_765_PM_01,Prstiv_765_Pm_01,60,1,companyAcronym= | protocolName=IEEE C37.118.2-2011 | vendorAcronym= | vendorDeviceName= | interconnectionName=,,,,10,STTP,Streaming Telemetry Transport Protocol,2,2,LTPRSTF6_1_FA_B,I,+,0,PRSTIV_765_PM_01-PA2,0.0,1.0,Prstiv_765_Pm_01 LTPRSTF6_1_FA_B + Current Phase Angle,0,1,1,Degrees,Phasor,IPHA,Current Phase Angle,PA,-98.6,37.5,PPA:7479,2021-08-06 18:04:49
} | MaximumArchiveDays=90 | DesiredRemainingSpace=500,7480,GPA_PRSTIV_765_PM_01-PM3:I,,261,8736f6c7-ad41-4b43-b4f6-e684e0d4ad20,PRSTIV_765_PM_01,Prstiv_765_Pm_01,60,1,companyAcronym= | protocolName=IEEE C37.118.2-2011 | vendorAcronym= | vendorDeviceName= | interconnectionName=,,,,10,STTP,Streaming Telemetry Transport Protocol,1,3,LTPRSTF6_1_FA_C,I,+,0,PRSTIV_765_PM_01-PM3,0.0,1.0,Prstiv_765_Pm_01 LTPRSTF6_1_FA_C + Current Magnitude,0,1,1,Amps,Phasor,IPHM,Current Magnitude,PM,-98.6,37.5,PPA:7480,2021-08-06 18:04:49
} | MaximumArchiveDays=90 | DesiredRemainingSpace=500,7481,GPA_PRSTIV_765_PM_01-PA3:IH,,261,8736f6c7-ad41-4b43-b4f6-e684e0d4ad20,PRSTIV_765_PM_01,Prstiv_765_Pm_01,60,1,companyAcronym= | protocolName=IEEE C37.118.2-2011 | vendorAcronym= | vendorDeviceName= | interconnectionName=,,,,10,STTP,Streaming Telemetry Transport Protocol,2,3,LTPRSTF6_1_FA_C,I,+,0,PRSTIV_765_PM_01-PA3,0.0,1.0,Prstiv_765_Pm_01 LTPRSTF6_1_FA_C + Current Phase Angle,0,1,1,Degrees,Phasor,IPHA,Current Phase Angle,PA,-98.6,37.5,PPA:7481,2021-08-06 18:04:49
} | MaximumArchiveDays=90 | DesiredRemainingSpace=500,7482,GPA_PRSTIV_765_PM_01-PM4:V,,261,8736f6c7-ad41-4b43-b4f6-e684e0d4ad20,PRSTIV_765_PM_01,Prstiv_765_Pm_01,60,1,companyAcronym= | protocolName=IEEE C37.118.2-2011 | vendorAcronym= | vendorDeviceName= | interconnectionName=,,,,10,STTP,Streaming Telemetry Transport Protocol,3,4,LTPRSTF6_1_FV_A,V,+,0,PRSTIV_765_PM_01-PM4,0.0,1.0,Prstiv_765_Pm_01 LTPRSTF6_1_FV_A + Voltage Magnitude,0,1,1,Volts,Phasor,VPHM,Voltage Magnitude,PM,-98.6,37.5,PPA:7482,2021-08-06 18:04:49
} | MaximumArchiveDays=90 | DesiredRemainingSpace=500,7483,GPA_PRSTIV_765_PM_01-PA4:VH,,261,8736f6c7-ad41-4b43-b4f6-e684e0d4ad20,PRSTIV_765_PM_01,Prstiv_765_Pm_01,60,1,companyAcronym= | protocolName=IEEE C37.118.2-2011 | vendorAcronym= | vendorDeviceName= | interconnectionName=,,,,10,STTP,Streaming Telemetry Transport Protocol,4,4,LTPRSTF6_1_FV_A,V,+,0,PRSTIV_765_PM_01-PA4,0.0,1.0,Prstiv_765_Pm_01 LTPRSTF6_1_FV_A + Voltage Phase Angle,0,1,1,Degrees,Phasor,VPHA,Voltage Phase Angle,PA,-98.6,37.5,PPA:7483,2021-08-06 18:04:49
} | MaximumArchiveDays=90 | DesiredRemainingSpace=500,7484,GPA_PRSTIV_765_PM_01-PM5:V,,261,8736f6c7-ad41-4b43-b4f6-e684e0d4ad20,PRSTIV_765_PM_01,Prstiv_765_Pm_01,60,1,companyAcronym= | protocolName=IEEE C37.118.2-2011 | vendorAcronym= | vendorDeviceName= | interconnectionName=,,,,10,STTP,Streaming Telemetry Transport Protocol,3,5,LTPRSTF6_1_FV_B,V,+,0,PRSTIV_765_PM_01-PM5,0.0,1.0,Prstiv_765_Pm_01 LTPRSTF6_1_FV_B + Voltage Magnitude,0,1,1,Volts,Phasor,VPHM,Voltage Magnitude,PM,-98.6,37.5,PPA:7484,2021-08-06 18:04:49
} | MaximumArchiveDays=90 | DesiredRemainingSpace=500,7485,GPA_PRSTIV_765_PM_01-PA5:VH,,261,8736f6c7-ad41-4b43-b4f6-e684e0d4ad20,PRSTIV_765_PM_01,Prstiv_765_Pm_01,60,1,companyAcronym= | protocolName=IEEE C37.118.2-2011 | vendorAcronym= | vendorDeviceName= | interconnectionName=,,,,10,STTP,Streaming Telemetry Transport Protocol,4,5,LTPRSTF6_1_FV_B,V,+,0,PRSTIV_765_PM_01-PA5,0.0,1.0,Prstiv_765_Pm_01 LTPRSTF6_1_FV_B + Voltage Phase Angle,0,1,1,Degrees,Phasor,VPHA,Voltage Phase Angle,PA,-98.6,37.5,PPA:7485,2021-08-06 18:04:49
} | MaximumArchiveDays=90 | DesiredRemainingSpace=500,7486,GPA_PRSTIV_765_PM_01-PM6:V,,261,8736f6c7-ad41-4b43-b4f6-e684e0d4ad20,PRSTIV_765_PM_01,Prstiv_765_Pm_01,60,1,companyAcronym= | protocolName=IEEE C37.118.2-2011 | vendorAcronym= | vendorDeviceName= | interconnectionName=,,,,10,STTP,Streaming Telemetry Transport Protocol,3,6,LTPRSTF6_1_FV_C,V,+,0,PRSTIV_765_PM_01-PM6,0.0,1.0,Prstiv_765_Pm_01 LTPRSTF6_1_FV_C + Voltage Magnitude,0,1,1,Volts,Phasor,VPHM,Voltage Magnitude,PM,-98.6,37.5,PPA:7486,2021-08-06 18:04:49
} | MaximumArchiveDays=90 | DesiredRemainingSpace=500,7487,GPA_PRSTIV_765_PM_01-PA6:VH,,261,8736f6c7-ad41-4b43-b4f6-e684e0d4ad20,PRSTIV_765_PM_01,Prstiv_765_Pm_01,60,1,companyAcronym= | protocolName=IEEE C37.118.2-2011 | vendorAcronym= | vendorDeviceName= | interconnectionName=,,,,10,STTP,Streaming Telemetry Transport Protocol,4,6,LTPRSTF6_1_FV_C,V,+,0,PRSTIV_765_PM_01-PA6,0.0,1.0,Prstiv_765_Pm_01 LTPRSTF6_1_FV_C + Voltage Phase Angle,0,1,1,Degrees,Phasor,VPHA,Voltage Phase Angle,PA,-98.6,37.5,PPA:7487,2021-08-06 18:04:49
} | MaximumArchiveDays=90 | DesiredRemainingSpace=500,7488,GPA_PRSTIV_765_PM_01-PM7:V,,261,8736f6c7-ad41-4b43-b4f6-e684e0d4ad20,PRSTIV_765_PM_01,Prstiv_765_Pm_01,60,1,companyAcronym= | protocolName=IEEE C37.118.2-2011 | vendorAcronym= | vendorDeviceName= | interconnectionName=,,,,10,STTP,Streaming Telemetry Transport Protocol,3,7,LTPRSTF6_1_FV_P,V,+,0,PRSTIV_765_PM_01-PM7,0.0,1.0,Prstiv_765_Pm_01 LTPRSTF6_1_FV_P + Voltage Magnitude,0,1,1,Volts,Phasor,VPHM,Voltage Magnitude,PM,-98.6,37.5,PPA:7488,2021-08-06 18:04:49
} | MaximumArchiveDays=90 | DesiredRemainingSpace=500,7489,GPA_PRSTIV_765_PM_01-PA7:VH,,261,8736f6c7-ad41-4b43-b4f6-e684e0d4ad20,PRSTIV_765_PM_01,Prstiv_765_Pm_01,60,1,companyAcronym= | protocolName=IEEE C37.118.2-2011 | vendorAcronym= | vendorDeviceName= | interconnectionName=,,,,10,STTP,Streaming Telemetry Transport Protocol,4,7,LTPRSTF6_1_FV_P,V,+,0,PRSTIV_765_PM_01-PA7,0.0,1.0,Prstiv_765_Pm_01 LTPRSTF6_1_FV_P + Voltage Phase Angle,0,1,1,Degrees,Phasor,VPHA,Voltage Phase Angle,PA,-98.6,37.5,PPA:7489,2021-08-06 18:04:49
} | MaximumArchiveDays=90 | DesiredRemainingSpace=500,7490,GPA_PRSTIV_765_PM_01-PM8:I,,261,8736f6c7-ad41-4b43-b4f6-e684e0d4ad20,PRSTIV_765_PM_01,Prstiv_765_Pm_01,60,1,companyAcronym= | protocolName=IEEE C37.118.2-2011 | vendorAcronym= | vendorDeviceName= | interconnectionName=,,,,10,STTP,Streaming Telemetry Transport Protocol,1,8,LTPRSTF6_1_FA_P,I,+,0,PRSTIV_765_PM_01-PM8,0.0,1.0,Prstiv_765_Pm_01 LTPRSTF6_1_FA_P + Current Magnitude,0,1,1,Amps,Phasor,IPHM,Current Magnitude,PM,-98.6,37.5,PPA:7490,2021-08-06 18:04:49
} | MaximumArchiveDays=90 | DesiredRemainingSpace=500,7491,GPA_PRSTIV_765_PM_01-PA8:IH,,261,8736f6c7-ad41-4b43-b4f6-e684e0d4ad20,PRSTIV_765_PM_01,Prstiv_765_Pm_01,60,1,companyAcronym= | protocolName=IEEE C37.118.2-2011 | vendorAcronym= | vendorDeviceName= | interconnectionName=,,,,10,STTP,Streaming Telemetry Transport Protocol,2,8,LTPRSTF6_1_FA_P,I,+,0,PRSTIV_765_PM_01-PA8,0.0,1.0,Prstiv_765_Pm_01 LTPRSTF6_1_FA_P + Current Phase Angle,0,1,1,Degrees,Phasor,IPHA,Current Phase Angle,PA,-98.6,37.5,PPA:7491,2021-08-06 18:04:49
} | MaximumArchiveDays=90 | DesiredRemainingSpace=500,7492,GPA_PRIVP_765_PM_02:F,,262,8736f6c7-ad41-4b43-b4f6-e684e0d4ad20,PRIVP_765_PM_02,Privp_765_Pm_02,60,1,companyAcronym= | protocolName=IEEE C37.118.2-2011 | vendorAcronym= | vendorDeviceName= | interconnectionName=,,,,10,STTP,Streaming Telemetry Transport Protocol,5,,,,,,PRIVP_765_PM_02-FQ,0.0,1.0,Privp_765_Pm_02 Frequency,0,1,1,Hz,PMU,FREQ,Frequency,FQ,-98.6,37.5,PPA:7492,2021-08-06 18:04:49
} | MaximumArchiveDays=90 | DesiredRemainingSpace=500,7493,GPA_PRIVP_765_PM_02:DF,,262,8736f6c7-ad41-4b43-b4f6-e684e0d4ad20,PRIVP_765_PM_02,Privp_765_Pm_02,60,1,companyAcronym= | protocolName=IEEE C37.118.2-2011 | vendorAcronym= | vendorDeviceName= | interconnectionName=,,,,10,STTP,Streaming Telemetry Transport Protocol,6,,,,,,PRIVP_765_PM_02-DF,0.0,1.0,Privp_765_Pm_02 Frequency Delta (dF/dt),0,1,1,,PMU,DFDT,Frequency Delta (dF/dt),DF,-98.6,37.5,PPA:7493,2021-08-06 18:04:49
} | MaximumArchiveDays=90 | DesiredRemainingSpace=500,7494,GPA_PRIVP_765_PM_02:S,,262,8736f6c7-ad41-4b43-b4f6-e684e0d4ad20,PRIVP_765_PM_02,Privp_765_Pm_02,60,1,companyAcronym= | protocolName=IEEE C37.118.2-2011 | vendorAcronym= | vendorDeviceName= | interconnectionName=,,,,10,STTP,Streaming Telemetry Transport Protocol,8,,,,,,PRIVP_765_PM_02-SF,0.0,1.0,Privp_765_Pm_02 Status Flags,0,1,1,,PMU,FLAG,Status Flags,SF,-98.6,37.5,PPA:7494,2021-08-06 18:04:49
} | MaximumArchiveDays=90 | DesiredRemainingSpace=500,7495,GPA_PRIVP_765_PM_02-PM1:V,,262,8736f6c7-ad41-4b43-b4f6-e684e0d4ad20,PRIVP_765_PM_02,Privp_765_Pm_02,60,1,companyAcronym= | protocolName=IEEE C37.118.2-2011 | vendorAcronym= | vendorDeviceName= | interconnectionName=,,,,10,STTP,Streaming Telemetry Transport Protocol,3,1,BABR12A_FV_B,V,+,0,PRIVP_765_PM_02-PM1,0.0,1.0,Privp_765_Pm_02 BABR12A_FV_B + Voltage Magnitude,0,1,1,Volts,Phasor,VPHM,Voltage Magnitude,PM,-98.6,37.5,PPA:7495,2021-08-06 18:04:49
} | MaximumArchiveDays=90 | DesiredRemainingSpace=500,7496,GPA_PRIVP_765_PM_02-PA1:VH,,262,8736f6c7-ad41-4b43-b4f6-e684e0d4ad20,PRIVP_765_PM_02,Privp_765_Pm_02,60,1,companyAcronym= | protocolName=IEEE C37.118.2-2011 | vendorAcronym= | vendorDeviceName= | interconnectionName=,,,,10,STTP,Streaming Telemetry Transport Protocol,4,1,BABR12A_FV_B,V,+,0,PRIVP_765_PM_02-PA1,0.0,1.0,Privp_765_Pm_02 BABR12A_FV_B + Voltage Phase Angle,0,1,1,Degrees,Phasor,VPHA,Voltage Phase Angle,PA,-98.6,37.5,PPA:7496,2021-08-06 18:04:49
} | MaximumArchiveDays=90 | DesiredRemainingSpace=500,7497,GPA_PRSTIV_765_PM_03:F,,263,8736f6c7-ad41-4b43-b4f6-e684e0d4ad20,PRSTIV_765_PM_03,Prstiv_765_Pm_03,60,1,companyAcronym= | protocolName=IEEE C37.118.2-2011 | vendorAcronym= | vendorDeviceName= | interconnectionName=,,,,10,STTP,Streaming Telemetry Transport Protocol,5,,,,,,PRSTIV_765_PM_03-FQ,0.0,1.0,Prstiv_765_Pm_03 Frequency,0,1,1,Hz,PMU,FREQ,Frequency,FQ,-98.6,37.5,PPA:7497,2021-08-06 18:04:49
} | MaximumArchiveDays=90 | DesiredRemainingSpace=500,7498,GPA_PRSTIV_765_PM_03:DF,,263,8736f6c7-ad41-4b43-b4f6-e684e0d4ad20,PRSTIV_765_PM_03,Prstiv_765_Pm_03,60,1,companyAcronym= | protocolName=IEEE C37.118.2-2011 | vendorAcronym= | vendorDeviceName= | interconnectionName=,,,,10,STTP,Streaming Telemetry Transport Protocol,6,,,,,,PRSTIV_765_PM_03-DF,0.0,1.0,Prstiv_765_Pm_03 Frequency Delta (dF/dt),0,1,1,,PMU,DFDT,Frequency Delta (dF/dt),DF,-98.6,37.5,PPA:7498,2021-08-06 18:04:49
} | MaximumArchiveDays=90 | DesiredRemainingSpace=500,7499,GPA_PRSTIV_765_PM_03:S,,263,8736f6c7-ad41-4b43-b4f6-e684e0d4ad20,PRSTIV_765_PM_03,Prstiv_765_Pm_03,60,1,companyAcronym= | protocolName=IEEE C37.118.2-2011 | vendorAcronym= | vendorDeviceName= | interconnectionName=,,,,10,STTP,Streaming Telemetry Transport Protocol,8,,,,,,PRSTIV_765_PM_03-SF,0.0,1.0,Prstiv_765_Pm_03 Status Flags,0,1,1,,PMU,FLAG,Status Flags,SF,-98.6,37.5,PPA:7499,2021-08-06 18:04:49
} | MaximumArchiveDays=90 | DesiredRemainingSpace=500,7500,GPA_PRSTIV_765_PM_03-PM1:I,,263,8736f6c7-ad41-4b43-b4f6-e684e0d4ad20,PRSTIV_765_PM_03,Prstiv_765_Pm_03,60,1,companyAcronym= | protocolName=IEEE C37.118.2-2011 | vendorAcronym= | vendorDeviceName= | interconnectionName=,,,,10,STTP,Streaming Telemetry Transport Protocol,1,1,LTPRSTF6_2_FA_A,I,+,0,PRSTIV_765_PM_03-PM1,0.0,1.0,Prstiv_765_Pm_03 LTPRSTF6_2_FA_A + Current Magnitude,0,1,1,Amps,Phasor,IPHM,Current Magnitude,PM,-98.6,37.5,PPA:7500,2021-08-06 18:04:49
} | MaximumArchiveDays=90 | DesiredRemainingSpace=500,7501,GPA_PRSTIV_765_PM_03-PA1:IH,,263,8736f6c7-ad41-4b43-b4f6-e684e0d4ad20,PRSTIV_765_PM_03,Prstiv_765_Pm_03,60,1,companyAcronym= | protocolName=IEEE C37.118.2-2011 | vendorAcronym= | vendorDeviceName= | interconnectionName=,,,,10,STTP,Streaming Telemetry Transport Protocol,2,1,LTPRSTF6_2_FA_A,I,+,0,PRSTIV_765_PM_03-PA1,0.0,1.0,Prstiv_765_Pm_03 LTPRSTF6_2_FA_A + Current Phase Angle,0,1,1,Degrees,Phasor,IPHA,Current Phase Angle,PA,-98.6,37.5,PPA:7501,2021-08-06 18:04:49
} | MaximumArchiveDays=90 | DesiredRemainingSpace=500,7502,GPA_PRSTIV_765_PM_03-PM2:I,,263,8736f6c7-ad41-4b43-b4f6-e684e0d4ad20,PRSTIV_765_PM_03,Prstiv_765_Pm_03,60,1,companyAcronym= | protocolName=IEEE C37.118.2-2011 | vendorAcronym= | vendorDeviceName= | interconnectionName=,,,,10,STTP,Streaming Telemetry Transport Protocol,1,2,LTPRSTF6_2_FA_B,I,+,0,PRSTIV_765_PM_03-PM2,0.0,1.0,Prstiv_765_Pm_03 LTPRSTF6_2_FA_B + Current Magnitude,0,1,1,Amps,Phasor,IPHM,Current Magnitude,PM,-98.6,37.5,PPA:7502,2021-08-06 18:04:49
} | MaximumArchiveDays=90 | DesiredRemainingSpace=500,7503,GPA_PRSTIV_765_PM_03-PA2:IH,,263,8736f6c7-ad41-4b43-b4f6-e684e0d4ad20,PRSTIV_765_PM_03,Prstiv_765_Pm_03,60,1,companyAcronym= | protocolName=IEEE C37.118.2-2011 | vendorAcronym= | vendorDeviceName= | interconnectionName=,,,,10,STTP,Streaming Telemetry Transport Protocol,2,2,LTPRSTF6_2_FA_B,I,+,0,PRSTIV_765_PM_03-PA2,0.0,1.0,Prstiv_765_Pm_03 LTPRSTF6_2_FA_B + Current Phase Angle,0,1,1,Degrees,Phasor,IPHA,Current Phase Angle,PA,-98.6,37.5,PPA:7503,2021-08-06 18:04:49
} | MaximumArchiveDays=90 | DesiredRemainingSpace=500,7504,GPA_PRSTIV_765_PM_03-PM3:I,,263,8736f6c7-ad41-4b43-b4f6-e684e0d4ad20,PRSTIV_765_PM_03,Prstiv_765_Pm_03,60,1,companyAcronym= | protocolName=IEEE C37.118.2-2011 | vendorAcronym= | vendorDeviceName= | interconnectionName=,,,,10,STTP,Streaming Telemetry Transport Protocol,1,3,LTPRSTF6_2_FA_C,I,+,0,PRSTIV_765_PM_03-PM3,0.0,1.0,Prstiv_765_Pm_03 LTPRSTF6_2_FA_C + Current Magnitude,0,1,1,Amps,Phasor,IPHM,Current Magnitude,PM,-98.6,37.5,PPA:7504,2021-08-06 18:04:49
} | MaximumArchiveDays=90 | DesiredRemainingSpace=500,7505,GPA_PRSTIV_765_PM_03-PA3:IH,,263,8736f6c7-ad41-4b43-b4f6-e684e0d4ad20,PRSTIV_765_PM_03,Prstiv_765_Pm_03,60,1,companyAcronym= | protocolName=IEEE C37.118.2-2011 | vendorAcronym= | vendorDeviceName= | interconnectionName=,,,,10,STTP,Streaming Telemetry Transport Protocol,2,3,LTPRSTF6_2_FA_C,I,+,0,PRSTIV_765_PM_03-PA3,0.0,1.0,Prstiv_765_Pm_03 LTPRSTF6_2_FA_C + Current Phase Angle,0,1,1,Degrees,Phasor,IPHA,Current Phase Angle,PA,-98.6,37.5,PPA:7505,2021-08-06 18:04:49
} | MaximumArchiveDays=90 | DesiredRemainingSpace=500,7506,GPA_PRSTIV_765_PM_03-PM4:V,,263,8736f6c7-ad41-4b43-b4f6-e684e0d4ad20,PRSTIV_765_PM_03,Prstiv_765_Pm_03,60,1,companyAcronym= | protocolName=IEEE C37.118.2-2011 | vendorAcronym= | vendorDeviceName= | interconnectionName=,,,,10,STTP,Streaming Telemetry Transport Protocol,3,4,LTPRSTF6_2_FV_A,V,+,0,PRSTIV_765_PM_03-PM4,0.0,1.0,Prstiv_765_Pm_03 LTPRSTF6_2_FV_A + Voltage Magnitude,0,1,1,Volts,Phasor,VPHM,Voltage Magnitude,PM,-98.6,37.5,PPA:7506,2021-08-06 18:04:49
} | MaximumArchiveDays=90 | DesiredRemainingSpace=500,7507,GPA_PRSTIV_765_PM_03-PA4:VH,,263,8736f6c7-ad41-4b43-b4f6-e684e0d4ad20,PRSTIV_765_PM_03,Prstiv_765_Pm_03,60,1,companyAcronym= | protocolName=IEEE C37.118.2-2011 | vendorAcronym= | vendorDeviceName= | interconnectionName=,,,,10,STTP,Streaming Telemetry Transport Protocol,4,4,LTPRSTF6_2_FV_A,V,+,0,PRSTIV_765_PM_03-PA4,0.0,1.0,Prstiv_765_Pm_03 LTPRSTF6_2_FV_A + Voltage Phase Angle,0,1,1,Degrees,Phasor,VPHA,Voltage Phase Angle,PA,-98.6,37.5,PPA:7507,2021-08-06 18:04:49
} | MaximumArchiveDays=90 | DesiredRemainingSpace=500,7508,GPA_PRSTIV_765_PM_03-PM5:V,,263,8736f6c7-ad41-4b43-b4f6-e684e0d4ad20,PRSTIV_765_PM_03,Prstiv_765_Pm_03,60,1,companyAcronym= | protocolName=IEEE C37.118.2-2011 | vendorAcronym= | vendorDeviceName= | interconnectionName=,,,,10,STTP,Streaming Telemetry Transport Protocol,3,5,LTPRSTF6_2_FV_B,V,+,0,PRSTIV_765_PM_03-PM5,0.0,1.0,Prstiv_765_Pm_03 LTPRSTF6_2_FV_B + Voltage Magnitude,0,1,1,Volts,Phasor,VPHM,Voltage Magnitude,PM,-98.6,37.5,PPA:7508,2021-08-06 18:04:49
} | MaximumArchiveDays=90 | DesiredRemainingSpace=500,7509,GPA_PRSTIV_765_PM_03-PA5:VH,,263,8736f6c7-ad41-4b43-b4f6-e684e0d4ad20,PRSTIV_765_PM_03,Prstiv_765_Pm_03,60,1,companyAcronym= | protocolName=IEEE C37.118.2-2011 | vendorAcronym= | vendorDeviceName= | interconnectionName=,,,,10,STTP,Streaming Telemetry Transport Protocol,4,5,LTPRSTF6_2_FV_B,V,+,0,PRSTIV_765_PM_03-PA5,0.0,1.0,Prstiv_765_Pm_03 LTPRSTF6_2_FV_B + Voltage Phase Angle,0,1,1,Degrees,Phasor,VPHA,Voltage Phase Angle,PA,-98.6,37.5,PPA:7509,2021-08-06 18:04:49
} | MaximumArchiveDays=90 | DesiredRemainingSpace=500,7510,GPA_PRSTIV_765_PM_03-PM6:V,,263,8736f6c7-ad41-4b43-b4f6-e684e0d4ad20,PRSTIV_765_PM_03,Prstiv_765_Pm_03,60,1,companyAcronym= | protocolName=IEEE C37.118.2-2011 | vendorAcronym= | vendorDeviceName= | interconnectionName=,,,,10,STTP,Streaming Telemetry Transport Protocol,3,6,LTPRSTF6_2_FV_C,V,+,0,PRSTIV_765_PM_03-PM6,0.0,1.0,Prstiv_765_Pm_03 LTPRSTF6_2_FV_C + Voltage Magnitude,0,1,1,Volts,Phasor,VPHM,Voltage Magnitude,PM,-98.6,37.5,PPA:7510,2021-08-06 18:04:49
} | MaximumArchiveDays=90 | DesiredRemainingSpace=500,7511,GPA_PRSTIV_765_PM_03-PA6:VH,,263,8736f6c7-ad41-4b43-b4f6-e684e0d4ad20,PRSTIV_765_PM_03,Prstiv_765_Pm_03,60,1,companyAcronym= | protocolName=IEEE C37.118.2-2011 | vendorAcronym= | vendorDeviceName= | interconnectionName=,,,,10,STTP,Streaming Telemetry Transport Protocol,4,6,LTPRSTF6_2_FV_C,V,+,0,PRSTIV_765_PM_03-PA6,0.0,1.0,Prstiv_765_Pm_03 LTPRSTF6_2_FV_C + Voltage Phase Angle,0,1,1,Degrees,Phasor,VPHA,Voltage Phase Angle,PA,-98.6,37.5,PPA:7511,2021-08-06 18:04:49
} | MaximumArchiveDays=90 | DesiredRemainingSpace=500,7512,GPA_PRSTIV_765_PM_03-PM7:V,,263,8736f6c7-ad41-4b43-b4f6-e684e0d4ad20,PRSTIV_765_PM_03,Prstiv_765_Pm_03,60,1,companyAcronym= | protocolName=IEEE C37.118.2-2011 | vendorAcronym= | vendorDeviceName= | interconnectionName=,,,,10,STTP,Streaming Telemetry Transport Protocol,3,7,LTPRSTF6_2_FV_P,V,+,0,PRSTIV_765_PM_03-PM7,0.0,1.0,Prstiv_765_Pm_03 LTPRSTF6_2_FV_P + Voltage Magnitude,0,1,1,Volts,Phasor,VPHM,Voltage Magnitude,PM,-98.6,37.5,PPA:7512,2021-08-06 18:04:49
} | MaximumArchiveDays=90 | DesiredRemainingSpace=500,7513,GPA_PRSTIV_765_PM_03-PA7:VH,,263,8736f6c7-ad41-4b43-b4f6-e684e0d4ad20,PRSTIV_765_PM_03,Prstiv_765_Pm_03,60,1,companyAcronym= | protocolName=IEEE C37.118.2-2011 | vendorAcronym= | vendorDeviceName= | interconnectionName=,,,,10,STTP,Streaming Telemetry Transport Protocol,4,7,LTPRSTF6_2_FV_P,V,+,0,PRSTIV_765_PM_03-PA7,0.0,1.0,Prstiv_765_Pm_03 LTPRSTF6_2_FV_P + Voltage Phase Angle,0,1,1,Degrees,Phasor,VPHA,Voltage Phase Angle,PA,-98.6,37.5,PPA:7513,2021-08-06 18:04:49
} | MaximumArchiveDays=90 | DesiredRemainingSpace=500,7514,GPA_PRSTIV_765_PM_03-PM8:I,,263,8736f6c7-ad41-4b43-b4f6-e684e0d4ad20,PRSTIV_765_PM_03,Prstiv_765_Pm_03,60,1,companyAcronym= | protocolName=IEEE C37.118.2-2011 | vendorAcronym= | vendorDeviceName= | interconnectionName=,,,,10,STTP,Streaming Telemetry Transport Protocol,1,8,LTPRSTF6_2_FA_P,I,+,0,PRSTIV_765_PM_03-PM8,0.0,1.0,Prstiv_765_Pm_03 LTPRSTF6_2_FA_P + Current Magnitude,0,1,1,Amps,Phasor,IPHM,Current Magnitude,PM,-98.6,37.5,PPA:7514,2021-08-06 18:04:49
} | MaximumArchiveDays=90 | DesiredRemainingSpace=500,7515,GPA_PRSTIV_765_PM_03-PA8:IH,,263,8736f6c7-ad41-4b43-b4f6-e684e0d4ad20,PRSTIV_765_PM_03,Prstiv_765_Pm_03,60,1,companyAcronym= | protocolName=IEEE C37.118.2-2011 | vendorAcronym= | vendorDeviceName= | interconnectionName=,,,,10,STTP,Streaming Telemetry Transport Protocol,2,8,LTPRSTF6_2_FA_P,I,+,0,PRSTIV_765_PM_03-PA8,0.0,1.0,Prstiv_765_Pm_03 LTPRSTF6_2_FA_P + Current Phase Angle,0,1,1,Degrees,Phasor,IPHA,Current Phase Angle,PA,-98.6,37.5,PPA:7515,2021-08-06 18:04:49
} | MaximumArchiveDays=90 | DesiredRemainingSpace=500,7516,GPA_PRSTIV_765_PM_04:F,,264,8736f6c7-ad41-4b43-b4f6-e684e0d4ad20,PRSTIV_765_PM_04,Prstiv_765_Pm_04,60,1,companyAcronym= | protocolName=IEEE C37.118.2-2011 | vendorAcronym= | vendorDeviceName= | interconnectionName=,,,,10,STTP,Streaming Telemetry Transport Protocol,5,,,,,,PRSTIV_765_PM_04-FQ,0.0,1.0,Prstiv_765_Pm_04 Frequency,0,1,1,Hz,PMU,FREQ,Frequency,FQ,-98.6,37.5,PPA:7516,2021-08-06 18:04:49
} | MaximumArchiveDays=90 | DesiredRemainingSpace=500,7517,GPA_PRSTIV_765_PM_04:DF,,264,8736f6c7-ad41-4b43-b4f6-e684e0d4ad20,PRSTIV_765_PM_04,Prstiv_765_Pm_04,60,1,companyAcronym= | protocolName=IEEE C37.118.2-2011 | vendorAcronym= | vendorDeviceName= | interconnectionName=,,,,10,STTP,Streaming Telemetry Transport Protocol,6,,,,,,PRSTIV_765_PM_04-DF,0.0,1.0,Prstiv_765_Pm_04 Frequency Delta (dF/dt),0,1,1,,PMU,DFDT,Frequency Delta (dF/dt),DF,-98.6,37.5,PPA:7517,2021-08-06 18:04:49
} | MaximumArchiveDays=90 | DesiredRemainingSpace=500,7518,GPA_PRSTIV_765_PM_04:S,,264,8736f6c7-ad41-4b43-b4f6-e684e0d4ad20,PRSTIV_765_PM_04,Prstiv_765_Pm_04,60,1,companyAcronym= | protocolName=IEEE C37.118.2-2011 | vendorAcronym= | vendorDeviceName= | interconnectionName=,,,,10,STTP,Streaming Telemetry Transport Protocol,8,,,,,,PRSTIV_765_PM_04-SF,0.0,1.0,Prstiv_765_Pm_04 Status Flags,0,1,1,,PMU,FLAG,Status Flags,SF,-98.6,37.5,PPA:7518,2021-08-06 18:04:49
} | MaximumArchiveDays=90 | DesiredRemainingSpace=500,7519,GPA_PRSTIV_765_PM_04-PM1:V,,264,8736f6c7-ad41-4b43-b4f6-e684e0d4ad20,PRSTIV_765_PM_04,Prstiv_765_Pm_04,60,1,companyAcronym= | protocolName=IEEE C37.118.2-2011 | vendorAcronym= | vendorDeviceName= | interconnectionName=,,,,10,STTP,Streaming Telemetry Transport Protocol,3,1,BAB_FV_B,V,+,0,PRSTIV_765_PM_04-PM1,0.0,1.0,Prstiv_765_Pm_04 BAB_FV_B + Voltage Magnitude,0,1,1,Volts,Phasor,VPHM,Voltage Magnitude,PM,-98.6,37.5,PPA:7519,2021-08-06 18:04:49
} | MaximumArchiveDays=90 | DesiredRemainingSpace=500,7520,GPA_PRSTIV_765_PM_04-PA1:VH,,264,8736f6c7-ad41-4b43-b4f6-e684e0d4ad20,PRSTIV_765_PM_04,Prstiv_765_Pm_04,60,1,companyAcronym= | protocolName=IEEE C37.118.2-2011 | vendorAcronym= | vendorDeviceName= | interconnectionName=,,,,10,STTP,Streaming Telemetry Transport Protocol,4,1,BAB_FV_B,V,+,0,PRSTIV_765_PM_04-PA1,0.0,1.0,Prstiv_765_Pm_04 BAB_FV_B + Voltage Phase Angle,0,1,1,Degrees,Phasor,VPHA,Voltage Phase Angle,PA,-98.6,37.5,PPA:7520,2021-08-06 18:04:49
} | MaximumArchiveDays=90 | DesiredRemainingSpace=500,7521,GPA_PRSTIV_765_PM_05:F,,265,8736f6c7-ad41-4b43-b4f6-e684e0d4ad20,PRSTIV_765_PM_05,Prstiv_765_Pm_05,60,1,companyAcronym= | protocolName=IEEE C37.118.2-2011 | vendorAcronym= | vendorDeviceName= | interconnectionName=,,,,10,STTP,Streaming Telemetry Transport Protocol,5,,,,,,PRSTIV_765_PM_05-FQ,0.0,1.0,Prstiv_765_Pm_05 Frequency,0,1,1,Hz,PMU,FREQ,Frequency,FQ,-98.6,37.5,PPA:7521,2021-08-06 18:04:49
} | MaximumArchiveDays=90 | DesiredRemainingSpace=500,7522,GPA_PRSTIV_765_PM_05:DF,,265,8736f6c7-ad41-4b43-b4f6-e684e0d4ad20,PRSTIV_765_PM_05,Prstiv_765_Pm_05,60,1,companyAcronym= | protocolName=IEEE C37.118.2-2011 | vendorAcronym= | vendorDeviceName= | interconnectionName=,,,,10,STTP,Streaming Telemetry Transport Protocol,6,,,,,,PRSTIV_765_PM_05-DF,0.0,1.0,Prstiv_765_Pm_05 Frequency Delta (dF/dt),0,1,1,,PMU,DFDT,Frequency Delta (dF/dt),DF,-98.6,37.5,PPA:7522,2021-08-06 18:04:49
} | MaximumArchiveDays=90 | DesiredRemainingSpace=500,7523,GPA_PRSTIV_765_PM_05:S,,265,8736f6c7-ad41-4b43-b4f6-e684e0d4ad20,PRSTIV_765_PM_05,Prstiv_765_Pm_05,60,1,companyAcronym= | protocolName=IEEE C37.118.2-2011 | vendorAcronym= | vendorDeviceName= | interconnectionName=,,,,10,STTP,Streaming Telemetry Transport Protocol,8,,,,,,PRSTIV_765_PM_05-SF,0.0,1.0,Prstiv_765_Pm_05 Status Flags,0,1,1,,PMU,FLAG,Status Flags,SF,-98.6,37.5,PPA:7523,2021-08-06 18:04:49
} | MaximumArchiveDays=90 | DesiredRemainingSpace=500,7524,GPA_PRSTIV_765_PM_05-PM1:I,,265,8736f6c7-ad41-4b43-b4f6-e684e0d4ad20,PRSTIV_765_PM_05,Prstiv_765_Pm_05,60,1,companyAcronym= | protocolName=IEEE C37.118.2-2011 | vendorAcronym= | vendorDeviceName= | interconnectionName=,,,,10,STTP,Streaming Telemetry Transport Protocol,1,1,LTPRSTF6_3_FA_A,I,+,0,PRSTIV_765_PM_05-PM1,0.0,1.0,Prstiv_765_Pm_05 LTPRSTF6_3_FA_A + Current Magnitude,0,1,1,Amps,Phasor,IPHM,Current Magnitude,PM,-98.6,37.5,PPA:7524,2021-08-06 18:04:49
} | MaximumArchiveDays=90 | DesiredRemainingSpace=500,7525,GPA_PRSTIV_765_PM_05-PA1:IH,,265,8736f6c7-ad41-4b43-b4f6-e684e0d4ad20,PRSTIV_765_PM_05,Prstiv_765_Pm_05,60,1,companyAcronym= | protocolName=IEEE C37.118.2-2011 | vendorAcronym= | vendorDeviceName= | interconnectionName=,,,,10,STTP,Streaming Telemetry Transport Protocol,2,1,LTPRSTF6_3_FA_A,I,+,0,PRSTIV_765_PM_05-PA1,0.0,1.0,Prstiv_765_Pm_05 LTPRSTF6_3_FA_A + Current Phase Angle,0,1,1,Degrees,Phasor,IPHA,Current Phase Angle,PA,-98.6,37.5,PPA:7525,2021-08-06 18:04:49
} | MaximumArchiveDays=90 | DesiredRemainingSpace=500,7526,GPA_PRSTIV_765_PM_05-PM2:I,,265,8736f6c7-ad41-4b43-b4f6-e684e0d4ad20,PRSTIV_765_PM_05,Prstiv_765_Pm_05,60,1,companyAcronym= | protocolName=IEEE C37.118.2-2011 | vendorAcronym= | vendorDeviceName= | interconnectionName=,,,,10,STTP,Streaming Telemetry Transport Protocol,1,2,LTPRSTF6_3_FA_B,I,+,0,PRSTIV_765_PM_05-PM2,0.0,1.0,Prstiv_765_Pm_05 LTPRSTF6_3_FA_B + Current Magnitude,0,1,1,Amps,Phasor,IPHM,Current Magnitude,PM,-98.6,37.5,PPA:7526,2021-08-06 18:04:49
} | MaximumArchiveDays=90 | DesiredRemainingSpace=500,7527,GPA_PRSTIV_765_PM_05-PA2:IH,,265,8736f6c7-ad41-4b43-b4f6-e684e0d4ad20,PRSTIV_765_PM_05,Prstiv_765_Pm_05,60,1,companyAcronym= | protocolName=IEEE C37.118.2-2011 | vendorAcronym= | vendorDeviceName= | interconnectionName=,,,,10,STTP,Streaming Telemetry Transport Protocol,2,2,LTPRSTF6_3_FA_B,I,+,0,PRSTIV_765_PM_05-PA2,0.0,1.0,Prstiv_765_Pm_05 LTPRSTF6_3_FA_B + Current Phase Angle,0,1,1,Degrees,Phasor,IPHA,Current Phase Angle,PA,-98.6,37.5,PPA:7527,2021-08-06 18:04:49
} | MaximumArchiveDays=90 | DesiredRemainingSpace=500,7528,GPA_PRSTIV_765_PM_05-PM3:I,,265,8736f6c7-ad41-4b43-b4f6-e684e0d4ad20,PRSTIV_765_PM_05,Prstiv_765_Pm_05,60,1,companyAcronym= | protocolName=IEEE C37.118.2-2011 | vendorAcronym= | vendorDeviceName= | interconnectionName=,,,,10,STTP,Streaming Telemetry Transport Protocol,1,3,LTPRSTF6_3_FA_C,I,+,0,PRSTIV_765_PM_05-PM3,0.0,1.0,Prstiv_765_Pm_05 LTPRSTF6_3_FA_C + Current Magnitude,0,1,1,Amps,Phasor,IPHM,Current Magnitude,PM,-98.6,37.5,PPA:7528,2021-08-06 18:04:50
} | MaximumArchiveDays=90 | DesiredRemainingSpace=500,7529,GPA_PRSTIV_765_PM_05-PA3:IH,,265,8736f6c7-ad41-4b43-b4f6-e684e0d4ad20,PRSTIV_765_PM_05,Prstiv_765_Pm_05,60,1,companyAcronym= | protocolName=IEEE C37.118.2-2011 | vendorAcronym= | vendorDeviceName= | interconnectionName=,,,,10,STTP,Streaming Telemetry Transport Protocol,2,3,LTPRSTF6_3_FA_C,I,+,0,PRSTIV_765_PM_05-PA3,0.0,1.0,Prstiv_765_Pm_05 LTPRSTF6_3_FA_C + Current Phase Angle,0,1,1,Degrees,Phasor,IPHA,Current Phase Angle,PA,-98.6,37.5,PPA:7529,2021-08-06 18:04:50
} | MaximumArchiveDays=90 | DesiredRemainingSpace=500,7530,GPA_PRSTIV_765_PM_05-PM4:V,,265,8736f6c7-ad41-4b43-b4f6-e684e0d4ad20,PRSTIV_765_PM_05,Prstiv_765_Pm_05,60,1,companyAcronym= | protocolName=IEEE C37.118.2-2011 | vendorAcronym= | vendorDeviceName= | interconnectionName=,,,,10,STTP,Streaming Telemetry Transport Protocol,3,4,LTPRSTF6_3_FV_A,V,+,0,PRSTIV_765_PM_05-PM4,0.0,1.0,Prstiv_765_Pm_05 LTPRSTF6_3_FV_A + Voltage Magnitude,0,1,1,Volts,Phasor,VPHM,Voltage Magnitude,PM,-98.6,37.5,PPA:7530,2021-08-06 18:04:50
} | MaximumArchiveDays=90 | DesiredRemainingSpace=500,7531,GPA_PRSTIV_765_PM_05-PA4:VH,,265,8736f6c7-ad41-4b43-b4f6-e684e0d4ad20,PRSTIV_765_PM_05,Prstiv_765_Pm_05,60,1,companyAcronym= | protocolName=IEEE C37.118.2-2011 | vendorAcronym= | vendorDeviceName= | interconnectionName=,,,,10,STTP,Streaming Telemetry Transport Protocol,4,4,LTPRSTF6_3_FV_A,V,+,0,PRSTIV_765_PM_05-PA4,0.0,1.0,Prstiv_765_Pm_05 LTPRSTF6_3_FV_A + Voltage Phase Angle,0,1,1,Degrees,Phasor,VPHA,Voltage Phase Angle,PA,-98.6,37.5,PPA:7531,2021-08-06 18:04:50
} | MaximumArchiveDays=90 | DesiredRemainingSpace=500,7532,GPA_PRSTIV_765_PM_05-PM5:V,,265,8736f6c7-ad41-4b43-b4f6-e684e0d4ad20,PRSTIV_765_PM_05,Prstiv_765_Pm_05,60,1,companyAcronym= | protocolName=IEEE C37.118.2-2011 | vendorAcronym= | vendorDeviceName= | interconnectionName=,,,,10,STTP,Streaming Telemetry Transport Protocol,3,5,LTPRSTF6_3_FV_B,V,+,0,PRSTIV_765_PM_05-PM5,0.0,1.0,Prstiv_765_Pm_05 LTPRSTF6_3_FV_B + Voltage Magnitude,0,1,1,Volts,Phasor,VPHM,Voltage Magnitude,PM,-98.6,37.5,PPA:7532,2021-08-06 18:04:50
} | MaximumArchiveDays=90 | DesiredRemainingSpace=500,7533,GPA_PRSTIV_765_PM_05-PA5:VH,,265,8736f6c7-ad41-4b43-b4f6-e684e0d4ad20,PRSTIV_765_PM_05,Prstiv_765_Pm_05,60,1,companyAcronym= | protocolName=IEEE C37.118.2-2011 | vendorAcronym= | vendorDeviceName= | interconnectionName=,,,,10,STTP,Streaming Telemetry Transport Protocol,4,5,LTPRSTF6_3_FV_B,V,+,0,PRSTIV_765_PM_05-PA5,0.0,1.0,Prstiv_765_Pm_05 LTPRSTF6_3_FV_B + Voltage Phase Angle,0,1,1,Degrees,Phasor,VPHA,Voltage Phase Angle,PA,-98.6,37.5,PPA:7533,2021-08-06 18:04:50
} | MaximumArchiveDays=90 | DesiredRemainingSpace=500,7534,GPA_PRSTIV_765_PM_05-PM6:V,,265,8736f6c7-ad41-4b43-b4f6-e684e0d4ad20,PRSTIV_765_PM_05,Prstiv_765_Pm_05,60,1,companyAcronym= | protocolName=IEEE C37.118.2-2011 | vendorAcronym= | vendorDeviceName= | interconnectionName=,,,,10,STTP,Streaming Telemetry Transport Protocol,3,6,LTPRSTF6_3_FV_C,V,+,0,PRSTIV_765_PM_05-PM6,0.0,1.0,Prstiv_765_Pm_05 LTPRSTF6_3_FV_C + Voltage Magnitude,0,1,1,Volts,Phasor,VPHM,Voltage Magnitude,PM,-98.6,37.5,PPA:7534,2021-08-06 18:04:50
} | MaximumArchiveDays=90 | DesiredRemainingSpace=500,7535,GPA_PRSTIV_765_PM_05-PA6:VH,,265,8736f6c7-ad41-4b43-b4f6-e684e0d4ad20,PRSTIV_765_PM_05,Prstiv_765_Pm_05,60,1,companyAcronym= | protocolName=IEEE C37.118.2-2011 | vendorAcronym= | vendorDeviceName= | interconnectionName=,,,,10,STTP,Streaming Telemetry Transport Protocol,4,6,LTPRSTF6_3_FV_C,V,+,0,PRSTIV_765_PM_05-PA6,0.0,1.0,Prstiv_765_Pm_05 LTPRSTF6_3_FV_C + Voltage Phase Angle,0,1,1,Degrees,Phasor,VPHA,Voltage Phase Angle,PA,-98.6,37.5,PPA:7535,2021-08-06 18:04:50
} | MaximumArchiveDays=90 | DesiredRemainingSpace=500,7536,GPA_PRSTIV_765_PM_05-PM7:V,,265,8736f6c7-ad41-4b43-b4f6-e684e0d4ad20,PRSTIV_765_PM_05,Prstiv_765_Pm_05,60,1,companyAcronym= | protocolName=IEEE C37.118.2-2011 | vendorAcronym= | vendorDeviceName= | interconnectionName=,,,,10,STTP,Streaming Telemetry Transport Protocol,3,7,LTPRSTF6_3_FV_P,V,+,0,PRSTIV_765_PM_05-PM7,0.0,1.0,Prstiv_765_Pm_05 LTPRSTF6_3_FV_P + Voltage Magnitude,0,1,1,Volts,Phasor,VPHM,Voltage Magnitude,PM,-98.6,37.5,PPA:7536,2021-08-06 18:04:50
} | MaximumArchiveDays=90 | DesiredRemainingSpace=500,7537,GPA_PRSTIV_765_PM_05-PA7:VH,,265,8736f6c7-ad41-4b43-b4f6-e684e0d4ad20,PRSTIV_765_PM_05,Prstiv_765_Pm_05,60,1,companyAcronym= | protocolName=IEEE C37.118.2-2011 | vendorAcronym= | vendorDeviceName= | interconnectionName=,,,,10,STTP,Streaming Telemetry Transport Protocol,4,7,LTPRSTF6_3_FV_P,V,+,0,PRSTIV_765_PM_05-PA7,0.0,1.0,Prstiv_765_Pm_05 LTPRSTF6_3_FV_P + Voltage Phase Angle,0,1,1,Degrees,Phasor,VPHA,Voltage Phase Angle,PA,-98.6,37.5,PPA:7537,2021-08-06 18:04:50
} | MaximumArchiveDays=90 | DesiredRemainingSpace=500,7538,GPA_PRSTIV_765_PM_05-PM8:I,,265,8736f6c7-ad41-4b43-b4f6-e684e0d4ad20,PRSTIV_765_PM_05,Prstiv_765_Pm_05,60,1,companyAcronym= | protocolName=IEEE C37.118.2-2011 | vendorAcronym= | vendorDeviceName= | interconnectionName=,,,,10,STTP,Streaming Telemetry Transport Protocol,1,8,LTPRSTF6_3_FA_P,I,+,0,PRSTIV_765_PM_05-PM8,0.0,1.0,Prstiv_765_Pm_05 LTPRSTF6_3_FA_P + Current Magnitude,0,1,1,Amps,Phasor,IPHM,Current Magnitude,PM,-98.6,37.5,PPA:7538,2021-08-06 18:04:50
} | MaximumArchiveDays=90 | DesiredRemainingSpace=500,7539,GPA_PRSTIV_765_PM_05-PA8:IH,,265,8736f6c7-ad41-4b43-b4f6-e684e0d4ad20,PRSTIV_765_PM_05,Prstiv_765_Pm_05,60,1,companyAcronym= | protocolName=IEEE C37.118.2-2011 | vendorAcronym= | vendorDeviceName= | interconnectionName=,,,,10,STTP,Streaming Telemetry Transport Protocol,2,8,LTPRSTF6_3_FA_P,I,+,0,PRSTIV_765_PM_05-PA8,0.0,1.0,Prstiv_765_Pm_05 LTPRSTF6_3_FA_P + Current Phase Angle,0,1,1,Degrees,Phasor,IPHA,Current Phase Angle,PA,-98.6,37.5,PPA:7539,2021-08-06 18:04:50
} | MaximumArchiveDays=90 | DesiredRemainingSpace=500,7540,GPA_PRSTIV_765_PM_06:F,,266,8736f6c7-ad41-4b43-b4f6-e684e0d4ad20,PRSTIV_765_PM_06,Prstiv_765_Pm_06,60,1,companyAcronym= | protocolName=IEEE C37.118.2-2011 | vendorAcronym= | vendorDeviceName= | interconnectionName=,,,,10,STTP,Streaming Telemetry Transport Protocol,5,,,,,,PRSTIV_765_PM_06-FQ,0.0,1.0,Prstiv_765_Pm_06 Frequency,0,1,1,Hz,PMU,FREQ,Frequency,FQ,-98.6,37.5,PPA:7540,2021-08-06 18:04:50
} | MaximumArchiveDays=90 | DesiredRemainingSpace=500,7541,GPA_PRSTIV_765_PM_06:DF,,266,8736f6c7-ad41-4b43-b4f6-e684e0d4ad20,PRSTIV_765_PM_06,Prstiv_765_Pm_06,60,1,companyAcronym= | protocolName=IEEE C37.118.2-2011 | vendorAcronym= | vendorDeviceName= | interconnectionName=,,,,10,STTP,Streaming Telemetry Transport Protocol,6,,,,,,PRSTIV_765_PM_06-DF,0.0,1.0,Prstiv_765_Pm_06 Frequency Delta (dF/dt),0,1,1,,PMU,DFDT,Frequency Delta (dF/dt),DF,-98.6,37.5,PPA:7541,2021-08-06 18:04:50
} | MaximumArchiveDays=90 | DesiredRemainingSpace=500,7542,GPA_PRSTIV_765_PM_06:S,,266,8736f6c7-ad41-4b43-b4f6-e684e0d4ad20,PRSTIV_765_PM_06,Prstiv_765_Pm_06,60,1,companyAcronym= | protocolName=IEEE C37.118.2-2011 | vendorAcronym= | vendorDeviceName= | interconnectionName=,,,,10,STTP,Streaming Telemetry Transport Protocol,8,,,,,,PRSTIV_765_PM_06-SF,0.0,1.0,Prstiv_765_Pm_06 Status Flags,0,1,1,,PMU,FLAG,Status Flags,SF,-98.6,37.5,PPA:7542,2021-08-06 18:04:50
} | MaximumArchiveDays=90 | DesiredRemainingSpace=500,7543,GPA_PRSTIV_765_PM_06-PM1:I,,266,8736f6c7-ad41-4b43-b4f6-e684e0d4ad20,PRSTIV_765_PM_06,Prstiv_765_Pm_06,60,1,companyAcronym= | protocolName=IEEE C37.118.2-2011 | vendorAcronym= | vendorDeviceName= | interconnectionName=,,,,10,STTP,Streaming Telemetry Transport Protocol,1,1,LTSPSTIA_1_FA_A,I,+,0,PRSTIV_765_PM_06-PM1,0.0,1.0,Prstiv_765_Pm_06 LTSPSTIA_1_FA_A + Current Magnitude,0,1,1,Amps,Phasor,IPHM,Current Magnitude,PM,-98.6,37.5,PPA:7543,2021-08-06 18:04:50
} | MaximumArchiveDays=90 | DesiredRemainingSpace=500,7544,GPA_PRSTIV_765_PM_06-PA1:IH,,266,8736f6c7-ad41-4b43-b4f6-e684e0d4ad20,PRSTIV_765_PM_06,Prstiv_765_Pm_06,60,1,companyAcronym= | protocolName=IEEE C37.118.2-2011 | vendorAcronym= | vendorDeviceName= | interconnectionName=,,,,10,STTP,Streaming Telemetry Transport Protocol,2,1,LTSPSTIA_1_FA_A,I,+,0,PRSTIV_765_PM_06-PA1,0.0,1.0,Prstiv_765_Pm_06 LTSPSTIA_1_FA_A + Current Phase Angle,0,1,1,Degrees,Phasor,IPHA,Current Phase Angle,PA,-98.6,37.5,PPA:7544,2021-08-06 18:04:50
} | MaximumArchiveDays=90 | DesiredRemainingSpace=500,7545,GPA_PRSTIV_765_PM_06-PM2:I,,266,8736f6c7-ad41-4b43-b4f6-e684e0d4ad20,PRSTIV_765_PM_06,Prstiv_765_Pm_06,60,1,companyAcronym= | protocolName=IEEE C37.118.2-2011 | vendorAcronym= | vendorDeviceName= | interconnectionName=,,,,10,STTP,Streaming Telemetry Transport Protocol,1,2,LTSPSTIA_1_FA_B,I,+,0,PRSTIV_765_PM_06-PM2,0.0,1.0,Prstiv_765_Pm_06 LTSPSTIA_1_FA_B + Current Magnitude,0,1,1,Amps,Phasor,IPHM,Current Magnitude,PM,-98.6,37.5,PPA:7545,2021-08-06 18:04:50
} | MaximumArchiveDays=90 | DesiredRemainingSpace=500,7546,GPA_PRSTIV_765_PM_06-PA2:IH,,266,8736f6c7-ad41-4b43-b4f6-e684e0d4ad20,PRSTIV_765_PM_06,Prstiv_765_Pm_06,60,1,companyAcronym= | protocolName=IEEE C37.118.2-2011 | vendorAcronym= | vendorDeviceName= | interconnectionName=,,,,10,STTP,Streaming Telemetry Transport Protocol,2,2,LTSPSTIA_1_FA_B,I,+,0,PRSTIV_765_PM_06-PA2,0.0,1.0,Prstiv_765_Pm_06 LTSPSTIA_1_FA_B + Current Phase Angle,0,1,1,Degrees,Phasor,IPHA,Current Phase Angle,PA,-98.6,37.5,PPA:7546,2021-08-06 18:04:50
} | MaximumArchiveDays=90 | DesiredRemainingSpace=500,7547,GPA_PRSTIV_765_PM_06-PM3:I,,266,8736f6c7-ad41-4b43-b4f6-e684e0d4ad20,PRSTIV_765_PM_06,Prstiv_765_Pm_06,60,1,companyAcronym= | protocolName=IEEE C37.118.2-2011 | vendorAcronym= | vendorDeviceName= | interconnectionName=,,,,10,STTP,Streaming Telemetry Transport Protocol,1,3,LTSPSTIA_1_FA_C,I,+,0,PRSTIV_765_PM_06-PM3,0.0,1.0,Prstiv_765_Pm_06 LTSPSTIA_1_FA_C + Current Magnitude,0,1,1,Amps,Phasor,IPHM,Current Magnitude,PM,-98.6,37.5,PPA:7547,2021-08-06 18:04:50
} | MaximumArchiveDays=90 | DesiredRemainingSpace=500,7548,GPA_PRSTIV_765_PM_06-PA3:IH,,266,8736f6c7-ad41-4b43-b4f6-e684e0d4ad20,PRSTIV_765_PM_06,Prstiv_765_Pm_06,60,1,companyAcronym= | protocolName=IEEE C37.118.2-2011 | vendorAcronym= | vendorDeviceName= | interconnectionName=,,,,10,STTP,Streaming Telemetry Transport Protocol,2,3,LTSPSTIA_1_FA_C,I,+,0,PRSTIV_765_PM_06-PA3,0.0,1.0,Prstiv_765_Pm_06 LTSPSTIA_1_FA_C + Current Phase Angle,0,1,1,Degrees,Phasor,IPHA,Current Phase Angle,PA,-98.6,37.5,PPA:7548,2021-08-06 18:04:50
} | MaximumArchiveDays=90 | DesiredRemainingSpace=500,7549,GPA_PRSTIV_765_PM_06-PM4:V,,266,8736f6c7-ad41-4b43-b4f6-e684e0d4ad20,PRSTIV_765_PM_06,Prstiv_765_Pm_06,60,1,companyAcronym= | protocolName=IEEE C37.118.2-2011 | vendorAcronym= | vendorDeviceName= | interconnectionName=,,,,10,STTP,Streaming Telemetry Transport Protocol,3,4,LTSPSTIA_1_FV_A,V,+,0,PRSTIV_765_PM_06-PM4,0.0,1.0,Prstiv_765_Pm_06 LTSPSTIA_1_FV_A + Voltage Magnitude,0,1,1,Volts,Phasor,VPHM,Voltage Magnitude,PM,-98.6,37.5,PPA:7549,2021-08-06 18:04:50
} | MaximumArchiveDays=90 | DesiredRemainingSpace=500,7550,GPA_PRSTIV_765_PM_06-PA4:VH,,266,8736f6c7-ad41-4b43-b4f6-e684e0d4ad20,PRSTIV_765_PM_06,Prstiv_765_Pm_06,60,1,companyAcronym= | protocolName=IEEE C37.118.2-2011 | vendorAcronym= | vendorDeviceName= | interconnectionName=,,,,10,STTP,Streaming Telemetry Transport Protocol,4,4,LTSPSTIA_1_FV_A,V,+,0,PRSTIV_765_PM_06-PA4,0.0,1.0,Prstiv_765_Pm_06 LTSPSTIA_1_FV_A + Voltage Phase Angle,0,1,1,Degrees,Phasor,VPHA,Voltage Phase Angle,PA,-98.6,37.5,PPA:7550,2021-08-06 18:04:50
} | MaximumArchiveDays=90 | DesiredRemainingSpace=500,7551,GPA_PRSTIV_765_PM_06-PM5:V,,266,8736f6c7-ad41-4b43-b4f6-e684e0d4ad20,PRSTIV_765_PM_06,Prstiv_765_Pm_06,60,1,companyAcronym= | protocolName=IEEE C37.118.2-2011 | vendorAcronym= | vendorDeviceName= | interconnectionName=,,,,10,STTP,Streaming Telemetry Transport Protocol,3,5,LTSPSTIA_1_FV_B,V,+,0,PRSTIV_765_PM_06-PM5,0.0,1.0,Prstiv_765_Pm_06 LTSPSTIA_1_FV_B + Voltage Magnitude,0,1,1,Volts,Phasor,VPHM,Voltage Magnitude,PM,-98.6,37.5,PPA:7551,2021-08-06 18:04:50
} | MaximumArchiveDays=90 | DesiredRemainingSpace=500,7552,GPA_PRSTIV_765_PM_06-PA5:VH,,266,8736f6c7-ad41-4b43-b4f6-e684e0d4ad20,PRSTIV_765_PM_06,Prstiv_765_Pm_06,60,1,companyAcronym= | protocolName=IEEE C37.118.2-2011 | vendorAcronym= | vendorDeviceName= | interconnectionName=,,,,10,STTP,Streaming Telemetry Transport Protocol,4,5,LTSPSTIA_1_FV_B,V,+,0,PRSTIV_765_PM_06-PA5,0.0,1.0,Prstiv_765_Pm_06 LTSPSTIA_1_FV_B + Voltage Phase Angle,0,1,1,Degrees,Phasor,VPHA,Voltage Phase Angle,PA,-98.6,37.5,PPA:7552,2021-08-06 18:04:50
} | MaximumArchiveDays=90 | DesiredRemainingSpace=500,7553,GPA_PRSTIV_765_PM_06-PM6:V,,266,8736f6c7-ad41-4b43-b4f6-e684e0d4ad20,PRSTIV_765_PM_06,Prstiv_765_Pm_06,60,1,companyAcronym= | protocolName=IEEE C37.118.2-2011 | vendorAcronym= | vendorDeviceName= | interconnectionName=,,,,10,STTP,Streaming Telemetry Transport Protocol,3,6,LTSPSTIA_1_FV_C,V,+,0,PRSTIV_765_PM_06-PM6,0.0,1.0,Prstiv_765_Pm_06 LTSPSTIA_1_FV_C + Voltage Magnitude,0,1,1,Volts,Phasor,VPHM,Voltage Magnitude,PM,-98.6,37.5,PPA:7553,2021-08-06 18:04:50
} | MaximumArchiveDays=90 | DesiredRemainingSpace=500,7554,GPA_PRSTIV_765_PM_06-PA6:VH,,266,8736f6c7-ad41-4b43-b4f6-e684e0d4ad20,PRSTIV_765_PM_06,Prstiv_765_Pm_06,60,1,companyAcronym= | protocolName=IEEE C37.118.2-2011 | vendorAcronym= | vendorDeviceName= | interconnectionName=,,,,10,STTP,Streaming Telemetry Transport Protocol,4,6,LTSPSTIA_1_FV_C,V,+,0,PRSTIV_765_PM_06-PA6,0.0,1.0,Prstiv_765_Pm_06 LTSPSTIA_1_FV_C + Voltage Phase Angle,0,1,1,Degrees,Phasor,VPHA,Voltage Phase Angle,PA,-98.6,37.5,PPA:7554,2021-08-06 18:04:50
} | MaximumArchiveDays=90 | DesiredRemainingSpace=500,7555,GPA_PRSTIV_765_PM_06-PM7:V,,266,8736f6c7-ad41-4b43-b4f6-e684e0d4ad20,PRSTIV_765_PM_06,Prstiv_765_Pm_06,60,1,companyAcronym= | protocolName=IEEE C37.118.2-2011 | vendorAcronym= | vendorDeviceName= | interconnectionName=,,,,10,STTP,Streaming Telemetry Transport Protocol,3,7,LTSPSTIA_1_FV_P,V,+,0,PRSTIV_765_PM_06-PM7,0.0,1.0,Prstiv_765_Pm_06 LTSPSTIA_1_FV_P + Voltage Magnitude,0,1,1,Volts,Phasor,VPHM,Voltage Magnitude,PM,-98.6,37.5,PPA:7555,2021-08-06 18:04:50
} | MaximumArchiveDays=90 | DesiredRemainingSpace=500,7556,GPA_PRSTIV_765_PM_06-PA7:VH,,266,8736f6c7-ad41-4b43-b4f6-e684e0d4ad20,PRSTIV_765_PM_06,Prstiv_765_Pm_06,60,1,companyAcronym= | protocolName=IEEE C37.118.2-2011 | vendorAcronym= | vendorDeviceName= | interconnectionName=,,,,10,STTP,Streaming Telemetry Transport Protocol,4,7,LTSPSTIA_1_FV_P,V,+,0,PRSTIV_765_PM_06-PA7,0.0,1.0,Prstiv_765_Pm_06 LTSPSTIA_1_FV_P + Voltage Phase Angle,0,1,1,Degrees,Phasor,VPHA,Voltage Phase Angle,PA,-98.6,37.5,PPA:7556,2021-08-06 18:04:50
} | MaximumArchiveDays=90 | DesiredRemainingSpace=500,7557,GPA_PRSTIV_765_PM_06-PM8:I,,266,8736f6c7-ad41-4b43-b4f6-e684e0d4ad20,PRSTIV_765_PM_06,Prstiv_765_Pm_06,60,1,companyAcronym= | protocolName=IEEE C37.118.2-2011 | vendorAcronym= | vendorDeviceName= | interconnectionName=,,,,10,STTP,Streaming Telemetry Transport Protocol,1,8,LTSPSTIA_1_FA_P,I,+,0,PRSTIV_765_PM_06-PM8,0.0,1.0,Prstiv_765_Pm_06 LTSPSTIA_1_FA_P + Current Magnitude,0,1,1,Amps,Phasor,IPHM,Current Magnitude,PM,-98.6,37.5,PPA:7557,2021-08-06 18:04:50
} | MaximumArchiveDays=90 | DesiredRemainingSpace=500,7558,GPA_PRSTIV_765_PM_06-PA8:IH,,266,8736f6c7-ad41-4b43-b4f6-e684e0d4ad20,PRSTIV_765_PM_06,Prstiv_765_Pm_06,60,1,companyAcronym= | protocolName=IEEE C37.118.2-2011 | vendorAcronym= | vendorDeviceName= | interconnectionName=,,,,10,STTP,Streaming Telemetry Transport Protocol,2,8,LTSPSTIA_1_FA_P,I,+,0,PRSTIV_765_PM_06-PA8,0.0,1.0,Prstiv_765_Pm_06 LTSPSTIA_1_FA_P + Current Phase Angle,0,1,1,Degrees,Phasor,IPHA,Current Phase Angle,PA,-98.6,37.5,PPA:7558,2021-08-06 18:04:50
} | MaximumArchiveDays=90 | DesiredRemainingSpace=500,7559,GPA_PRSTIV_765_PM_07:F,,267,8736f6c7-ad41-4b43-b4f6-e684e0d4ad20,PRSTIV_765_PM_07,Prstiv_765_Pm_07,60,1,companyAcronym= | protocolName=IEEE C37.118.2-2011 | vendorAcronym= | vendorDeviceName= | interconnectionName=,,,,10,STTP,Streaming Telemetry Transport Protocol,5,,,,,,PRSTIV_765_PM_07-FQ,0.0,1.0,Prstiv_765_Pm_07 Frequency,0,1,1,Hz,PMU,FREQ,Frequency,FQ,-98.6,37.5,PPA:7559,2021-08-06 18:04:50
} | MaximumArchiveDays=90 | DesiredRemainingSpace=500,7560,GPA_PRSTIV_765_PM_07:DF,,267,8736f6c7-ad41-4b43-b4f6-e684e0d4ad20,PRSTIV_765_PM_07,Prstiv_765_Pm_07,60,1,companyAcronym= | protocolName=IEEE C37.118.2-2011 | vendorAcronym= | vendorDeviceName= | interconnectionName=,,,,10,STTP,Streaming Telemetry Transport Protocol,6,,,,,,PRSTIV_765_PM_07-DF,0.0,1.0,Prstiv_765_Pm_07 Frequency Delta (dF/dt),0,1,1,,PMU,DFDT,Frequency Delta (dF/dt),DF,-98.6,37.5,PPA:7560,2021-08-06 18:04:50
} | MaximumArchiveDays=90 | DesiredRemainingSpace=500,7561,GPA_PRSTIV_765_PM_07:S,,267,8736f6c7-ad41-4b43-b4f6-e684e0d4ad20,PRSTIV_765_PM_07,Prstiv_765_Pm_07,60,1,companyAcronym= | protocolName=IEEE C37.118.2-2011 | vendorAcronym= | vendorDeviceName= | interconnectionName=,,,,10,STTP,Streaming Telemetry Transport Protocol,8,,,,,,PRSTIV_765_PM_07-SF,0.0,1.0,Prstiv_765_Pm_07 Status Flags,0,1,1,,PMU,FLAG,Status Flags,SF,-98.6,37.5,PPA:7561,2021-08-06 18:04:50
} | MaximumArchiveDays=90 | DesiredRemainingSpace=500,7562,GPA_PRSTIV_765_PM_07-PM1:I,,267,8736f6c7-ad41-4b43-b4f6-e684e0d4ad20,PRSTIV_765_PM_07,Prstiv_765_Pm_07,60,1,companyAcronym= | protocolName=IEEE C37.118.2-2011 | vendorAcronym= | vendorDeviceName= | interconnectionName=,,,,10,STTP,Streaming Telemetry Transport Protocol,1,1,LTSPSTIA_2_FA_A,I,+,0,PRSTIV_765_PM_07-PM1,0.0,1.0,Prstiv_765_Pm_07 LTSPSTIA_2_FA_A + Current Magnitude,0,1,1,Amps,Phasor,IPHM,Current Magnitude,PM,-98.6,37.5,PPA:7562,2021-08-06 18:04:50
} | MaximumArchiveDays=90 | DesiredRemainingSpace=500,7563,GPA_PRSTIV_765_PM_07-PA1:IH,,267,8736f6c7-ad41-4b43-b4f6-e684e0d4ad20,PRSTIV_765_PM_07,Prstiv_765_Pm_07,60,1,companyAcronym= | protocolName=IEEE C37.118.2-2011 | vendorAcronym= | vendorDeviceName= | interconnectionName=,,,,10,STTP,Streaming Telemetry Transport Protocol,2,1,LTSPSTIA_2_FA_A,I,+,0,PRSTIV_765_PM_07-PA1,0.0,1.0,Prstiv_765_Pm_07 LTSPSTIA_2_FA_A + Current Phase Angle,0,1,1,Degrees,Phasor,IPHA,Current Phase Angle,PA,-98.6,37.5,PPA:7563,2021-08-06 18:04:50
} | MaximumArchiveDays=90 | DesiredRemainingSpace=500,7564,GPA_PRSTIV_765_PM_07-PM2:I,,267,8736f6c7-ad41-4b43-b4f6-e684e0d4ad20,PRSTIV_765_PM_07,Prstiv_765_Pm_07,60,1,companyAcronym= | protocolName=IEEE C37.118.2-2011 | vendorAcronym= | vendorDeviceName= | interconnectionName=,,,,10,STTP,Streaming Telemetry Transport Protocol,1,2,LTSPSTIA_2_FA_B,I,+,0,PRSTIV_765_PM_07-PM2,0.0,1.0,Prstiv_765_Pm_07 LTSPSTIA_2_FA_B + Current Magnitude,0,1,1,Amps,Phasor,IPHM,Current Magnitude,PM,-98.6,37.5,PPA:7564,2021-08-06 18:04:50
} | MaximumArchiveDays=90 | DesiredRemainingSpace=500,7565,GPA_PRSTIV_765_PM_07-PA2:IH,,267,8736f6c7-ad41-4b43-b4f6-e684e0d4ad20,PRSTIV_765_PM_07,Prstiv_765_Pm_07,60,1,companyAcronym= | protocolName=IEEE C37.118.2-2011 | vendorAcronym= | vendorDeviceName= | interconnectionName=,,,,10,STTP,Streaming Telemetry Transport Protocol,2,2,LTSPSTIA_2_FA_B,I,+,0,PRSTIV_765_PM_07-PA2,0.0,1.0,Prstiv_765_Pm_07 LTSPSTIA_2_FA_B + Current Phase Angle,0,1,1,Degrees,Phasor,IPHA,Current Phase Angle,PA,-98.6,37.5,PPA:7565,2021-08-06 18:04:50
} | MaximumArchiveDays=90 | DesiredRemainingSpace=500,7566,GPA_PRSTIV_765_PM_07-PM3:I,,267,8736f6c7-ad41-4b43-b4f6-e684e0d4ad20,PRSTIV_765_PM_07,Prstiv_765_Pm_07,60,1,companyAcronym= | protocolName=IEEE C37.118.2-2011 | vendorAcronym= | vendorDeviceName= | interconnectionName=,,,,10,STTP,Streaming Telemetry Transport Protocol,1,3,LTSPSTIA_2_FA_C,I,+,0,PRSTIV_765_PM_07-PM3,0.0,1.0,Prstiv_765_Pm_07 LTSPSTIA_2_FA_C + Current Magnitude,0,1,1,Amps,Phasor,IPHM,Current Magnitude,PM,-98.6,37.5,PPA:7566,2021-08-06 18:04:50
} | MaximumArchiveDays=90 | DesiredRemainingSpace=500,7567,GPA_PRSTIV_765_PM_07-PA3:IH,,267,8736f6c7-ad41-4b43-b4f6-e684e0d4ad20,PRSTIV_765_PM_07,Prstiv_765_Pm_07,60,1,companyAcronym= | protocolName=IEEE C37.118.2-2011 | vendorAcronym= | vendorDeviceName= | interconnectionName=,,,,10,STTP,Streaming Telemetry Transport Protocol,2,3,LTSPSTIA_2_FA_C,I,+,0,PRSTIV_765_PM_07-PA3,0.0,1.0,Prstiv_765_Pm_07 LTSPSTIA_2_FA_C + Current Phase Angle,0,1,1,Degrees,Phasor,IPHA,Current Phase Angle,PA,-98.6,37.5,PPA:7567,2021-08-06 18:04:50
} | MaximumArchiveDays=90 | DesiredRemainingSpace=500,7568,GPA_PRSTIV_765_PM_07-PM4:V,,267,8736f6c7-ad41-4b43-b4f6-e684e0d4ad20,PRSTIV_765_PM_07,Prstiv_765_Pm_07,60,1,companyAcronym= | protocolName=IEEE C37.118.2-2011 | vendorAcronym= | vendorDeviceName= | interconnectionName=,,,,10,STTP,Streaming Telemetry Transport Protocol,3,4,LTSPSTIA_2_FV_A,V,+,0,PRSTIV_765_PM_07-PM4,0.0,1.0,Prstiv_765_Pm_07 LTSPSTIA_2_FV_A + Voltage Magnitude,0,1,1,Volts,Phasor,VPHM,Voltage Magnitude,PM,-98.6,37.5,PPA:7568,2021-08-06 18:04:50
} | MaximumArchiveDays=90 | DesiredRemainingSpace=500,7569,GPA_PRSTIV_765_PM_07-PA4:VH,,267,8736f6c7-ad41-4b43-b4f6-e684e0d4ad20,PRSTIV_765_PM_07,Prstiv_765_Pm_07,60,1,companyAcronym= | protocolName=IEEE C37.118.2-2011 | vendorAcronym= | vendorDeviceName= | interconnectionName=,,,,10,STTP,Streaming Telemetry Transport Protocol,4,4,LTSPSTIA_2_FV_A,V,+,0,PRSTIV_765_PM_07-PA4,0.0,1.0,Prstiv_765_Pm_07 LTSPSTIA_2_FV_A + Voltage Phase Angle,0,1,1,Degrees,Phasor,VPHA,Voltage Phase Angle,PA,-98.6,37.5,PPA:7569,2021-08-06 18:04:50
} | MaximumArchiveDays=90 | DesiredRemainingSpace=500,7570,GPA_PRSTIV_765_PM_07-PM5:V,,267,8736f6c7-ad41-4b43-b4f6-e684e0d4ad20,PRSTIV_765_PM_07,Prstiv_765_Pm_07,60,1,companyAcronym= | protocolName=IEEE C37.118.2-2011 | vendorAcronym= | vendorDeviceName= | interconnectionName=,,,,10,STTP,Streaming Telemetry Transport Protocol,3,5,LTSPSTIA_2_FV_B,V,+,0,PRSTIV_765_PM_07-PM5,0.0,1.0,Prstiv_765_Pm_07 LTSPSTIA_2_FV_B + Voltage Magnitude,0,1,1,Volts,Phasor,VPHM,Voltage Magnitude,PM,-98.6,37.5,PPA:7570,2021-08-06 18:04:50
} | MaximumArchiveDays=90 | DesiredRemainingSpace=500,7571,GPA_PRSTIV_765_PM_07-PA5:VH,,267,8736f6c7-ad41-4b43-b4f6-e684e0d4ad20,PRSTIV_765_PM_07,Prstiv_765_Pm_07,60,1,companyAcronym= | protocolName=IEEE C37.118.2-2011 | vendorAcronym= | vendorDeviceName= | interconnectionName=,,,,10,STTP,Streaming Telemetry Transport Protocol,4,5,LTSPSTIA_2_FV_B,V,+,0,PRSTIV_765_PM_07-PA5,0.0,1.0,Prstiv_765_Pm_07 LTSPSTIA_2_FV_B + Voltage Phase Angle,0,1,1,Degrees,Phasor,VPHA,Voltage Phase Angle,PA,-98.6,37.5,PPA:7571,2021-08-06 18:04:50
} | MaximumArchiveDays=90 | DesiredRemainingSpace=500,7572,GPA_PRSTIV_765_PM_07-PM6:V,,267,8736f6c7-ad41-4b43-b4f6-e684e0d4ad20,PRSTIV_765_PM_07,Prstiv_765_Pm_07,60,1,companyAcronym= | protocolName=IEEE C37.118.2-2011 | vendorAcronym= | vendorDeviceName= | interconnectionName=,,,,10,STTP,Streaming Telemetry Transport Protocol,3,6,LTSPSTIA_2_FV_C,V,+,0,PRSTIV_765_PM_07-PM6,0.0,1.0,Prstiv_765_Pm_07 LTSPSTIA_2_FV_C + Voltage Magnitude,0,1,1,Volts,Phasor,VPHM,Voltage Magnitude,PM,-98.6,37.5,PPA:7572,2021-08-06 18:04:50
} | MaximumArchiveDays=90 | DesiredRemainingSpace=500,7573,GPA_PRSTIV_765_PM_07-PA6:VH,,267,8736f6c7-ad41-4b43-b4f6-e684e0d4ad20,PRSTIV_765_PM_07,Prstiv_765_Pm_07,60,1,companyAcronym= | protocolName=IEEE C37.118.2-2011 | vendorAcronym= | vendorDeviceName= | interconnectionName=,,,,10,STTP,Streaming Telemetry Transport Protocol,4,6,LTSPSTIA_2_FV_C,V,+,0,PRSTIV_765_PM_07-PA6,0.0,1.0,Prstiv_765_Pm_07 LTSPSTIA_2_FV_C + Voltage Phase Angle,0,1,1,Degrees,Phasor,VPHA,Voltage Phase Angle,PA,-98.6,37.5,PPA:7573,2021-08-06 18:04:50
} | MaximumArchiveDays=90 | DesiredRemainingSpace=500,7574,GPA_PRSTIV_765_PM_07-PM7:V,,267,8736f6c7-ad41-4b43-b4f6-e684e0d4ad20,PRSTIV_765_PM_07,Prstiv_765_Pm_07,60,1,companyAcronym= | protocolName=IEEE C37.118.2-2011 | vendorAcronym= | vendorDeviceName= | interconnectionName=,,,,10,STTP,Streaming Telemetry Transport Protocol,3,7,LTSPSTIA_2_FV_P,V,+,0,PRSTIV_765_PM_07-PM7,0.0,1.0,Prstiv_765_Pm_07 LTSPSTIA_2_FV_P + Voltage Magnitude,0,1,1,Volts,Phasor,VPHM,Voltage Magnitude,PM,-98.6,37.5,PPA:7574,2021-08-06 18:04:50
} | MaximumArchiveDays=90 | DesiredRemainingSpace=500,7575,GPA_PRSTIV_765_PM_07-PA7:VH,,267,8736f6c7-ad41-4b43-b4f6-e684e0d4ad20,PRSTIV_765_PM_07,Prstiv_765_Pm_07,60,1,companyAcronym= | protocolName=IEEE C37.118.2-2011 | vendorAcronym= | vendorDeviceName= | interconnectionName=,,,,10,STTP,Streaming Telemetry Transport Protocol,4,7,LTSPSTIA_2_FV_P,V,+,0,PRSTIV_765_PM_07-PA7,0.0,1.0,Prstiv_765_Pm_07 LTSPSTIA_2_FV_P + Voltage Phase Angle,0,1,1,Degrees,Phasor,VPHA,Voltage Phase Angle,PA,-98.6,37.5,PPA:7575,2021-08-06 18:04:50
} | MaximumArchiveDays=90 | DesiredRemainingSpace=500,7576,GPA_PRSTIV_765_PM_07-PM8:I,,267,8736f6c7-ad41-4b43-b4f6-e684e0d4ad20,PRSTIV_765_PM_07,Prstiv_765_Pm_07,60,1,companyAcronym= | protocolName=IEEE C37.118.2-2011 | vendorAcronym= | vendorDeviceName= | interconnectionName=,,,,10,STTP,Streaming Telemetry Transport Protocol,1,8,LTSPSTIA_2_FA_P,I,+,0,PRSTIV_765_PM_07-PM8,0.0,1.0,Prstiv_765_Pm_07 LTSPSTIA_2_FA_P + Current Magnitude,0,1,1,Amps,Phasor,IPHM,Current Magnitude,PM,-98.6,37.5,PPA:7576,2021-08-06 18:04:50
} | MaximumArchiveDays=90 | DesiredRemainingSpace=500,7577,GPA_PRSTIV_765_PM_07-PA8:IH,,267,8736f6c7-ad41-4b43-b4f6-e684e0d4ad20,PRSTIV_765_PM_07,Prstiv_765_Pm_07,60,1,companyAcronym= | protocolName=IEEE C37.118.2-2011 | vendorAcronym= | vendorDeviceName= | interconnectionName=,,,,10,STTP,Streaming Telemetry Transport Protocol,2,8,LTSPSTIA_2_FA_P,I,+,0,PRSTIV_765_PM_07-PA8,0.0,1.0,Prstiv_765_Pm_07 LTSPSTIA_2_FA_P + Current Phase Angle,0,1,1,Degrees,Phasor,IPHA,Current Phase Angle,PA,-98.6,37.5,PPA:7577,2021-08-06 18:04:50
} | MaximumArchiveDays=90 | DesiredRemainingSpace=500,7578,GPA_PRSTIV_765_PM_08:F,,268,8736f6c7-ad41-4b43-b4f6-e684e0d4ad20,PRSTIV_765_PM_08,Prstiv_765_Pm_08,60,1,companyAcronym= | protocolName=IEEE C37.118.2-2011 | vendorAcronym= | vendorDeviceName= | interconnectionName=,,,,10,STTP,Streaming Telemetry Transport Protocol,5,,,,,,PRSTIV_765_PM_08-FQ,0.0,1.0,Prstiv_765_Pm_08 Frequency,0,1,1,Hz,PMU,FREQ,Frequency,FQ,-98.6,37.5,PPA:7578,2021-08-06 18:04:50
} | MaximumArchiveDays=90 | DesiredRemainingSpace=500,7579,GPA_PRSTIV_765_PM_08:DF,,268,8736f6c7-ad41-4b43-b4f6-e684e0d4ad20,PRSTIV_765_PM_08,Prstiv_765_Pm_08,60,1,companyAcronym= | protocolName=IEEE C37.118.2-2011 | vendorAcronym= | vendorDeviceName= | interconnectionName=,,,,10,STTP,Streaming Telemetry Transport Protocol,6,,,,,,PRSTIV_765_PM_08-DF,0.0,1.0,Prstiv_765_Pm_08 Frequency Delta (dF/dt),0,1,1,,PMU,DFDT,Frequency Delta (dF/dt),DF,-98.6,37.5,PPA:7579,2021-08-06 18:04:50
} | MaximumArchiveDays=90 | DesiredRemainingSpace=500,7580,GPA_PRSTIV_765_PM_08:S,,268,8736f6c7-ad41-4b43-b4f6-e684e0d4ad20,PRSTIV_765_PM_08,Prstiv_765_Pm_08,60,1,companyAcronym= | protocolName=IEEE C37.118.2-2011 | vendorAcronym= | vendorDeviceName= | interconnectionName=,,,,10,STTP,Streaming Telemetry Transport Protocol,8,,,,,,PRSTIV_765_PM_08-SF,0.0,1.0,Prstiv_765_Pm_08 Status Flags,0,1,1,,PMU,FLAG,Status Flags,SF,-98.6,37.5,PPA:7580,2021-08-06 18:04:50
} | MaximumArchiveDays=90 | DesiredRemainingSpace=500,7581,GPA_PRSTIV_765_PM_08-PM1:I,,268,8736f6c7-ad41-4b43-b4f6-e684e0d4ad20,PRSTIV_765_PM_08,Prstiv_765_Pm_08,60,1,companyAcronym= | protocolName=IEEE C37.118.2-2011 | vendorAcronym= | vendorDeviceName= | interconnectionName=,,,,10,STTP,Streaming Telemetry Transport Protocol,1,1,LTSPSTIA_3_FA_A,I,+,0,PRSTIV_765_PM_08-PM1,0.0,1.0,Prstiv_765_Pm_08 LTSPSTIA_3_FA_A + Current Magnitude,0,1,1,Amps,Phasor,IPHM,Current Magnitude,PM,-98.6,37.5,PPA:7581,2021-08-06 18:04:50
} | MaximumArchiveDays=90 | DesiredRemainingSpace=500,7582,GPA_PRSTIV_765_PM_08-PA1:IH,,268,8736f6c7-ad41-4b43-b4f6-e684e0d4ad20,PRSTIV_765_PM_08,Prstiv_765_Pm_08,60,1,companyAcronym= | protocolName=IEEE C37.118.2-2011 | vendorAcronym= | vendorDeviceName= | interconnectionName=,,,,10,STTP,Streaming Telemetry Transport Protocol,2,1,LTSPSTIA_3_FA_A,I,+,0,PRSTIV_765_PM_08-PA1,0.0,1.0,Prstiv_765_Pm_08 LTSPSTIA_3_FA_A + Current Phase Angle,0,1,1,Degrees,Phasor,IPHA,Current Phase Angle,PA,-98.6,37.5,PPA:7582,2021-08-06 18:04:50
} | MaximumArchiveDays=90 | DesiredRemainingSpace=500,7583,GPA_PRSTIV_765_PM_08-PM2:I,,268,8736f6c7-ad41-4b43-b4f6-e684e0d4ad20,PRSTIV_765_PM_08,Prstiv_765_Pm_08,60,1,companyAcronym= | protocolName=IEEE C37.118.2-2011 | vendorAcronym= | vendorDeviceName= | interconnectionName=,,,,10,STTP,Streaming Telemetry Transport Protocol,1,2,LTSPSTIA_3_FA_B,I,+,0,PRSTIV_765_PM_08-PM2,0.0,1.0,Prstiv_765_Pm_08 LTSPSTIA_3_FA_B + Current Magnitude,0,1,1,Amps,Phasor,IPHM,Current Magnitude,PM,-98.6,37.5,PPA:7583,2021-08-06 18:04:50
} | MaximumArchiveDays=90 | DesiredRemainingSpace=500,7584,GPA_PRSTIV_765_PM_08-PA2:IH,,268,8736f6c7-ad41-4b43-b4f6-e684e0d4ad20,PRSTIV_765_PM_08,Prstiv_765_Pm_08,60,1,companyAcronym= | protocolName=IEEE C37.118.2-2011 | vendorAcronym= | vendorDeviceName= | interconnectionName=,,,,10,STTP,Streaming Telemetry Transport Protocol,2,2,LTSPSTIA_3_FA_B,I,+,0,PRSTIV_765_PM_08-PA2,0.0,1.0,Prstiv_765_Pm_08 LTSPSTIA_3_FA_B + Current Phase Angle,0,1,1,Degrees,Phasor,IPHA,Current Phase Angle,PA,-98.6,37.5,PPA:7584,2021-08-06 18:04:50
} | MaximumArchiveDays=90 | DesiredRemainingSpace=500,7585,GPA_PRSTIV_765_PM_08-PM3:I,,268,8736f6c7-ad41-4b43-b4f6-e684e0d4ad20,PRSTIV_765_PM_08,Prstiv_765_Pm_08,60,1,companyAcronym= | protocolName=IEEE C37.118.2-2011 | vendorAcronym= | vendorDeviceName= | interconnectionName=,,,,10,STTP,Streaming Telemetry Transport Protocol,1,3,LTSPSTIA_3_FA_C,I,+,0,PRSTIV_765_PM_08-PM3,0.0,1.0,Prstiv_765_Pm_08 LTSPSTIA_3_FA_C + Current Magnitude,0,1,1,Amps,Phasor,IPHM,Current Magnitude,PM,-98.6,37.5,PPA:7585,2021-08-06 18:04:50
} | MaximumArchiveDays=90 | DesiredRemainingSpace=500,7586,GPA_PRSTIV_765_PM_08-PA3:IH,,268,8736f6c7-ad41-4b43-b4f6-e684e0d4ad20,PRSTIV_765_PM_08,Prstiv_765_Pm_08,60,1,companyAcronym= | protocolName=IEEE C37.118.2-2011 | vendorAcronym= | vendorDeviceName= | interconnectionName=,,,,10,STTP,Streaming Telemetry Transport Protocol,2,3,LTSPSTIA_3_FA_C,I,+,0,PRSTIV_765_PM_08-PA3,0.0,1.0,Prstiv_765_Pm_08 LTSPSTIA_3_FA_C + Current Phase Angle,0,1,1,Degrees,Phasor,IPHA,Current Phase Angle,PA,-98.6,37.5,PPA:7586,2021-08-06 18:04:50
} | MaximumArchiveDays=90 | DesiredRemainingSpace=500,7587,GPA_PRSTIV_765_PM_08-PM4:V,,268,8736f6c7-ad41-4b43-b4f6-e684e0d4ad20,PRSTIV_765_PM_08,Prstiv_765_Pm_08,60,1,companyAcronym= | protocolName=IEEE C37.118.2-2011 | vendorAcronym= | vendorDeviceName= | interconnectionName=,,,,10,STTP,Streaming Telemetry Transport Protocol,3,4,LTSPSTIA_3_FV_A,V,+,0,PRSTIV_765_PM_08-PM4,0.0,1.0,Prstiv_765_Pm_08 LTSPSTIA_3_FV_A + Voltage Magnitude,0,1,1,Volts,Phasor,VPHM,Voltage Magnitude,PM,-98.6,37.5,PPA:7587,2021-08-06 18:04:50
} | MaximumArchiveDays=90 | DesiredRemainingSpace=500,7588,GPA_PRSTIV_765_PM_08-PA4:VH,,268,8736f6c7-ad41-4b43-b4f6-e684e0d4ad20,PRSTIV_765_PM_08,Prstiv_765_Pm_08,60,1,companyAcronym= | protocolName=IEEE C37.118.2-2011 | vendorAcronym= | vendorDeviceName= | interconnectionName=,,,,10,STTP,Streaming Telemetry Transport Protocol,4,4,LTSPSTIA_3_FV_A,V,+,0,PRSTIV_765_PM_08-PA4,0.0,1.0,Prstiv_765_Pm_08 LTSPSTIA_3_FV_A + Voltage Phase Angle,0,1,1,Degrees,Phasor,VPHA,Voltage Phase Angle,PA,-98.6,37.5,PPA:7588,2021-08-06 18:04:50
} | MaximumArchiveDays=90 | DesiredRemainingSpace=500,7589,GPA_PRSTIV_765_PM_08-PM5:V,,268,8736f6c7-ad41-4b43-b4f6-e684e0d4ad20,PRSTIV_765_PM_08,Prstiv_765_Pm_08,60,1,companyAcronym= | protocolName=IEEE C37.118.2-2011 | vendorAcronym= | vendorDeviceName= | interconnectionName=,,,,10,STTP,Streaming Telemetry Transport Protocol,3,5,LTSPSTIA_3_FV_B,V,+,0,PRSTIV_765_PM_08-PM5,0.0,1.0,Prstiv_765_Pm_08 LTSPSTIA_3_FV_B + Voltage Magnitude,0,1,1,Volts,Phasor,VPHM,Voltage Magnitude,PM,-98.6,37.5,PPA:7589,2021-08-06 18:04:50
} | MaximumArchiveDays=90 | DesiredRemainingSpace=500,7590,GPA_PRSTIV_765_PM_08-PA5:VH,,268,8736f6c7-ad41-4b43-b4f6-e684e0d4ad20,PRSTIV_765_PM_08,Prstiv_765_Pm_08,60,1,companyAcronym= | protocolName=IEEE C37.118.2-2011 | vendorAcronym= | vendorDeviceName= | interconnectionName=,,,,10,STTP,Streaming Telemetry Transport Protocol,4,5,LTSPSTIA_3_FV_B,V,+,0,PRSTIV_765_PM_08-PA5,0.0,1.0,Prstiv_765_Pm_08 LTSPSTIA_3_FV_B + Voltage Phase Angle,0,1,1,Degrees,Phasor,VPHA,Voltage Phase Angle,PA,-98.6,37.5,PPA:7590,2021-08-06 18:04:50
} | MaximumArchiveDays=90 | DesiredRemainingSpace=500,7591,GPA_PRSTIV_765_PM_08-PM6:V,,268,8736f6c7-ad41-4b43-b4f6-e684e0d4ad20,PRSTIV_765_PM_08,Prstiv_765_Pm_08,60,1,companyAcronym= | protocolName=IEEE C37.118.2-2011 | vendorAcronym= | vendorDeviceName= | interconnectionName=,,,,10,STTP,Streaming Telemetry Transport Protocol,3,6,LTSPSTIA_3_FV_C,V,+,0,PRSTIV_765_PM_08-PM6,0.0,1.0,Prstiv_765_Pm_08 LTSPSTIA_3_FV_C + Voltage Magnitude,0,1,1,Volts,Phasor,VPHM,Voltage Magnitude,PM,-98.6,37.5,PPA:7591,2021-08-06 18:04:50
} | MaximumArchiveDays=90 | DesiredRemainingSpace=500,7592,GPA_PRSTIV_765_PM_08-PA6:VH,,268,8736f6c7-ad41-4b43-b4f6-e684e0d4ad20,PRSTIV_765_PM_08,Prstiv_765_Pm_08,60,1,companyAcronym= | protocolName=IEEE C37.118.2-2011 | vendorAcronym= | vendorDeviceName= | interconnectionName=,,,,10,STTP,Streaming Telemetry Transport Protocol,4,6,LTSPSTIA_3_FV_C,V,+,0,PRSTIV_765_PM_08-PA6,0.0,1.0,Prstiv_765_Pm_08 LTSPSTIA_3_FV_C + Voltage Phase Angle,0,1,1,Degrees,Phasor,VPHA,Voltage Phase Angle,PA,-98.6,37.5,PPA:7592,2021-08-06 18:04:50
} | MaximumArchiveDays=90 | DesiredRemainingSpace=500,7593,GPA_PRSTIV_765_PM_08-PM7:V,,268,8736f6c7-ad41-4b43-b4f6-e684e0d4ad20,PRSTIV_765_PM_08,Prstiv_765_Pm_08,60,1,companyAcronym= | protocolName=IEEE C37.118.2-2011 | vendorAcronym= | vendorDeviceName= | interconnectionName=,,,,10,STTP,Streaming Telemetry Transport Protocol,3,7,LTSPSTIA_3_FV_P,V,+,0,PRSTIV_765_PM_08-PM7,0.0,1.0,Prstiv_765_Pm_08 LTSPSTIA_3_FV_P + Voltage Magnitude,0,1,1,Volts,Phasor,VPHM,Voltage Magnitude,PM,-98.6,37.5,PPA:7593,2021-08-06 18:04:50
} | MaximumArchiveDays=90 | DesiredRemainingSpace=500,7594,GPA_PRSTIV_765_PM_08-PA7:VH,,268,8736f6c7-ad41-4b43-b4f6-e684e0d4ad20,PRSTIV_765_PM_08,Prstiv_765_Pm_08,60,1,companyAcronym= | protocolName=IEEE C37.118.2-2011 | vendorAcronym= | vendorDeviceName= | interconnectionName=,,,,10,STTP,Streaming Telemetry Transport Protocol,4,7,LTSPSTIA_3_FV_P,V,+,0,PRSTIV_765_PM_08-PA7,0.0,1.0,Prstiv_765_Pm_08 LTSPSTIA_3_FV_P + Voltage Phase Angle,0,1,1,Degrees,Phasor,VPHA,Voltage Phase Angle,PA,-98.6,37.5,PPA:7594,2021-08-06 18:04:50
} | MaximumArchiveDays=90 | DesiredRemainingSpace=500,7595,GPA_PRSTIV_765_PM_08-PM8:I,,268,8736f6c7-ad41-4b43-b4f6-e684e0d4ad20,PRSTIV_765_PM_08,Prstiv_765_Pm_08,60,1,companyAcronym= | protocolName=IEEE C37.118.2-2011 | vendorAcronym= | vendorDeviceName= | interconnectionName=,,,,10,STTP,Streaming Telemetry Transport Protocol,1,8,LTSPSTIA_3_FA_P,I,+,0,PRSTIV_765_PM_08-PM8,0.0,1.0,Prstiv_765_Pm_08 LTSPSTIA_3_FA_P + Current Magnitude,0,1,1,Amps,Phasor,IPHM,Current Magnitude,PM,-98.6,37.5,PPA:7595,2021-08-06 18:04:50
} | MaximumArchiveDays=90 | DesiredRemainingSpace=500,7596,GPA_PRSTIV_765_PM_08-PA8:IH,,268,8736f6c7-ad41-4b43-b4f6-e684e0d4ad20,PRSTIV_765_PM_08,Prstiv_765_Pm_08,60,1,companyAcronym= | protocolName=IEEE C37.118.2-2011 | vendorAcronym= | vendorDeviceName= | interconnectionName=,,,,10,STTP,Streaming Telemetry Transport Protocol,2,8,LTSPSTIA_3_FA_P,I,+,0,PRSTIV_765_PM_08-PA8,0.0,1.0,Prstiv_765_Pm_08 LTSPSTIA_3_FA_P + Current Phase Angle,0,1,1,Degrees,Phasor,IPHA,Current Phase Angle,PA,-98.6,37.5,PPA:7596,2021-08-06 18:04:50
} | MaximumArchiveDays=90 | DesiredRemainingSpace=500,7597,GPA_SPSTIA_765_PM_01:F,,269,8736f6c7-ad41-4b43-b4f6-e684e0d4ad20,SPSTIA_765_PM_01,Spstia_765_Pm_01,60,1,companyAcronym= | protocolName=IEEE C37.118.2-2011 | vendorAcronym= | vendorDeviceName= | interconnectionName=,,,,10,STTP,Streaming Telemetry Transport Protocol,5,,,,,,SPSTIA_765_PM_01-FQ,0.0,1.0,Spstia_765_Pm_01 Frequency,0,1,1,Hz,PMU,FREQ,Frequency,FQ,-98.6,37.5,PPA:7597,2021-08-06 18:04:50
} | MaximumArchiveDays=90 | DesiredRemainingSpace=500,7598,GPA_SPSTIA_765_PM_01:DF,,269,8736f6c7-ad41-4b43-b4f6-e684e0d4ad20,SPSTIA_765_PM_01,Spstia_765_Pm_01,60,1,companyAcronym= | protocolName=IEEE C37.118.2-2011 | vendorAcronym= | vendorDeviceName= | interconnectionName=,,,,10,STTP,Streaming Telemetry Transport Protocol,6,,,,,,SPSTIA_765_PM_01-DF,0.0,1.0,Spstia_765_Pm_01 Frequency Delta (dF/dt),0,1,1,,PMU,DFDT,Frequency Delta (dF/dt),DF,-98.6,37.5,PPA:7598,2021-08-06 18:04:50
} | MaximumArchiveDays=90 | DesiredRemainingSpace=500,7599,GPA_SPSTIA_765_PM_01:S,,269,8736f6c7-ad41-4b43-b4f6-e684e0d4ad20,SPSTIA_765_PM_01,Spstia_765_Pm_01,60,1,companyAcronym= | protocolName=IEEE C37.118.2-2011 | vendorAcronym= | vendorDeviceName= | interconnectionName=,,,,10,STTP,Streaming Telemetry Transport Protocol,8,,,,,,SPSTIA_765_PM_01-SF,0.0,1.0,Spstia_765_Pm_01 Status Flags,0,1,1,,PMU,FLAG,Status Flags,SF,-98.6,37.5,PPA:7599,2021-08-06 18:04:50
} | MaximumArchiveDays=90 | DesiredRemainingSpace=500,7600,GPA_SPSTIA_765_PM_01-PM1:V,,269,8736f6c7-ad41-4b43-b4f6-e684e0d4ad20,SPSTIA_765_PM_01,Spstia_765_Pm_01,60,1,companyAcronym= | protocolName=IEEE C37.118.2-2011 | vendorAcronym= | vendorDeviceName= | interconnectionName=,,,,10,STTP,Streaming Telemetry Transport Protocol,3,1,LTPRSTIV_1_FV_A,V,+,0,SPSTIA_765_PM_01-PM1,0.0,1.0,Spstia_765_Pm_01 LTPRSTIV_1_FV_A + Voltage Magnitude,0,1,1,Volts,Phasor,VPHM,Voltage Magnitude,PM,-98.6,37.5,PPA:7600,2021-08-06 18:04:50
} | MaximumArchiveDays=90 | DesiredRemainingSpace=500,7601,GPA_SPSTIA_765_PM_01-PA1:VH,,269,8736f6c7-ad41-4b43-b4f6-e684e0d4ad20,SPSTIA_765_PM_01,Spstia_765_Pm_01,60,1,companyAcronym= | protocolName=IEEE C37.118.2-2011 | vendorAcronym= | vendorDeviceName= | interconnectionName=,,,,10,STTP,Streaming Telemetry Transport Protocol,4,1,LTPRSTIV_1_FV_A,V,+,0,SPSTIA_765_PM_01-PA1,0.0,1.0,Spstia_765_Pm_01 LTPRSTIV_1_FV_A + Voltage Phase Angle,0,1,1,Degrees,Phasor,VPHA,Voltage Phase Angle,PA,-98.6,37.5,PPA:7601,2021-08-06 18:04:50
} | MaximumArchiveDays=90 | DesiredRemainingSpace=500,7602,GPA_SPSTIA_765_PM_01-PM2:V,,269,8736f6c7-ad41-4b43-b4f6-e684e0d4ad20,SPSTIA_765_PM_01,Spstia_765_Pm_01,60,1,companyAcronym= | protocolName=IEEE C37.118.2-2011 | vendorAcronym= | vendorDeviceName= | interconnectionName=,,,,10,STTP,Streaming Telemetry Transport Protocol,3,2,LTPRSTIV_1_FV_B,V,+,0,SPSTIA_765_PM_01-PM2,0.0,1.0,Spstia_765_Pm_01 LTPRSTIV_1_FV_B + Voltage Magnitude,0,1,1,Volts,Phasor,VPHM,Voltage Magnitude,PM,-98.6,37.5,PPA:7602,2021-08-06 18:04:50
} | MaximumArchiveDays=90 | DesiredRemainingSpace=500,7603,GPA_SPSTIA_765_PM_01-PA2:VH,,269,8736f6c7-ad41-4b43-b4f6-e684e0d4ad20,SPSTIA_765_PM_01,Spstia_765_Pm_01,60,1,companyAcronym= | protocolName=IEEE C37.118.2-2011 | vendorAcronym= | vendorDeviceName= | interconnectionName=,,,,10,STTP,Streaming Telemetry Transport Protocol,4,2,LTPRSTIV_1_FV_B,V,+,0,SPSTIA_765_PM_01-PA2,0.0,1.0,Spstia_765_Pm_01 LTPRSTIV_1_FV_B + Voltage Phase Angle,0,1,1,Degrees,Phasor,VPHA,Voltage Phase Angle,PA,-98.6,37.5,PPA:7603,2021-08-06 18:04:50
} | MaximumArchiveDays=90 | DesiredRemainingSpace=500,7604,GPA_SPSTIA_765_PM_01-PM3:V,,269,8736f6c7-ad41-4b43-b4f6-e684e0d4ad20,SPSTIA_765_PM_01,Spstia_765_Pm_01,60,1,companyAcronym= | protocolName=IEEE C37.118.2-2011 | vendorAcronym= | vendorDeviceName= | interconnectionName=,,,,10,STTP,Streaming Telemetry Transport Protocol,3,3,LTPRSTIV_1_FV_C,V,+,0,SPSTIA_765_PM_01-PM3,0.0,1.0,Spstia_765_Pm_01 LTPRSTIV_1_FV_C + Voltage Magnitude,0,1,1,Volts,Phasor,VPHM,Voltage Magnitude,PM,-98.6,37.5,PPA:7604,2021-08-06 18:04:50
} | MaximumArchiveDays=90 | DesiredRemainingSpace=500,7605,GPA_SPSTIA_765_PM_01-PA3:VH,,269,8736f6c7-ad41-4b43-b4f6-e684e0d4ad20,SPSTIA_765_PM_01,Spstia_765_Pm_01,60,1,companyAcronym= | protocolName=IEEE C37.118.2-2011 | vendorAcronym= | vendorDeviceName= | interconnectionName=,,,,10,STTP,Streaming Telemetry Transport Protocol,4,3,LTPRSTIV_1_FV_C,V,+,0,SPSTIA_765_PM_01-PA3,0.0,1.0,Spstia_765_Pm_01 LTPRSTIV_1_FV_C + Voltage Phase Angle,0,1,1,Degrees,Phasor,VPHA,Voltage Phase Angle,PA,-98.6,37.5,PPA:7605,2021-08-06 18:04:50
} | MaximumArchiveDays=90 | DesiredRemainingSpace=500,7606,GPA_SPSTIA_765_PM_01-PM4:I,,269,8736f6c7-ad41-4b43-b4f6-e684e0d4ad20,SPSTIA_765_PM_01,Spstia_765_Pm_01,60,1,companyAcronym= | protocolName=IEEE C37.118.2-2011 | vendorAcronym= | vendorDeviceName= | interconnectionName=,,,,10,STTP,Streaming Telemetry Transport Protocol,1,4,LTPRSTIV_1_FA_A,I,+,0,SPSTIA_765_PM_01-PM4,0.0,1.0,Spstia_765_Pm_01 LTPRSTIV_1_FA_A + Current Magnitude,0,1,1,Amps,Phasor,IPHM,Current Magnitude,PM,-98.6,37.5,PPA:7606,2021-08-06 18:04:50
} | MaximumArchiveDays=90 | DesiredRemainingSpace=500,7607,GPA_SPSTIA_765_PM_01-PA4:IH,,269,8736f6c7-ad41-4b43-b4f6-e684e0d4ad20,SPSTIA_765_PM_01,Spstia_765_Pm_01,60,1,companyAcronym= | protocolName=IEEE C37.118.2-2011 | vendorAcronym= | vendorDeviceName= | interconnectionName=,,,,10,STTP,Streaming Telemetry Transport Protocol,2,4,LTPRSTIV_1_FA_A,I,+,0,SPSTIA_765_PM_01-PA4,0.0,1.0,Spstia_765_Pm_01 LTPRSTIV_1_FA_A + Current Phase Angle,0,1,1,Degrees,Phasor,IPHA,Current Phase Angle,PA,-98.6,37.5,PPA:7607,2021-08-06 18:04:50
} | MaximumArchiveDays=90 | DesiredRemainingSpace=500,7608,GPA_SPSTIA_765_PM_01-PM5:I,,269,8736f6c7-ad41-4b43-b4f6-e684e0d4ad20,SPSTIA_765_PM_01,Spstia_765_Pm_01,60,1,companyAcronym= | protocolName=IEEE C37.118.2-2011 | vendorAcronym= | vendorDeviceName= | interconnectionName=,,,,10,STTP,Streaming Telemetry Transport Protocol,1,5,LTPRSTIV_1_FA_B,I,+,0,SPSTIA_765_PM_01-PM5,0.0,1.0,Spstia_765_Pm_01 LTPRSTIV_1_FA_B + Current Magnitude,0,1,1,Amps,Phasor,IPHM,Current Magnitude,PM,-98.6,37.5,PPA:7608,2021-08-06 18:04:50
} | MaximumArchiveDays=90 | DesiredRemainingSpace=500,7609,GPA_SPSTIA_765_PM_01-PA5:IH,,269,8736f6c7-ad41-4b43-b4f6-e684e0d4ad20,SPSTIA_765_PM_01,Spstia_765_Pm_01,60,1,companyAcronym= | protocolName=IEEE C37.118.2-2011 | vendorAcronym= | vendorDeviceName= | interconnectionName=,,,,10,STTP,Streaming Telemetry Transport Protocol,2,5,LTPRSTIV_1_FA_B,I,+,0,SPSTIA_765_PM_01-PA5,0.0,1.0,Spstia_765_Pm_01 LTPRSTIV_1_FA_B + Current Phase Angle,0,1,1,Degrees,Phasor,IPHA,Current Phase Angle,PA,-98.6,37.5,PPA:7609,2021-08-06 18:04:50
} | MaximumArchiveDays=90 | DesiredRemainingSpace=500,7610,GPA_SPSTIA_765_PM_01-PM6:I,,269,8736f6c7-ad41-4b43-b4f6-e684e0d4ad20,SPSTIA_765_PM_01,Spstia_765_Pm_01,60,1,companyAcronym= | protocolName=IEEE C37.118.2-2011 | vendorAcronym= | vendorDeviceName= | interconnectionName=,,,,10,STTP,Streaming Telemetry Transport Protocol,1,6,LTPRSTIV_1_FA_C,I,+,0,SPSTIA_765_PM_01-PM6,0.0,1.0,Spstia_765_Pm_01 LTPRSTIV_1_FA_C + Current Magnitude,0,1,1,Amps,Phasor,IPHM,Current Magnitude,PM,-98.6,37.5,PPA:7610,2021-08-06 18:04:50
} | MaximumArchiveDays=90 | DesiredRemainingSpace=500,7611,GPA_SPSTIA_765_PM_01-PA6:IH,,269,8736f6c7-ad41-4b43-b4f6-e684e0d4ad20,SPSTIA_765_PM_01,Spstia_765_Pm_01,60,1,companyAcronym= | protocolName=IEEE C37.118.2-2011 | vendorAcronym= | vendorDeviceName= | interconnectionName=,,,,10,STTP,Streaming Telemetry Transport Protocol,2,6,LTPRSTIV_1_FA_C,I,+,0,SPSTIA_765_PM_01-PA6,0.0,1.0,Spstia_765_Pm_01 LTPRSTIV_1_FA_C + Current Phase Angle,0,1,1,Degrees,Phasor,IPHA,Current Phase Angle,PA,-98.6,37.5,PPA:7611,2021-08-06 18:04:50
} | MaximumArchiveDays=90 | DesiredRemainingSpace=500,7612,GPA_SPSTIA_765_PM_01-PM7:V,,269,8736f6c7-ad41-4b43-b4f6-e684e0d4ad20,SPSTIA_765_PM_01,Spstia_765_Pm_01,60,1,companyAcronym= | protocolName=IEEE C37.118.2-2011 | vendorAcronym= | vendorDeviceName= | interconnectionName=,,,,10,STTP,Streaming Telemetry Transport Protocol,3,7,LTPRSTIV_1_FV_P,V,+,0,SPSTIA_765_PM_01-PM7,0.0,1.0,Spstia_765_Pm_01 LTPRSTIV_1_FV_P + Voltage Magnitude,0,1,1,Volts,Phasor,VPHM,Voltage Magnitude,PM,-98.6,37.5,PPA:7612,2021-08-06 18:04:50
} | MaximumArchiveDays=90 | DesiredRemainingSpace=500,7613,GPA_SPSTIA_765_PM_01-PA7:VH,,269,8736f6c7-ad41-4b43-b4f6-e684e0d4ad20,SPSTIA_765_PM_01,Spstia_765_Pm_01,60,1,companyAcronym= | protocolName=IEEE C37.118.2-2011 | vendorAcronym= | vendorDeviceName= | interconnectionName=,,,,10,STTP,Streaming Telemetry Transport Protocol,4,7,LTPRSTIV_1_FV_P,V,+,0,SPSTIA_765_PM_01-PA7,0.0,1.0,Spstia_765_Pm_01 LTPRSTIV_1_FV_P + Voltage Phase Angle,0,1,1,Degrees,Phasor,VPHA,Voltage Phase Angle,PA,-98.6,37.5,PPA:7613,2021-08-06 18:04:50
} | MaximumArchiveDays=90 | DesiredRemainingSpace=500,7614,GPA_SPSTIA_765_PM_01-PM8:I,,269,8736f6c7-ad41-4b43-b4f6-e684e0d4ad20,SPSTIA_765_PM_01,Spstia_765_Pm_01,60,1,companyAcronym= | protocolName=IEEE C37.118.2-2011 | vendorAcronym= | vendorDeviceName= | interconnectionName=,,,,10,STTP,Streaming Telemetry Transport Protocol,1,8,LTPRSTIV_1_FA_P,I,+,0,SPSTIA_765_PM_01-PM8,0.0,1.0,Spstia_765_Pm_01 LTPRSTIV_1_FA_P + Current Magnitude,0,1,1,Amps,Phasor,IPHM,Current Magnitude,PM,-98.6,37.5,PPA:7614,2021-08-06 18:04:50
} | MaximumArchiveDays=90 | DesiredRemainingSpace=500,7615,GPA_SPSTIA_765_PM_01-PA8:IH,,269,8736f6c7-ad41-4b43-b4f6-e684e0d4ad20,SPSTIA_765_PM_01,Spstia_765_Pm_01,60,1,companyAcronym= | protocolName=IEEE C37.118.2-2011 | vendorAcronym= | vendorDeviceName= | interconnectionName=,,,,10,STTP,Streaming Telemetry Transport Protocol,2,8,LTPRSTIV_1_FA_P,I,+,0,SPSTIA_765_PM_01-PA8,0.0,1.0,Spstia_765_Pm_01 LTPRSTIV_1_FA_P + Current Phase Angle,0,1,1,Degrees,Phasor,IPHA,Current Phase Angle,PA,-98.6,37.5,PPA:7615,2021-08-06 18:04:50
} | MaximumArchiveDays=90 | DesiredRemainingSpace=500,7616,GPA_SPSTIA_765_PM_02:F,,270,8736f6c7-ad41-4b43-b4f6-e684e0d4ad20,SPSTIA_765_PM_02,Spstia_765_Pm_02,60,1,companyAcronym= | protocolName=IEEE C37.118.2-2011 | vendorAcronym= | vendorDeviceName= | interconnectionName=,,,,10,STTP,Streaming Telemetry Transport Protocol,5,,,,,,SPSTIA_765_PM_02-FQ,0.0,1.0,Spstia_765_Pm_02 Frequency,0,1,1,Hz,PMU,FREQ,Frequency,FQ,-98.6,37.5,PPA:7616,2021-08-06 18:04:50
} | MaximumArchiveDays=90 | DesiredRemainingSpace=500,7617,GPA_SPSTIA_765_PM_02:DF,,270,8736f6c7-ad41-4b43-b4f6-e684e0d4ad20,SPSTIA_765_PM_02,Spstia_765_Pm_02,60,1,companyAcronym= | protocolName=IEEE C37.118.2-2011 | vendorAcronym= | vendorDeviceName= | interconnectionName=,,,,10,STTP,Streaming Telemetry Transport Protocol,6,,,,,,SPSTIA_765_PM_02-DF,0.0,1.0,Spstia_765_Pm_02 Frequency Delta (dF/dt),0,1,1,,PMU,DFDT,Frequency Delta (dF/dt),DF,-98.6,37.5,PPA:7617,2021-08-06 18:04:50
} | MaximumArchiveDays=90 | DesiredRemainingSpace=500,7618,GPA_SPSTIA_765_PM_02:S,,270,8736f6c7-ad41-4b43-b4f6-e684e0d4ad20,SPSTIA_765_PM_02,Spstia_765_Pm_02,60,1,companyAcronym= | protocolName=IEEE C37.118.2-2011 | vendorAcronym= | vendorDeviceName= | interconnectionName=,,,,10,STTP,Streaming Telemetry Transport Protocol,8,,,,,,SPSTIA_765_PM_02-SF,0.0,1.0,Spstia_765_Pm_02 Status Flags,0,1,1,,PMU,FLAG,Status Flags,SF,-98.6,37.5,PPA:7618,2021-08-06 18:04:50
} | MaximumArchiveDays=90 | DesiredRemainingSpace=500,7619,GPA_SPSTIA_765_PM_02-PM1:V,,270,8736f6c7-ad41-4b43-b4f6-e684e0d4ad20,SPSTIA_765_PM_02,Spstia_765_Pm_02,60,1,companyAcronym= | protocolName=IEEE C37.118.2-2011 | vendorAcronym= | vendorDeviceName= | interconnectionName=,,,,10,STTP,Streaming Telemetry Transport Protocol,3,1,BAA_FV_B,V,+,0,SPSTIA_765_PM_02-PM1,0.0,1.0,Spstia_765_Pm_02 BAA_FV_B + Voltage Magnitude,0,1,1,Volts,Phasor,VPHM,Voltage Magnitude,PM,-98.6,37.5,PPA:7619,2021-08-06 18:04:50
} | MaximumArchiveDays=90 | DesiredRemainingSpace=500,7620,GPA_SPSTIA_765_PM_02-PA1:VH,,270,8736f6c7-ad41-4b43-b4f6-e684e0d4ad20,SPSTIA_765_PM_02,Spstia_765_Pm_02,60,1,companyAcronym= | protocolName=IEEE C37.118.2-2011 | vendorAcronym= | vendorDeviceName= | interconnectionName=,,,,10,STTP,Streaming Telemetry Transport Protocol,4,1,BAA_FV_B,V,+,0,SPSTIA_765_PM_02-PA1,0.0,1.0,Spstia_765_Pm_02 BAA_FV_B + Voltage Phase Angle,0,1,1,Degrees,Phasor,VPHA,Voltage Phase Angle,PA,-98.6,37.5,PPA:7620,2021-08-06 18:04:50
} | MaximumArchiveDays=90 | DesiredRemainingSpace=500,7621,GPA_SPSTIA_765_PM_03:F,,271,8736f6c7-ad41-4b43-b4f6-e684e0d4ad20,SPSTIA_765_PM_03,Spstia_765_Pm_03,60,1,companyAcronym= | protocolName=IEEE C37.118.2-2011 | vendorAcronym= | vendorDeviceName= | interconnectionName=,,,,10,STTP,Streaming Telemetry Transport Protocol,5,,,,,,SPSTIA_765_PM_03-FQ,0.0,1.0,Spstia_765_Pm_03 Frequency,0,1,1,Hz,PMU,FREQ,Frequency,FQ,-98.6,37.5,PPA:7621,2021-08-06 18:04:50
} | MaximumArchiveDays=90 | DesiredRemainingSpace=500,7622,GPA_SPSTIA_765_PM_03:DF,,271,8736f6c7-ad41-4b43-b4f6-e684e0d4ad20,SPSTIA_765_PM_03,Spstia_765_Pm_03,60,1,companyAcronym= | protocolName=IEEE C37.118.2-2011 | vendorAcronym= | vendorDeviceName= | interconnectionName=,,,,10,STTP,Streaming Telemetry Transport Protocol,6,,,,,,SPSTIA_765_PM_03-DF,0.0,1.0,Spstia_765_Pm_03 Frequency Delta (dF/dt),0,1,1,,PMU,DFDT,Frequency Delta (dF/dt),DF,-98.6,37.5,PPA:7622,2021-08-06 18:04:50
} | MaximumArchiveDays=90 | DesiredRemainingSpace=500,7623,GPA_SPSTIA_765_PM_03:S,,271,8736f6c7-ad41-4b43-b4f6-e684e0d4ad20,SPSTIA_765_PM_03,Spstia_765_Pm_03,60,1,companyAcronym= | protocolName=IEEE C37.118.2-2011 | vendorAcronym= | vendorDeviceName= | interconnectionName=,,,,10,STTP,Streaming Telemetry Transport Protocol,8,,,,,,SPSTIA_765_PM_03-SF,0.0,1.0,Spstia_765_Pm_03 Status Flags,0,1,1,,PMU,FLAG,Status Flags,SF,-98.6,37.5,PPA:7623,2021-08-06 18:04:50
} | MaximumArchiveDays=90 | DesiredRemainingSpace=500,7624,GPA_SPSTIA_765_PM_03-PM1:I,,271,8736f6c7-ad41-4b43-b4f6-e684e0d4ad20,SPSTIA_765_PM_03,Spstia_765_Pm_03,60,1,companyAcronym= | protocolName=IEEE C37.118.2-2011 | vendorAcronym= | vendorDeviceName= | interconnectionName=,,,,10,STTP,Streaming Telemetry Transport Protocol,1,1,LTPRSTIV_2_FA_A,I,+,0,SPSTIA_765_PM_03-PM1,0.0,1.0,Spstia_765_Pm_03 LTPRSTIV_2_FA_A + Current Magnitude,0,1,1,Amps,Phasor,IPHM,Current Magnitude,PM,-98.6,37.5,PPA:7624,2021-08-06 18:04:50
} | MaximumArchiveDays=90 | DesiredRemainingSpace=500,7625,GPA_SPSTIA_765_PM_03-PA1:IH,,271,8736f6c7-ad41-4b43-b4f6-e684e0d4ad20,SPSTIA_765_PM_03,Spstia_765_Pm_03,60,1,companyAcronym= | protocolName=IEEE C37.118.2-2011 | vendorAcronym= | vendorDeviceName= | interconnectionName=,,,,10,STTP,Streaming Telemetry Transport Protocol,2,1,LTPRSTIV_2_FA_A,I,+,0,SPSTIA_765_PM_03-PA1,0.0,1.0,Spstia_765_Pm_03 LTPRSTIV_2_FA_A + Current Phase Angle,0,1,1,Degrees,Phasor,IPHA,Current Phase Angle,PA,-98.6,37.5,PPA:7625,2021-08-06 18:04:50
} | MaximumArchiveDays=90 | DesiredRemainingSpace=500,7626,GPA_SPSTIA_765_PM_03-PM2:I,,271,8736f6c7-ad41-4b43-b4f6-e684e0d4ad20,SPSTIA_765_PM_03,Spstia_765_Pm_03,60,1,companyAcronym= | protocolName=IEEE C37.118.2-2011 | vendorAcronym= | vendorDeviceName= | interconnectionName=,,,,10,STTP,Streaming Telemetry Transport Protocol,1,2,LTPRSTIV_2_FA_B,I,+,0,SPSTIA_765_PM_03-PM2,0.0,1.0,Spstia_765_Pm_03 LTPRSTIV_2_FA_B + Current Magnitude,0,1,1,Amps,Phasor,IPHM,Current Magnitude,PM,-98.6,37.5,PPA:7626,2021-08-06 18:04:50
} | MaximumArchiveDays=90 | DesiredRemainingSpace=500,7627,GPA_SPSTIA_765_PM_03-PA2:IH,,271,8736f6c7-ad41-4b43-b4f6-e684e0d4ad20,SPSTIA_765_PM_03,Spstia_765_Pm_03,60,1,companyAcronym= | protocolName=IEEE C37.118.2-2011 | vendorAcronym= | vendorDeviceName= | interconnectionName=,,,,10,STTP,Streaming Telemetry Transport Protocol,2,2,LTPRSTIV_2_FA_B,I,+,0,SPSTIA_765_PM_03-PA2,0.0,1.0,Spstia_765_Pm_03 LTPRSTIV_2_FA_B + Current Phase Angle,0,1,1,Degrees,Phasor,IPHA,Current Phase Angle,PA,-98.6,37.5,PPA:7627,2021-08-06 18:04:50
} | MaximumArchiveDays=90 | DesiredRemainingSpace=500,7628,GPA_SPSTIA_765_PM_03-PM3:I,,271,8736f6c7-ad41-4b43-b4f6-e684e0d4ad20,SPSTIA_765_PM_03,Spstia_765_Pm_03,60,1,companyAcronym= | protocolName=IEEE C37.118.2-2011 | vendorAcronym= | vendorDeviceName= | interconnectionName=,,,,10,STTP,Streaming Telemetry Transport Protocol,1,3,LTPRSTIV_2_FA_C,I,+,0,SPSTIA_765_PM_03-PM3,0.0,1.0,Spstia_765_Pm_03 LTPRSTIV_2_FA_C + Current Magnitude,0,1,1,Amps,Phasor,IPHM,Current Magnitude,PM,-98.6,37.5,PPA:7628,2021-08-06 18:04:50
} | MaximumArchiveDays=90 | DesiredRemainingSpace=500,7629,GPA_SPSTIA_765_PM_03-PA3:IH,,271,8736f6c7-ad41-4b43-b4f6-e684e0d4ad20,SPSTIA_765_PM_03,Spstia_765_Pm_03,60,1,companyAcronym= | protocolName=IEEE C37.118.2-2011 | vendorAcronym= | vendorDeviceName= | interconnectionName=,,,,10,STTP,Streaming Telemetry Transport Protocol,2,3,LTPRSTIV_2_FA_C,I,+,0,SPSTIA_765_PM_03-PA3,0.0,1.0,Spstia_765_Pm_03 LTPRSTIV_2_FA_C + Current Phase Angle,0,1,1,Degrees,Phasor,IPHA,Current Phase Angle,PA,-98.6,37.5,PPA:7629,2021-08-06 18:04:50
} | MaximumArchiveDays=90 | DesiredRemainingSpace=500,7630,GPA_SPSTIA_765_PM_03-PM4:V,,271,8736f6c7-ad41-4b43-b4f6-e684e0d4ad20,SPSTIA_765_PM_03,Spstia_765_Pm_03,60,1,companyAcronym= | protocolName=IEEE C37.118.2-2011 | vendorAcronym= | vendorDeviceName= | interconnectionName=,,,,10,STTP,Streaming Telemetry Transport Protocol,3,4,LTPRSTIV_2_FV_A,V,+,0,SPSTIA_765_PM_03-PM4,0.0,1.0,Spstia_765_Pm_03 LTPRSTIV_2_FV_A + Voltage Magnitude,0,1,1,Volts,Phasor,VPHM,Voltage Magnitude,PM,-98.6,37.5,PPA:7630,2021-08-06 18:04:50
} | MaximumArchiveDays=90 | DesiredRemainingSpace=500,7631,GPA_SPSTIA_765_PM_03-PA4:VH,,271,8736f6c7-ad41-4b43-b4f6-e684e0d4ad20,SPSTIA_765_PM_03,Spstia_765_Pm_03,60,1,companyAcronym= | protocolName=IEEE C37.118.2-2011 | vendorAcronym= | vendorDeviceName= | interconnectionName=,,,,10,STTP,Streaming Telemetry Transport Protocol,4,4,LTPRSTIV_2_FV_A,V,+,0,SPSTIA_765_PM_03-PA4,0.0,1.0,Spstia_765_Pm_03 LTPRSTIV_2_FV_A + Voltage Phase Angle,0,1,1,Degrees,Phasor,VPHA,Voltage Phase Angle,PA,-98.6,37.5,PPA:7631,2021-08-06 18:04:50
} | MaximumArchiveDays=90 | DesiredRemainingSpace=500,7632,GPA_SPSTIA_765_PM_03-PM5:V,,271,8736f6c7-ad41-4b43-b4f6-e684e0d4ad20,SPSTIA_765_PM_03,Spstia_765_Pm_03,60,1,companyAcronym= | protocolName=IEEE C37.118.2-2011 | vendorAcronym= | vendorDeviceName= | interconnectionName=,,,,10,STTP,Streaming Telemetry Transport Protocol,3,5,LTPRSTIV_2_FV_B,V,+,0,SPSTIA_765_PM_03-PM5,0.0,1.0,Spstia_765_Pm_03 LTPRSTIV_2_FV_B + Voltage Magnitude,0,1,1,Volts,Phasor,VPHM,Voltage Magnitude,PM,-98.6,37.5,PPA:7632,2021-08-06 18:04:50
} | MaximumArchiveDays=90 | DesiredRemainingSpace=500,7633,GPA_SPSTIA_765_PM_03-PA5:VH,,271,8736f6c7-ad41-4b43-b4f6-e684e0d4ad20,SPSTIA_765_PM_03,Spstia_765_Pm_03,60,1,companyAcronym= | protocolName=IEEE C37.118.2-2011 | vendorAcronym= | vendorDeviceName= | interconnectionName=,,,,10,STTP,Streaming Telemetry Transport Protocol,4,5,LTPRSTIV_2_FV_B,V,+,0,SPSTIA_765_PM_03-PA5,0.0,1.0,Spstia_765_Pm_03 LTPRSTIV_2_FV_B + Voltage Phase Angle,0,1,1,Degrees,Phasor,VPHA,Voltage Phase Angle,PA,-98.6,37.5,PPA:7633,2021-08-06 18:04:50
} | MaximumArchiveDays=90 | DesiredRemainingSpace=500,7634,GPA_SPSTIA_765_PM_03-PM6:V,,271,8736f6c7-ad41-4b43-b4f6-e684e0d4ad20,SPSTIA_765_PM_03,Spstia_765_Pm_03,60,1,companyAcronym= | protocolName=IEEE C37.118.2-2011 | vendorAcronym= | vendorDeviceName= | interconnectionName=,,,,10,STTP,Streaming Telemetry Transport Protocol,3,6,LTPRSTIV_2_FV_C,V,+,0,SPSTIA_765_PM_03-PM6,0.0,1.0,Spstia_765_Pm_03 LTPRSTIV_2_FV_C + Voltage Magnitude,0,1,1,Volts,Phasor,VPHM,Voltage Magnitude,PM,-98.6,37.5,PPA:7634,2021-08-06 18:04:50
} | MaximumArchiveDays=90 | DesiredRemainingSpace=500,7635,GPA_SPSTIA_765_PM_03-PA6:VH,,271,8736f6c7-ad41-4b43-b4f6-e684e0d4ad20,SPSTIA_765_PM_03,Spstia_765_Pm_03,60,1,companyAcronym= | protocolName=IEEE C37.118.2-2011 | vendorAcronym= | vendorDeviceName= | interconnectionName=,,,,10,STTP,Streaming Telemetry Transport Protocol,4,6,LTPRSTIV_2_FV_C,V,+,0,SPSTIA_765_PM_03-PA6,0.0,1.0,Spstia_765_Pm_03 LTPRSTIV_2_FV_C + Voltage Phase Angle,0,1,1,Degrees,Phasor,VPHA,Voltage Phase Angle,PA,-98.6,37.5,PPA:7635,2021-08-06 18:04:50
} | MaximumArchiveDays=90 | DesiredRemainingSpace=500,7636,GPA_SPSTIA_765_PM_03-PM7:V,,271,8736f6c7-ad41-4b43-b4f6-e684e0d4ad20,SPSTIA_765_PM_03,Spstia_765_Pm_03,60,1,companyAcronym= | protocolName=IEEE C37.118.2-2011 | vendorAcronym= | vendorDeviceName= | interconnectionName=,,,,10,STTP,Streaming Telemetry Transport Protocol,3,7,LTPRSTIV_2_FV_P,V,+,0,SPSTIA_765_PM_03-PM7,0.0,1.0,Spstia_765_Pm_03 LTPRSTIV_2_FV_P + Voltage Magnitude,0,1,1,Volts,Phasor,VPHM,Voltage Magnitude,PM,-98.6,37.5,PPA:7636,2021-08-06 18:04:50
} | MaximumArchiveDays=90 | DesiredRemainingSpace=500,7637,GPA_SPSTIA_765_PM_03-PA7:VH,,271,8736f6c7-ad41-4b43-b4f6-e684e0d4ad20,SPSTIA_765_PM_03,Spstia_765_Pm_03,60,1,companyAcronym= | protocolName=IEEE C37.118.2-2011 | vendorAcronym= | vendorDeviceName= | interconnectionName=,,,,10,STTP,Streaming Telemetry Transport Protocol,4,7,LTPRSTIV_2_FV_P,V,+,0,SPSTIA_765_PM_03-PA7,0.0,1.0,Spstia_765_Pm_03 LTPRSTIV_2_FV_P + Voltage Phase Angle,0,1,1,Degrees,Phasor,VPHA,Voltage Phase Angle,PA,-98.6,37.5,PPA:7637,2021-08-06 18:04:50
} | MaximumArchiveDays=90 | DesiredRemainingSpace=500,7638,GPA_SPSTIA_765_PM_03-PM8:I,,271,8736f6c7-ad41-4b43-b4f6-e684e0d4ad20,SPSTIA_765_PM_03,Spstia_765_Pm_03,60,1,companyAcronym= | protocolName=IEEE C37.118.2-2011 | vendorAcronym= | vendorDeviceName= | interconnectionName=,,,,10,STTP,Streaming Telemetry Transport Protocol,1,8,LTPRSTIV_2_FA_P,I,+,0,SPSTIA_765_PM_03-PM8,0.0,1.0,Spstia_765_Pm_03 LTPRSTIV_2_FA_P + Current Magnitude,0,1,1,Amps,Phasor,IPHM,Current Magnitude,PM,-98.6,37.5,PPA:7638,2021-08-06 18:04:50
} | MaximumArchiveDays=90 | DesiredRemainingSpace=500,7639,GPA_SPSTIA_765_PM_03-PA8:IH,,271,8736f6c7-ad41-4b43-b4f6-e684e0d4ad20,SPSTIA_765_PM_03,Spstia_765_Pm_03,60,1,companyAcronym= | protocolName=IEEE C37.118.2-2011 | vendorAcronym= | vendorDeviceName= | interconnectionName=,,,,10,STTP,Streaming Telemetry Transport Protocol,2,8,LTPRSTIV_2_FA_P,I,+,0,SPSTIA_765_PM_03-PA8,0.0,1.0,Spstia_765_Pm_03 LTPRSTIV_2_FA_P + Current Phase Angle,0,1,1,Degrees,Phasor,IPHA,Current Phase Angle,PA,-98.6,37.5,PPA:7639,2021-08-06 18:04:50
} | MaximumArchiveDays=90 | DesiredRemainingSpace=500,7640,GPA_SPSTIA_765_PM_04:F,,272,8736f6c7-ad41-4b43-b4f6-e684e0d4ad20,SPSTIA_765_PM_04,Spstia_765_Pm_04,60,1,companyAcronym= | protocolName=IEEE C37.118.2-2011 | vendorAcronym= | vendorDeviceName= | interconnectionName=,,,,10,STTP,Streaming Telemetry Transport Protocol,5,,,,,,SPSTIA_765_PM_04-FQ,0.0,1.0,Spstia_765_Pm_04 Frequency,0,1,1,Hz,PMU,FREQ,Frequency,FQ,-98.6,37.5,PPA:7640,2021-08-06 18:04:50
} | MaximumArchiveDays=90 | DesiredRemainingSpace=500,7641,GPA_SPSTIA_765_PM_04:DF,,272,8736f6c7-ad41-4b43-b4f6-e684e0d4ad20,SPSTIA_765_PM_04,Spstia_765_Pm_04,60,1,companyAcronym= | protocolName=IEEE C37.118.2-2011 | vendorAcronym= | vendorDeviceName= | interconnectionName=,,,,10,STTP,Streaming Telemetry Transport Protocol,6,,,,,,SPSTIA_765_PM_04-DF,0.0,1.0,Spstia_765_Pm_04 Frequency Delta (dF/dt),0,1,1,,PMU,DFDT,Frequency Delta (dF/dt),DF,-98.6,37.5,PPA:7641,2021-08-06 18:04:50
} | MaximumArchiveDays=90 | DesiredRemainingSpace=500,7642,GPA_SPSTIA_765_PM_04:S,,272,8736f6c7-ad41-4b43-b4f6-e684e0d4ad20,SPSTIA_765_PM_04,Spstia_765_Pm_04,60,1,companyAcronym= | protocolName=IEEE C37.118.2-2011 | vendorAcronym= | vendorDeviceName= | interconnectionName=,,,,10,STTP,Streaming Telemetry Transport Protocol,8,,,,,,SPSTIA_765_PM_04-SF,0.0,1.0,Spstia_765_Pm_04 Status Flags,0,1,1,,PMU,FLAG,Status Flags,SF,-98.6,37.5,PPA:7642,2021-08-06 18:04:50
} | MaximumArchiveDays=90 | DesiredRemainingSpace=500,7643,GPA_SPSTIA_765_PM_04-PM1:V,,272,8736f6c7-ad41-4b43-b4f6-e684e0d4ad20,SPSTIA_765_PM_04,Spstia_765_Pm_04,60,1,companyAcronym= | protocolName=IEEE C37.118.2-2011 | vendorAcronym= | vendorDeviceName= | interconnectionName=,,,,10,STTP,Streaming Telemetry Transport Protocol,3,1,BAB_FV_B,V,+,0,SPSTIA_765_PM_04-PM1,0.0,1.0,Spstia_765_Pm_04 BAB_FV_B + Voltage Magnitude,0,1,1,Volts,Phasor,VPHM,Voltage Magnitude,PM,-98.6,37.5,PPA:7643,2021-08-06 18:04:50
} | MaximumArchiveDays=90 | DesiredRemainingSpace=500,7644,GPA_SPSTIA_765_PM_04-PA1:VH,,272,8736f6c7-ad41-4b43-b4f6-e684e0d4ad20,SPSTIA_765_PM_04,Spstia_765_Pm_04,60,1,companyAcronym= | protocolName=IEEE C37.118.2-2011 | vendorAcronym= | vendorDeviceName= | interconnectionName=,,,,10,STTP,Streaming Telemetry Transport Protocol,4,1,BAB_FV_B,V,+,0,SPSTIA_765_PM_04-PA1,0.0,1.0,Spstia_765_Pm_04 BAB_FV_B + Voltage Phase Angle,0,1,1,Degrees,Phasor,VPHA,Voltage Phase Angle,PA,-98.6,37.5,PPA:7644,2021-08-06 18:04:50
} | MaximumArchiveDays=90 | DesiredRemainingSpace=500,7645,GPA_SPSTIA_765_PM_05:F,,273,8736f6c7-ad41-4b43-b4f6-e684e0d4ad20,SPSTIA_765_PM_05,Spstia_765_Pm_05,60,1,companyAcronym= | protocolName=IEEE C37.118.2-2011 | vendorAcronym= | vendorDeviceName= | interconnectionName=,,,,10,STTP,Streaming Telemetry Transport Protocol,5,,,,,,SPSTIA_765_PM_05-FQ,0.0,1.0,Spstia_765_Pm_05 Frequency,0,1,1,Hz,PMU,FREQ,Frequency,FQ,-98.6,37.5,PPA:7645,2021-08-06 18:04:50
} | MaximumArchiveDays=90 | DesiredRemainingSpace=500,7646,GPA_SPSTIA_765_PM_05:DF,,273,8736f6c7-ad41-4b43-b4f6-e684e0d4ad20,SPSTIA_765_PM_05,Spstia_765_Pm_05,60,1,companyAcronym= | protocolName=IEEE C37.118.2-2011 | vendorAcronym= | vendorDeviceName= | interconnectionName=,,,,10,STTP,Streaming Telemetry Transport Protocol,6,,,,,,SPSTIA_765_PM_05-DF,0.0,1.0,Spstia_765_Pm_05 Frequency Delta (dF/dt),0,1,1,,PMU,DFDT,Frequency Delta (dF/dt),DF,-98.6,37.5,PPA:7646,2021-08-06 18:04:50
} | MaximumArchiveDays=90 | DesiredRemainingSpace=500,7647,GPA_SPSTIA_765_PM_05:S,,273,8736f6c7-ad41-4b43-b4f6-e684e0d4ad20,SPSTIA_765_PM_05,Spstia_765_Pm_05,60,1,companyAcronym= | protocolName=IEEE C37.118.2-2011 | vendorAcronym= | vendorDeviceName= | interconnectionName=,,,,10,STTP,Streaming Telemetry Transport Protocol,8,,,,,,SPSTIA_765_PM_05-SF,0.0,1.0,Spstia_765_Pm_05 Status Flags,0,1,1,,PMU,FLAG,Status Flags,SF,-98.6,37.5,PPA:7647,2021-08-06 18:04:50
} | MaximumArchiveDays=90 | DesiredRemainingSpace=500,7648,GPA_SPSTIA_765_PM_05-PM1:I,,273,8736f6c7-ad41-4b43-b4f6-e684e0d4ad20,SPSTIA_765_PM_05,Spstia_765_Pm_05,60,1,companyAcronym= | protocolName=IEEE C37.118.2-2011 | vendorAcronym= | vendorDeviceName= | interconnectionName=,,,,10,STTP,Streaming Telemetry Transport Protocol,1,1,LTPRSTIV_3_FA_A,I,+,0,SPSTIA_765_PM_05-PM1,0.0,1.0,Spstia_765_Pm_05 LTPRSTIV_3_FA_A + Current Magnitude,0,1,1,Amps,Phasor,IPHM,Current Magnitude,PM,-98.6,37.5,PPA:7648,2021-08-06 18:04:50
} | MaximumArchiveDays=90 | DesiredRemainingSpace=500,7649,GPA_SPSTIA_765_PM_05-PA1:IH,,273,8736f6c7-ad41-4b43-b4f6-e684e0d4ad20,SPSTIA_765_PM_05,Spstia_765_Pm_05,60,1,companyAcronym= | protocolName=IEEE C37.118.2-2011 | vendorAcronym= | vendorDeviceName= | interconnectionName=,,,,10,STTP,Streaming Telemetry Transport Protocol,2,1,LTPRSTIV_3_FA_A,I,+,0,SPSTIA_765_PM_05-PA1,0.0,1.0,Spstia_765_Pm_05 LTPRSTIV_3_FA_A + Current Phase Angle,0,1,1,Degrees,Phasor,IPHA,Current Phase Angle,PA,-98.6,37.5,PPA:7649,2021-08-06 18:04:50
} | MaximumArchiveDays=90 | DesiredRemainingSpace=500,7650,GPA_SPSTIA_765_PM_05-PM2:I,,273,8736f6c7-ad41-4b43-b4f6-e684e0d4ad20,SPSTIA_765_PM_05,Spstia_765_Pm_05,60,1,companyAcronym= | protocolName=IEEE C37.118.2-2011 | vendorAcronym= | vendorDeviceName= | interconnectionName=,,,,10,STTP,Streaming Telemetry Transport Protocol,1,2,LTPRSTIV_3_FA_B,I,+,0,SPSTIA_765_PM_05-PM2,0.0,1.0,Spstia_765_Pm_05 LTPRSTIV_3_FA_B + Current Magnitude,0,1,1,Amps,Phasor,IPHM,Current Magnitude,PM,-98.6,37.5,PPA:7650,2021-08-06 18:04:50
} | MaximumArchiveDays=90 | DesiredRemainingSpace=500,7651,GPA_SPSTIA_765_PM_05-PA2:IH,,273,8736f6c7-ad41-4b43-b4f6-e684e0d4ad20,SPSTIA_765_PM_05,Spstia_765_Pm_05,60,1,companyAcronym= | protocolName=IEEE C37.118.2-2011 | vendorAcronym= | vendorDeviceName= | interconnectionName=,,,,10,STTP,Streaming Telemetry Transport Protocol,2,2,LTPRSTIV_3_FA_B,I,+,0,SPSTIA_765_PM_05-PA2,0.0,1.0,Spstia_765_Pm_05 LTPRSTIV_3_FA_B + Current Phase Angle,0,1,1,Degrees,Phasor,IPHA,Current Phase Angle,PA,-98.6,37.5,PPA:7651,2021-08-06 18:04:50
} | MaximumArchiveDays=90 | DesiredRemainingSpace=500,7652,GPA_SPSTIA_765_PM_05-PM3:I,,273,8736f6c7-ad41-4b43-b4f6-e684e0d4ad20,SPSTIA_765_PM_05,Spstia_765_Pm_05,60,1,companyAcronym= | protocolName=IEEE C37.118.2-2011 | vendorAcronym= | vendorDeviceName= | interconnectionName=,,,,10,STTP,Streaming Telemetry Transport Protocol,1,3,LTPRSTIV_3_FA_C,I,+,0,SPSTIA_765_PM_05-PM3,0.0,1.0,Spstia_765_Pm_05 LTPRSTIV_3_FA_C + Current Magnitude,0,1,1,Amps,Phasor,IPHM,Current Magnitude,PM,-98.6,37.5,PPA:7652,2021-08-06 18:04:50
} | MaximumArchiveDays=90 | DesiredRemainingSpace=500,7653,GPA_SPSTIA_765_PM_05-PA3:IH,,273,8736f6c7-ad41-4b43-b4f6-e684e0d4ad20,SPSTIA_765_PM_05,Spstia_765_Pm_05,60,1,companyAcronym= | protocolName=IEEE C37.118.2-2011 | vendorAcronym= | vendorDeviceName= | interconnectionName=,,,,10,STTP,Streaming Telemetry Transport Protocol,2,3,LTPRSTIV_3_FA_C,I,+,0,SPSTIA_765_PM_05-PA3,0.0,1.0,Spstia_765_Pm_05 LTPRSTIV_3_FA_C + Current Phase Angle,0,1,1,Degrees,Phasor,IPHA,Current Phase Angle,PA,-98.6,37.5,PPA:7653,2021-08-06 18:04:50
} | MaximumArchiveDays=90 | DesiredRemainingSpace=500,7654,GPA_SPSTIA_765_PM_05-PM4:V,,273,8736f6c7-ad41-4b43-b4f6-e684e0d4ad20,SPSTIA_765_PM_05,Spstia_765_Pm_05,60,1,companyAcronym= | protocolName=IEEE C37.118.2-2011 | vendorAcronym= | vendorDeviceName= | interconnectionName=,,,,10,STTP,Streaming Telemetry Transport Protocol,3,4,LTPRSTIV_3_FV_A,V,+,0,SPSTIA_765_PM_05-PM4,0.0,1.0,Spstia_765_Pm_05 LTPRSTIV_3_FV_A + Voltage Magnitude,0,1,1,Volts,Phasor,VPHM,Voltage Magnitude,PM,-98.6,37.5,PPA:7654,2021-08-06 18:04:50
} | MaximumArchiveDays=90 | DesiredRemainingSpace=500,7655,GPA_SPSTIA_765_PM_05-PA4:VH,,273,8736f6c7-ad41-4b43-b4f6-e684e0d4ad20,SPSTIA_765_PM_05,Spstia_765_Pm_05,60,1,companyAcronym= | protocolName=IEEE C37.118.2-2011 | vendorAcronym= | vendorDeviceName= | interconnectionName=,,,,10,STTP,Streaming Telemetry Transport Protocol,4,4,LTPRSTIV_3_FV_A,V,+,0,SPSTIA_765_PM_05-PA4,0.0,1.0,Spstia_765_Pm_05 LTPRSTIV_3_FV_A + Voltage Phase Angle,0,1,1,Degrees,Phasor,VPHA,Voltage Phase Angle,PA,-98.6,37.5,PPA:7655,2021-08-06 18:04:50
} | MaximumArchiveDays=90 | DesiredRemainingSpace=500,7656,GPA_SPSTIA_765_PM_05-PM5:V,,273,8736f6c7-ad41-4b43-b4f6-e684e0d4ad20,SPSTIA_765_PM_05,Spstia_765_Pm_05,60,1,companyAcronym= | protocolName=IEEE C37.118.2-2011 | vendorAcronym= | vendorDeviceName= | interconnectionName=,,,,10,STTP,Streaming Telemetry Transport Protocol,3,5,LTPRSTIV_3_FV_B,V,+,0,SPSTIA_765_PM_05-PM5,0.0,1.0,Spstia_765_Pm_05 LTPRSTIV_3_FV_B + Voltage Magnitude,0,1,1,Volts,Phasor,VPHM,Voltage Magnitude,PM,-98.6,37.5,PPA:7656,2021-08-06 18:04:50
} | MaximumArchiveDays=90 | DesiredRemainingSpace=500,7657,GPA_SPSTIA_765_PM_05-PA5:VH,,273,8736f6c7-ad41-4b43-b4f6-e684e0d4ad20,SPSTIA_765_PM_05,Spstia_765_Pm_05,60,1,companyAcronym= | protocolName=IEEE C37.118.2-2011 | vendorAcronym= | vendorDeviceName= | interconnectionName=,,,,10,STTP,Streaming Telemetry Transport Protocol,4,5,LTPRSTIV_3_FV_B,V,+,0,SPSTIA_765_PM_05-PA5,0.0,1.0,Spstia_765_Pm_05 LTPRSTIV_3_FV_B + Voltage Phase Angle,0,1,1,Degrees,Phasor,VPHA,Voltage Phase Angle,PA,-98.6,37.5,PPA:7657,2021-08-06 18:04:50
} | MaximumArchiveDays=90 | DesiredRemainingSpace=500,7658,GPA_SPSTIA_765_PM_05-PM6:V,,273,8736f6c7-ad41-4b43-b4f6-e684e0d4ad20,SPSTIA_765_PM_05,Spstia_765_Pm_05,60,1,companyAcronym= | protocolName=IEEE C37.118.2-2011 | vendorAcronym= | vendorDeviceName= | interconnectionName=,,,,10,STTP,Streaming Telemetry Transport Protocol,3,6,LTPRSTIV_3_FV_C,V,+,0,SPSTIA_765_PM_05-PM6,0.0,1.0,Spstia_765_Pm_05 LTPRSTIV_3_FV_C + Voltage Magnitude,0,1,1,Volts,Phasor,VPHM,Voltage Magnitude,PM,-98.6,37.5,PPA:7658,2021-08-06 18:04:50
} | MaximumArchiveDays=90 | DesiredRemainingSpace=500,7659,GPA_SPSTIA_765_PM_05-PA6:VH,,273,8736f6c7-ad41-4b43-b4f6-e684e0d4ad20,SPSTIA_765_PM_05,Spstia_765_Pm_05,60,1,companyAcronym= | protocolName=IEEE C37.118.2-2011 | vendorAcronym= | vendorDeviceName= | interconnectionName=,,,,10,STTP,Streaming Telemetry Transport Protocol,4,6,LTPRSTIV_3_FV_C,V,+,0,SPSTIA_765_PM_05-PA6,0.0,1.0,Spstia_765_Pm_05 LTPRSTIV_3_FV_C + Voltage Phase Angle,0,1,1,Degrees,Phasor,VPHA,Voltage Phase Angle,PA,-98.6,37.5,PPA:7659,2021-08-06 18:04:50
} | MaximumArchiveDays=90 | DesiredRemainingSpace=500,7660,GPA_SPSTIA_765_PM_05-PM7:V,,273,8736f6c7-ad41-4b43-b4f6-e684e0d4ad20,SPSTIA_765_PM_05,Spstia_765_Pm_05,60,1,companyAcronym= | protocolName=IEEE C37.118.2-2011 | vendorAcronym= | vendorDeviceName= | interconnectionName=,,,,10,STTP,Streaming Telemetry Transport Protocol,3,7,LTPRSTIV_3_FV_P,V,+,0,SPSTIA_765_PM_05-PM7,0.0,1.0,Spstia_765_Pm_05 LTPRSTIV_3_FV_P + Voltage Magnitude,0,1,1,Volts,Phasor,VPHM,Voltage Magnitude,PM,-98.6,37.5,PPA:7660,2021-08-06 18:04:50
} | MaximumArchiveDays=90 | DesiredRemainingSpace=500,7661,GPA_SPSTIA_765_PM_05-PA7:VH,,273,8736f6c7-ad41-4b43-b4f6-e684e0d4ad20,SPSTIA_765_PM_05,Spstia_765_Pm_05,60,1,companyAcronym= | protocolName=IEEE C37.118.2-2011 | vendorAcronym= | vendorDeviceName= | interconnectionName=,,,,10,STTP,Streaming Telemetry Transport Protocol,4,7,LTPRSTIV_3_FV_P,V,+,0,SPSTIA_765_PM_05-PA7,0.0,1.0,Spstia_765_Pm_05 LTPRSTIV_3_FV_P + Voltage Phase Angle,0,1,1,Degrees,Phasor,VPHA,Voltage Phase Angle,PA,-98.6,37.5,PPA:7661,2021-08-06 18:04:50
} | MaximumArchiveDays=90 | DesiredRemainingSpace=500,7662,GPA_SPSTIA_765_PM_05-PM8:I,,273,8736f6c7-ad41-4b43-b4f6-e684e0d4ad20,SPSTIA_765_PM_05,Spstia_765_Pm_05,60,1,companyAcronym= | protocolName=IEEE C37.118.2-2011 | vendorAcronym= | vendorDeviceName= | interconnectionName=,,,,10,STTP,Streaming Telemetry Transport Protocol,1,8,LTPRSTIV_3_FA_P,I,+,0,SPSTIA_765_PM_05-PM8,0.0,1.0,Spstia_765_Pm_05 LTPRSTIV_3_FA_P + Current Magnitude,0,1,1,Amps,Phasor,IPHM,Current Magnitude,PM,-98.6,37.5,PPA:7662,2021-08-06 18:04:50
} | MaximumArchiveDays=90 | DesiredRemainingSpace=500,7663,GPA_SPSTIA_765_PM_05-PA8:IH,,273,8736f6c7-ad41-4b43-b4f6-e684e0d4ad20,SPSTIA_765_PM_05,Spstia_765_Pm_05,60,1,companyAcronym= | protocolName=IEEE C37.118.2-2011 | vendorAcronym= | vendorDeviceName= | interconnectionName=,,,,10,STTP,Streaming Telemetry Transport Protocol,2,8,LTPRSTIV_3_FA_P,I,+,0,SPSTIA_765_PM_05-PA8,0.0,1.0,Spstia_765_Pm_05 LTPRSTIV_3_FA_P + Current Phase Angle,0,1,1,Degrees,Phasor,IPHA,Current Phase Angle,PA,-98.6,37.5,PPA:7663,2021-08-06 18:04:50
} | MaximumArchiveDays=90 | DesiredRemainingSpace=500,7664,GPA_SPSTIA_765_PM_06:F,,274,8736f6c7-ad41-4b43-b4f6-e684e0d4ad20,SPSTIA_765_PM_06,Spstia_765_Pm_06,60,1,companyAcronym= | protocolName=IEEE C37.118.2-2011 | vendorAcronym= | vendorDeviceName= | interconnectionName=,,,,10,STTP,Streaming Telemetry Transport Protocol,5,,,,,,SPSTIA_765_PM_06-FQ,0.0,1.0,Spstia_765_Pm_06 Frequency,0,1,1,Hz,PMU,FREQ,Frequency,FQ,-98.6,37.5,PPA:7664,2021-08-06 18:04:50
} | MaximumArchiveDays=90 | DesiredRemainingSpace=500,7665,GPA_SPSTIA_765_PM_06:DF,,274,8736f6c7-ad41-4b43-b4f6-e684e0d4ad20,SPSTIA_765_PM_06,Spstia_765_Pm_06,60,1,companyAcronym= | protocolName=IEEE C37.118.2-2011 | vendorAcronym= | vendorDeviceName= | interconnectionName=,,,,10,STTP,Streaming Telemetry Transport Protocol,6,,,,,,SPSTIA_765_PM_06-DF,0.0,1.0,Spstia_765_Pm_06 Frequency Delta (dF/dt),0,1,1,,PMU,DFDT,Frequency Delta (dF/dt),DF,-98.6,37.5,PPA:7665,2021-08-06 18:04:50
} | MaximumArchiveDays=90 | DesiredRemainingSpace=500,7666,GPA_SPSTIA_765_PM_06:S,,274,8736f6c7-ad41-4b43-b4f6-e684e0d4ad20,SPSTIA_765_PM_06,Spstia_765_Pm_06,60,1,companyAcronym= | protocolName=IEEE C37.118.2-2011 | vendorAcronym= | vendorDeviceName= | interconnectionName=,,,,10,STTP,Streaming Telemetry Transport Protocol,8,,,,,,SPSTIA_765_PM_06-SF,0.0,1.0,Spstia_765_Pm_06 Status Flags,0,1,1,,PMU,FLAG,Status Flags,SF,-98.6,37.5,PPA:7666,2021-08-06 18:04:50
} | MaximumArchiveDays=90 | DesiredRemainingSpace=500,7667,GPA_SPSTIA_765_PM_06-PM1:I,,274,8736f6c7-ad41-4b43-b4f6-e684e0d4ad20,SPSTIA_765_PM_06,Spstia_765_Pm_06,60,1,companyAcronym= | protocolName=IEEE C37.118.2-2011 | vendorAcronym= | vendorDeviceName= | interconnectionName=,,,,10,STTP,Streaming Telemetry Transport Protocol,1,1,LTSPSTTP_1_FA_A,I,+,0,SPSTIA_765_PM_06-PM1,0.0,1.0,Spstia_765_Pm_06 LTSPSTTP_1_FA_A + Current Magnitude,0,1,1,Amps,Phasor,IPHM,Current Magnitude,PM,-98.6,37.5,PPA:7667,2021-08-06 18:04:50
} | MaximumArchiveDays=90 | DesiredRemainingSpace=500,7668,GPA_SPSTIA_765_PM_06-PA1:IH,,274,8736f6c7-ad41-4b43-b4f6-e684e0d4ad20,SPSTIA_765_PM_06,Spstia_765_Pm_06,60,1,companyAcronym= | protocolName=IEEE C37.118.2-2011 | vendorAcronym= | vendorDeviceName= | interconnectionName=,,,,10,STTP,Streaming Telemetry Transport Protocol,2,1,LTSPSTTP_1_FA_A,I,+,0,SPSTIA_765_PM_06-PA1,0.0,1.0,Spstia_765_Pm_06 LTSPSTTP_1_FA_A + Current Phase Angle,0,1,1,Degrees,Phasor,IPHA,Current Phase Angle,PA,-98.6,37.5,PPA:7668,2021-08-06 18:04:50
} | MaximumArchiveDays=90 | DesiredRemainingSpace=500,7669,GPA_SPSTIA_765_PM_06-PM2:I,,274,8736f6c7-ad41-4b43-b4f6-e684e0d4ad20,SPSTIA_765_PM_06,Spstia_765_Pm_06,60,1,companyAcronym= | protocolName=IEEE C37.118.2-2011 | vendorAcronym= | vendorDeviceName= | interconnectionName=,,,,10,STTP,Streaming Telemetry Transport Protocol,1,2,LTSPSTTP_1_FA_B,I,+,0,SPSTIA_765_PM_06-PM2,0.0,1.0,Spstia_765_Pm_06 LTSPSTTP_1_FA_B + Current Magnitude,0,1,1,Amps,Phasor,IPHM,Current Magnitude,PM,-98.6,37.5,PPA:7669,2021-08-06 18:04:50
} | MaximumArchiveDays=90 | DesiredRemainingSpace=500,7670,GPA_SPSTIA_765_PM_06-PA2:IH,,274,8736f6c7-ad41-4b43-b4f6-e684e0d4ad20,SPSTIA_765_PM_06,Spstia_765_Pm_06,60,1,companyAcronym= | protocolName=IEEE C37.118.2-2011 | vendorAcronym= | vendorDeviceName= | interconnectionName=,,,,10,STTP,Streaming Telemetry Transport Protocol,2,2,LTSPSTTP_1_FA_B,I,+,0,SPSTIA_765_PM_06-PA2,0.0,1.0,Spstia_765_Pm_06 LTSPSTTP_1_FA_B + Current Phase Angle,0,1,1,Degrees,Phasor,IPHA,Current Phase Angle,PA,-98.6,37.5,PPA:7670,2021-08-06 18:04:50
} | MaximumArchiveDays=90 | DesiredRemainingSpace=500,7671,GPA_SPSTIA_765_PM_06-PM3:I,,274,8736f6c7-ad41-4b43-b4f6-e684e0d4ad20,SPSTIA_765_PM_06,Spstia_765_Pm_06,60,1,companyAcronym= | protocolName=IEEE C37.118.2-2011 | vendorAcronym= | vendorDeviceName= | interconnectionName=,,,,10,STTP,Streaming Telemetry Transport Protocol,1,3,LTSPSTTP_1_FA_C,I,+,0,SPSTIA_765_PM_06-PM3,0.0,1.0,Spstia_765_Pm_06 LTSPSTTP_1_FA_C + Current Magnitude,0,1,1,Amps,Phasor,IPHM,Current Magnitude,PM,-98.6,37.5,PPA:7671,2021-08-06 18:04:50
} | MaximumArchiveDays=90 | DesiredRemainingSpace=500,7672,GPA_SPSTIA_765_PM_06-PA3:IH,,274,8736f6c7-ad41-4b43-b4f6-e684e0d4ad20,SPSTIA_765_PM_06,Spstia_765_Pm_06,60,1,companyAcronym= | protocolName=IEEE C37.118.2-2011 | vendorAcronym= | vendorDeviceName= | interconnectionName=,,,,10,STTP,Streaming Telemetry Transport Protocol,2,3,LTSPSTTP_1_FA_C,I,+,0,SPSTIA_765_PM_06-PA3,0.0,1.0,Spstia_765_Pm_06 LTSPSTTP_1_FA_C + Current Phase Angle,0,1,1,Degrees,Phasor,IPHA,Current Phase Angle,PA,-98.6,37.5,PPA:7672,2021-08-06 18:04:50
} | MaximumArchiveDays=90 | DesiredRemainingSpace=500,7673,GPA_SPSTIA_765_PM_06-PM4:V,,274,8736f6c7-ad41-4b43-b4f6-e684e0d4ad20,SPSTIA_765_PM_06,Spstia_765_Pm_06,60,1,companyAcronym= | protocolName=IEEE C37.118.2-2011 | vendorAcronym= | vendorDeviceName= | interconnectionName=,,,,10,STTP,Streaming Telemetry Transport Protocol,3,4,LTSPSTTP_1_FV_A,V,+,0,SPSTIA_765_PM_06-PM4,0.0,1.0,Spstia_765_Pm_06 LTSPSTTP_1_FV_A + Voltage Magnitude,0,1,1,Volts,Phasor,VPHM,Voltage Magnitude,PM,-98.6,37.5,PPA:7673,2021-08-06 18:04:50
} | MaximumArchiveDays=90 | DesiredRemainingSpace=500,7674,GPA_SPSTIA_765_PM_06-PA4:VH,,274,8736f6c7-ad41-4b43-b4f6-e684e0d4ad20,SPSTIA_765_PM_06,Spstia_765_Pm_06,60,1,companyAcronym= | protocolName=IEEE C37.118.2-2011 | vendorAcronym= | vendorDeviceName= | interconnectionName=,,,,10,STTP,Streaming Telemetry Transport Protocol,4,4,LTSPSTTP_1_FV_A,V,+,0,SPSTIA_765_PM_06-PA4,0.0,1.0,Spstia_765_Pm_06 LTSPSTTP_1_FV_A + Voltage Phase Angle,0,1,1,Degrees,Phasor,VPHA,Voltage Phase Angle,PA,-98.6,37.5,PPA:7674,2021-08-06 18:04:50
} | MaximumArchiveDays=90 | DesiredRemainingSpace=500,7675,GPA_SPSTIA_765_PM_06-PM5:V,,274,8736f6c7-ad41-4b43-b4f6-e684e0d4ad20,SPSTIA_765_PM_06,Spstia_765_Pm_06,60,1,companyAcronym= | protocolName=IEEE C37.118.2-2011 | vendorAcronym= | vendorDeviceName= | interconnectionName=,,,,10,STTP,Streaming Telemetry Transport Protocol,3,5,LTSPSTTP_1_FV_B,V,+,0,SPSTIA_765_PM_06-PM5,0.0,1.0,Spstia_765_Pm_06 LTSPSTTP_1_FV_B + Voltage Magnitude,0,1,1,Volts,Phasor,VPHM,Voltage Magnitude,PM,-98.6,37.5,PPA:7675,2021-08-06 18:04:50
} | MaximumArchiveDays=90 | DesiredRemainingSpace=500,7676,GPA_SPSTIA_765_PM_06-PA5:VH,,274,8736f6c7-ad41-4b43-b4f6-e684e0d4ad20,SPSTIA_765_PM_06,Spstia_765_Pm_06,60,1,companyAcronym= | protocolName=IEEE C37.118.2-2011 | vendorAcronym= | vendorDeviceName= | interconnectionName=,,,,10,STTP,Streaming Telemetry Transport Protocol,4,5,LTSPSTTP_1_FV_B,V,+,0,SPSTIA_765_PM_06-PA5,0.0,1.0,Spstia_765_Pm_06 LTSPSTTP_1_FV_B + Voltage Phase Angle,0,1,1,Degrees,Phasor,VPHA,Voltage Phase Angle,PA,-98.6,37.5,PPA:7676,2021-08-06 18:04:50
} | MaximumArchiveDays=90 | DesiredRemainingSpace=500,7677,GPA_SPSTIA_765_PM_06-PM6:V,,274,8736f6c7-ad41-4b43-b4f6-e684e0d4ad20,SPSTIA_765_PM_06,Spstia_765_Pm_06,60,1,companyAcronym= | protocolName=IEEE C37.118.2-2011 | vendorAcronym= | vendorDeviceName= | interconnectionName=,,,,10,STTP,Streaming Telemetry Transport Protocol,3,6,LTSPSTTP_1_FV_C,V,+,0,SPSTIA_765_PM_06-PM6,0.0,1.0,Spstia_765_Pm_06 LTSPSTTP_1_FV_C + Voltage Magnitude,0,1,1,Volts,Phasor,VPHM,Voltage Magnitude,PM,-98.6,37.5,PPA:7677,2021-08-06 18:04:50
} | MaximumArchiveDays=90 | DesiredRemainingSpace=500,7678,GPA_SPSTIA_765_PM_06-PA6:VH,,274,8736f6c7-ad41-4b43-b4f6-e684e0d4ad20,SPSTIA_765_PM_06,Spstia_765_Pm_06,60,1,companyAcronym= | protocolName=IEEE C37.118.2-2011 | vendorAcronym= | vendorDeviceName= | interconnectionName=,,,,10,STTP,Streaming Telemetry Transport Protocol,4,6,LTSPSTTP_1_FV_C,V,+,0,SPSTIA_765_PM_06-PA6,0.0,1.0,Spstia_765_Pm_06 LTSPSTTP_1_FV_C + Voltage Phase Angle,0,1,1,Degrees,Phasor,VPHA,Voltage Phase Angle,PA,-98.6,37.5,PPA:7678,2021-08-06 18:04:50
} | MaximumArchiveDays=90 | DesiredRemainingSpace=500,7679,GPA_SPSTIA_765_PM_06-PM7:V,,274,8736f6c7-ad41-4b43-b4f6-e684e0d4ad20,SPSTIA_765_PM_06,Spstia_765_Pm_06,60,1,companyAcronym= | protocolName=IEEE C37.118.2-2011 | vendorAcronym= | vendorDeviceName= | interconnectionName=,,,,10,STTP,Streaming Telemetry Transport Protocol,3,7,LTSPSTTP_1_FV_P,V,+,0,SPSTIA_765_PM_06-PM7,0.0,1.0,Spstia_765_Pm_06 LTSPSTTP_1_FV_P + Voltage Magnitude,0,1,1,Volts,Phasor,VPHM,Voltage Magnitude,PM,-98.6,37.5,PPA:7679,2021-08-06 18:04:50
} | MaximumArchiveDays=90 | DesiredRemainingSpace=500,7680,GPA_SPSTIA_765_PM_06-PA7:VH,,274,8736f6c7-ad41-4b43-b4f6-e684e0d4ad20,SPSTIA_765_PM_06,Spstia_765_Pm_06,60,1,companyAcronym= | protocolName=IEEE C37.118.2-2011 | vendorAcronym= | vendorDeviceName= | interconnectionName=,,,,10,STTP,Streaming Telemetry Transport Protocol,4,7,LTSPSTTP_1_FV_P,V,+,0,SPSTIA_765_PM_06-PA7,0.0,1.0,Spstia_765_Pm_06 LTSPSTTP_1_FV_P + Voltage Phase Angle,0,1,1,Degrees,Phasor,VPHA,Voltage Phase Angle,PA,-98.6,37.5,PPA:7680,2021-08-06 18:04:50
} | MaximumArchiveDays=90 | DesiredRemainingSpace=500,7681,GPA_SPSTIA_765_PM_06-PM8:I,,274,8736f6c7-ad41-4b43-b4f6-e684e0d4ad20,SPSTIA_765_PM_06,Spstia_765_Pm_06,60,1,companyAcronym= | protocolName=IEEE C37.118.2-2011 | vendorAcronym= | vendorDeviceName= | interconnectionName=,,,,10,STTP,Streaming Telemetry Transport Protocol,1,8,LTSPSTTP_1_FA_P,I,+,0,SPSTIA_765_PM_06-PM8,0.0,1.0,Spstia_765_Pm_06 LTSPSTTP_1_FA_P + Current Magnitude,0,1,1,Amps,Phasor,IPHM,Current Magnitude,PM,-98.6,37.5,PPA:7681,2021-08-06 18:04:50
} | MaximumArchiveDays=90 | DesiredRemainingSpace=500,7682,GPA_SPSTIA_765_PM_06-PA8:IH,,274,8736f6c7-ad41-4b43-b4f6-e684e0d4ad20,SPSTIA_765_PM_06,Spstia_765_Pm_06,60,1,companyAcronym= | protocolName=IEEE C37.118.2-2011 | vendorAcronym= | vendorDeviceName= | interconnectionName=,,,,10,STTP,Streaming Telemetry Transport Protocol,2,8,LTSPSTTP_1_FA_P,I,+,0,SPSTIA_765_PM_06-PA8,0.0,1.0,Spstia_765_Pm_06 LTSPSTTP_1_FA_P + Current Phase Angle,0,1,1,Degrees,Phasor,IPHA,Current Phase Angle,PA,-98.6,37.5,PPA:7682,2021-08-06 18:04:50
} | MaximumArchiveDays=90 | DesiredRemainingSpace=500,7683,GPA_SPSTIA_765_PM_07:F,,275,8736f6c7-ad41-4b43-b4f6-e684e0d4ad20,SPSTIA_765_PM_07,Spstia_765_Pm_07,60,1,companyAcronym= | protocolName=IEEE C37.118.2-2011 | vendorAcronym= | vendorDeviceName= | interconnectionName=,,,,10,STTP,Streaming Telemetry Transport Protocol,5,,,,,,SPSTIA_765_PM_07-FQ,0.0,1.0,Spstia_765_Pm_07 Frequency,0,1,1,Hz,PMU,FREQ,Frequency,FQ,-98.6,37.5,PPA:7683,2021-08-06 18:04:50
} | MaximumArchiveDays=90 | DesiredRemainingSpace=500,7684,GPA_SPSTIA_765_PM_07:DF,,275,8736f6c7-ad41-4b43-b4f6-e684e0d4ad20,SPSTIA_765_PM_07,Spstia_765_Pm_07,60,1,companyAcronym= | protocolName=IEEE C37.118.2-2011 | vendorAcronym= | vendorDeviceName= | interconnectionName=,,,,10,STTP,Streaming Telemetry Transport Protocol,6,,,,,,SPSTIA_765_PM_07-DF,0.0,1.0,Spstia_765_Pm_07 Frequency Delta (dF/dt),0,1,1,,PMU,DFDT,Frequency Delta (dF/dt),DF,-98.6,37.5,PPA:7684,2021-08-06 18:04:50
} | MaximumArchiveDays=90 | DesiredRemainingSpace=500,7685,GPA_SPSTIA_765_PM_07:S,,275,8736f6c7-ad41-4b43-b4f6-e684e0d4ad20,SPSTIA_765_PM_07,Spstia_765_Pm_07,60,1,companyAcronym= | protocolName=IEEE C37.118.2-2011 | vendorAcronym= | vendorDeviceName= | interconnectionName=,,,,10,STTP,Streaming Telemetry Transport Protocol,8,,,,,,SPSTIA_765_PM_07-SF,0.0,1.0,Spstia_765_Pm_07 Status Flags,0,1,1,,PMU,FLAG,Status Flags,SF,-98.6,37.5,PPA:7685,2021-08-06 18:04:50
} | MaximumArchiveDays=90 | DesiredRemainingSpace=500,7686,GPA_SPSTIA_765_PM_07-PM1:I,,275,8736f6c7-ad41-4b43-b4f6-e684e0d4ad20,SPSTIA_765_PM_07,Spstia_765_Pm_07,60,1,companyAcronym= | protocolName=IEEE C37.118.2-2011 | vendorAcronym= | vendorDeviceName= | interconnectionName=,,,,10,STTP,Streaming Telemetry Transport Protocol,1,1,LTSPSTTP_2_FA_A,I,+,0,SPSTIA_765_PM_07-PM1,0.0,1.0,Spstia_765_Pm_07 LTSPSTTP_2_FA_A + Current Magnitude,0,1,1,Amps,Phasor,IPHM,Current Magnitude,PM,-98.6,37.5,PPA:7686,2021-08-06 18:04:50
} | MaximumArchiveDays=90 | DesiredRemainingSpace=500,7687,GPA_SPSTIA_765_PM_07-PA1:IH,,275,8736f6c7-ad41-4b43-b4f6-e684e0d4ad20,SPSTIA_765_PM_07,Spstia_765_Pm_07,60,1,companyAcronym= | protocolName=IEEE C37.118.2-2011 | vendorAcronym= | vendorDeviceName= | interconnectionName=,,,,10,STTP,Streaming Telemetry Transport Protocol,2,1,LTSPSTTP_2_FA_A,I,+,0,SPSTIA_765_PM_07-PA1,0.0,1.0,Spstia_765_Pm_07 LTSPSTTP_2_FA_A + Current Phase Angle,0,1,1,Degrees,Phasor,IPHA,Current Phase Angle,PA,-98.6,37.5,PPA:7687,2021-08-06 18:04:50
} | MaximumArchiveDays=90 | DesiredRemainingSpace=500,7688,GPA_SPSTIA_765_PM_07-PM2:I,,275,8736f6c7-ad41-4b43-b4f6-e684e0d4ad20,SPSTIA_765_PM_07,Spstia_765_Pm_07,60,1,companyAcronym= | protocolName=IEEE C37.118.2-2011 | vendorAcronym= | vendorDeviceName= | interconnectionName=,,,,10,STTP,Streaming Telemetry Transport Protocol,1,2,LTSPSTTP_2_FA_B,I,+,0,SPSTIA_765_PM_07-PM2,0.0,1.0,Spstia_765_Pm_07 LTSPSTTP_2_FA_B + Current Magnitude,0,1,1,Amps,Phasor,IPHM,Current Magnitude,PM,-98.6,37.5,PPA:7688,2021-08-06 18:04:50
} | MaximumArchiveDays=90 | DesiredRemainingSpace=500,7689,GPA_SPSTIA_765_PM_07-PA2:IH,,275,8736f6c7-ad41-4b43-b4f6-e684e0d4ad20,SPSTIA_765_PM_07,Spstia_765_Pm_07,60,1,companyAcronym= | protocolName=IEEE C37.118.2-2011 | vendorAcronym= | vendorDeviceName= | interconnectionName=,,,,10,STTP,Streaming Telemetry Transport Protocol,2,2,LTSPSTTP_2_FA_B,I,+,0,SPSTIA_765_PM_07-PA2,0.0,1.0,Spstia_765_Pm_07 LTSPSTTP_2_FA_B + Current Phase Angle,0,1,1,Degrees,Phasor,IPHA,Current Phase Angle,PA,-98.6,37.5,PPA:7689,2021-08-06 18:04:50
} | MaximumArchiveDays=90 | DesiredRemainingSpace=500,7690,GPA_SPSTIA_765_PM_07-PM3:I,,275,8736f6c7-ad41-4b43-b4f6-e684e0d4ad20,SPSTIA_765_PM_07,Spstia_765_Pm_07,60,1,companyAcronym= | protocolName=IEEE C37.118.2-2011 | vendorAcronym= | vendorDeviceName= | interconnectionName=,,,,10,STTP,Streaming Telemetry Transport Protocol,1,3,LTSPSTTP_2_FA_C,I,+,0,SPSTIA_765_PM_07-PM3,0.0,1.0,Spstia_765_Pm_07 LTSPSTTP_2_FA_C + Current Magnitude,0,1,1,Amps,Phasor,IPHM,Current Magnitude,PM,-98.6,37.5,PPA:7690,2021-08-06 18:04:50
} | MaximumArchiveDays=90 | DesiredRemainingSpace=500,7691,GPA_SPSTIA_765_PM_07-PA3:IH,,275,8736f6c7-ad41-4b43-b4f6-e684e0d4ad20,SPSTIA_765_PM_07,Spstia_765_Pm_07,60,1,companyAcronym= | protocolName=IEEE C37.118.2-2011 | vendorAcronym= | vendorDeviceName= | interconnectionName=,,,,10,STTP,Streaming Telemetry Transport Protocol,2,3,LTSPSTTP_2_FA_C,I,+,0,SPSTIA_765_PM_07-PA3,0.0,1.0,Spstia_765_Pm_07 LTSPSTTP_2_FA_C + Current Phase Angle,0,1,1,Degrees,Phasor,IPHA,Current Phase Angle,PA,-98.6,37.5,PPA:7691,2021-08-06 18:04:50
} | MaximumArchiveDays=90 | DesiredRemainingSpace=500,7692,GPA_SPSTIA_765_PM_07-PM4:V,,275,8736f6c7-ad41-4b43-b4f6-e684e0d4ad20,SPSTIA_765_PM_07,Spstia_765_Pm_07,60,1,companyAcronym= | protocolName=IEEE C37.118.2-2011 | vendorAcronym= | vendorDeviceName= | interconnectionName=,,,,10,STTP,Streaming Telemetry Transport Protocol,3,4,LTSPSTTP_2_FV_A,V,+,0,SPSTIA_765_PM_07-PM4,0.0,1.0,Spstia_765_Pm_07 LTSPSTTP_2_FV_A + Voltage Magnitude,0,1,1,Volts,Phasor,VPHM,Voltage Magnitude,PM,-98.6,37.5,PPA:7692,2021-08-06 18:04:50
} | MaximumArchiveDays=90 | DesiredRemainingSpace=500,7693,GPA_SPSTIA_765_PM_07-PA4:VH,,275,8736f6c7-ad41-4b43-b4f6-e684e0d4ad20,SPSTIA_765_PM_07,Spstia_765_Pm_07,60,1,companyAcronym= | protocolName=IEEE C37.118.2-2011 | vendorAcronym= | vendorDeviceName= | interconnectionName=,,,,10,STTP,Streaming Telemetry Transport Protocol,4,4,LTSPSTTP_2_FV_A,V,+,0,SPSTIA_765_PM_07-PA4,0.0,1.0,Spstia_765_Pm_07 LTSPSTTP_2_FV_A + Voltage Phase Angle,0,1,1,Degrees,Phasor,VPHA,Voltage Phase Angle,PA,-98.6,37.5,PPA:7693,2021-08-06 18:04:50
} | MaximumArchiveDays=90 | DesiredRemainingSpace=500,7694,GPA_SPSTIA_765_PM_07-PM5:V,,275,8736f6c7-ad41-4b43-b4f6-e684e0d4ad20,SPSTIA_765_PM_07,Spstia_765_Pm_07,60,1,companyAcronym= | protocolName=IEEE C37.118.2-2011 | vendorAcronym= | vendorDeviceName= | interconnectionName=,,,,10,STTP,Streaming Telemetry Transport Protocol,3,5,LTSPSTTP_2_FV_B,V,+,0,SPSTIA_765_PM_07-PM5,0.0,1.0,Spstia_765_Pm_07 LTSPSTTP_2_FV_B + Voltage Magnitude,0,1,1,Volts,Phasor,VPHM,Voltage Magnitude,PM,-98.6,37.5,PPA:7694,2021-08-06 18:04:50
} | MaximumArchiveDays=90 | DesiredRemainingSpace=500,7695,GPA_SPSTIA_765_PM_07-PA5:VH,,275,8736f6c7-ad41-4b43-b4f6-e684e0d4ad20,SPSTIA_765_PM_07,Spstia_765_Pm_07,60,1,companyAcronym= | protocolName=IEEE C37.118.2-2011 | vendorAcronym= | vendorDeviceName= | interconnectionName=,,,,10,STTP,Streaming Telemetry Transport Protocol,4,5,LTSPSTTP_2_FV_B,V,+,0,SPSTIA_765_PM_07-PA5,0.0,1.0,Spstia_765_Pm_07 LTSPSTTP_2_FV_B + Voltage Phase Angle,0,1,1,Degrees,Phasor,VPHA,Voltage Phase Angle,PA,-98.6,37.5,PPA:7695,2021-08-06 18:04:50
} | MaximumArchiveDays=90 | DesiredRemainingSpace=500,7696,GPA_SPSTIA_765_PM_07-PM6:V,,275,8736f6c7-ad41-4b43-b4f6-e684e0d4ad20,SPSTIA_765_PM_07,Spstia_765_Pm_07,60,1,companyAcronym= | protocolName=IEEE C37.118.2-2011 | vendorAcronym= | vendorDeviceName= | interconnectionName=,,,,10,STTP,Streaming Telemetry Transport Protocol,3,6,LTSPSTTP_2_FV_C,V,+,0,SPSTIA_765_PM_07-PM6,0.0,1.0,Spstia_765_Pm_07 LTSPSTTP_2_FV_C + Voltage Magnitude,0,1,1,Volts,Phasor,VPHM,Voltage Magnitude,PM,-98.6,37.5,PPA:7696,2021-08-06 18:04:50
} | MaximumArchiveDays=90 | DesiredRemainingSpace=500,7697,GPA_SPSTIA_765_PM_07-PA6:VH,,275,8736f6c7-ad41-4b43-b4f6-e684e0d4ad20,SPSTIA_765_PM_07,Spstia_765_Pm_07,60,1,companyAcronym= | protocolName=IEEE C37.118.2-2011 | vendorAcronym= | vendorDeviceName= | interconnectionName=,,,,10,STTP,Streaming Telemetry Transport Protocol,4,6,LTSPSTTP_2_FV_C,V,+,0,SPSTIA_765_PM_07-PA6,0.0,1.0,Spstia_765_Pm_07 LTSPSTTP_2_FV_C + Voltage Phase Angle,0,1,1,Degrees,Phasor,VPHA,Voltage Phase Angle,PA,-98.6,37.5,PPA:7697,2021-08-06 18:04:50
} | MaximumArchiveDays=90 | DesiredRemainingSpace=500,7698,GPA_SPSTIA_765_PM_07-PM7:V,,275,8736f6c7-ad41-4b43-b4f6-e684e0d4ad20,SPSTIA_765_PM_07,Spstia_765_Pm_07,60,1,companyAcronym= | protocolName=IEEE C37.118.2-2011 | vendorAcronym= | vendorDeviceName= | interconnectionName=,,,,10,STTP,Streaming Telemetry Transport Protocol,3,7,LTSPSTTP_2_FV_P,V,+,0,SPSTIA_765_PM_07-PM7,0.0,1.0,Spstia_765_Pm_07 LTSPSTTP_2_FV_P + Voltage Magnitude,0,1,1,Volts,Phasor,VPHM,Voltage Magnitude,PM,-98.6,37.5,PPA:7698,2021-08-06 18:04:50
} | MaximumArchiveDays=90 | DesiredRemainingSpace=500,7699,GPA_SPSTIA_765_PM_07-PA7:VH,,275,8736f6c7-ad41-4b43-b4f6-e684e0d4ad20,SPSTIA_765_PM_07,Spstia_765_Pm_07,60,1,companyAcronym= | protocolName=IEEE C37.118.2-2011 | vendorAcronym= | vendorDeviceName= | interconnectionName=,,,,10,STTP,Streaming Telemetry Transport Protocol,4,7,LTSPSTTP_2_FV_P,V,+,0,SPSTIA_765_PM_07-PA7,0.0,1.0,Spstia_765_Pm_07 LTSPSTTP_2_FV_P + Voltage Phase Angle,0,1,1,Degrees,Phasor,VPHA,Voltage Phase Angle,PA,-98.6,37.5,PPA:7699,2021-08-06 18:04:50
} | MaximumArchiveDays=90 | DesiredRemainingSpace=500,7700,GPA_SPSTIA_765_PM_07-PM8:I,,275,8736f6c7-ad41-4b43-b4f6-e684e0d4ad20,SPSTIA_765_PM_07,Spstia_765_Pm_07,60,1,companyAcronym= | protocolName=IEEE C37.118.2-2011 | vendorAcronym= | vendorDeviceName= | interconnectionName=,,,,10,STTP,Streaming Telemetry Transport Protocol,1,8,LTSPSTTP_2_FA_P,I,+,0,SPSTIA_765_PM_07-PM8,0.0,1.0,Spstia_765_Pm_07 LTSPSTTP_2_FA_P + Current Magnitude,0,1,1,Amps,Phasor,IPHM,Current Magnitude,PM,-98.6,37.5,PPA:7700,2021-08-06 18:04:50
} | MaximumArchiveDays=90 | DesiredRemainingSpace=500,7701,GPA_SPSTIA_765_PM_07-PA8:IH,,275,8736f6c7-ad41-4b43-b4f6-e684e0d4ad20,SPSTIA_765_PM_07,Spstia_765_Pm_07,60,1,companyAcronym= | protocolName=IEEE C37.118.2-2011 | vendorAcronym= | vendorDeviceName= | interconnectionName=,,,,10,STTP,Streaming Telemetry Transport Protocol,2,8,LTSPSTTP_2_FA_P,I,+,0,SPSTIA_765_PM_07-PA8,0.0,1.0,Spstia_765_Pm_07 LTSPSTTP_2_FA_P + Current Phase Angle,0,1,1,Degrees,Phasor,IPHA,Current Phase Angle,PA,-98.6,37.5,PPA:7701,2021-08-06 18:04:50
} | MaximumArchiveDays=90 | DesiredRemainingSpace=500,7702,GPA_SPSTIA_765_PM_08:F,,276,8736f6c7-ad41-4b43-b4f6-e684e0d4ad20,SPSTIA_765_PM_08,Spstia_765_Pm_08,60,1,companyAcronym= | protocolName=IEEE C37.118.2-2011 | vendorAcronym= | vendorDeviceName= | interconnectionName=,,,,10,STTP,Streaming Telemetry Transport Protocol,5,,,,,,SPSTIA_765_PM_08-FQ,0.0,1.0,Spstia_765_Pm_08 Frequency,0,1,1,Hz,PMU,FREQ,Frequency,FQ,-98.6,37.5,PPA:7702,2021-08-06 18:04:50
} | MaximumArchiveDays=90 | DesiredRemainingSpace=500,7703,GPA_SPSTIA_765_PM_08:DF,,276,8736f6c7-ad41-4b43-b4f6-e684e0d4ad20,SPSTIA_765_PM_08,Spstia_765_Pm_08,60,1,companyAcronym= | protocolName=IEEE C37.118.2-2011 | vendorAcronym= | vendorDeviceName= | interconnectionName=,,,,10,STTP,Streaming Telemetry Transport Protocol,6,,,,,,SPSTIA_765_PM_08-DF,0.0,1.0,Spstia_765_Pm_08 Frequency Delta (dF/dt),0,1,1,,PMU,DFDT,Frequency Delta (dF/dt),DF,-98.6,37.5,PPA:7703,2021-08-06 18:04:50
} | MaximumArchiveDays=90 | DesiredRemainingSpace=500,7704,GPA_SPSTIA_765_PM_08:S,,276,8736f6c7-ad41-4b43-b4f6-e684e0d4ad20,SPSTIA_765_PM_08,Spstia_765_Pm_08,60,1,companyAcronym= | protocolName=IEEE C37.118.2-2011 | vendorAcronym= | vendorDeviceName= | interconnectionName=,,,,10,STTP,Streaming Telemetry Transport Protocol,8,,,,,,SPSTIA_765_PM_08-SF,0.0,1.0,Spstia_765_Pm_08 Status Flags,0,1,1,,PMU,FLAG,Status Flags,SF,-98.6,37.5,PPA:7704,2021-08-06 18:04:50
} | MaximumArchiveDays=90 | DesiredRemainingSpace=500,7705,GPA_SPSTIA_765_PM_08-PM1:I,,276,8736f6c7-ad41-4b43-b4f6-e684e0d4ad20,SPSTIA_765_PM_08,Spstia_765_Pm_08,60,1,companyAcronym= | protocolName=IEEE C37.118.2-2011 | vendorAcronym= | vendorDeviceName= | interconnectionName=,,,,10,STTP,Streaming Telemetry Transport Protocol,1,1,LTSPSTTP_3_FA_A,I,+,0,SPSTIA_765_PM_08-PM1,0.0,1.0,Spstia_765_Pm_08 LTSPSTTP_3_FA_A + Current Magnitude,0,1,1,Amps,Phasor,IPHM,Current Magnitude,PM,-98.6,37.5,PPA:7705,2021-08-06 18:04:50
} | MaximumArchiveDays=90 | DesiredRemainingSpace=500,7706,GPA_SPSTIA_765_PM_08-PA1:IH,,276,8736f6c7-ad41-4b43-b4f6-e684e0d4ad20,SPSTIA_765_PM_08,Spstia_765_Pm_08,60,1,companyAcronym= | protocolName=IEEE C37.118.2-2011 | vendorAcronym= | vendorDeviceName= | interconnectionName=,,,,10,STTP,Streaming Telemetry Transport Protocol,2,1,LTSPSTTP_3_FA_A,I,+,0,SPSTIA_765_PM_08-PA1,0.0,1.0,Spstia_765_Pm_08 LTSPSTTP_3_FA_A + Current Phase Angle,0,1,1,Degrees,Phasor,IPHA,Current Phase Angle,PA,-98.6,37.5,PPA:7706,2021-08-06 18:04:50
} | MaximumArchiveDays=90 | DesiredRemainingSpace=500,7707,GPA_SPSTIA_765_PM_08-PM2:I,,276,8736f6c7-ad41-4b43-b4f6-e684e0d4ad20,SPSTIA_765_PM_08,Spstia_765_Pm_08,60,1,companyAcronym= | protocolName=IEEE C37.118.2-2011 | vendorAcronym= | vendorDeviceName= | interconnectionName=,,,,10,STTP,Streaming Telemetry Transport Protocol,1,2,LTSPSTTP_3_FA_B,I,+,0,SPSTIA_765_PM_08-PM2,0.0,1.0,Spstia_765_Pm_08 LTSPSTTP_3_FA_B + Current Magnitude,0,1,1,Amps,Phasor,IPHM,Current Magnitude,PM,-98.6,37.5,PPA:7707,2021-08-06 18:04:50
} | MaximumArchiveDays=90 | DesiredRemainingSpace=500,7708,GPA_SPSTIA_765_PM_08-PA2:IH,,276,8736f6c7-ad41-4b43-b4f6-e684e0d4ad20,SPSTIA_765_PM_08,Spstia_765_Pm_08,60,1,companyAcronym= | protocolName=IEEE C37.118.2-2011 | vendorAcronym= | vendorDeviceName= | interconnectionName=,,,,10,STTP,Streaming Telemetry Transport Protocol,2,2,LTSPSTTP_3_FA_B,I,+,0,SPSTIA_765_PM_08-PA2,0.0,1.0,Spstia_765_Pm_08 LTSPSTTP_3_FA_B + Current Phase Angle,0,1,1,Degrees,Phasor,IPHA,Current Phase Angle,PA,-98.6,37.5,PPA:7708,2021-08-06 18:04:50
} | MaximumArchiveDays=90 | DesiredRemainingSpace=500,7709,GPA_SPSTIA_765_PM_08-PM3:I,,276,8736f6c7-ad41-4b43-b4f6-e684e0d4ad20,SPSTIA_765_PM_08,Spstia_765_Pm_08,60,1,companyAcronym= | protocolName=IEEE C37.118.2-2011 | vendorAcronym= | vendorDeviceName= | interconnectionName=,,,,10,STTP,Streaming Telemetry Transport Protocol,1,3,LTSPSTTP_3_FA_C,I,+,0,SPSTIA_765_PM_08-PM3,0.0,1.0,Spstia_765_Pm_08 LTSPSTTP_3_FA_C + Current Magnitude,0,1,1,Amps,Phasor,IPHM,Current Magnitude,PM,-98.6,37.5,PPA:7709,2021-08-06 18:04:50
} | MaximumArchiveDays=90 | DesiredRemainingSpace=500,7710,GPA_SPSTIA_765_PM_08-PA3:IH,,276,8736f6c7-ad41-4b43-b4f6-e684e0d4ad20,SPSTIA_765_PM_08,Spstia_765_Pm_08,60,1,companyAcronym= | protocolName=IEEE C37.118.2-2011 | vendorAcronym= | vendorDeviceName= | interconnectionName=,,,,10,STTP,Streaming Telemetry Transport Protocol,2,3,LTSPSTTP_3_FA_C,I,+,0,SPSTIA_765_PM_08-PA3,0.0,1.0,Spstia_765_Pm_08 LTSPSTTP_3_FA_C + Current Phase Angle,0,1,1,Degrees,Phasor,IPHA,Current Phase Angle,PA,-98.6,37.5,PPA:7710,2021-08-06 18:04:50
} | MaximumArchiveDays=90 | DesiredRemainingSpace=500,7711,GPA_SPSTIA_765_PM_08-PM4:V,,276,8736f6c7-ad41-4b43-b4f6-e684e0d4ad20,SPSTIA_765_PM_08,Spstia_765_Pm_08,60,1,companyAcronym= | protocolName=IEEE C37.118.2-2011 | vendorAcronym= | vendorDeviceName= | interconnectionName=,,,,10,STTP,Streaming Telemetry Transport Protocol,3,4,LTSPSTTP_3_FV_A,V,+,0,SPSTIA_765_PM_08-PM4,0.0,1.0,Spstia_765_Pm_08 LTSPSTTP_3_FV_A + Voltage Magnitude,0,1,1,Volts,Phasor,VPHM,Voltage Magnitude,PM,-98.6,37.5,PPA:7711,2021-08-06 18:04:50
} | MaximumArchiveDays=90 | DesiredRemainingSpace=500,7712,GPA_SPSTIA_765_PM_08-PA4:VH,,276,8736f6c7-ad41-4b43-b4f6-e684e0d4ad20,SPSTIA_765_PM_08,Spstia_765_Pm_08,60,1,companyAcronym= | protocolName=IEEE C37.118.2-2011 | vendorAcronym= | vendorDeviceName= | interconnectionName=,,,,10,STTP,Streaming Telemetry Transport Protocol,4,4,LTSPSTTP_3_FV_A,V,+,0,SPSTIA_765_PM_08-PA4,0.0,1.0,Spstia_765_Pm_08 LTSPSTTP_3_FV_A + Voltage Phase Angle,0,1,1,Degrees,Phasor,VPHA,Voltage Phase Angle,PA,-98.6,37.5,PPA:7712,2021-08-06 18:04:50
} | MaximumArchiveDays=90 | DesiredRemainingSpace=500,7713,GPA_SPSTIA_765_PM_08-PM5:V,,276,8736f6c7-ad41-4b43-b4f6-e684e0d4ad20,SPSTIA_765_PM_08,Spstia_765_Pm_08,60,1,companyAcronym= | protocolName=IEEE C37.118.2-2011 | vendorAcronym= | vendorDeviceName= | interconnectionName=,,,,10,STTP,Streaming Telemetry Transport Protocol,3,5,LTSPSTTP_3_FV_B,V,+,0,SPSTIA_765_PM_08-PM5,0.0,1.0,Spstia_765_Pm_08 LTSPSTTP_3_FV_B + Voltage Magnitude,0,1,1,Volts,Phasor,VPHM,Voltage Magnitude,PM,-98.6,37.5,PPA:7713,2021-08-06 18:04:50
} | MaximumArchiveDays=90 | DesiredRemainingSpace=500,7714,GPA_SPSTIA_765_PM_08-PA5:VH,,276,8736f6c7-ad41-4b43-b4f6-e684e0d4ad20,SPSTIA_765_PM_08,Spstia_765_Pm_08,60,1,companyAcronym= | protocolName=IEEE C37.118.2-2011 | vendorAcronym= | vendorDeviceName= | interconnectionName=,,,,10,STTP,Streaming Telemetry Transport Protocol,4,5,LTSPSTTP_3_FV_B,V,+,0,SPSTIA_765_PM_08-PA5,0.0,1.0,Spstia_765_Pm_08 LTSPSTTP_3_FV_B + Voltage Phase Angle,0,1,1,Degrees,Phasor,VPHA,Voltage Phase Angle,PA,-98.6,37.5,PPA:7714,2021-08-06 18:04:50
} | MaximumArchiveDays=90 | DesiredRemainingSpace=500,7715,GPA_SPSTIA_765_PM_08-PM6:V,,276,8736f6c7-ad41-4b43-b4f6-e684e0d4ad20,SPSTIA_765_PM_08,Spstia_765_Pm_08,60,1,companyAcronym= | protocolName=IEEE C37.118.2-2011 | vendorAcronym= | vendorDeviceName= | interconnectionName=,,,,10,STTP,Streaming Telemetry Transport Protocol,3,6,LTSPSTTP_3_FV_C,V,+,0,SPSTIA_765_PM_08-PM6,0.0,1.0,Spstia_765_Pm_08 LTSPSTTP_3_FV_C + Voltage Magnitude,0,1,1,Volts,Phasor,VPHM,Voltage Magnitude,PM,-98.6,37.5,PPA:7715,2021-08-06 18:04:50
} | MaximumArchiveDays=90 | DesiredRemainingSpace=500,7716,GPA_SPSTIA_765_PM_08-PA6:VH,,276,8736f6c7-ad41-4b43-b4f6-e684e0d4ad20,SPSTIA_765_PM_08,Spstia_765_Pm_08,60,1,companyAcronym= | protocolName=IEEE C37.118.2-2011 | vendorAcronym= | vendorDeviceName= | interconnectionName=,,,,10,STTP,Streaming Telemetry Transport Protocol,4,6,LTSPSTTP_3_FV_C,V,+,0,SPSTIA_765_PM_08-PA6,0.0,1.0,Spstia_765_Pm_08 LTSPSTTP_3_FV_C + Voltage Phase Angle,0,1,1,Degrees,Phasor,VPHA,Voltage Phase Angle,PA,-98.6,37.5,PPA:7716,2021-08-06 18:04:50
} | MaximumArchiveDays=90 | DesiredRemainingSpace=500,7717,GPA_SPSTIA_765_PM_08-PM7:V,,276,8736f6c7-ad41-4b43-b4f6-e684e0d4ad20,SPSTIA_765_PM_08,Spstia_765_Pm_08,60,1,companyAcronym= | protocolName=IEEE C37.118.2-2011 | vendorAcronym= | vendorDeviceName= | interconnectionName=,,,,10,STTP,Streaming Telemetry Transport Protocol,3,7,LTSPSTTP_3_FV_P,V,+,0,SPSTIA_765_PM_08-PM7,0.0,1.0,Spstia_765_Pm_08 LTSPSTTP_3_FV_P + Voltage Magnitude,0,1,1,Volts,Phasor,VPHM,Voltage Magnitude,PM,-98.6,37.5,PPA:7717,2021-08-06 18:04:50
} | MaximumArchiveDays=90 | DesiredRemainingSpace=500,7718,GPA_SPSTIA_765_PM_08-PA7:VH,,276,8736f6c7-ad41-4b43-b4f6-e684e0d4ad20,SPSTIA_765_PM_08,Spstia_765_Pm_08,60,1,companyAcronym= | protocolName=IEEE C37.118.2-2011 | vendorAcronym= | vendorDeviceName= | interconnectionName=,,,,10,STTP,Streaming Telemetry Transport Protocol,4,7,LTSPSTTP_3_FV_P,V,+,0,SPSTIA_765_PM_08-PA7,0.0,1.0,Spstia_765_Pm_08 LTSPSTTP_3_FV_P + Voltage Phase Angle,0,1,1,Degrees,Phasor,VPHA,Voltage Phase Angle,PA,-98.6,37.5,PPA:7718,2021-08-06 18:04:50
} | MaximumArchiveDays=90 | DesiredRemainingSpace=500,7719,GPA_SPSTIA_765_PM_08-PM8:I,,276,8736f6c7-ad41-4b43-b4f6-e684e0d4ad20,SPSTIA_765_PM_08,Spstia_765_Pm_08,60,1,companyAcronym= | protocolName=IEEE C37.118.2-2011 | vendorAcronym= | vendorDeviceName= | interconnectionName=,,,,10,STTP,Streaming Telemetry Transport Protocol,1,8,LTSPSTTP_3_FA_P,I,+,0,SPSTIA_765_PM_08-PM8,0.0,1.0,Spstia_765_Pm_08 LTSPSTTP_3_FA_P + Current Magnitude,0,1,1,Amps,Phasor,IPHM,Current Magnitude,PM,-98.6,37.5,PPA:7719,2021-08-06 18:04:50
} | MaximumArchiveDays=90 | DesiredRemainingSpace=500,7720,GPA_SPSTIA_765_PM_08-PA8:IH,,276,8736f6c7-ad41-4b43-b4f6-e684e0d4ad20,SPSTIA_765_PM_08,Spstia_765_Pm_08,60,1,companyAcronym= | protocolName=IEEE C37.118.2-2011 | vendorAcronym= | vendorDeviceName= | interconnectionName=,,,,10,STTP,Streaming Telemetry Transport Protocol,2,8,LTSPSTTP_3_FA_P,I,+,0,SPSTIA_765_PM_08-PA8,0.0,1.0,Spstia_765_Pm_08 LTSPSTTP_3_FA_P + Current Phase Angle,0,1,1,Degrees,Phasor,IPHA,Current Phase Angle,PA,-98.6,37.5,PPA:7720,2021-08-06 18:04:50
} | MaximumArchiveDays=90 | DesiredRemainingSpace=500,7721,GPA_SPSTTP_765_PM_01:F,,277,8736f6c7-ad41-4b43-b4f6-e684e0d4ad20,SPSTTP_765_PM_01,Spsttp_765_Pm_01,60,1,companyAcronym= | protocolName=IEEE C37.118.2-2011 | vendorAcronym= | vendorDeviceName= | interconnectionName=,,,,10,STTP,Streaming Telemetry Transport Protocol,5,,,,,,SPSTTP_765_PM_01-FQ,0.0,1.0,Spsttp_765_Pm_01 Frequency,0,1,1,Hz,PMU,FREQ,Frequency,FQ,-98.6,37.5,PPA:7721,2021-08-06 18:04:50
} | MaximumArchiveDays=90 | DesiredRemainingSpace=500,7722,GPA_SPSTTP_765_PM_01:DF,,277,8736f6c7-ad41-4b43-b4f6-e684e0d4ad20,SPSTTP_765_PM_01,Spsttp_765_Pm_01,60,1,companyAcronym= | protocolName=IEEE C37.118.2-2011 | vendorAcronym= | vendorDeviceName= | interconnectionName=,,,,10,STTP,Streaming Telemetry Transport Protocol,6,,,,,,SPSTTP_765_PM_01-DF,0.0,1.0,Spsttp_765_Pm_01 Frequency Delta (dF/dt),0,1,1,,PMU,DFDT,Frequency Delta (dF/dt),DF,-98.6,37.5,PPA:7722,2021-08-06 18:04:50
} | MaximumArchiveDays=90 | DesiredRemainingSpace=500,7723,GPA_SPSTTP_765_PM_01:S,,277,8736f6c7-ad41-4b43-b4f6-e684e0d4ad20,SPSTTP_765_PM_01,Spsttp_765_Pm_01,60,1,companyAcronym= | protocolName=IEEE C37.118.2-2011 | vendorAcronym= | vendorDeviceName= | interconnectionName=,,,,10,STTP,Streaming Telemetry Transport Protocol,8,,,,,,SPSTTP_765_PM_01-SF,0.0,1.0,Spsttp_765_Pm_01 Status Flags,0,1,1,,PMU,FLAG,Status Flags,SF,-98.6,37.5,PPA:7723,2021-08-06 18:04:50
} | MaximumArchiveDays=90 | DesiredRemainingSpace=500,7724,GPA_SPSTTP_765_PM_01-PM1:I,,277,8736f6c7-ad41-4b43-b4f6-e684e0d4ad20,SPSTTP_765_PM_01,Spsttp_765_Pm_01,60,1,companyAcronym= | protocolName=IEEE C37.118.2-2011 | vendorAcronym= | vendorDeviceName= | interconnectionName=,,,,10,STTP,Streaming Telemetry Transport Protocol,1,1,LTSPSTIA_1_FA_A,I,+,0,SPSTTP_765_PM_01-PM1,0.0,1.0,Spsttp_765_Pm_01 LTSPSTIA_1_FA_A + Current Magnitude,0,1,1,Amps,Phasor,IPHM,Current Magnitude,PM,-98.6,37.5,PPA:7724,2021-08-06 18:04:50
} | MaximumArchiveDays=90 | DesiredRemainingSpace=500,7725,GPA_SPSTTP_765_PM_01-PA1:IH,,277,8736f6c7-ad41-4b43-b4f6-e684e0d4ad20,SPSTTP_765_PM_01,Spsttp_765_Pm_01,60,1,companyAcronym= | protocolName=IEEE C37.118.2-2011 | vendorAcronym= | vendorDeviceName= | interconnectionName=,,,,10,STTP,Streaming Telemetry Transport Protocol,2,1,LTSPSTIA_1_FA_A,I,+,0,SPSTTP_765_PM_01-PA1,0.0,1.0,Spsttp_765_Pm_01 LTSPSTIA_1_FA_A + Current Phase Angle,0,1,1,Degrees,Phasor,IPHA,Current Phase Angle,PA,-98.6,37.5,PPA:7725,2021-08-06 18:04:50
} | MaximumArchiveDays=90 | DesiredRemainingSpace=500,7726,GPA_SPSTTP_765_PM_01-PM2:I,,277,8736f6c7-ad41-4b43-b4f6-e684e0d4ad20,SPSTTP_765_PM_01,Spsttp_765_Pm_01,60,1,companyAcronym= | protocolName=IEEE C37.118.2-2011 | vendorAcronym= | vendorDeviceName= | interconnectionName=,,,,10,STTP,Streaming Telemetry Transport Protocol,1,2,LTSPSTIA_1_FA_B,I,+,0,SPSTTP_765_PM_01-PM2,0.0,1.0,Spsttp_765_Pm_01 LTSPSTIA_1_FA_B + Current Magnitude,0,1,1,Amps,Phasor,IPHM,Current Magnitude,PM,-98.6,37.5,PPA:7726,2021-08-06 18:04:50
} | MaximumArchiveDays=90 | DesiredRemainingSpace=500,7727,GPA_SPSTTP_765_PM_01-PA2:IH,,277,8736f6c7-ad41-4b43-b4f6-e684e0d4ad20,SPSTTP_765_PM_01,Spsttp_765_Pm_01,60,1,companyAcronym= | protocolName=IEEE C37.118.2-2011 | vendorAcronym= | vendorDeviceName= | interconnectionName=,,,,10,STTP,Streaming Telemetry Transport Protocol,2,2,LTSPSTIA_1_FA_B,I,+,0,SPSTTP_765_PM_01-PA2,0.0,1.0,Spsttp_765_Pm_01 LTSPSTIA_1_FA_B + Current Phase Angle,0,1,1,Degrees,Phasor,IPHA,Current Phase Angle,PA,-98.6,37.5,PPA:7727,2021-08-06 18:04:50
} | MaximumArchiveDays=90 | DesiredRemainingSpace=500,7728,GPA_SPSTTP_765_PM_01-PM3:I,,277,8736f6c7-ad41-4b43-b4f6-e684e0d4ad20,SPSTTP_765_PM_01,Spsttp_765_Pm_01,60,1,companyAcronym= | protocolName=IEEE C37.118.2-2011 | vendorAcronym= | vendorDeviceName= | interconnectionName=,,,,10,STTP,Streaming Telemetry Transport Protocol,1,3,LTSPSTIA_1_FA_C,I,+,0,SPSTTP_765_PM_01-PM3,0.0,1.0,Spsttp_765_Pm_01 LTSPSTIA_1_FA_C + Current Magnitude,0,1,1,Amps,Phasor,IPHM,Current Magnitude,PM,-98.6,37.5,PPA:7728,2021-08-06 18:04:50
} | MaximumArchiveDays=90 | DesiredRemainingSpace=500,7729,GPA_SPSTTP_765_PM_01-PA3:IH,,277,8736f6c7-ad41-4b43-b4f6-e684e0d4ad20,SPSTTP_765_PM_01,Spsttp_765_Pm_01,60,1,companyAcronym= | protocolName=IEEE C37.118.2-2011 | vendorAcronym= | vendorDeviceName= | interconnectionName=,,,,10,STTP,Streaming Telemetry Transport Protocol,2,3,LTSPSTIA_1_FA_C,I,+,0,SPSTTP_765_PM_01-PA3,0.0,1.0,Spsttp_765_Pm_01 LTSPSTIA_1_FA_C + Current Phase Angle,0,1,1,Degrees,Phasor,IPHA,Current Phase Angle,PA,-98.6,37.5,PPA:7729,2021-08-06 18:04:50
} | MaximumArchiveDays=90 | DesiredRemainingSpace=500,7730,GPA_SPSTTP_765_PM_01-PM4:V,,277,8736f6c7-ad41-4b43-b4f6-e684e0d4ad20,SPSTTP_765_PM_01,Spsttp_765_Pm_01,60,1,companyAcronym= | protocolName=IEEE C37.118.2-2011 | vendorAcronym= | vendorDeviceName= | interconnectionName=,,,,10,STTP,Streaming Telemetry Transport Protocol,3,4,LTSPSTIA_1_FV_A,V,+,0,SPSTTP_765_PM_01-PM4,0.0,1.0,Spsttp_765_Pm_01 LTSPSTIA_1_FV_A + Voltage Magnitude,0,1,1,Volts,Phasor,VPHM,Voltage Magnitude,PM,-98.6,37.5,PPA:7730,2021-08-06 18:04:50
} | MaximumArchiveDays=90 | DesiredRemainingSpace=500,7731,GPA_SPSTTP_765_PM_01-PA4:VH,,277,8736f6c7-ad41-4b43-b4f6-e684e0d4ad20,SPSTTP_765_PM_01,Spsttp_765_Pm_01,60,1,companyAcronym= | protocolName=IEEE C37.118.2-2011 | vendorAcronym= | vendorDeviceName= | interconnectionName=,,,,10,STTP,Streaming Telemetry Transport Protocol,4,4,LTSPSTIA_1_FV_A,V,+,0,SPSTTP_765_PM_01-PA4,0.0,1.0,Spsttp_765_Pm_01 LTSPSTIA_1_FV_A + Voltage Phase Angle,0,1,1,Degrees,Phasor,VPHA,Voltage Phase Angle,PA,-98.6,37.5,PPA:7731,2021-08-06 18:04:50
} | MaximumArchiveDays=90 | DesiredRemainingSpace=500,7732,GPA_SPSTTP_765_PM_01-PM5:V,,277,8736f6c7-ad41-4b43-b4f6-e684e0d4ad20,SPSTTP_765_PM_01,Spsttp_765_Pm_01,60,1,companyAcronym= | protocolName=IEEE C37.118.2-2011 | vendorAcronym= | vendorDeviceName= | interconnectionName=,,,,10,STTP,Streaming Telemetry Transport Protocol,3,5,LTSPSTIA_1_FV_B,V,+,0,SPSTTP_765_PM_01-PM5,0.0,1.0,Spsttp_765_Pm_01 LTSPSTIA_1_FV_B + Voltage Magnitude,0,1,1,Volts,Phasor,VPHM,Voltage Magnitude,PM,-98.6,37.5,PPA:7732,2021-08-06 18:04:50
} | MaximumArchiveDays=90 | DesiredRemainingSpace=500,7733,GPA_SPSTTP_765_PM_01-PA5:VH,,277,8736f6c7-ad41-4b43-b4f6-e684e0d4ad20,SPSTTP_765_PM_01,Spsttp_765_Pm_01,60,1,companyAcronym= | protocolName=IEEE C37.118.2-2011 | vendorAcronym= | vendorDeviceName= | interconnectionName=,,,,10,STTP,Streaming Telemetry Transport Protocol,4,5,LTSPSTIA_1_FV_B,V,+,0,SPSTTP_765_PM_01-PA5,0.0,1.0,Spsttp_765_Pm_01 LTSPSTIA_1_FV_B + Voltage Phase Angle,0,1,1,Degrees,Phasor,VPHA,Voltage Phase Angle,PA,-98.6,37.5,PPA:7733,2021-08-06 18:04:50
} | MaximumArchiveDays=90 | DesiredRemainingSpace=500,7734,GPA_SPSTTP_765_PM_01-PM6:V,,277,8736f6c7-ad41-4b43-b4f6-e684e0d4ad20,SPSTTP_765_PM_01,Spsttp_765_Pm_01,60,1,companyAcronym= | protocolName=IEEE C37.118.2-2011 | vendorAcronym= | vendorDeviceName= | interconnectionName=,,,,10,STTP,Streaming Telemetry Transport Protocol,3,6,LTSPSTIA_1_FV_C,V,+,0,SPSTTP_765_PM_01-PM6,0.0,1.0,Spsttp_765_Pm_01 LTSPSTIA_1_FV_C + Voltage Magnitude,0,1,1,Volts,Phasor,VPHM,Voltage Magnitude,PM,-98.6,37.5,PPA:7734,2021-08-06 18:04:50
} | MaximumArchiveDays=90 | DesiredRemainingSpace=500,7735,GPA_SPSTTP_765_PM_01-PA6:VH,,277,8736f6c7-ad41-4b43-b4f6-e684e0d4ad20,SPSTTP_765_PM_01,Spsttp_765_Pm_01,60,1,companyAcronym= | protocolName=IEEE C37.118.2-2011 | vendorAcronym= | vendorDeviceName= | interconnectionName=,,,,10,STTP,Streaming Telemetry Transport Protocol,4,6,LTSPSTIA_1_FV_C,V,+,0,SPSTTP_765_PM_01-PA6,0.0,1.0,Spsttp_765_Pm_01 LTSPSTIA_1_FV_C + Voltage Phase Angle,0,1,1,Degrees,Phasor,VPHA,Voltage Phase Angle,PA,-98.6,37.5,PPA:7735,2021-08-06 18:04:50
} | MaximumArchiveDays=90 | DesiredRemainingSpace=500,7736,GPA_SPSTTP_765_PM_01-PM7:V,,277,8736f6c7-ad41-4b43-b4f6-e684e0d4ad20,SPSTTP_765_PM_01,Spsttp_765_Pm_01,60,1,companyAcronym= | protocolName=IEEE C37.118.2-2011 | vendorAcronym= | vendorDeviceName= | interconnectionName=,,,,10,STTP,Streaming Telemetry Transport Protocol,3,7,LTSPSTIA_1_FV_P,V,+,0,SPSTTP_765_PM_01-PM7,0.0,1.0,Spsttp_765_Pm_01 LTSPSTIA_1_FV_P + Voltage Magnitude,0,1,1,Volts,Phasor,VPHM,Voltage Magnitude,PM,-98.6,37.5,PPA:7736,2021-08-06 18:04:50
} | MaximumArchiveDays=90 | DesiredRemainingSpace=500,7737,GPA_SPSTTP_765_PM_01-PA7:VH,,277,8736f6c7-ad41-4b43-b4f6-e684e0d4ad20,SPSTTP_765_PM_01,Spsttp_765_Pm_01,60,1,companyAcronym= | protocolName=IEEE C37.118.2-2011 | vendorAcronym= | vendorDeviceName= | interconnectionName=,,,,10,STTP,Streaming Telemetry Transport Protocol,4,7,LTSPSTIA_1_FV_P,V,+,0,SPSTTP_765_PM_01-PA7,0.0,1.0,Spsttp_765_Pm_01 LTSPSTIA_1_FV_P + Voltage Phase Angle,0,1,1,Degrees,Phasor,VPHA,Voltage Phase Angle,PA,-98.6,37.5,PPA:7737,2021-08-06 18:04:50
} | MaximumArchiveDays=90 | DesiredRemainingSpace=500,7738,GPA_SPSTTP_765_PM_01-PM8:I,,277,8736f6c7-ad41-4b43-b4f6-e684e0d4ad20,SPSTTP_765_PM_01,Spsttp_765_Pm_01,60,1,companyAcronym= | protocolName=IEEE C37.118.2-2011 | vendorAcronym= | vendorDeviceName= | interconnectionName=,,,,10,STTP,Streaming Telemetry Transport Protocol,1,8,LTSPSTIA_1_FA_P,I,+,0,SPSTTP_765_PM_01-PM8,0.0,1.0,Spsttp_765_Pm_01 LTSPSTIA_1_FA_P + Current Magnitude,0,1,1,Amps,Phasor,IPHM,Current Magnitude,PM,-98.6,37.5,PPA:7738,2021-08-06 18:04:50
} | MaximumArchiveDays=90 | DesiredRemainingSpace=500,7739,GPA_SPSTTP_765_PM_01-PA8:IH,,277,8736f6c7-ad41-4b43-b4f6-e684e0d4ad20,SPSTTP_765_PM_01,Spsttp_765_Pm_01,60,1,companyAcronym= | protocolName=IEEE C37.118.2-2011 | vendorAcronym= | vendorDeviceName= | interconnectionName=,,,,10,STTP,Streaming Telemetry Transport Protocol,2,8,LTSPSTIA_1_FA_P,I,+,0,SPSTTP_765_PM_01-PA8,0.0,1.0,Spsttp_765_Pm_01 LTSPSTIA_1_FA_P + Current Phase Angle,0,1,1,Degrees,Phasor,IPHA,Current Phase Angle,PA,-98.6,37.5,PPA:7739,2021-08-06 18:04:50
} | MaximumArchiveDays=90 | DesiredRemainingSpace=500,7740,GPA_SPSTTP_765_PM_02:F,,278,8736f6c7-ad41-4b43-b4f6-e684e0d4ad20,SPSTTP_765_PM_02,Spsttp_765_Pm_02,60,1,companyAcronym= | protocolName=IEEE C37.118.2-2011 | vendorAcronym= | vendorDeviceName= | interconnectionName=,,,,10,STTP,Streaming Telemetry Transport Protocol,5,,,,,,SPSTTP_765_PM_02-FQ,0.0,1.0,Spsttp_765_Pm_02 Frequency,0,1,1,Hz,PMU,FREQ,Frequency,FQ,-98.6,37.5,PPA:7740,2021-08-06 18:04:50
} | MaximumArchiveDays=90 | DesiredRemainingSpace=500,7741,GPA_SPSTTP_765_PM_02:DF,,278,8736f6c7-ad41-4b43-b4f6-e684e0d4ad20,SPSTTP_765_PM_02,Spsttp_765_Pm_02,60,1,companyAcronym= | protocolName=IEEE C37.118.2-2011 | vendorAcronym= | vendorDeviceName= | interconnectionName=,,,,10,STTP,Streaming Telemetry Transport Protocol,6,,,,,,SPSTTP_765_PM_02-DF,0.0,1.0,Spsttp_765_Pm_02 Frequency Delta (dF/dt),0,1,1,,PMU,DFDT,Frequency Delta (dF/dt),DF,-98.6,37.5,PPA:7741,2021-08-06 18:04:50
} | MaximumArchiveDays=90 | DesiredRemainingSpace=500,7742,GPA_SPSTTP_765_PM_02:S,,278,8736f6c7-ad41-4b43-b4f6-e684e0d4ad20,SPSTTP_765_PM_02,Spsttp_765_Pm_02,60,1,companyAcronym= | protocolName=IEEE C37.118.2-2011 | vendorAcronym= | vendorDeviceName= | interconnectionName=,,,,10,STTP,Streaming Telemetry Transport Protocol,8,,,,,,SPSTTP_765_PM_02-SF,0.0,1.0,Spsttp_765_Pm_02 Status Flags,0,1,1,,PMU,FLAG,Status Flags,SF,-98.6,37.5,PPA:7742,2021-08-06 18:04:50
} | MaximumArchiveDays=90 | DesiredRemainingSpace=500,7743,GPA_SPSTTP_765_PM_02-PM1:V,,278,8736f6c7-ad41-4b43-b4f6-e684e0d4ad20,SPSTTP_765_PM_02,Spsttp_765_Pm_02,60,1,companyAcronym= | protocolName=IEEE C37.118.2-2011 | vendorAcronym= | vendorDeviceName= | interconnectionName=,,,,10,STTP,Streaming Telemetry Transport Protocol,3,1,BAA_FV_B,V,+,0,SPSTTP_765_PM_02-PM1,0.0,1.0,Spsttp_765_Pm_02 BAA_FV_B + Voltage Magnitude,0,1,1,Volts,Phasor,VPHM,Voltage Magnitude,PM,-98.6,37.5,PPA:7743,2021-08-06 18:04:50
} | MaximumArchiveDays=90 | DesiredRemainingSpace=500,7744,GPA_SPSTTP_765_PM_02-PA1:VH,,278,8736f6c7-ad41-4b43-b4f6-e684e0d4ad20,SPSTTP_765_PM_02,Spsttp_765_Pm_02,60,1,companyAcronym= | protocolName=IEEE C37.118.2-2011 | vendorAcronym= | vendorDeviceName= | interconnectionName=,,,,10,STTP,Streaming Telemetry Transport Protocol,4,1,BAA_FV_B,V,+,0,SPSTTP_765_PM_02-PA1,0.0,1.0,Spsttp_765_Pm_02 BAA_FV_B + Voltage Phase Angle,0,1,1,Degrees,Phasor,VPHA,Voltage Phase Angle,PA,-98.6,37.5,PPA:7744,2021-08-06 18:04:50
} | MaximumArchiveDays=90 | DesiredRemainingSpace=500,7745,GPA_SPSTTP_765_PM_03:F,,279,8736f6c7-ad41-4b43-b4f6-e684e0d4ad20,SPSTTP_765_PM_03,Spsttp_765_Pm_03,60,1,companyAcronym= | protocolName=IEEE C37.118.2-2011 | vendorAcronym= | vendorDeviceName= | interconnectionName=,,,,10,STTP,Streaming Telemetry Transport Protocol,5,,,,,,SPSTTP_765_PM_03-FQ,0.0,1.0,Spsttp_765_Pm_03 Frequency,0,1,1,Hz,PMU,FREQ,Frequency,FQ,-98.6,37.5,PPA:7745,2021-08-06 18:04:50
} | MaximumArchiveDays=90 | DesiredRemainingSpace=500,7746,GPA_SPSTTP_765_PM_03:DF,,279,8736f6c7-ad41-4b43-b4f6-e684e0d4ad20,SPSTTP_765_PM_03,Spsttp_765_Pm_03,60,1,companyAcronym= | protocolName=IEEE C37.118.2-2011 | vendorAcronym= | vendorDeviceName= | interconnectionName=,,,,10,STTP,Streaming Telemetry Transport Protocol,6,,,,,,SPSTTP_765_PM_03-DF,0.0,1.0,Spsttp_765_Pm_03 Frequency Delta (dF/dt),0,1,1,,PMU,DFDT,Frequency Delta (dF/dt),DF,-98.6,37.5,PPA:7746,2021-08-06 18:04:50
} | MaximumArchiveDays=90 | DesiredRemainingSpace=500,7747,GPA_SPSTTP_765_PM_03:S,,279,8736f6c7-ad41-4b43-b4f6-e684e0d4ad20,SPSTTP_765_PM_03,Spsttp_765_Pm_03,60,1,companyAcronym= | protocolName=IEEE C37.118.2-2011 | vendorAcronym= | vendorDeviceName= | interconnectionName=,,,,10,STTP,Streaming Telemetry Transport Protocol,8,,,,,,SPSTTP_765_PM_03-SF,0.0,1.0,Spsttp_765_Pm_03 Status Flags,0,1,1,,PMU,FLAG,Status Flags,SF,-98.6,37.5,PPA:7747,2021-08-06 18:04:50
} | MaximumArchiveDays=90 | DesiredRemainingSpace=500,7748,GPA_SPSTTP_765_PM_03-PM1:I,,279,8736f6c7-ad41-4b43-b4f6-e684e0d4ad20,SPSTTP_765_PM_03,Spsttp_765_Pm_03,60,1,companyAcronym= | protocolName=IEEE C37.118.2-2011 | vendorAcronym= | vendorDeviceName= | interconnectionName=,,,,10,STTP,Streaming Telemetry Transport Protocol,1,1,LTSPSTIA_2_FA_A,I,+,0,SPSTTP_765_PM_03-PM1,0.0,1.0,Spsttp_765_Pm_03 LTSPSTIA_2_FA_A + Current Magnitude,0,1,1,Amps,Phasor,IPHM,Current Magnitude,PM,-98.6,37.5,PPA:7748,2021-08-06 18:04:50
} | MaximumArchiveDays=90 | DesiredRemainingSpace=500,7749,GPA_SPSTTP_765_PM_03-PA1:IH,,279,8736f6c7-ad41-4b43-b4f6-e684e0d4ad20,SPSTTP_765_PM_03,Spsttp_765_Pm_03,60,1,companyAcronym= | protocolName=IEEE C37.118.2-2011 | vendorAcronym= | vendorDeviceName= | interconnectionName=,,,,10,STTP,Streaming Telemetry Transport Protocol,2,1,LTSPSTIA_2_FA_A,I,+,0,SPSTTP_765_PM_03-PA1,0.0,1.0,Spsttp_765_Pm_03 LTSPSTIA_2_FA_A + Current Phase Angle,0,1,1,Degrees,Phasor,IPHA,Current Phase Angle,PA,-98.6,37.5,PPA:7749,2021-08-06 18:04:50
} | MaximumArchiveDays=90 | DesiredRemainingSpace=500,7750,GPA_SPSTTP_765_PM_03-PM2:I,,279,8736f6c7-ad41-4b43-b4f6-e684e0d4ad20,SPSTTP_765_PM_03,Spsttp_765_Pm_03,60,1,companyAcronym= | protocolName=IEEE C37.118.2-2011 | vendorAcronym= | vendorDeviceName= | interconnectionName=,,,,10,STTP,Streaming Telemetry Transport Protocol,1,2,LTSPSTIA_2_FA_B,I,+,0,SPSTTP_765_PM_03-PM2,0.0,1.0,Spsttp_765_Pm_03 LTSPSTIA_2_FA_B + Current Magnitude,0,1,1,Amps,Phasor,IPHM,Current Magnitude,PM,-98.6,37.5,PPA:7750,2021-08-06 18:04:50
} | MaximumArchiveDays=90 | DesiredRemainingSpace=500,7751,GPA_SPSTTP_765_PM_03-PA2:IH,,279,8736f6c7-ad41-4b43-b4f6-e684e0d4ad20,SPSTTP_765_PM_03,Spsttp_765_Pm_03,60,1,companyAcronym= | protocolName=IEEE C37.118.2-2011 | vendorAcronym= | vendorDeviceName= | interconnectionName=,,,,10,STTP,Streaming Telemetry Transport Protocol,2,2,LTSPSTIA_2_FA_B,I,+,0,SPSTTP_765_PM_03-PA2,0.0,1.0,Spsttp_765_Pm_03 LTSPSTIA_2_FA_B + Current Phase Angle,0,1,1,Degrees,Phasor,IPHA,Current Phase Angle,PA,-98.6,37.5,PPA:7751,2021-08-06 18:04:50
} | MaximumArchiveDays=90 | DesiredRemainingSpace=500,7752,GPA_SPSTTP_765_PM_03-PM3:I,,279,8736f6c7-ad41-4b43-b4f6-e684e0d4ad20,SPSTTP_765_PM_03,Spsttp_765_Pm_03,60,1,companyAcronym= | protocolName=IEEE C37.118.2-2011 | vendorAcronym= | vendorDeviceName= | interconnectionName=,,,,10,STTP,Streaming Telemetry Transport Protocol,1,3,LTSPSTIA_2_FA_C,I,+,0,SPSTTP_765_PM_03-PM3,0.0,1.0,Spsttp_765_Pm_03 LTSPSTIA_2_FA_C + Current Magnitude,0,1,1,Amps,Phasor,IPHM,Current Magnitude,PM,-98.6,37.5,PPA:7752,2021-08-06 18:04:50
} | MaximumArchiveDays=90 | DesiredRemainingSpace=500,7753,GPA_SPSTTP_765_PM_03-PA3:IH,,279,8736f6c7-ad41-4b43-b4f6-e684e0d4ad20,SPSTTP_765_PM_03,Spsttp_765_Pm_03,60,1,companyAcronym= | protocolName=IEEE C37.118.2-2011 | vendorAcronym= | vendorDeviceName= | interconnectionName=,,,,10,STTP,Streaming Telemetry Transport Protocol,2,3,LTSPSTIA_2_FA_C,I,+,0,SPSTTP_765_PM_03-PA3,0.0,1.0,Spsttp_765_Pm_03 LTSPSTIA_2_FA_C + Current Phase Angle,0,1,1,Degrees,Phasor,IPHA,Current Phase Angle,PA,-98.6,37.5,PPA:7753,2021-08-06 18:04:50
} | MaximumArchiveDays=90 | DesiredRemainingSpace=500,7754,GPA_SPSTTP_765_PM_03-PM4:V,,279,8736f6c7-ad41-4b43-b4f6-e684e0d4ad20,SPSTTP_765_PM_03,Spsttp_765_Pm_03,60,1,companyAcronym= | protocolName=IEEE C37.118.2-2011 | vendorAcronym= | vendorDeviceName= | interconnectionName=,,,,10,STTP,Streaming Telemetry Transport Protocol,3,4,LTSPSTIA_2_FV_A,V,+,0,SPSTTP_765_PM_03-PM4,0.0,1.0,Spsttp_765_Pm_03 LTSPSTIA_2_FV_A + Voltage Magnitude,0,1,1,Volts,Phasor,VPHM,Voltage Magnitude,PM,-98.6,37.5,PPA:7754,2021-08-06 18:04:50
} | MaximumArchiveDays=90 | DesiredRemainingSpace=500,7755,GPA_SPSTTP_765_PM_03-PA4:VH,,279,8736f6c7-ad41-4b43-b4f6-e684e0d4ad20,SPSTTP_765_PM_03,Spsttp_765_Pm_03,60,1,companyAcronym= | protocolName=IEEE C37.118.2-2011 | vendorAcronym= | vendorDeviceName= | interconnectionName=,,,,10,STTP,Streaming Telemetry Transport Protocol,4,4,LTSPSTIA_2_FV_A,V,+,0,SPSTTP_765_PM_03-PA4,0.0,1.0,Spsttp_765_Pm_03 LTSPSTIA_2_FV_A + Voltage Phase Angle,0,1,1,Degrees,Phasor,VPHA,Voltage Phase Angle,PA,-98.6,37.5,PPA:7755,2021-08-06 18:04:50
} | MaximumArchiveDays=90 | DesiredRemainingSpace=500,7756,GPA_SPSTTP_765_PM_03-PM5:V,,279,8736f6c7-ad41-4b43-b4f6-e684e0d4ad20,SPSTTP_765_PM_03,Spsttp_765_Pm_03,60,1,companyAcronym= | protocolName=IEEE C37.118.2-2011 | vendorAcronym= | vendorDeviceName= | interconnectionName=,,,,10,STTP,Streaming Telemetry Transport Protocol,3,5,LTSPSTIA_2_FV_B,V,+,0,SPSTTP_765_PM_03-PM5,0.0,1.0,Spsttp_765_Pm_03 LTSPSTIA_2_FV_B + Voltage Magnitude,0,1,1,Volts,Phasor,VPHM,Voltage Magnitude,PM,-98.6,37.5,PPA:7756,2021-08-06 18:04:50
} | MaximumArchiveDays=90 | DesiredRemainingSpace=500,7757,GPA_SPSTTP_765_PM_03-PA5:VH,,279,8736f6c7-ad41-4b43-b4f6-e684e0d4ad20,SPSTTP_765_PM_03,Spsttp_765_Pm_03,60,1,companyAcronym= | protocolName=IEEE C37.118.2-2011 | vendorAcronym= | vendorDeviceName= | interconnectionName=,,,,10,STTP,Streaming Telemetry Transport Protocol,4,5,LTSPSTIA_2_FV_B,V,+,0,SPSTTP_765_PM_03-PA5,0.0,1.0,Spsttp_765_Pm_03 LTSPSTIA_2_FV_B + Voltage Phase Angle,0,1,1,Degrees,Phasor,VPHA,Voltage Phase Angle,PA,-98.6,37.5,PPA:7757,2021-08-06 18:04:50
} | MaximumArchiveDays=90 | DesiredRemainingSpace=500,7758,GPA_SPSTTP_765_PM_03-PM6:V,,279,8736f6c7-ad41-4b43-b4f6-e684e0d4ad20,SPSTTP_765_PM_03,Spsttp_765_Pm_03,60,1,companyAcronym= | protocolName=IEEE C37.118.2-2011 | vendorAcronym= | vendorDeviceName= | interconnectionName=,,,,10,STTP,Streaming Telemetry Transport Protocol,3,6,LTSPSTIA_2_FV_C,V,+,0,SPSTTP_765_PM_03-PM6,0.0,1.0,Spsttp_765_Pm_03 LTSPSTIA_2_FV_C + Voltage Magnitude,0,1,1,Volts,Phasor,VPHM,Voltage Magnitude,PM,-98.6,37.5,PPA:7758,2021-08-06 18:04:50
} | MaximumArchiveDays=90 | DesiredRemainingSpace=500,7759,GPA_SPSTTP_765_PM_03-PA6:VH,,279,8736f6c7-ad41-4b43-b4f6-e684e0d4ad20,SPSTTP_765_PM_03,Spsttp_765_Pm_03,60,1,companyAcronym= | protocolName=IEEE C37.118.2-2011 | vendorAcronym= | vendorDeviceName= | interconnectionName=,,,,10,STTP,Streaming Telemetry Transport Protocol,4,6,LTSPSTIA_2_FV_C,V,+,0,SPSTTP_765_PM_03-PA6,0.0,1.0,Spsttp_765_Pm_03 LTSPSTIA_2_FV_C + Voltage Phase Angle,0,1,1,Degrees,Phasor,VPHA,Voltage Phase Angle,PA,-98.6,37.5,PPA:7759,2021-08-06 18:04:50
} | MaximumArchiveDays=90 | DesiredRemainingSpace=500,7760,GPA_SPSTTP_765_PM_03-PM7:V,,279,8736f6c7-ad41-4b43-b4f6-e684e0d4ad20,SPSTTP_765_PM_03,Spsttp_765_Pm_03,60,1,companyAcronym= | protocolName=IEEE C37.118.2-2011 | vendorAcronym= | vendorDeviceName= | interconnectionName=,,,,10,STTP,Streaming Telemetry Transport Protocol,3,7,LTSPSTIA_2_FV_P,V,+,0,SPSTTP_765_PM_03-PM7,0.0,1.0,Spsttp_765_Pm_03 LTSPSTIA_2_FV_P + Voltage Magnitude,0,1,1,Volts,Phasor,VPHM,Voltage Magnitude,PM,-98.6,37.5,PPA:7760,2021-08-06 18:04:50
} | MaximumArchiveDays=90 | DesiredRemainingSpace=500,7761,GPA_SPSTTP_765_PM_03-PA7:VH,,279,8736f6c7-ad41-4b43-b4f6-e684e0d4ad20,SPSTTP_765_PM_03,Spsttp_765_Pm_03,60,1,companyAcronym= | protocolName=IEEE C37.118.2-2011 | vendorAcronym= | vendorDeviceName= | interconnectionName=,,,,10,STTP,Streaming Telemetry Transport Protocol,4,7,LTSPSTIA_2_FV_P,V,+,0,SPSTTP_765_PM_03-PA7,0.0,1.0,Spsttp_765_Pm_03 LTSPSTIA_2_FV_P + Voltage Phase Angle,0,1,1,Degrees,Phasor,VPHA,Voltage Phase Angle,PA,-98.6,37.5,PPA:7761,2021-08-06 18:04:50
} | MaximumArchiveDays=90 | DesiredRemainingSpace=500,7762,GPA_SPSTTP_765_PM_03-PM8:I,,279,8736f6c7-ad41-4b43-b4f6-e684e0d4ad20,SPSTTP_765_PM_03,Spsttp_765_Pm_03,60,1,companyAcronym= | protocolName=IEEE C37.118.2-2011 | vendorAcronym= | vendorDeviceName= | interconnectionName=,,,,10,STTP,Streaming Telemetry Transport Protocol,1,8,LTSPSTIA_2_FA_P,I,+,0,SPSTTP_765_PM_03-PM8,0.0,1.0,Spsttp_765_Pm_03 LTSPSTIA_2_FA_P + Current Magnitude,0,1,1,Amps,Phasor,IPHM,Current Magnitude,PM,-98.6,37.5,PPA:7762,2021-08-06 18:04:50
} | MaximumArchiveDays=90 | DesiredRemainingSpace=500,7763,GPA_SPSTTP_765_PM_03-PA8:IH,,279,8736f6c7-ad41-4b43-b4f6-e684e0d4ad20,SPSTTP_765_PM_03,Spsttp_765_Pm_03,60,1,companyAcronym= | protocolName=IEEE C37.118.2-2011 | vendorAcronym= | vendorDeviceName= | interconnectionName=,,,,10,STTP,Streaming Telemetry Transport Protocol,2,8,LTSPSTIA_2_FA_P,I,+,0,SPSTTP_765_PM_03-PA8,0.0,1.0,Spsttp_765_Pm_03 LTSPSTIA_2_FA_P + Current Phase Angle,0,1,1,Degrees,Phasor,IPHA,Current Phase Angle,PA,-98.6,37.5,PPA:7763,2021-08-06 18:04:50
} | MaximumArchiveDays=90 | DesiredRemainingSpace=500,7764,GPA_SPSTTP_765_PM_04:F,,280,8736f6c7-ad41-4b43-b4f6-e684e0d4ad20,SPSTTP_765_PM_04,Spsttp_765_Pm_04,60,1,companyAcronym= | protocolName=IEEE C37.118.2-2011 | vendorAcronym= | vendorDeviceName= | interconnectionName=,,,,10,STTP,Streaming Telemetry Transport Protocol,5,,,,,,SPSTTP_765_PM_04-FQ,0.0,1.0,Spsttp_765_Pm_04 Frequency,0,1,1,Hz,PMU,FREQ,Frequency,FQ,-98.6,37.5,PPA:7764,2021-08-06 18:04:50
} | MaximumArchiveDays=90 | DesiredRemainingSpace=500,7765,GPA_SPSTTP_765_PM_04:DF,,280,8736f6c7-ad41-4b43-b4f6-e684e0d4ad20,SPSTTP_765_PM_04,Spsttp_765_Pm_04,60,1,companyAcronym= | protocolName=IEEE C37.118.2-2011 | vendorAcronym= | vendorDeviceName= | interconnectionName=,,,,10,STTP,Streaming Telemetry Transport Protocol,6,,,,,,SPSTTP_765_PM_04-DF,0.0,1.0,Spsttp_765_Pm_04 Frequency Delta (dF/dt),0,1,1,,PMU,DFDT,Frequency Delta (dF/dt),DF,-98.6,37.5,PPA:7765,2021-08-06 18:04:50
} | MaximumArchiveDays=90 | DesiredRemainingSpace=500,7766,GPA_SPSTTP_765_PM_04:S,,280,8736f6c7-ad41-4b43-b4f6-e684e0d4ad20,SPSTTP_765_PM_04,Spsttp_765_Pm_04,60,1,companyAcronym= | protocolName=IEEE C37.118.2-2011 | vendorAcronym= | vendorDeviceName= | interconnectionName=,,,,10,STTP,Streaming Telemetry Transport Protocol,8,,,,,,SPSTTP_765_PM_04-SF,0.0,1.0,Spsttp_765_Pm_04 Status Flags,0,1,1,,PMU,FLAG,Status Flags,SF,-98.6,37.5,PPA:7766,2021-08-06 18:04:50
} | MaximumArchiveDays=90 | DesiredRemainingSpace=500,7767,GPA_SPSTTP_765_PM_04-PM1:V,,280,8736f6c7-ad41-4b43-b4f6-e684e0d4ad20,SPSTTP_765_PM_04,Spsttp_765_Pm_04,60,1,companyAcronym= | protocolName=IEEE C37.118.2-2011 | vendorAcronym= | vendorDeviceName= | interconnectionName=,,,,10,STTP,Streaming Telemetry Transport Protocol,3,1,BAB_FV_B,V,+,0,SPSTTP_765_PM_04-PM1,0.0,1.0,Spsttp_765_Pm_04 BAB_FV_B + Voltage Magnitude,0,1,1,Volts,Phasor,VPHM,Voltage Magnitude,PM,-98.6,37.5,PPA:7767,2021-08-06 18:04:50
} | MaximumArchiveDays=90 | DesiredRemainingSpace=500,7768,GPA_SPSTTP_765_PM_04-PA1:VH,,280,8736f6c7-ad41-4b43-b4f6-e684e0d4ad20,SPSTTP_765_PM_04,Spsttp_765_Pm_04,60,1,companyAcronym= | protocolName=IEEE C37.118.2-2011 | vendorAcronym= | vendorDeviceName= | interconnectionName=,,,,10,STTP,Streaming Telemetry Transport Protocol,4,1,BAB_FV_B,V,+,0,SPSTTP_765_PM_04-PA1,0.0,1.0,Spsttp_765_Pm_04 BAB_FV_B + Voltage Phase Angle,0,1,1,Degrees,Phasor,VPHA,Voltage Phase Angle,PA,-98.6,37.5,PPA:7768,2021-08-06 18:04:50
} | MaximumArchiveDays=90 | DesiredRemainingSpace=500,7769,GPA_SPSTTP_765_PM_05:F,,281,8736f6c7-ad41-4b43-b4f6-e684e0d4ad20,SPSTTP_765_PM_05,Spsttp_765_Pm_05,60,1,companyAcronym= | protocolName=IEEE C37.118.2-2011 | vendorAcronym= | vendorDeviceName= | interconnectionName=,,,,10,STTP,Streaming Telemetry Transport Protocol,5,,,,,,SPSTTP_765_PM_05-FQ,0.0,1.0,Spsttp_765_Pm_05 Frequency,0,1,1,Hz,PMU,FREQ,Frequency,FQ,-98.6,37.5,PPA:7769,2021-08-06 18:04:50
} | MaximumArchiveDays=90 | DesiredRemainingSpace=500,7770,GPA_SPSTTP_765_PM_05:DF,,281,8736f6c7-ad41-4b43-b4f6-e684e0d4ad20,SPSTTP_765_PM_05,Spsttp_765_Pm_05,60,1,companyAcronym= | protocolName=IEEE C37.118.2-2011 | vendorAcronym= | vendorDeviceName= | interconnectionName=,,,,10,STTP,Streaming Telemetry Transport Protocol,6,,,,,,SPSTTP_765_PM_05-DF,0.0,1.0,Spsttp_765_Pm_05 Frequency Delta (dF/dt),0,1,1,,PMU,DFDT,Frequency Delta (dF/dt),DF,-98.6,37.5,PPA:7770,2021-08-06 18:04:50
} | MaximumArchiveDays=90 | DesiredRemainingSpace=500,7771,GPA_SPSTTP_765_PM_05:S,,281,8736f6c7-ad41-4b43-b4f6-e684e0d4ad20,SPSTTP_765_PM_05,Spsttp_765_Pm_05,60,1,companyAcronym= | protocolName=IEEE C37.118.2-2011 | vendorAcronym= | vendorDeviceName= | interconnectionName=,,,,10,STTP,Streaming Telemetry Transport Protocol,8,,,,,,SPSTTP_765_PM_05-SF,0.0,1.0,Spsttp_765_Pm_05 Status Flags,0,1,1,,PMU,FLAG,Status Flags,SF,-98.6,37.5,PPA:7771,2021-08-06 18:04:50
} | MaximumArchiveDays=90 | DesiredRemainingSpace=500,7772,GPA_SPSTTP_765_PM_05-PM1:I,,281,8736f6c7-ad41-4b43-b4f6-e684e0d4ad20,SPSTTP_765_PM_05,Spsttp_765_Pm_05,60,1,companyAcronym= | protocolName=IEEE C37.118.2-2011 | vendorAcronym= | vendorDeviceName= | interconnectionName=,,,,10,STTP,Streaming Telemetry Transport Protocol,1,1,LTSPSTIA_3_FA_A,I,+,0,SPSTTP_765_PM_05-PM1,0.0,1.0,Spsttp_765_Pm_05 LTSPSTIA_3_FA_A + Current Magnitude,0,1,1,Amps,Phasor,IPHM,Current Magnitude,PM,-98.6,37.5,PPA:7772,2021-08-06 18:04:50
} | MaximumArchiveDays=90 | DesiredRemainingSpace=500,7773,GPA_SPSTTP_765_PM_05-PA1:IH,,281,8736f6c7-ad41-4b43-b4f6-e684e0d4ad20,SPSTTP_765_PM_05,Spsttp_765_Pm_05,60,1,companyAcronym= | protocolName=IEEE C37.118.2-2011 | vendorAcronym= | vendorDeviceName= | interconnectionName=,,,,10,STTP,Streaming Telemetry Transport Protocol,2,1,LTSPSTIA_3_FA_A,I,+,0,SPSTTP_765_PM_05-PA1,0.0,1.0,Spsttp_765_Pm_05 LTSPSTIA_3_FA_A + Current Phase Angle,0,1,1,Degrees,Phasor,IPHA,Current Phase Angle,PA,-98.6,37.5,PPA:7773,2021-08-06 18:04:50
} | MaximumArchiveDays=90 | DesiredRemainingSpace=500,7774,GPA_SPSTTP_765_PM_05-PM2:I,,281,8736f6c7-ad41-4b43-b4f6-e684e0d4ad20,SPSTTP_765_PM_05,Spsttp_765_Pm_05,60,1,companyAcronym= | protocolName=IEEE C37.118.2-2011 | vendorAcronym= | vendorDeviceName= | interconnectionName=,,,,10,STTP,Streaming Telemetry Transport Protocol,1,2,LTSPSTIA_3_FA_B,I,+,0,SPSTTP_765_PM_05-PM2,0.0,1.0,Spsttp_765_Pm_05 LTSPSTIA_3_FA_B + Current Magnitude,0,1,1,Amps,Phasor,IPHM,Current Magnitude,PM,-98.6,37.5,PPA:7774,2021-08-06 18:04:50
} | MaximumArchiveDays=90 | DesiredRemainingSpace=500,7775,GPA_SPSTTP_765_PM_05-PA2:IH,,281,8736f6c7-ad41-4b43-b4f6-e684e0d4ad20,SPSTTP_765_PM_05,Spsttp_765_Pm_05,60,1,companyAcronym= | protocolName=IEEE C37.118.2-2011 | vendorAcronym= | vendorDeviceName= | interconnectionName=,,,,10,STTP,Streaming Telemetry Transport Protocol,2,2,LTSPSTIA_3_FA_B,I,+,0,SPSTTP_765_PM_05-PA2,0.0,1.0,Spsttp_765_Pm_05 LTSPSTIA_3_FA_B + Current Phase Angle,0,1,1,Degrees,Phasor,IPHA,Current Phase Angle,PA,-98.6,37.5,PPA:7775,2021-08-06 18:04:50
} | MaximumArchiveDays=90 | DesiredRemainingSpace=500,7776,GPA_SPSTTP_765_PM_05-PM3:I,,281,8736f6c7-ad41-4b43-b4f6-e684e0d4ad20,SPSTTP_765_PM_05,Spsttp_765_Pm_05,60,1,companyAcronym= | protocolName=IEEE C37.118.2-2011 | vendorAcronym= | vendorDeviceName= | interconnectionName=,,,,10,STTP,Streaming Telemetry Transport Protocol,1,3,LTSPSTIA_3_FA_C,I,+,0,SPSTTP_765_PM_05-PM3,0.0,1.0,Spsttp_765_Pm_05 LTSPSTIA_3_FA_C + Current Magnitude,0,1,1,Amps,Phasor,IPHM,Current Magnitude,PM,-98.6,37.5,PPA:7776,2021-08-06 18:04:50
} | MaximumArchiveDays=90 | DesiredRemainingSpace=500,7777,GPA_SPSTTP_765_PM_05-PA3:IH,,281,8736f6c7-ad41-4b43-b4f6-e684e0d4ad20,SPSTTP_765_PM_05,Spsttp_765_Pm_05,60,1,companyAcronym= | protocolName=IEEE C37.118.2-2011 | vendorAcronym= | vendorDeviceName= | interconnectionName=,,,,10,STTP,Streaming Telemetry Transport Protocol,2,3,LTSPSTIA_3_FA_C,I,+,0,SPSTTP_765_PM_05-PA3,0.0,1.0,Spsttp_765_Pm_05 LTSPSTIA_3_FA_C + Current Phase Angle,0,1,1,Degrees,Phasor,IPHA,Current Phase Angle,PA,-98.6,37.5,PPA:7777,2021-08-06 18:04:50
} | MaximumArchiveDays=90 | DesiredRemainingSpace=500,7778,GPA_SPSTTP_765_PM_05-PM4:V,,281,8736f6c7-ad41-4b43-b4f6-e684e0d4ad20,SPSTTP_765_PM_05,Spsttp_765_Pm_05,60,1,companyAcronym= | protocolName=IEEE C37.118.2-2011 | vendorAcronym= | vendorDeviceName= | interconnectionName=,,,,10,STTP,Streaming Telemetry Transport Protocol,3,4,LTSPSTIA_3_FV_A,V,+,0,SPSTTP_765_PM_05-PM4,0.0,1.0,Spsttp_765_Pm_05 LTSPSTIA_3_FV_A + Voltage Magnitude,0,1,1,Volts,Phasor,VPHM,Voltage Magnitude,PM,-98.6,37.5,PPA:7778,2021-08-06 18:04:50
} | MaximumArchiveDays=90 | DesiredRemainingSpace=500,7779,GPA_SPSTTP_765_PM_05-PA4:VH,,281,8736f6c7-ad41-4b43-b4f6-e684e0d4ad20,SPSTTP_765_PM_05,Spsttp_765_Pm_05,60,1,companyAcronym= | protocolName=IEEE C37.118.2-2011 | vendorAcronym= | vendorDeviceName= | interconnectionName=,,,,10,STTP,Streaming Telemetry Transport Protocol,4,4,LTSPSTIA_3_FV_A,V,+,0,SPSTTP_765_PM_05-PA4,0.0,1.0,Spsttp_765_Pm_05 LTSPSTIA_3_FV_A + Voltage Phase Angle,0,1,1,Degrees,Phasor,VPHA,Voltage Phase Angle,PA,-98.6,37.5,PPA:7779,2021-08-06 18:04:50
} | MaximumArchiveDays=90 | DesiredRemainingSpace=500,7780,GPA_SPSTTP_765_PM_05-PM5:V,,281,8736f6c7-ad41-4b43-b4f6-e684e0d4ad20,SPSTTP_765_PM_05,Spsttp_765_Pm_05,60,1,companyAcronym= | protocolName=IEEE C37.118.2-2011 | vendorAcronym= | vendorDeviceName= | interconnectionName=,,,,10,STTP,Streaming Telemetry Transport Protocol,3,5,LTSPSTIA_3_FV_B,V,+,0,SPSTTP_765_PM_05-PM5,0.0,1.0,Spsttp_765_Pm_05 LTSPSTIA_3_FV_B + Voltage Magnitude,0,1,1,Volts,Phasor,VPHM,Voltage Magnitude,PM,-98.6,37.5,PPA:7780,2021-08-06 18:04:50
} | MaximumArchiveDays=90 | DesiredRemainingSpace=500,7781,GPA_SPSTTP_765_PM_05-PA5:VH,,281,8736f6c7-ad41-4b43-b4f6-e684e0d4ad20,SPSTTP_765_PM_05,Spsttp_765_Pm_05,60,1,companyAcronym= | protocolName=IEEE C37.118.2-2011 | vendorAcronym= | vendorDeviceName= | interconnectionName=,,,,10,STTP,Streaming Telemetry Transport Protocol,4,5,LTSPSTIA_3_FV_B,V,+,0,SPSTTP_765_PM_05-PA5,0.0,1.0,Spsttp_765_Pm_05 LTSPSTIA_3_FV_B + Voltage Phase Angle,0,1,1,Degrees,Phasor,VPHA,Voltage Phase Angle,PA,-98.6,37.5,PPA:7781,2021-08-06 18:04:50
} | MaximumArchiveDays=90 | DesiredRemainingSpace=500,7782,GPA_SPSTTP_765_PM_05-PM6:V,,281,8736f6c7-ad41-4b43-b4f6-e684e0d4ad20,SPSTTP_765_PM_05,Spsttp_765_Pm_05,60,1,companyAcronym= | protocolName=IEEE C37.118.2-2011 | vendorAcronym= | vendorDeviceName= | interconnectionName=,,,,10,STTP,Streaming Telemetry Transport Protocol,3,6,LTSPSTIA_3_FV_C,V,+,0,SPSTTP_765_PM_05-PM6,0.0,1.0,Spsttp_765_Pm_05 LTSPSTIA_3_FV_C + Voltage Magnitude,0,1,1,Volts,Phasor,VPHM,Voltage Magnitude,PM,-98.6,37.5,PPA:7782,2021-08-06 18:04:50
} | MaximumArchiveDays=90 | DesiredRemainingSpace=500,7783,GPA_SPSTTP_765_PM_05-PA6:VH,,281,8736f6c7-ad41-4b43-b4f6-e684e0d4ad20,SPSTTP_765_PM_05,Spsttp_765_Pm_05,60,1,companyAcronym= | protocolName=IEEE C37.118.2-2011 | vendorAcronym= | vendorDeviceName= | interconnectionName=,,,,10,STTP,Streaming Telemetry Transport Protocol,4,6,LTSPSTIA_3_FV_C,V,+,0,SPSTTP_765_PM_05-PA6,0.0,1.0,Spsttp_765_Pm_05 LTSPSTIA_3_FV_C + Voltage Phase Angle,0,1,1,Degrees,Phasor,VPHA,Voltage Phase Angle,PA,-98.6,37.5,PPA:7783,2021-08-06 18:04:50
} | MaximumArchiveDays=90 | DesiredRemainingSpace=500,7784,GPA_SPSTTP_765_PM_05-PM7:V,,281,8736f6c7-ad41-4b43-b4f6-e684e0d4ad20,SPSTTP_765_PM_05,Spsttp_765_Pm_05,60,1,companyAcronym= | protocolName=IEEE C37.118.2-2011 | vendorAcronym= | vendorDeviceName= | interconnectionName=,,,,10,STTP,Streaming Telemetry Transport Protocol,3,7,LTSPSTIA_3_FV_P,V,+,0,SPSTTP_765_PM_05-PM7,0.0,1.0,Spsttp_765_Pm_05 LTSPSTIA_3_FV_P + Voltage Magnitude,0,1,1,Volts,Phasor,VPHM,Voltage Magnitude,PM,-98.6,37.5,PPA:7784,2021-08-06 18:04:50
} | MaximumArchiveDays=90 | DesiredRemainingSpace=500,7785,GPA_SPSTTP_765_PM_05-PA7:VH,,281,8736f6c7-ad41-4b43-b4f6-e684e0d4ad20,SPSTTP_765_PM_05,Spsttp_765_Pm_05,60,1,companyAcronym= | protocolName=IEEE C37.118.2-2011 | vendorAcronym= | vendorDeviceName= | interconnectionName=,,,,10,STTP,Streaming Telemetry Transport Protocol,4,7,LTSPSTIA_3_FV_P,V,+,0,SPSTTP_765_PM_05-PA7,0.0,1.0,Spsttp_765_Pm_05 LTSPSTIA_3_FV_P + Voltage Phase Angle,0,1,1,Degrees,Phasor,VPHA,Voltage Phase Angle,PA,-98.6,37.5,PPA:7785,2021-08-06 18:04:50
} | MaximumArchiveDays=90 | DesiredRemainingSpace=500,7786,GPA_SPSTTP_765_PM_05-PM8:I,,281,8736f6c7-ad41-4b43-b4f6-e684e0d4ad20,SPSTTP_765_PM_05,Spsttp_765_Pm_05,60,1,companyAcronym= | protocolName=IEEE C37.118.2-2011 | vendorAcronym= | vendorDeviceName= | interconnectionName=,,,,10,STTP,Streaming Telemetry Transport Protocol,1,8,LTSPSTIA_3_FA_P,I,+,0,SPSTTP_765_PM_05-PM8,0.0,1.0,Spsttp_765_Pm_05 LTSPSTIA_3_FA_P + Current Magnitude,0,1,1,Amps,Phasor,IPHM,Current Magnitude,PM,-98.6,37.5,PPA:7786,2021-08-06 18:04:50
} | MaximumArchiveDays=90 | DesiredRemainingSpace=500,7787,GPA_SPSTTP_765_PM_05-PA8:IH,,281,8736f6c7-ad41-4b43-b4f6-e684e0d4ad20,SPSTTP_765_PM_05,Spsttp_765_Pm_05,60,1,companyAcronym= | protocolName=IEEE C37.118.2-2011 | vendorAcronym= | vendorDeviceName= | interconnectionName=,,,,10,STTP,Streaming Telemetry Transport Protocol,2,8,LTSPSTIA_3_FA_P,I,+,0,SPSTTP_765_PM_05-PA8,0.0,1.0,Spsttp_765_Pm_05 LTSPSTIA_3_FA_P + Current Phase Angle,0,1,1,Degrees,Phasor,IPHA,Current Phase Angle,PA,-98.6,37.5,PPA:7787,2021-08-06 18:04:50
} | MaximumArchiveDays=90 | DesiredRemainingSpace=500,7788,GPA_PRBTA_500_PM_05:F,,282,8736f6c7-ad41-4b43-b4f6-e684e0d4ad20,PRBTA_500_PM_05,Prbta_500_Pm_05,60,1,companyAcronym= | protocolName=IEEE C37.118.2-2011 | vendorAcronym= | vendorDeviceName= | interconnectionName=,,,,10,STTP,Streaming Telemetry Transport Protocol,5,,,,,,PRBTA_500_PM_05-FQ,0.0,1.0,Prbta_500_Pm_05 Frequency,0,1,1,Hz,PMU,FREQ,Frequency,FQ,-98.6,37.5,PPA:7788,2021-08-06 18:04:50
} | MaximumArchiveDays=90 | DesiredRemainingSpace=500,7789,GPA_PRBTA_500_PM_05:DF,,282,8736f6c7-ad41-4b43-b4f6-e684e0d4ad20,PRBTA_500_PM_05,Prbta_500_Pm_05,60,1,companyAcronym= | protocolName=IEEE C37.118.2-2011 | vendorAcronym= | vendorDeviceName= | interconnectionName=,,,,10,STTP,Streaming Telemetry Transport Protocol,6,,,,,,PRBTA_500_PM_05-DF,0.0,1.0,Prbta_500_Pm_05 Frequency Delta (dF/dt),0,1,1,,PMU,DFDT,Frequency Delta (dF/dt),DF,-98.6,37.5,PPA:7789,2021-08-06 18:04:50
} | MaximumArchiveDays=90 | DesiredRemainingSpace=500,7790,GPA_PRBTA_500_PM_05:S,,282,8736f6c7-ad41-4b43-b4f6-e684e0d4ad20,PRBTA_500_PM_05,Prbta_500_Pm_05,60,1,companyAcronym= | protocolName=IEEE C37.118.2-2011 | vendorAcronym= | vendorDeviceName= | interconnectionName=,,,,10,STTP,Streaming Telemetry Transport Protocol,8,,,,,,PRBTA_500_PM_05-SF,0.0,1.0,Prbta_500_Pm_05 Status Flags,0,1,1,,PMU,FLAG,Status Flags,SF,-98.6,37.5,PPA:7790,2021-08-06 18:04:50
} | MaximumArchiveDays=90 | DesiredRemainingSpace=500,7791,GPA_PRBTA_500_PM_05-PM1:I,,282,8736f6c7-ad41-4b43-b4f6-e684e0d4ad20,PRBTA_500_PM_05,Prbta_500_Pm_05,60,1,companyAcronym= | protocolName=IEEE C37.118.2-2011 | vendorAcronym= | vendorDeviceName= | interconnectionName=,,,,10,STTP,Streaming Telemetry Transport Protocol,1,1,LTSPSTIN_1_FA_A,I,N,0,PRBTA_500_PM_05-PM1,0.0,1.0,Prbta_500_Pm_05 LTSPSTIN_1_FA_A N Current Magnitude,0,1,1,Amps,Phasor,IPHM,Current Magnitude,PM,-98.6,37.5,PPA:7791,2021-08-06 18:04:50
} | MaximumArchiveDays=90 | DesiredRemainingSpace=500,7792,GPA_PRBTA_500_PM_05-PA1:IH,,282,8736f6c7-ad41-4b43-b4f6-e684e0d4ad20,PRBTA_500_PM_05,Prbta_500_Pm_05,60,1,companyAcronym= | protocolName=IEEE C37.118.2-2011 | vendorAcronym= | vendorDeviceName= | interconnectionName=,,,,10,STTP,Streaming Telemetry Transport Protocol,2,1,LTSPSTIN_1_FA_A,I,N,0,PRBTA_500_PM_05-PA1,0.0,1.0,Prbta_500_Pm_05 LTSPSTIN_1_FA_A N Current Phase Angle,0,1,1,Degrees,Phasor,IPHA,Current Phase Angle,PA,-98.6,37.5,PPA:7792,2021-08-06 18:04:50
} | MaximumArchiveDays=90 | DesiredRemainingSpace=500,7793,GPA_PRBTA_500_PM_05-PM2:I,,282,8736f6c7-ad41-4b43-b4f6-e684e0d4ad20,PRBTA_500_PM_05,Prbta_500_Pm_05,60,1,companyAcronym= | protocolName=IEEE C37.118.2-2011 | vendorAcronym= | vendorDeviceName= | interconnectionName=,,,,10,STTP,Streaming Telemetry Transport Protocol,1,2,LTSPSTIN_1_FA_B,I,N,0,PRBTA_500_PM_05-PM2,0.0,1.0,Prbta_500_Pm_05 LTSPSTIN_1_FA_B N Current Magnitude,0,1,1,Amps,Phasor,IPHM,Current Magnitude,PM,-98.6,37.5,PPA:7793,2021-08-06 18:04:50
} | MaximumArchiveDays=90 | DesiredRemainingSpace=500,7794,GPA_PRBTA_500_PM_05-PA2:IH,,282,8736f6c7-ad41-4b43-b4f6-e684e0d4ad20,PRBTA_500_PM_05,Prbta_500_Pm_05,60,1,companyAcronym= | protocolName=IEEE C37.118.2-2011 | vendorAcronym= | vendorDeviceName= | interconnectionName=,,,,10,STTP,Streaming Telemetry Transport Protocol,2,2,LTSPSTIN_1_FA_B,I,N,0,PRBTA_500_PM_05-PA2,0.0,1.0,Prbta_500_Pm_05 LTSPSTIN_1_FA_B N Current Phase Angle,0,1,1,Degrees,Phasor,IPHA,Current Phase Angle,PA,-98.6,37.5,PPA:7794,2021-08-06 18:04:50
} | MaximumArchiveDays=90 | DesiredRemainingSpace=500,7795,GPA_PRBTA_500_PM_05-PM3:I,,282,8736f6c7-ad41-4b43-b4f6-e684e0d4ad20,PRBTA_500_PM_05,Prbta_500_Pm_05,60,1,companyAcronym= | protocolName=IEEE C37.118.2-2011 | vendorAcronym= | vendorDeviceName= | interconnectionName=,,,,10,STTP,Streaming Telemetry Transport Protocol,1,3,LTSPSTIN_1_FA_C,I,N,0,PRBTA_500_PM_05-PM3,0.0,1.0,Prbta_500_Pm_05 LTSPSTIN_1_FA_C N Current Magnitude,0,1,1,Amps,Phasor,IPHM,Current Magnitude,PM,-98.6,37.5,PPA:7795,2021-08-06 18:04:50
} | MaximumArchiveDays=90 | DesiredRemainingSpace=500,7796,GPA_PRBTA_500_PM_05-PA3:IH,,282,8736f6c7-ad41-4b43-b4f6-e684e0d4ad20,PRBTA_500_PM_05,Prbta_500_Pm_05,60,1,companyAcronym= | protocolName=IEEE C37.118.2-2011 | vendorAcronym= | vendorDeviceName= | interconnectionName=,,,,10,STTP,Streaming Telemetry Transport Protocol,2,3,LTSPSTIN_1_FA_C,I,N,0,PRBTA_500_PM_05-PA3,0.0,1.0,Prbta_500_Pm_05 LTSPSTIN_1_FA_C N Current Phase Angle,0,1,1,Degrees,Phasor,IPHA,Current Phase Angle,PA,-98.6,37.5,PPA:7796,2021-08-06 18:04:50
} | MaximumArchiveDays=90 | DesiredRemainingSpace=500,7797,GPA_PRBTA_500_PM_05-PM4:V,,282,8736f6c7-ad41-4b43-b4f6-e684e0d4ad20,PRBTA_500_PM_05,Prbta_500_Pm_05,60,1,companyAcronym= | protocolName=IEEE C37.118.2-2011 | vendorAcronym= | vendorDeviceName= | interconnectionName=,,,,10,STTP,Streaming Telemetry Transport Protocol,3,4,LTSPSTIN_1_FV_A,V,N,0,PRBTA_500_PM_05-PM4,0.0,1.0,Prbta_500_Pm_05 LTSPSTIN_1_FV_A N Voltage Magnitude,0,1,1,Volts,Phasor,VPHM,Voltage Magnitude,PM,-98.6,37.5,PPA:7797,2021-08-06 18:04:50
} | MaximumArchiveDays=90 | DesiredRemainingSpace=500,7798,GPA_PRBTA_500_PM_05-PA4:VH,,282,8736f6c7-ad41-4b43-b4f6-e684e0d4ad20,PRBTA_500_PM_05,Prbta_500_Pm_05,60,1,companyAcronym= | protocolName=IEEE C37.118.2-2011 | vendorAcronym= | vendorDeviceName= | interconnectionName=,,,,10,STTP,Streaming Telemetry Transport Protocol,4,4,LTSPSTIN_1_FV_A,V,N,0,PRBTA_500_PM_05-PA4,0.0,1.0,Prbta_500_Pm_05 LTSPSTIN_1_FV_A N Voltage Phase Angle,0,1,1,Degrees,Phasor,VPHA,Voltage Phase Angle,PA,-98.6,37.5,PPA:7798,2021-08-06 18:04:50
} | MaximumArchiveDays=90 | DesiredRemainingSpace=500,7799,GPA_PRBTA_500_PM_05-PM5:V,,282,8736f6c7-ad41-4b43-b4f6-e684e0d4ad20,PRBTA_500_PM_05,Prbta_500_Pm_05,60,1,companyAcronym= | protocolName=IEEE C37.118.2-2011 | vendorAcronym= | vendorDeviceName= | interconnectionName=,,,,10,STTP,Streaming Telemetry Transport Protocol,3,5,LTSPSTIN_1_FV_B,V,N,0,PRBTA_500_PM_05-PM5,0.0,1.0,Prbta_500_Pm_05 LTSPSTIN_1_FV_B N Voltage Magnitude,0,1,1,Volts,Phasor,VPHM,Voltage Magnitude,PM,-98.6,37.5,PPA:7799,2021-08-06 18:04:50
} | MaximumArchiveDays=90 | DesiredRemainingSpace=500,7800,GPA_PRBTA_500_PM_05-PA5:VH,,282,8736f6c7-ad41-4b43-b4f6-e684e0d4ad20,PRBTA_500_PM_05,Prbta_500_Pm_05,60,1,companyAcronym= | protocolName=IEEE C37.118.2-2011 | vendorAcronym= | vendorDeviceName= | interconnectionName=,,,,10,STTP,Streaming Telemetry Transport Protocol,4,5,LTSPSTIN_1_FV_B,V,N,0,PRBTA_500_PM_05-PA5,0.0,1.0,Prbta_500_Pm_05 LTSPSTIN_1_FV_B N Voltage Phase Angle,0,1,1,Degrees,Phasor,VPHA,Voltage Phase Angle,PA,-98.6,37.5,PPA:7800,2021-08-06 18:04:50
} | MaximumArchiveDays=90 | DesiredRemainingSpace=500,7801,GPA_PRBTA_500_PM_05-PM6:V,,282,8736f6c7-ad41-4b43-b4f6-e684e0d4ad20,PRBTA_500_PM_05,Prbta_500_Pm_05,60,1,companyAcronym= | protocolName=IEEE C37.118.2-2011 | vendorAcronym= | vendorDeviceName= | interconnectionName=,,,,10,STTP,Streaming Telemetry Transport Protocol,3,6,LTSPSTIN_1_FV_C,V,N,0,PRBTA_500_PM_05-PM6,0.0,1.0,Prbta_500_Pm_05 LTSPSTIN_1_FV_C N Voltage Magnitude,0,1,1,Volts,Phasor,VPHM,Voltage Magnitude,PM,-98.6,37.5,PPA:7801,2021-08-06 18:04:50
} | MaximumArchiveDays=90 | DesiredRemainingSpace=500,7802,GPA_PRBTA_500_PM_05-PA6:VH,,282,8736f6c7-ad41-4b43-b4f6-e684e0d4ad20,PRBTA_500_PM_05,Prbta_500_Pm_05,60,1,companyAcronym= | protocolName=IEEE C37.118.2-2011 | vendorAcronym= | vendorDeviceName= | interconnectionName=,,,,10,STTP,Streaming Telemetry Transport Protocol,4,6,LTSPSTIN_1_FV_C,V,N,0,PRBTA_500_PM_05-PA6,0.0,1.0,Prbta_500_Pm_05 LTSPSTIN_1_FV_C N Voltage Phase Angle,0,1,1,Degrees,Phasor,VPHA,Voltage Phase Angle,PA,-98.6,37.5,PPA:7802,2021-08-06 18:04:50
} | MaximumArchiveDays=90 | DesiredRemainingSpace=500,7803,GPA_PRBTA_500_PM_05-PM7:I,,282,8736f6c7-ad41-4b43-b4f6-e684e0d4ad20,PRBTA_500_PM_05,Prbta_500_Pm_05,60,1,companyAcronym= | protocolName=IEEE C37.118.2-2011 | vendorAcronym= | vendorDeviceName= | interconnectionName=,,,,10,STTP,Streaming Telemetry Transport Protocol,1,7,LTSPSTIN_1_FA_P,I,N,0,PRBTA_500_PM_05-PM7,0.0,1.0,Prbta_500_Pm_05 LTSPSTIN_1_FA_P N Current Magnitude,0,1,1,Amps,Phasor,IPHM,Current Magnitude,PM,-98.6,37.5,PPA:7803,2021-08-06 18:04:50
} | MaximumArchiveDays=90 | DesiredRemainingSpace=500,7804,GPA_PRBTA_500_PM_05-PA7:IH,,282,8736f6c7-ad41-4b43-b4f6-e684e0d4ad20,PRBTA_500_PM_05,Prbta_500_Pm_05,60,1,companyAcronym= | protocolName=IEEE C37.118.2-2011 | vendorAcronym= | vendorDeviceName= | interconnectionName=,,,,10,STTP,Streaming Telemetry Transport Protocol,2,7,LTSPSTIN_1_FA_P,I,N,0,PRBTA_500_PM_05-PA7,0.0,1.0,Prbta_500_Pm_05 LTSPSTIN_1_FA_P N Current Phase Angle,0,1,1,Degrees,Phasor,IPHA,Current Phase Angle,PA,-98.6,37.5,PPA:7804,2021-08-06 18:04:50
} | MaximumArchiveDays=90 | DesiredRemainingSpace=500,7805,GPA_PRBTA_500_PM_05-PM8:V,,282,8736f6c7-ad41-4b43-b4f6-e684e0d4ad20,PRBTA_500_PM_05,Prbta_500_Pm_05,60,1,companyAcronym= | protocolName=IEEE C37.118.2-2011 | vendorAcronym= | vendorDeviceName= | interconnectionName=,,,,10,STTP,Streaming Telemetry Transport Protocol,3,8,LTSPSTIN_1_FV_P,V,N,0,PRBTA_500_PM_05-PM8,0.0,1.0,Prbta_500_Pm_05 LTSPSTIN_1_FV_P N Voltage Magnitude,0,1,1,Volts,Phasor,VPHM,Voltage Magnitude,PM,-98.6,37.5,PPA:7805,2021-08-06 18:04:50
} | MaximumArchiveDays=90 | DesiredRemainingSpace=500,7806,GPA_PRBTA_500_PM_05-PA8:VH,,282,8736f6c7-ad41-4b43-b4f6-e684e0d4ad20,PRBTA_500_PM_05,Prbta_500_Pm_05,60,1,companyAcronym= | protocolName=IEEE C37.118.2-2011 | vendorAcronym= | vendorDeviceName= | interconnectionName=,,,,10,STTP,Streaming Telemetry Transport Protocol,4,8,LTSPSTIN_1_FV_P,V,N,0,PRBTA_500_PM_05-PA8,0.0,1.0,Prbta_500_Pm_05 LTSPSTIN_1_FV_P N Voltage Phase Angle,0,1,1,Degrees,Phasor,VPHA,Voltage Phase Angle,PA,-98.6,37.5,PPA:7806,2021-08-06 18:04:50
} | MaximumArchiveDays=90 | DesiredRemainingSpace=500,7807,GPA_PRBTA_500_PM_02:F,,283,8736f6c7-ad41-4b43-b4f6-e684e0d4ad20,PRBTA_500_PM_02,Prbta_500_Pm_02,60,1,companyAcronym= | protocolName=IEEE C37.118.2-2011 | vendorAcronym= | vendorDeviceName= | interconnectionName=,,,,10,STTP,Streaming Telemetry Transport Protocol,5,,,,,,PRBTA_500_PM_02-FQ,0.0,1.0,Prbta_500_Pm_02 Frequency,0,1,1,Hz,PMU,FREQ,Frequency,FQ,-98.6,37.5,PPA:7807,2021-08-06 18:04:50
} | MaximumArchiveDays=90 | DesiredRemainingSpace=500,7808,GPA_PRBTA_500_PM_02:DF,,283,8736f6c7-ad41-4b43-b4f6-e684e0d4ad20,PRBTA_500_PM_02,Prbta_500_Pm_02,60,1,companyAcronym= | protocolName=IEEE C37.118.2-2011 | vendorAcronym= | vendorDeviceName= | interconnectionName=,,,,10,STTP,Streaming Telemetry Transport Protocol,6,,,,,,PRBTA_500_PM_02-DF,0.0,1.0,Prbta_500_Pm_02 Frequency Delta (dF/dt),0,1,1,,PMU,DFDT,Frequency Delta (dF/dt),DF,-98.6,37.5,PPA:7808,2021-08-06 18:04:50
} | MaximumArchiveDays=90 | DesiredRemainingSpace=500,7809,GPA_PRBTA_500_PM_02:S,,283,8736f6c7-ad41-4b43-b4f6-e684e0d4ad20,PRBTA_500_PM_02,Prbta_500_Pm_02,60,1,companyAcronym= | protocolName=IEEE C37.118.2-2011 | vendorAcronym= | vendorDeviceName= | interconnectionName=,,,,10,STTP,Streaming Telemetry Transport Protocol,8,,,,,,PRBTA_500_PM_02-SF,0.0,1.0,Prbta_500_Pm_02 Status Flags,0,1,1,,PMU,FLAG,Status Flags,SF,-98.6,37.5,PPA:7809,2021-08-06 18:04:50
} | MaximumArchiveDays=90 | DesiredRemainingSpace=500,7810,GPA_PRBTA_500_PM_02-PM1:V,,283,8736f6c7-ad41-4b43-b4f6-e684e0d4ad20,PRBTA_500_PM_02,Prbta_500_Pm_02,60,1,companyAcronym= | protocolName=IEEE C37.118.2-2011 | vendorAcronym= | vendorDeviceName= | interconnectionName=,,,,10,STTP,Streaming Telemetry Transport Protocol,3,1,BAB1_FV_B,V,+,0,PRBTA_500_PM_02-PM1,0.0,1.0,Prbta_500_Pm_02 BAB1_FV_B + Voltage Magnitude,0,1,1,Volts,Phasor,VPHM,Voltage Magnitude,PM,-98.6,37.5,PPA:7810,2021-08-06 18:04:50
} | MaximumArchiveDays=90 | DesiredRemainingSpace=500,7811,GPA_PRBTA_500_PM_02-PA1:VH,,283,8736f6c7-ad41-4b43-b4f6-e684e0d4ad20,PRBTA_500_PM_02,Prbta_500_Pm_02,60,1,companyAcronym= | protocolName=IEEE C37.118.2-2011 | vendorAcronym= | vendorDeviceName= | interconnectionName=,,,,10,STTP,Streaming Telemetry Transport Protocol,4,1,BAB1_FV_B,V,+,0,PRBTA_500_PM_02-PA1,0.0,1.0,Prbta_500_Pm_02 BAB1_FV_B + Voltage Phase Angle,0,1,1,Degrees,Phasor,VPHA,Voltage Phase Angle,PA,-98.6,37.5,PPA:7811,2021-08-06 18:04:50
} | MaximumArchiveDays=90 | DesiredRemainingSpace=500,7812,GPA_PRBTA_500_PM_03:F,,284,8736f6c7-ad41-4b43-b4f6-e684e0d4ad20,PRBTA_500_PM_03,Prbta_500_Pm_03,60,1,companyAcronym= | protocolName=IEEE C37.118.2-2011 | vendorAcronym= | vendorDeviceName= | interconnectionName=,,,,10,STTP,Streaming Telemetry Transport Protocol,5,,,,,,PRBTA_500_PM_03-FQ,0.0,1.0,Prbta_500_Pm_03 Frequency,0,1,1,Hz,PMU,FREQ,Frequency,FQ,-98.6,37.5,PPA:7812,2021-08-06 18:04:50
} | MaximumArchiveDays=90 | DesiredRemainingSpace=500,7813,GPA_PRBTA_500_PM_03:DF,,284,8736f6c7-ad41-4b43-b4f6-e684e0d4ad20,PRBTA_500_PM_03,Prbta_500_Pm_03,60,1,companyAcronym= | protocolName=IEEE C37.118.2-2011 | vendorAcronym= | vendorDeviceName= | interconnectionName=,,,,10,STTP,Streaming Telemetry Transport Protocol,6,,,,,,PRBTA_500_PM_03-DF,0.0,1.0,Prbta_500_Pm_03 Frequency Delta (dF/dt),0,1,1,,PMU,DFDT,Frequency Delta (dF/dt),DF,-98.6,37.5,PPA:7813,2021-08-06 18:04:50
} | MaximumArchiveDays=90 | DesiredRemainingSpace=500,7814,GPA_PRBTA_500_PM_03:S,,284,8736f6c7-ad41-4b43-b4f6-e684e0d4ad20,PRBTA_500_PM_03,Prbta_500_Pm_03,60,1,companyAcronym= | protocolName=IEEE C37.118.2-2011 | vendorAcronym= | vendorDeviceName= | interconnectionName=,,,,10,STTP,Streaming Telemetry Transport Protocol,8,,,,,,PRBTA_500_PM_03-SF,0.0,1.0,Prbta_500_Pm_03 Status Flags,0,1,1,,PMU,FLAG,Status Flags,SF,-98.6,37.5,PPA:7814,2021-08-06 18:04:50
} | MaximumArchiveDays=90 | DesiredRemainingSpace=500,7815,GPA_PRBTA_500_PM_03-PM1:I,,284,8736f6c7-ad41-4b43-b4f6-e684e0d4ad20,PRBTA_500_PM_03,Prbta_500_Pm_03,60,1,companyAcronym= | protocolName=IEEE C37.118.2-2011 | vendorAcronym= | vendorDeviceName= | interconnectionName=,,,,10,STTP,Streaming Telemetry Transport Protocol,1,1,LTSPSTIN_2_FA_A,I,N,0,PRBTA_500_PM_03-PM1,0.0,1.0,Prbta_500_Pm_03 LTSPSTIN_2_FA_A N Current Magnitude,0,1,1,Amps,Phasor,IPHM,Current Magnitude,PM,-98.6,37.5,PPA:7815,2021-08-06 18:04:50
} | MaximumArchiveDays=90 | DesiredRemainingSpace=500,7816,GPA_PRBTA_500_PM_03-PA1:IH,,284,8736f6c7-ad41-4b43-b4f6-e684e0d4ad20,PRBTA_500_PM_03,Prbta_500_Pm_03,60,1,companyAcronym= | protocolName=IEEE C37.118.2-2011 | vendorAcronym= | vendorDeviceName= | interconnectionName=,,,,10,STTP,Streaming Telemetry Transport Protocol,2,1,LTSPSTIN_2_FA_A,I,N,0,PRBTA_500_PM_03-PA1,0.0,1.0,Prbta_500_Pm_03 LTSPSTIN_2_FA_A N Current Phase Angle,0,1,1,Degrees,Phasor,IPHA,Current Phase Angle,PA,-98.6,37.5,PPA:7816,2021-08-06 18:04:50
} | MaximumArchiveDays=90 | DesiredRemainingSpace=500,7817,GPA_PRBTA_500_PM_03-PM2:I,,284,8736f6c7-ad41-4b43-b4f6-e684e0d4ad20,PRBTA_500_PM_03,Prbta_500_Pm_03,60,1,companyAcronym= | protocolName=IEEE C37.118.2-2011 | vendorAcronym= | vendorDeviceName= | interconnectionName=,,,,10,STTP,Streaming Telemetry Transport Protocol,1,2,LTSPSTIN_2_FA_B,I,N,0,PRBTA_500_PM_03-PM2,0.0,1.0,Prbta_500_Pm_03 LTSPSTIN_2_FA_B N Current Magnitude,0,1,1,Amps,Phasor,IPHM,Current Magnitude,PM,-98.6,37.5,PPA:7817,2021-08-06 18:04:50
} | MaximumArchiveDays=90 | DesiredRemainingSpace=500,7818,GPA_PRBTA_500_PM_03-PA2:IH,,284,8736f6c7-ad41-4b43-b4f6-e684e0d4ad20,PRBTA_500_PM_03,Prbta_500_Pm_03,60,1,companyAcronym= | protocolName=IEEE C37.118.2-2011 | vendorAcronym= | vendorDeviceName= | interconnectionName=,,,,10,STTP,Streaming Telemetry Transport Protocol,2,2,LTSPSTIN_2_FA_B,I,N,0,PRBTA_500_PM_03-PA2,0.0,1.0,Prbta_500_Pm_03 LTSPSTIN_2_FA_B N Current Phase Angle,0,1,1,Degrees,Phasor,IPHA,Current Phase Angle,PA,-98.6,37.5,PPA:7818,2021-08-06 18:04:50
} | MaximumArchiveDays=90 | DesiredRemainingSpace=500,7819,GPA_PRBTA_500_PM_03-PM3:I,,284,8736f6c7-ad41-4b43-b4f6-e684e0d4ad20,PRBTA_500_PM_03,Prbta_500_Pm_03,60,1,companyAcronym= | protocolName=IEEE C37.118.2-2011 | vendorAcronym= | vendorDeviceName= | interconnectionName=,,,,10,STTP,Streaming Telemetry Transport Protocol,1,3,LTSPSTIN_2_FA_C,I,N,0,PRBTA_500_PM_03-PM3,0.0,1.0,Prbta_500_Pm_03 LTSPSTIN_2_FA_C N Current Magnitude,0,1,1,Amps,Phasor,IPHM,Current Magnitude,PM,-98.6,37.5,PPA:7819,2021-08-06 18:04:50
} | MaximumArchiveDays=90 | DesiredRemainingSpace=500,7820,GPA_PRBTA_500_PM_03-PA3:IH,,284,8736f6c7-ad41-4b43-b4f6-e684e0d4ad20,PRBTA_500_PM_03,Prbta_500_Pm_03,60,1,companyAcronym= | protocolName=IEEE C37.118.2-2011 | vendorAcronym= | vendorDeviceName= | interconnectionName=,,,,10,STTP,Streaming Telemetry Transport Protocol,2,3,LTSPSTIN_2_FA_C,I,N,0,PRBTA_500_PM_03-PA3,0.0,1.0,Prbta_500_Pm_03 LTSPSTIN_2_FA_C N Current Phase Angle,0,1,1,Degrees,Phasor,IPHA,Current Phase Angle,PA,-98.6,37.5,PPA:7820,2021-08-06 18:04:50
} | MaximumArchiveDays=90 | DesiredRemainingSpace=500,7821,GPA_PRBTA_500_PM_03-PM4:V,,284,8736f6c7-ad41-4b43-b4f6-e684e0d4ad20,PRBTA_500_PM_03,Prbta_500_Pm_03,60,1,companyAcronym= | protocolName=IEEE C37.118.2-2011 | vendorAcronym= | vendorDeviceName= | interconnectionName=,,,,10,STTP,Streaming Telemetry Transport Protocol,3,4,LTSPSTIN_2_FV_A,V,N,0,PRBTA_500_PM_03-PM4,0.0,1.0,Prbta_500_Pm_03 LTSPSTIN_2_FV_A N Voltage Magnitude,0,1,1,Volts,Phasor,VPHM,Voltage Magnitude,PM,-98.6,37.5,PPA:7821,2021-08-06 18:04:50
} | MaximumArchiveDays=90 | DesiredRemainingSpace=500,7822,GPA_PRBTA_500_PM_03-PA4:VH,,284,8736f6c7-ad41-4b43-b4f6-e684e0d4ad20,PRBTA_500_PM_03,Prbta_500_Pm_03,60,1,companyAcronym= | protocolName=IEEE C37.118.2-2011 | vendorAcronym= | vendorDeviceName= | interconnectionName=,,,,10,STTP,Streaming Telemetry Transport Protocol,4,4,LTSPSTIN_2_FV_A,V,N,0,PRBTA_500_PM_03-PA4,0.0,1.0,Prbta_500_Pm_03 LTSPSTIN_2_FV_A N Voltage Phase Angle,0,1,1,Degrees,Phasor,VPHA,Voltage Phase Angle,PA,-98.6,37.5,PPA:7822,2021-08-06 18:04:50
} | MaximumArchiveDays=90 | DesiredRemainingSpace=500,7823,GPA_PRBTA_500_PM_03-PM5:V,,284,8736f6c7-ad41-4b43-b4f6-e684e0d4ad20,PRBTA_500_PM_03,Prbta_500_Pm_03,60,1,companyAcronym= | protocolName=IEEE C37.118.2-2011 | vendorAcronym= | vendorDeviceName= | interconnectionName=,,,,10,STTP,Streaming Telemetry Transport Protocol,3,5,LTSPSTIN_2_FV_B,V,N,0,PRBTA_500_PM_03-PM5,0.0,1.0,Prbta_500_Pm_03 LTSPSTIN_2_FV_B N Voltage Magnitude,0,1,1,Volts,Phasor,VPHM,Voltage Magnitude,PM,-98.6,37.5,PPA:7823,2021-08-06 18:04:50
} | MaximumArchiveDays=90 | DesiredRemainingSpace=500,7824,GPA_PRBTA_500_PM_03-PA5:VH,,284,8736f6c7-ad41-4b43-b4f6-e684e0d4ad20,PRBTA_500_PM_03,Prbta_500_Pm_03,60,1,companyAcronym= | protocolName=IEEE C37.118.2-2011 | vendorAcronym= | vendorDeviceName= | interconnectionName=,,,,10,STTP,Streaming Telemetry Transport Protocol,4,5,LTSPSTIN_2_FV_B,V,N,0,PRBTA_500_PM_03-PA5,0.0,1.0,Prbta_500_Pm_03 LTSPSTIN_2_FV_B N Voltage Phase Angle,0,1,1,Degrees,Phasor,VPHA,Voltage Phase Angle,PA,-98.6,37.5,PPA:7824,2021-08-06 18:04:50
} | MaximumArchiveDays=90 | DesiredRemainingSpace=500,7825,GPA_PRBTA_500_PM_03-PM6:V,,284,8736f6c7-ad41-4b43-b4f6-e684e0d4ad20,PRBTA_500_PM_03,Prbta_500_Pm_03,60,1,companyAcronym= | protocolName=IEEE C37.118.2-2011 | vendorAcronym= | vendorDeviceName= | interconnectionName=,,,,10,STTP,Streaming Telemetry Transport Protocol,3,6,LTSPSTIN_2_FV_C,V,N,0,PRBTA_500_PM_03-PM6,0.0,1.0,Prbta_500_Pm_03 LTSPSTIN_2_FV_C N Voltage Magnitude,0,1,1,Volts,Phasor,VPHM,Voltage Magnitude,PM,-98.6,37.5,PPA:7825,2021-08-06 18:04:50
} | MaximumArchiveDays=90 | DesiredRemainingSpace=500,7826,GPA_PRBTA_500_PM_03-PA6:VH,,284,8736f6c7-ad41-4b43-b4f6-e684e0d4ad20,PRBTA_500_PM_03,Prbta_500_Pm_03,60,1,companyAcronym= | protocolName=IEEE C37.118.2-2011 | vendorAcronym= | vendorDeviceName= | interconnectionName=,,,,10,STTP,Streaming Telemetry Transport Protocol,4,6,LTSPSTIN_2_FV_C,V,N,0,PRBTA_500_PM_03-PA6,0.0,1.0,Prbta_500_Pm_03 LTSPSTIN_2_FV_C N Voltage Phase Angle,0,1,1,Degrees,Phasor,VPHA,Voltage Phase Angle,PA,-98.6,37.5,PPA:7826,2021-08-06 18:04:50
} | MaximumArchiveDays=90 | DesiredRemainingSpace=500,7827,GPA_PRBTA_500_PM_03-PM7:I,,284,8736f6c7-ad41-4b43-b4f6-e684e0d4ad20,PRBTA_500_PM_03,Prbta_500_Pm_03,60,1,companyAcronym= | protocolName=IEEE C37.118.2-2011 | vendorAcronym= | vendorDeviceName= | interconnectionName=,,,,10,STTP,Streaming Telemetry Transport Protocol,1,7,LTSPSTIN_2_FA_P,I,N,0,PRBTA_500_PM_03-PM7,0.0,1.0,Prbta_500_Pm_03 LTSPSTIN_2_FA_P N Current Magnitude,0,1,1,Amps,Phasor,IPHM,Current Magnitude,PM,-98.6,37.5,PPA:7827,2021-08-06 18:04:50
} | MaximumArchiveDays=90 | DesiredRemainingSpace=500,7828,GPA_PRBTA_500_PM_03-PA7:IH,,284,8736f6c7-ad41-4b43-b4f6-e684e0d4ad20,PRBTA_500_PM_03,Prbta_500_Pm_03,60,1,companyAcronym= | protocolName=IEEE C37.118.2-2011 | vendorAcronym= | vendorDeviceName= | interconnectionName=,,,,10,STTP,Streaming Telemetry Transport Protocol,2,7,LTSPSTIN_2_FA_P,I,N,0,PRBTA_500_PM_03-PA7,0.0,1.0,Prbta_500_Pm_03 LTSPSTIN_2_FA_P N Current Phase Angle,0,1,1,Degrees,Phasor,IPHA,Current Phase Angle,PA,-98.6,37.5,PPA:7828,2021-08-06 18:04:50
} | MaximumArchiveDays=90 | DesiredRemainingSpace=500,7829,GPA_PRBTA_500_PM_03-PM8:V,,284,8736f6c7-ad41-4b43-b4f6-e684e0d4ad20,PRBTA_500_PM_03,Prbta_500_Pm_03,60,1,companyAcronym= | protocolName=IEEE C37.118.2-2011 | vendorAcronym= | vendorDeviceName= | interconnectionName=,,,,10,STTP,Streaming Telemetry Transport Protocol,3,8,LTSPSTIN_2_FV_P,V,N,0,PRBTA_500_PM_03-PM8,0.0,1.0,Prbta_500_Pm_03 LTSPSTIN_2_FV_P N Voltage Magnitude,0,1,1,Volts,Phasor,VPHM,Voltage Magnitude,PM,-98.6,37.5,PPA:7829,2021-08-06 18:04:50
} | MaximumArchiveDays=90 | DesiredRemainingSpace=500,7830,GPA_PRBTA_500_PM_03-PA8:VH,,284,8736f6c7-ad41-4b43-b4f6-e684e0d4ad20,PRBTA_500_PM_03,Prbta_500_Pm_03,60,1,companyAcronym= | protocolName=IEEE C37.118.2-2011 | vendorAcronym= | vendorDeviceName= | interconnectionName=,,,,10,STTP,Streaming Telemetry Transport Protocol,4,8,LTSPSTIN_2_FV_P,V,N,0,PRBTA_500_PM_03-PA8,0.0,1.0,Prbta_500_Pm_03 LTSPSTIN_2_FV_P N Voltage Phase Angle,0,1,1,Degrees,Phasor,VPHA,Voltage Phase Angle,PA,-98.6,37.5,PPA:7830,2021-08-06 18:04:50
} | MaximumArchiveDays=90 | DesiredRemainingSpace=500,7831,GPA_PRBTA_500_PM_04:F,,285,8736f6c7-ad41-4b43-b4f6-e684e0d4ad20,PRBTA_500_PM_04,Prbta_500_Pm_04,60,1,companyAcronym= | protocolName=IEEE C37.118.2-2011 | vendorAcronym= | vendorDeviceName= | interconnectionName=,,,,10,STTP,Streaming Telemetry Transport Protocol,5,,,,,,PRBTA_500_PM_04-FQ,0.0,1.0,Prbta_500_Pm_04 Frequency,0,1,1,Hz,PMU,FREQ,Frequency,FQ,-98.6,37.5,PPA:7831,2021-08-06 18:04:50
} | MaximumArchiveDays=90 | DesiredRemainingSpace=500,7832,GPA_PRBTA_500_PM_04:DF,,285,8736f6c7-ad41-4b43-b4f6-e684e0d4ad20,PRBTA_500_PM_04,Prbta_500_Pm_04,60,1,companyAcronym= | protocolName=IEEE C37.118.2-2011 | vendorAcronym= | vendorDeviceName= | interconnectionName=,,,,10,STTP,Streaming Telemetry Transport Protocol,6,,,,,,PRBTA_500_PM_04-DF,0.0,1.0,Prbta_500_Pm_04 Frequency Delta (dF/dt),0,1,1,,PMU,DFDT,Frequency Delta (dF/dt),DF,-98.6,37.5,PPA:7832,2021-08-06 18:04:50
} | MaximumArchiveDays=90 | DesiredRemainingSpace=500,7833,GPA_PRBTA_500_PM_04:S,,285,8736f6c7-ad41-4b43-b4f6-e684e0d4ad20,PRBTA_500_PM_04,Prbta_500_Pm_04,60,1,companyAcronym= | protocolName=IEEE C37.118.2-2011 | vendorAcronym= | vendorDeviceName= | interconnectionName=,,,,10,STTP,Streaming Telemetry Transport Protocol,8,,,,,,PRBTA_500_PM_04-SF,0.0,1.0,Prbta_500_Pm_04 Status Flags,0,1,1,,PMU,FLAG,Status Flags,SF,-98.6,37.5,PPA:7833,2021-08-06 18:04:50
} | MaximumArchiveDays=90 | DesiredRemainingSpace=500,7834,GPA_PRBTA_500_PM_04-PM1:V,,285,8736f6c7-ad41-4b43-b4f6-e684e0d4ad20,PRBTA_500_PM_04,Prbta_500_Pm_04,60,1,companyAcronym= | protocolName=IEEE C37.118.2-2011 | vendorAcronym= | vendorDeviceName= | interconnectionName=,,,,10,STTP,Streaming Telemetry Transport Protocol,3,1,BAB2_FV_B,V,+,0,PRBTA_500_PM_04-PM1,0.0,1.0,Prbta_500_Pm_04 BAB2_FV_B + Voltage Magnitude,0,1,1,Volts,Phasor,VPHM,Voltage Magnitude,PM,-98.6,37.5,PPA:7834,2021-08-06 18:04:50
} | MaximumArchiveDays=90 | DesiredRemainingSpace=500,7835,GPA_PRBTA_500_PM_04-PA1:VH,,285,8736f6c7-ad41-4b43-b4f6-e684e0d4ad20,PRBTA_500_PM_04,Prbta_500_Pm_04,60,1,companyAcronym= | protocolName=IEEE C37.118.2-2011 | vendorAcronym= | vendorDeviceName= | interconnectionName=,,,,10,STTP,Streaming Telemetry Transport Protocol,4,1,BAB2_FV_B,V,+,0,PRBTA_500_PM_04-PA1,0.0,1.0,Prbta_500_Pm_04 BAB2_FV_B + Voltage Phase Angle,0,1,1,Degrees,Phasor,VPHA,Voltage Phase Angle,PA,-98.6,37.5,PPA:7835,2021-08-06 18:04:50
} | MaximumArchiveDays=90 | DesiredRemainingSpace=500,7836,GPA_SPSTIN_500_PM_01:F,,286,8736f6c7-ad41-4b43-b4f6-e684e0d4ad20,SPSTIN_500_PM_01,Spstin_500_Pm_01,60,1,companyAcronym= | protocolName=IEEE C37.118.2-2011 | vendorAcronym= | vendorDeviceName= | interconnectionName=,,,,10,STTP,Streaming Telemetry Transport Protocol,5,,,,,,SPSTIN_500_PM_01-FQ,0.0,1.0,Spstin_500_Pm_01 Frequency,0,1,1,Hz,PMU,FREQ,Frequency,FQ,-98.6,37.5,PPA:7836,2021-08-06 18:04:50
} | MaximumArchiveDays=90 | DesiredRemainingSpace=500,7837,GPA_SPSTIN_500_PM_01:DF,,286,8736f6c7-ad41-4b43-b4f6-e684e0d4ad20,SPSTIN_500_PM_01,Spstin_500_Pm_01,60,1,companyAcronym= | protocolName=IEEE C37.118.2-2011 | vendorAcronym= | vendorDeviceName= | interconnectionName=,,,,10,STTP,Streaming Telemetry Transport Protocol,6,,,,,,SPSTIN_500_PM_01-DF,0.0,1.0,Spstin_500_Pm_01 Frequency Delta (dF/dt),0,1,1,,PMU,DFDT,Frequency Delta (dF/dt),DF,-98.6,37.5,PPA:7837,2021-08-06 18:04:50
} | MaximumArchiveDays=90 | DesiredRemainingSpace=500,7838,GPA_SPSTIN_500_PM_01:S,,286,8736f6c7-ad41-4b43-b4f6-e684e0d4ad20,SPSTIN_500_PM_01,Spstin_500_Pm_01,60,1,companyAcronym= | protocolName=IEEE C37.118.2-2011 | vendorAcronym= | vendorDeviceName= | interconnectionName=,,,,10,STTP,Streaming Telemetry Transport Protocol,8,,,,,,SPSTIN_500_PM_01-SF,0.0,1.0,Spstin_500_Pm_01 Status Flags,0,1,1,,PMU,FLAG,Status Flags,SF,-98.6,37.5,PPA:7838,2021-08-06 18:04:50
} | MaximumArchiveDays=90 | DesiredRemainingSpace=500,7839,GPA_SPSTIN_500_PM_01-PM1:I,,286,8736f6c7-ad41-4b43-b4f6-e684e0d4ad20,SPSTIN_500_PM_01,Spstin_500_Pm_01,60,1,companyAcronym= | protocolName=IEEE C37.118.2-2011 | vendorAcronym= | vendorDeviceName= | interconnectionName=,,,,10,STTP,Streaming Telemetry Transport Protocol,1,1,LTPRBTA_1_FA_A,I,+,0,SPSTIN_500_PM_01-PM1,0.0,1.0,Spstin_500_Pm_01 LTPRBTA_1_FA_A + Current Magnitude,0,1,1,Amps,Phasor,IPHM,Current Magnitude,PM,-98.6,37.5,PPA:7839,2021-08-06 18:04:50
} | MaximumArchiveDays=90 | DesiredRemainingSpace=500,7840,GPA_SPSTIN_500_PM_01-PA1:IH,,286,8736f6c7-ad41-4b43-b4f6-e684e0d4ad20,SPSTIN_500_PM_01,Spstin_500_Pm_01,60,1,companyAcronym= | protocolName=IEEE C37.118.2-2011 | vendorAcronym= | vendorDeviceName= | interconnectionName=,,,,10,STTP,Streaming Telemetry Transport Protocol,2,1,LTPRBTA_1_FA_A,I,+,0,SPSTIN_500_PM_01-PA1,0.0,1.0,Spstin_500_Pm_01 LTPRBTA_1_FA_A + Current Phase Angle,0,1,1,Degrees,Phasor,IPHA,Current Phase Angle,PA,-98.6,37.5,PPA:7840,2021-08-06 18:04:50
} | MaximumArchiveDays=90 | DesiredRemainingSpace=500,7841,GPA_SPSTIN_500_PM_01-PM2:I,,286,8736f6c7-ad41-4b43-b4f6-e684e0d4ad20,SPSTIN_500_PM_01,Spstin_500_Pm_01,60,1,companyAcronym= | protocolName=IEEE C37.118.2-2011 | vendorAcronym= | vendorDeviceName= | interconnectionName=,,,,10,STTP,Streaming Telemetry Transport Protocol,1,2,LTPRBTA_1_FA_B,I,+,0,SPSTIN_500_PM_01-PM2,0.0,1.0,Spstin_500_Pm_01 LTPRBTA_1_FA_B + Current Magnitude,0,1,1,Amps,Phasor,IPHM,Current Magnitude,PM,-98.6,37.5,PPA:7841,2021-08-06 18:04:50
} | MaximumArchiveDays=90 | DesiredRemainingSpace=500,7842,GPA_SPSTIN_500_PM_01-PA2:IH,,286,8736f6c7-ad41-4b43-b4f6-e684e0d4ad20,SPSTIN_500_PM_01,Spstin_500_Pm_01,60,1,companyAcronym= | protocolName=IEEE C37.118.2-2011 | vendorAcronym= | vendorDeviceName= | interconnectionName=,,,,10,STTP,Streaming Telemetry Transport Protocol,2,2,LTPRBTA_1_FA_B,I,+,0,SPSTIN_500_PM_01-PA2,0.0,1.0,Spstin_500_Pm_01 LTPRBTA_1_FA_B + Current Phase Angle,0,1,1,Degrees,Phasor,IPHA,Current Phase Angle,PA,-98.6,37.5,PPA:7842,2021-08-06 18:04:50
} | MaximumArchiveDays=90 | DesiredRemainingSpace=500,7843,GPA_SPSTIN_500_PM_01-PM3:I,,286,8736f6c7-ad41-4b43-b4f6-e684e0d4ad20,SPSTIN_500_PM_01,Spstin_500_Pm_01,60,1,companyAcronym= | protocolName=IEEE C37.118.2-2011 | vendorAcronym= | vendorDeviceName= | interconnectionName=,,,,10,STTP,Streaming Telemetry Transport Protocol,1,3,LTPRBTA_1_FA_C,I,+,0,SPSTIN_500_PM_01-PM3,0.0,1.0,Spstin_500_Pm_01 LTPRBTA_1_FA_C + Current Magnitude,0,1,1,Amps,Phasor,IPHM,Current Magnitude,PM,-98.6,37.5,PPA:7843,2021-08-06 18:04:50
} | MaximumArchiveDays=90 | DesiredRemainingSpace=500,7844,GPA_SPSTIN_500_PM_01-PA3:IH,,286,8736f6c7-ad41-4b43-b4f6-e684e0d4ad20,SPSTIN_500_PM_01,Spstin_500_Pm_01,60,1,companyAcronym= | protocolName=IEEE C37.118.2-2011 | vendorAcronym= | vendorDeviceName= | interconnectionName=,,,,10,STTP,Streaming Telemetry Transport Protocol,2,3,LTPRBTA_1_FA_C,I,+,0,SPSTIN_500_PM_01-PA3,0.0,1.0,Spstin_500_Pm_01 LTPRBTA_1_FA_C + Current Phase Angle,0,1,1,Degrees,Phasor,IPHA,Current Phase Angle,PA,-98.6,37.5,PPA:7844,2021-08-06 18:04:50
} | MaximumArchiveDays=90 | DesiredRemainingSpace=500,7845,GPA_SPSTIN_500_PM_01-PM4:V,,286,8736f6c7-ad41-4b43-b4f6-e684e0d4ad20,SPSTIN_500_PM_01,Spstin_500_Pm_01,60,1,companyAcronym= | protocolName=IEEE C37.118.2-2011 | vendorAcronym= | vendorDeviceName= | interconnectionName=,,,,10,STTP,Streaming Telemetry Transport Protocol,3,4,LTPRBTA_1_FV_A,V,+,0,SPSTIN_500_PM_01-PM4,0.0,1.0,Spstin_500_Pm_01 LTPRBTA_1_FV_A + Voltage Magnitude,0,1,1,Volts,Phasor,VPHM,Voltage Magnitude,PM,-98.6,37.5,PPA:7845,2021-08-06 18:04:50
} | MaximumArchiveDays=90 | DesiredRemainingSpace=500,7846,GPA_SPSTIN_500_PM_01-PA4:VH,,286,8736f6c7-ad41-4b43-b4f6-e684e0d4ad20,SPSTIN_500_PM_01,Spstin_500_Pm_01,60,1,companyAcronym= | protocolName=IEEE C37.118.2-2011 | vendorAcronym= | vendorDeviceName= | interconnectionName=,,,,10,STTP,Streaming Telemetry Transport Protocol,4,4,LTPRBTA_1_FV_A,V,+,0,SPSTIN_500_PM_01-PA4,0.0,1.0,Spstin_500_Pm_01 LTPRBTA_1_FV_A + Voltage Phase Angle,0,1,1,Degrees,Phasor,VPHA,Voltage Phase Angle,PA,-98.6,37.5,PPA:7846,2021-08-06 18:04:50
} | MaximumArchiveDays=90 | DesiredRemainingSpace=500,7847,GPA_SPSTIN_500_PM_01-PM5:V,,286,8736f6c7-ad41-4b43-b4f6-e684e0d4ad20,SPSTIN_500_PM_01,Spstin_500_Pm_01,60,1,companyAcronym= | protocolName=IEEE C37.118.2-2011 | vendorAcronym= | vendorDeviceName= | interconnectionName=,,,,10,STTP,Streaming Telemetry Transport Protocol,3,5,LTPRBTA_1_FV_B,V,+,0,SPSTIN_500_PM_01-PM5,0.0,1.0,Spstin_500_Pm_01 LTPRBTA_1_FV_B + Voltage Magnitude,0,1,1,Volts,Phasor,VPHM,Voltage Magnitude,PM,-98.6,37.5,PPA:7847,2021-08-06 18:04:50
} | MaximumArchiveDays=90 | DesiredRemainingSpace=500,7848,GPA_SPSTIN_500_PM_01-PA5:VH,,286,8736f6c7-ad41-4b43-b4f6-e684e0d4ad20,SPSTIN_500_PM_01,Spstin_500_Pm_01,60,1,companyAcronym= | protocolName=IEEE C37.118.2-2011 | vendorAcronym= | vendorDeviceName= | interconnectionName=,,,,10,STTP,Streaming Telemetry Transport Protocol,4,5,LTPRBTA_1_FV_B,V,+,0,SPSTIN_500_PM_01-PA5,0.0,1.0,Spstin_500_Pm_01 LTPRBTA_1_FV_B + Voltage Phase Angle,0,1,1,Degrees,Phasor,VPHA,Voltage Phase Angle,PA,-98.6,37.5,PPA:7848,2021-08-06 18:04:50
} | MaximumArchiveDays=90 | DesiredRemainingSpace=500,7849,GPA_SPSTIN_500_PM_01-PM6:V,,286,8736f6c7-ad41-4b43-b4f6-e684e0d4ad20,SPSTIN_500_PM_01,Spstin_500_Pm_01,60,1,companyAcronym= | protocolName=IEEE C37.118.2-2011 | vendorAcronym= | vendorDeviceName= | interconnectionName=,,,,10,STTP,Streaming Telemetry Transport Protocol,3,6,LTPRBTA_1_FV_C,V,+,0,SPSTIN_500_PM_01-PM6,0.0,1.0,Spstin_500_Pm_01 LTPRBTA_1_FV_C + Voltage Magnitude,0,1,1,Volts,Phasor,VPHM,Voltage Magnitude,PM,-98.6,37.5,PPA:7849,2021-08-06 18:04:50
} | MaximumArchiveDays=90 | DesiredRemainingSpace=500,7850,GPA_SPSTIN_500_PM_01-PA6:VH,,286,8736f6c7-ad41-4b43-b4f6-e684e0d4ad20,SPSTIN_500_PM_01,Spstin_500_Pm_01,60,1,companyAcronym= | protocolName=IEEE C37.118.2-2011 | vendorAcronym= | vendorDeviceName= | interconnectionName=,,,,10,STTP,Streaming Telemetry Transport Protocol,4,6,LTPRBTA_1_FV_C,V,+,0,SPSTIN_500_PM_01-PA6,0.0,1.0,Spstin_500_Pm_01 LTPRBTA_1_FV_C + Voltage Phase Angle,0,1,1,Degrees,Phasor,VPHA,Voltage Phase Angle,PA,-98.6,37.5,PPA:7850,2021-08-06 18:04:50
} | MaximumArchiveDays=90 | DesiredRemainingSpace=500,7851,GPA_SPSTIN_500_PM_01-PM7:I,,286,8736f6c7-ad41-4b43-b4f6-e684e0d4ad20,SPSTIN_500_PM_01,Spstin_500_Pm_01,60,1,companyAcronym= | protocolName=IEEE C37.118.2-2011 | vendorAcronym= | vendorDeviceName= | interconnectionName=,,,,10,STTP,Streaming Telemetry Transport Protocol,1,7,LTPRBTA_1_FA_P,I,+,0,SPSTIN_500_PM_01-PM7,0.0,1.0,Spstin_500_Pm_01 LTPRBTA_1_FA_P + Current Magnitude,0,1,1,Amps,Phasor,IPHM,Current Magnitude,PM,-98.6,37.5,PPA:7851,2021-08-06 18:04:50
} | MaximumArchiveDays=90 | DesiredRemainingSpace=500,7852,GPA_SPSTIN_500_PM_01-PA7:IH,,286,8736f6c7-ad41-4b43-b4f6-e684e0d4ad20,SPSTIN_500_PM_01,Spstin_500_Pm_01,60,1,companyAcronym= | protocolName=IEEE C37.118.2-2011 | vendorAcronym= | vendorDeviceName= | interconnectionName=,,,,10,STTP,Streaming Telemetry Transport Protocol,2,7,LTPRBTA_1_FA_P,I,+,0,SPSTIN_500_PM_01-PA7,0.0,1.0,Spstin_500_Pm_01 LTPRBTA_1_FA_P + Current Phase Angle,0,1,1,Degrees,Phasor,IPHA,Current Phase Angle,PA,-98.6,37.5,PPA:7852,2021-08-06 18:04:50
} | MaximumArchiveDays=90 | DesiredRemainingSpace=500,7853,GPA_SPSTIN_500_PM_01-PM8:V,,286,8736f6c7-ad41-4b43-b4f6-e684e0d4ad20,SPSTIN_500_PM_01,Spstin_500_Pm_01,60,1,companyAcronym= | protocolName=IEEE C37.118.2-2011 | vendorAcronym= | vendorDeviceName= | interconnectionName=,,,,10,STTP,Streaming Telemetry Transport Protocol,3,8,LTPRBTA_1_FV_P,V,+,0,SPSTIN_500_PM_01-PM8,0.0,1.0,Spstin_500_Pm_01 LTPRBTA_1_FV_P + Voltage Magnitude,0,1,1,Volts,Phasor,VPHM,Voltage Magnitude,PM,-98.6,37.5,PPA:7853,2021-08-06 18:04:50
} | MaximumArchiveDays=90 | DesiredRemainingSpace=500,7854,GPA_SPSTIN_500_PM_01-PA8:VH,,286,8736f6c7-ad41-4b43-b4f6-e684e0d4ad20,SPSTIN_500_PM_01,Spstin_500_Pm_01,60,1,companyAcronym= | protocolName=IEEE C37.118.2-2011 | vendorAcronym= | vendorDeviceName= | interconnectionName=,,,,10,STTP,Streaming Telemetry Transport Protocol,4,8,LTPRBTA_1_FV_P,V,+,0,SPSTIN_500_PM_01-PA8,0.0,1.0,Spstin_500_Pm_01 LTPRBTA_1_FV_P + Voltage Phase Angle,0,1,1,Degrees,Phasor,VPHA,Voltage Phase Angle,PA,-98.6,37.5,PPA:7854,2021-08-06 18:04:50
} | MaximumArchiveDays=90 | DesiredRemainingSpace=500,7855,GPA_SPSTIN_500_PM_02:F,,287,8736f6c7-ad41-4b43-b4f6-e684e0d4ad20,SPSTIN_500_PM_02,Spstin_500_Pm_02,60,1,companyAcronym= | protocolName=IEEE C37.118.2-2011 | vendorAcronym= | vendorDeviceName= | interconnectionName=,,,,10,STTP,Streaming Telemetry Transport Protocol,5,,,,,,SPSTIN_500_PM_02-FQ,0.0,1.0,Spstin_500_Pm_02 Frequency,0,1,1,Hz,PMU,FREQ,Frequency,FQ,-98.6,37.5,PPA:7855,2021-08-06 18:04:50
} | MaximumArchiveDays=90 | DesiredRemainingSpace=500,7856,GPA_SPSTIN_500_PM_02:DF,,287,8736f6c7-ad41-4b43-b4f6-e684e0d4ad20,SPSTIN_500_PM_02,Spstin_500_Pm_02,60,1,companyAcronym= | protocolName=IEEE C37.118.2-2011 | vendorAcronym= | vendorDeviceName= | interconnectionName=,,,,10,STTP,Streaming Telemetry Transport Protocol,6,,,,,,SPSTIN_500_PM_02-DF,0.0,1.0,Spstin_500_Pm_02 Frequency Delta (dF/dt),0,1,1,,PMU,DFDT,Frequency Delta (dF/dt),DF,-98.6,37.5,PPA:7856,2021-08-06 18:04:50
} | MaximumArchiveDays=90 | DesiredRemainingSpace=500,7857,GPA_SPSTIN_500_PM_02:S,,287,8736f6c7-ad41-4b43-b4f6-e684e0d4ad20,SPSTIN_500_PM_02,Spstin_500_Pm_02,60,1,companyAcronym= | protocolName=IEEE C37.118.2-2011 | vendorAcronym= | vendorDeviceName= | interconnectionName=,,,,10,STTP,Streaming Telemetry Transport Protocol,8,,,,,,SPSTIN_500_PM_02-SF,0.0,1.0,Spstin_500_Pm_02 Status Flags,0,1,1,,PMU,FLAG,Status Flags,SF,-98.6,37.5,PPA:7857,2021-08-06 18:04:50
} | MaximumArchiveDays=90 | DesiredRemainingSpace=500,7858,GPA_SPSTIN_500_PM_02-PM1:V,,287,8736f6c7-ad41-4b43-b4f6-e684e0d4ad20,SPSTIN_500_PM_02,Spstin_500_Pm_02,60,1,companyAcronym= | protocolName=IEEE C37.118.2-2011 | vendorAcronym= | vendorDeviceName= | interconnectionName=,,,,10,STTP,Streaming Telemetry Transport Protocol,3,1,BAA_FV_B,V,+,0,SPSTIN_500_PM_02-PM1,0.0,1.0,Spstin_500_Pm_02 BAA_FV_B + Voltage Magnitude,0,1,1,Volts,Phasor,VPHM,Voltage Magnitude,PM,-98.6,37.5,PPA:7858,2021-08-06 18:04:50
} | MaximumArchiveDays=90 | DesiredRemainingSpace=500,7859,GPA_SPSTIN_500_PM_02-PA1:VH,,287,8736f6c7-ad41-4b43-b4f6-e684e0d4ad20,SPSTIN_500_PM_02,Spstin_500_Pm_02,60,1,companyAcronym= | protocolName=IEEE C37.118.2-2011 | vendorAcronym= | vendorDeviceName= | interconnectionName=,,,,10,STTP,Streaming Telemetry Transport Protocol,4,1,BAA_FV_B,V,+,0,SPSTIN_500_PM_02-PA1,0.0,1.0,Spstin_500_Pm_02 BAA_FV_B + Voltage Phase Angle,0,1,1,Degrees,Phasor,VPHA,Voltage Phase Angle,PA,-98.6,37.5,PPA:7859,2021-08-06 18:04:50
} | MaximumArchiveDays=90 | DesiredRemainingSpace=500,7860,GPA_SPSTIN_500_PM_03:F,,288,8736f6c7-ad41-4b43-b4f6-e684e0d4ad20,SPSTIN_500_PM_03,Spstin_500_Pm_03,60,1,companyAcronym= | protocolName=IEEE C37.118.2-2011 | vendorAcronym= | vendorDeviceName= | interconnectionName=,,,,10,STTP,Streaming Telemetry Transport Protocol,5,,,,,,SPSTIN_500_PM_03-FQ,0.0,1.0,Spstin_500_Pm_03 Frequency,0,1,1,Hz,PMU,FREQ,Frequency,FQ,-98.6,37.5,PPA:7860,2021-08-06 18:04:50
} | MaximumArchiveDays=90 | DesiredRemainingSpace=500,7861,GPA_SPSTIN_500_PM_03:DF,,288,8736f6c7-ad41-4b43-b4f6-e684e0d4ad20,SPSTIN_500_PM_03,Spstin_500_Pm_03,60,1,companyAcronym= | protocolName=IEEE C37.118.2-2011 | vendorAcronym= | vendorDeviceName= | interconnectionName=,,,,10,STTP,Streaming Telemetry Transport Protocol,6,,,,,,SPSTIN_500_PM_03-DF,0.0,1.0,Spstin_500_Pm_03 Frequency Delta (dF/dt),0,1,1,,PMU,DFDT,Frequency Delta (dF/dt),DF,-98.6,37.5,PPA:7861,2021-08-06 18:04:50
} | MaximumArchiveDays=90 | DesiredRemainingSpace=500,7862,GPA_SPSTIN_500_PM_03:S,,288,8736f6c7-ad41-4b43-b4f6-e684e0d4ad20,SPSTIN_500_PM_03,Spstin_500_Pm_03,60,1,companyAcronym= | protocolName=IEEE C37.118.2-2011 | vendorAcronym= | vendorDeviceName= | interconnectionName=,,,,10,STTP,Streaming Telemetry Transport Protocol,8,,,,,,SPSTIN_500_PM_03-SF,0.0,1.0,Spstin_500_Pm_03 Status Flags,0,1,1,,PMU,FLAG,Status Flags,SF,-98.6,37.5,PPA:7862,2021-08-06 18:04:50
} | MaximumArchiveDays=90 | DesiredRemainingSpace=500,7863,GPA_SPSTIN_500_PM_03-PM1:I,,288,8736f6c7-ad41-4b43-b4f6-e684e0d4ad20,SPSTIN_500_PM_03,Spstin_500_Pm_03,60,1,companyAcronym= | protocolName=IEEE C37.118.2-2011 | vendorAcronym= | vendorDeviceName= | interconnectionName=,,,,10,STTP,Streaming Telemetry Transport Protocol,1,1,LTPRBTA_2_FA_A,I,+,0,SPSTIN_500_PM_03-PM1,0.0,1.0,Spstin_500_Pm_03 LTPRBTA_2_FA_A + Current Magnitude,0,1,1,Amps,Phasor,IPHM,Current Magnitude,PM,-98.6,37.5,PPA:7863,2021-08-06 18:04:50
} | MaximumArchiveDays=90 | DesiredRemainingSpace=500,7864,GPA_SPSTIN_500_PM_03-PA1:IH,,288,8736f6c7-ad41-4b43-b4f6-e684e0d4ad20,SPSTIN_500_PM_03,Spstin_500_Pm_03,60,1,companyAcronym= | protocolName=IEEE C37.118.2-2011 | vendorAcronym= | vendorDeviceName= | interconnectionName=,,,,10,STTP,Streaming Telemetry Transport Protocol,2,1,LTPRBTA_2_FA_A,I,+,0,SPSTIN_500_PM_03-PA1,0.0,1.0,Spstin_500_Pm_03 LTPRBTA_2_FA_A + Current Phase Angle,0,1,1,Degrees,Phasor,IPHA,Current Phase Angle,PA,-98.6,37.5,PPA:7864,2021-08-06 18:04:50
} | MaximumArchiveDays=90 | DesiredRemainingSpace=500,7865,GPA_SPSTIN_500_PM_03-PM2:I,,288,8736f6c7-ad41-4b43-b4f6-e684e0d4ad20,SPSTIN_500_PM_03,Spstin_500_Pm_03,60,1,companyAcronym= | protocolName=IEEE C37.118.2-2011 | vendorAcronym= | vendorDeviceName= | interconnectionName=,,,,10,STTP,Streaming Telemetry Transport Protocol,1,2,LTPRBTA_2_FA_B,I,+,0,SPSTIN_500_PM_03-PM2,0.0,1.0,Spstin_500_Pm_03 LTPRBTA_2_FA_B + Current Magnitude,0,1,1,Amps,Phasor,IPHM,Current Magnitude,PM,-98.6,37.5,PPA:7865,2021-08-06 18:04:50
} | MaximumArchiveDays=90 | DesiredRemainingSpace=500,7866,GPA_SPSTIN_500_PM_03-PA2:IH,,288,8736f6c7-ad41-4b43-b4f6-e684e0d4ad20,SPSTIN_500_PM_03,Spstin_500_Pm_03,60,1,companyAcronym= | protocolName=IEEE C37.118.2-2011 | vendorAcronym= | vendorDeviceName= | interconnectionName=,,,,10,STTP,Streaming Telemetry Transport Protocol,2,2,LTPRBTA_2_FA_B,I,+,0,SPSTIN_500_PM_03-PA2,0.0,1.0,Spstin_500_Pm_03 LTPRBTA_2_FA_B + Current Phase Angle,0,1,1,Degrees,Phasor,IPHA,Current Phase Angle,PA,-98.6,37.5,PPA:7866,2021-08-06 18:04:50
} | MaximumArchiveDays=90 | DesiredRemainingSpace=500,7867,GPA_SPSTIN_500_PM_03-PM3:I,,288,8736f6c7-ad41-4b43-b4f6-e684e0d4ad20,SPSTIN_500_PM_03,Spstin_500_Pm_03,60,1,companyAcronym= | protocolName=IEEE C37.118.2-2011 | vendorAcronym= | vendorDeviceName= | interconnectionName=,,,,10,STTP,Streaming Telemetry Transport Protocol,1,3,LTPRBTA_2_FA_C,I,+,0,SPSTIN_500_PM_03-PM3,0.0,1.0,Spstin_500_Pm_03 LTPRBTA_2_FA_C + Current Magnitude,0,1,1,Amps,Phasor,IPHM,Current Magnitude,PM,-98.6,37.5,PPA:7867,2021-08-06 18:04:50
} | MaximumArchiveDays=90 | DesiredRemainingSpace=500,7868,GPA_SPSTIN_500_PM_03-PA3:IH,,288,8736f6c7-ad41-4b43-b4f6-e684e0d4ad20,SPSTIN_500_PM_03,Spstin_500_Pm_03,60,1,companyAcronym= | protocolName=IEEE C37.118.2-2011 | vendorAcronym= | vendorDeviceName= | interconnectionName=,,,,10,STTP,Streaming Telemetry Transport Protocol,2,3,LTPRBTA_2_FA_C,I,+,0,SPSTIN_500_PM_03-PA3,0.0,1.0,Spstin_500_Pm_03 LTPRBTA_2_FA_C + Current Phase Angle,0,1,1,Degrees,Phasor,IPHA,Current Phase Angle,PA,-98.6,37.5,PPA:7868,2021-08-06 18:04:50
} | MaximumArchiveDays=90 | DesiredRemainingSpace=500,7869,GPA_SPSTIN_500_PM_03-PM4:V,,288,8736f6c7-ad41-4b43-b4f6-e684e0d4ad20,SPSTIN_500_PM_03,Spstin_500_Pm_03,60,1,companyAcronym= | protocolName=IEEE C37.118.2-2011 | vendorAcronym= | vendorDeviceName= | interconnectionName=,,,,10,STTP,Streaming Telemetry Transport Protocol,3,4,LTPRBTA_2_FV_A,V,+,0,SPSTIN_500_PM_03-PM4,0.0,1.0,Spstin_500_Pm_03 LTPRBTA_2_FV_A + Voltage Magnitude,0,1,1,Volts,Phasor,VPHM,Voltage Magnitude,PM,-98.6,37.5,PPA:7869,2021-08-06 18:04:50
} | MaximumArchiveDays=90 | DesiredRemainingSpace=500,7870,GPA_SPSTIN_500_PM_03-PA4:VH,,288,8736f6c7-ad41-4b43-b4f6-e684e0d4ad20,SPSTIN_500_PM_03,Spstin_500_Pm_03,60,1,companyAcronym= | protocolName=IEEE C37.118.2-2011 | vendorAcronym= | vendorDeviceName= | interconnectionName=,,,,10,STTP,Streaming Telemetry Transport Protocol,4,4,LTPRBTA_2_FV_A,V,+,0,SPSTIN_500_PM_03-PA4,0.0,1.0,Spstin_500_Pm_03 LTPRBTA_2_FV_A + Voltage Phase Angle,0,1,1,Degrees,Phasor,VPHA,Voltage Phase Angle,PA,-98.6,37.5,PPA:7870,2021-08-06 18:04:50
} | MaximumArchiveDays=90 | DesiredRemainingSpace=500,7871,GPA_SPSTIN_500_PM_03-PM5:V,,288,8736f6c7-ad41-4b43-b4f6-e684e0d4ad20,SPSTIN_500_PM_03,Spstin_500_Pm_03,60,1,companyAcronym= | protocolName=IEEE C37.118.2-2011 | vendorAcronym= | vendorDeviceName= | interconnectionName=,,,,10,STTP,Streaming Telemetry Transport Protocol,3,5,LTPRBTA_2_FV_B,V,+,0,SPSTIN_500_PM_03-PM5,0.0,1.0,Spstin_500_Pm_03 LTPRBTA_2_FV_B + Voltage Magnitude,0,1,1,Volts,Phasor,VPHM,Voltage Magnitude,PM,-98.6,37.5,PPA:7871,2021-08-06 18:04:50
} | MaximumArchiveDays=90 | DesiredRemainingSpace=500,7872,GPA_SPSTIN_500_PM_03-PA5:VH,,288,8736f6c7-ad41-4b43-b4f6-e684e0d4ad20,SPSTIN_500_PM_03,Spstin_500_Pm_03,60,1,companyAcronym= | protocolName=IEEE C37.118.2-2011 | vendorAcronym= | vendorDeviceName= | interconnectionName=,,,,10,STTP,Streaming Telemetry Transport Protocol,4,5,LTPRBTA_2_FV_B,V,+,0,SPSTIN_500_PM_03-PA5,0.0,1.0,Spstin_500_Pm_03 LTPRBTA_2_FV_B + Voltage Phase Angle,0,1,1,Degrees,Phasor,VPHA,Voltage Phase Angle,PA,-98.6,37.5,PPA:7872,2021-08-06 18:04:50
} | MaximumArchiveDays=90 | DesiredRemainingSpace=500,7873,GPA_SPSTIN_500_PM_03-PM6:V,,288,8736f6c7-ad41-4b43-b4f6-e684e0d4ad20,SPSTIN_500_PM_03,Spstin_500_Pm_03,60,1,companyAcronym= | protocolName=IEEE C37.118.2-2011 | vendorAcronym= | vendorDeviceName= | interconnectionName=,,,,10,STTP,Streaming Telemetry Transport Protocol,3,6,LTPRBTA_2_FV_C,V,+,0,SPSTIN_500_PM_03-PM6,0.0,1.0,Spstin_500_Pm_03 LTPRBTA_2_FV_C + Voltage Magnitude,0,1,1,Volts,Phasor,VPHM,Voltage Magnitude,PM,-98.6,37.5,PPA:7873,2021-08-06 18:04:50
} | MaximumArchiveDays=90 | DesiredRemainingSpace=500,7874,GPA_SPSTIN_500_PM_03-PA6:VH,,288,8736f6c7-ad41-4b43-b4f6-e684e0d4ad20,SPSTIN_500_PM_03,Spstin_500_Pm_03,60,1,companyAcronym= | protocolName=IEEE C37.118.2-2011 | vendorAcronym= | vendorDeviceName= | interconnectionName=,,,,10,STTP,Streaming Telemetry Transport Protocol,4,6,LTPRBTA_2_FV_C,V,+,0,SPSTIN_500_PM_03-PA6,0.0,1.0,Spstin_500_Pm_03 LTPRBTA_2_FV_C + Voltage Phase Angle,0,1,1,Degrees,Phasor,VPHA,Voltage Phase Angle,PA,-98.6,37.5,PPA:7874,2021-08-06 18:04:50
} | MaximumArchiveDays=90 | DesiredRemainingSpace=500,7875,GPA_SPSTIN_500_PM_03-PM7:I,,288,8736f6c7-ad41-4b43-b4f6-e684e0d4ad20,SPSTIN_500_PM_03,Spstin_500_Pm_03,60,1,companyAcronym= | protocolName=IEEE C37.118.2-2011 | vendorAcronym= | vendorDeviceName= | interconnectionName=,,,,10,STTP,Streaming Telemetry Transport Protocol,1,7,LTPRBTA_2_FA_P,I,+,0,SPSTIN_500_PM_03-PM7,0.0,1.0,Spstin_500_Pm_03 LTPRBTA_2_FA_P + Current Magnitude,0,1,1,Amps,Phasor,IPHM,Current Magnitude,PM,-98.6,37.5,PPA:7875,2021-08-06 18:04:50
} | MaximumArchiveDays=90 | DesiredRemainingSpace=500,7876,GPA_SPSTIN_500_PM_03-PA7:IH,,288,8736f6c7-ad41-4b43-b4f6-e684e0d4ad20,SPSTIN_500_PM_03,Spstin_500_Pm_03,60,1,companyAcronym= | protocolName=IEEE C37.118.2-2011 | vendorAcronym= | vendorDeviceName= | interconnectionName=,,,,10,STTP,Streaming Telemetry Transport Protocol,2,7,LTPRBTA_2_FA_P,I,+,0,SPSTIN_500_PM_03-PA7,0.0,1.0,Spstin_500_Pm_03 LTPRBTA_2_FA_P + Current Phase Angle,0,1,1,Degrees,Phasor,IPHA,Current Phase Angle,PA,-98.6,37.5,PPA:7876,2021-08-06 18:04:50
} | MaximumArchiveDays=90 | DesiredRemainingSpace=500,7877,GPA_SPSTIN_500_PM_03-PM8:V,,288,8736f6c7-ad41-4b43-b4f6-e684e0d4ad20,SPSTIN_500_PM_03,Spstin_500_Pm_03,60,1,companyAcronym= | protocolName=IEEE C37.118.2-2011 | vendorAcronym= | vendorDeviceName= | interconnectionName=,,,,10,STTP,Streaming Telemetry Transport Protocol,3,8,LTPRBTA_2_FV_P,V,+,0,SPSTIN_500_PM_03-PM8,0.0,1.0,Spstin_500_Pm_03 LTPRBTA_2_FV_P + Voltage Magnitude,0,1,1,Volts,Phasor,VPHM,Voltage Magnitude,PM,-98.6,37.5,PPA:7877,2021-08-06 18:04:50
} | MaximumArchiveDays=90 | DesiredRemainingSpace=500,7878,GPA_SPSTIN_500_PM_03-PA8:VH,,288,8736f6c7-ad41-4b43-b4f6-e684e0d4ad20,SPSTIN_500_PM_03,Spstin_500_Pm_03,60,1,companyAcronym= | protocolName=IEEE C37.118.2-2011 | vendorAcronym= | vendorDeviceName= | interconnectionName=,,,,10,STTP,Streaming Telemetry Transport Protocol,4,8,LTPRBTA_2_FV_P,V,+,0,SPSTIN_500_PM_03-PA8,0.0,1.0,Spstin_500_Pm_03 LTPRBTA_2_FV_P + Voltage Phase Angle,0,1,1,Degrees,Phasor,VPHA,Voltage Phase Angle,PA,-98.6,37.5,PPA:7878,2021-08-06 18:04:50
} | MaximumArchiveDays=90 | DesiredRemainingSpace=500,7879,GPA_SPSTIN_500_PM_04:F,,289,8736f6c7-ad41-4b43-b4f6-e684e0d4ad20,SPSTIN_500_PM_04,Spstin_500_Pm_04,60,1,companyAcronym= | protocolName=IEEE C37.118.2-2011 | vendorAcronym= | vendorDeviceName= | interconnectionName=,,,,10,STTP,Streaming Telemetry Transport Protocol,5,,,,,,SPSTIN_500_PM_04-FQ,0.0,1.0,Spstin_500_Pm_04 Frequency,0,1,1,Hz,PMU,FREQ,Frequency,FQ,-98.6,37.5,PPA:7879,2021-08-06 18:04:50
} | MaximumArchiveDays=90 | DesiredRemainingSpace=500,7880,GPA_SPSTIN_500_PM_04:DF,,289,8736f6c7-ad41-4b43-b4f6-e684e0d4ad20,SPSTIN_500_PM_04,Spstin_500_Pm_04,60,1,companyAcronym= | protocolName=IEEE C37.118.2-2011 | vendorAcronym= | vendorDeviceName= | interconnectionName=,,,,10,STTP,Streaming Telemetry Transport Protocol,6,,,,,,SPSTIN_500_PM_04-DF,0.0,1.0,Spstin_500_Pm_04 Frequency Delta (dF/dt),0,1,1,,PMU,DFDT,Frequency Delta (dF/dt),DF,-98.6,37.5,PPA:7880,2021-08-06 18:04:50
} | MaximumArchiveDays=90 | DesiredRemainingSpace=500,7881,GPA_SPSTIN_500_PM_04:S,,289,8736f6c7-ad41-4b43-b4f6-e684e0d4ad20,SPSTIN_500_PM_04,Spstin_500_Pm_04,60,1,companyAcronym= | protocolName=IEEE C37.118.2-2011 | vendorAcronym= | vendorDeviceName= | interconnectionName=,,,,10,STTP,Streaming Telemetry Transport Protocol,8,,,,,,SPSTIN_500_PM_04-SF,0.0,1.0,Spstin_500_Pm_04 Status Flags,0,1,1,,PMU,FLAG,Status Flags,SF,-98.6,37.5,PPA:7881,2021-08-06 18:04:50
} | MaximumArchiveDays=90 | DesiredRemainingSpace=500,7882,GPA_SPSTIN_500_PM_04-PM1:V,,289,8736f6c7-ad41-4b43-b4f6-e684e0d4ad20,SPSTIN_500_PM_04,Spstin_500_Pm_04,60,1,companyAcronym= | protocolName=IEEE C37.118.2-2011 | vendorAcronym= | vendorDeviceName= | interconnectionName=,,,,10,STTP,Streaming Telemetry Transport Protocol,3,1,BAB_FV_B,V,+,0,SPSTIN_500_PM_04-PM1,0.0,1.0,Spstin_500_Pm_04 BAB_FV_B + Voltage Magnitude,0,1,1,Volts,Phasor,VPHM,Voltage Magnitude,PM,-98.6,37.5,PPA:7882,2021-08-06 18:04:50
} | MaximumArchiveDays=90 | DesiredRemainingSpace=500,7883,GPA_SPSTIN_500_PM_04-PA1:VH,,289,8736f6c7-ad41-4b43-b4f6-e684e0d4ad20,SPSTIN_500_PM_04,Spstin_500_Pm_04,60,1,companyAcronym= | protocolName=IEEE C37.118.2-2011 | vendorAcronym= | vendorDeviceName= | interconnectionName=,,,,10,STTP,Streaming Telemetry Transport Protocol,4,1,BAB_FV_B,V,+,0,SPSTIN_500_PM_04-PA1,0.0,1.0,Spstin_500_Pm_04 BAB_FV_B + Voltage Phase Angle,0,1,1,Degrees,Phasor,VPHA,Voltage Phase Angle,PA,-98.6,37.5,PPA:7883,2021-08-06 18:04:50
} | MaximumArchiveDays=90 | DesiredRemainingSpace=500,7884,GPA_SPSTIN_500_PM_05:F,,290,8736f6c7-ad41-4b43-b4f6-e684e0d4ad20,SPSTIN_500_PM_05,Spstin_500_Pm_05,60,1,companyAcronym= | protocolName=IEEE C37.118.2-2011 | vendorAcronym= | vendorDeviceName= | interconnectionName=,,,,10,STTP,Streaming Telemetry Transport Protocol,5,,,,,,SPSTIN_500_PM_05-FQ,0.0,1.0,Spstin_500_Pm_05 Frequency,0,1,1,Hz,PMU,FREQ,Frequency,FQ,-98.6,37.5,PPA:7884,2021-08-06 18:04:50
} | MaximumArchiveDays=90 | DesiredRemainingSpace=500,7885,GPA_SPSTIN_500_PM_05:DF,,290,8736f6c7-ad41-4b43-b4f6-e684e0d4ad20,SPSTIN_500_PM_05,Spstin_500_Pm_05,60,1,companyAcronym= | protocolName=IEEE C37.118.2-2011 | vendorAcronym= | vendorDeviceName= | interconnectionName=,,,,10,STTP,Streaming Telemetry Transport Protocol,6,,,,,,SPSTIN_500_PM_05-DF,0.0,1.0,Spstin_500_Pm_05 Frequency Delta (dF/dt),0,1,1,,PMU,DFDT,Frequency Delta (dF/dt),DF,-98.6,37.5,PPA:7885,2021-08-06 18:04:50
} | MaximumArchiveDays=90 | DesiredRemainingSpace=500,7886,GPA_SPSTIN_500_PM_05:S,,290,8736f6c7-ad41-4b43-b4f6-e684e0d4ad20,SPSTIN_500_PM_05,Spstin_500_Pm_05,60,1,companyAcronym= | protocolName=IEEE C37.118.2-2011 | vendorAcronym= | vendorDeviceName= | interconnectionName=,,,,10,STTP,Streaming Telemetry Transport Protocol,8,,,,,,SPSTIN_500_PM_05-SF,0.0,1.0,Spstin_500_Pm_05 Status Flags,0,1,1,,PMU,FLAG,Status Flags,SF,-98.6,37.5,PPA:7886,2021-08-06 18:04:50
} | MaximumArchiveDays=90 | DesiredRemainingSpace=500,7887,GPA_SPSTIN_500_PM_05-PM1:I,,290,8736f6c7-ad41-4b43-b4f6-e684e0d4ad20,SPSTIN_500_PM_05,Spstin_500_Pm_05,60,1,companyAcronym= | protocolName=IEEE C37.118.2-2011 | vendorAcronym= | vendorDeviceName= | interconnectionName=,,,,10,STTP,Streaming Telemetry Transport Protocol,1,1,LTSPSTTB_1_FA_A,I,+,0,SPSTIN_500_PM_05-PM1,0.0,1.0,Spstin_500_Pm_05 LTSPSTTB_1_FA_A + Current Magnitude,0,1,1,Amps,Phasor,IPHM,Current Magnitude,PM,-98.6,37.5,PPA:7887,2021-08-06 18:04:50
} | MaximumArchiveDays=90 | DesiredRemainingSpace=500,7888,GPA_SPSTIN_500_PM_05-PA1:IH,,290,8736f6c7-ad41-4b43-b4f6-e684e0d4ad20,SPSTIN_500_PM_05,Spstin_500_Pm_05,60,1,companyAcronym= | protocolName=IEEE C37.118.2-2011 | vendorAcronym= | vendorDeviceName= | interconnectionName=,,,,10,STTP,Streaming Telemetry Transport Protocol,2,1,LTSPSTTB_1_FA_A,I,+,0,SPSTIN_500_PM_05-PA1,0.0,1.0,Spstin_500_Pm_05 LTSPSTTB_1_FA_A + Current Phase Angle,0,1,1,Degrees,Phasor,IPHA,Current Phase Angle,PA,-98.6,37.5,PPA:7888,2021-08-06 18:04:50
} | MaximumArchiveDays=90 | DesiredRemainingSpace=500,7889,GPA_SPSTIN_500_PM_05-PM2:I,,290,8736f6c7-ad41-4b43-b4f6-e684e0d4ad20,SPSTIN_500_PM_05,Spstin_500_Pm_05,60,1,companyAcronym= | protocolName=IEEE C37.118.2-2011 | vendorAcronym= | vendorDeviceName= | interconnectionName=,,,,10,STTP,Streaming Telemetry Transport Protocol,1,2,LTSPSTTB_1_FA_B,I,+,0,SPSTIN_500_PM_05-PM2,0.0,1.0,Spstin_500_Pm_05 LTSPSTTB_1_FA_B + Current Magnitude,0,1,1,Amps,Phasor,IPHM,Current Magnitude,PM,-98.6,37.5,PPA:7889,2021-08-06 18:04:50
} | MaximumArchiveDays=90 | DesiredRemainingSpace=500,7890,GPA_SPSTIN_500_PM_05-PA2:IH,,290,8736f6c7-ad41-4b43-b4f6-e684e0d4ad20,SPSTIN_500_PM_05,Spstin_500_Pm_05,60,1,companyAcronym= | protocolName=IEEE C37.118.2-2011 | vendorAcronym= | vendorDeviceName= | interconnectionName=,,,,10,STTP,Streaming Telemetry Transport Protocol,2,2,LTSPSTTB_1_FA_B,I,+,0,SPSTIN_500_PM_05-PA2,0.0,1.0,Spstin_500_Pm_05 LTSPSTTB_1_FA_B + Current Phase Angle,0,1,1,Degrees,Phasor,IPHA,Current Phase Angle,PA,-98.6,37.5,PPA:7890,2021-08-06 18:04:50
} | MaximumArchiveDays=90 | DesiredRemainingSpace=500,7891,GPA_SPSTIN_500_PM_05-PM3:I,,290,8736f6c7-ad41-4b43-b4f6-e684e0d4ad20,SPSTIN_500_PM_05,Spstin_500_Pm_05,60,1,companyAcronym= | protocolName=IEEE C37.118.2-2011 | vendorAcronym= | vendorDeviceName= | interconnectionName=,,,,10,STTP,Streaming Telemetry Transport Protocol,1,3,LTSPSTTB_1_FA_C,I,+,0,SPSTIN_500_PM_05-PM3,0.0,1.0,Spstin_500_Pm_05 LTSPSTTB_1_FA_C + Current Magnitude,0,1,1,Amps,Phasor,IPHM,Current Magnitude,PM,-98.6,37.5,PPA:7891,2021-08-06 18:04:50
} | MaximumArchiveDays=90 | DesiredRemainingSpace=500,7892,GPA_SPSTIN_500_PM_05-PA3:IH,,290,8736f6c7-ad41-4b43-b4f6-e684e0d4ad20,SPSTIN_500_PM_05,Spstin_500_Pm_05,60,1,companyAcronym= | protocolName=IEEE C37.118.2-2011 | vendorAcronym= | vendorDeviceName= | interconnectionName=,,,,10,STTP,Streaming Telemetry Transport Protocol,2,3,LTSPSTTB_1_FA_C,I,+,0,SPSTIN_500_PM_05-PA3,0.0,1.0,Spstin_500_Pm_05 LTSPSTTB_1_FA_C + Current Phase Angle,0,1,1,Degrees,Phasor,IPHA,Current Phase Angle,PA,-98.6,37.5,PPA:7892,2021-08-06 18:04:50
} | MaximumArchiveDays=90 | DesiredRemainingSpace=500,7893,GPA_SPSTIN_500_PM_05-PM4:V,,290,8736f6c7-ad41-4b43-b4f6-e684e0d4ad20,SPSTIN_500_PM_05,Spstin_500_Pm_05,60,1,companyAcronym= | protocolName=IEEE C37.118.2-2011 | vendorAcronym= | vendorDeviceName= | interconnectionName=,,,,10,STTP,Streaming Telemetry Transport Protocol,3,4,LTSPSTTB_1_FV_A,V,+,0,SPSTIN_500_PM_05-PM4,0.0,1.0,Spstin_500_Pm_05 LTSPSTTB_1_FV_A + Voltage Magnitude,0,1,1,Volts,Phasor,VPHM,Voltage Magnitude,PM,-98.6,37.5,PPA:7893,2021-08-06 18:04:50
} | MaximumArchiveDays=90 | DesiredRemainingSpace=500,7894,GPA_SPSTIN_500_PM_05-PA4:VH,,290,8736f6c7-ad41-4b43-b4f6-e684e0d4ad20,SPSTIN_500_PM_05,Spstin_500_Pm_05,60,1,companyAcronym= | protocolName=IEEE C37.118.2-2011 | vendorAcronym= | vendorDeviceName= | interconnectionName=,,,,10,STTP,Streaming Telemetry Transport Protocol,4,4,LTSPSTTB_1_FV_A,V,+,0,SPSTIN_500_PM_05-PA4,0.0,1.0,Spstin_500_Pm_05 LTSPSTTB_1_FV_A + Voltage Phase Angle,0,1,1,Degrees,Phasor,VPHA,Voltage Phase Angle,PA,-98.6,37.5,PPA:7894,2021-08-06 18:04:50
} | MaximumArchiveDays=90 | DesiredRemainingSpace=500,7895,GPA_SPSTIN_500_PM_05-PM5:V,,290,8736f6c7-ad41-4b43-b4f6-e684e0d4ad20,SPSTIN_500_PM_05,Spstin_500_Pm_05,60,1,companyAcronym= | protocolName=IEEE C37.118.2-2011 | vendorAcronym= | vendorDeviceName= | interconnectionName=,,,,10,STTP,Streaming Telemetry Transport Protocol,3,5,LTSPSTTB_1_FV_B,V,+,0,SPSTIN_500_PM_05-PM5,0.0,1.0,Spstin_500_Pm_05 LTSPSTTB_1_FV_B + Voltage Magnitude,0,1,1,Volts,Phasor,VPHM,Voltage Magnitude,PM,-98.6,37.5,PPA:7895,2021-08-06 18:04:50
} | MaximumArchiveDays=90 | DesiredRemainingSpace=500,7896,GPA_SPSTIN_500_PM_05-PA5:VH,,290,8736f6c7-ad41-4b43-b4f6-e684e0d4ad20,SPSTIN_500_PM_05,Spstin_500_Pm_05,60,1,companyAcronym= | protocolName=IEEE C37.118.2-2011 | vendorAcronym= | vendorDeviceName= | interconnectionName=,,,,10,STTP,Streaming Telemetry Transport Protocol,4,5,LTSPSTTB_1_FV_B,V,+,0,SPSTIN_500_PM_05-PA5,0.0,1.0,Spstin_500_Pm_05 LTSPSTTB_1_FV_B + Voltage Phase Angle,0,1,1,Degrees,Phasor,VPHA,Voltage Phase Angle,PA,-98.6,37.5,PPA:7896,2021-08-06 18:04:50
} | MaximumArchiveDays=90 | DesiredRemainingSpace=500,7897,GPA_SPSTIN_500_PM_05-PM6:V,,290,8736f6c7-ad41-4b43-b4f6-e684e0d4ad20,SPSTIN_500_PM_05,Spstin_500_Pm_05,60,1,companyAcronym= | protocolName=IEEE C37.118.2-2011 | vendorAcronym= | vendorDeviceName= | interconnectionName=,,,,10,STTP,Streaming Telemetry Transport Protocol,3,6,LTSPSTTB_1_FV_C,V,+,0,SPSTIN_500_PM_05-PM6,0.0,1.0,Spstin_500_Pm_05 LTSPSTTB_1_FV_C + Voltage Magnitude,0,1,1,Volts,Phasor,VPHM,Voltage Magnitude,PM,-98.6,37.5,PPA:7897,2021-08-06 18:04:50
} | MaximumArchiveDays=90 | DesiredRemainingSpace=500,7898,GPA_SPSTIN_500_PM_05-PA6:VH,,290,8736f6c7-ad41-4b43-b4f6-e684e0d4ad20,SPSTIN_500_PM_05,Spstin_500_Pm_05,60,1,companyAcronym= | protocolName=IEEE C37.118.2-2011 | vendorAcronym= | vendorDeviceName= | interconnectionName=,,,,10,STTP,Streaming Telemetry Transport Protocol,4,6,LTSPSTTB_1_FV_C,V,+,0,SPSTIN_500_PM_05-PA6,0.0,1.0,Spstin_500_Pm_05 LTSPSTTB_1_FV_C + Voltage Phase Angle,0,1,1,Degrees,Phasor,VPHA,Voltage Phase Angle,PA,-98.6,37.5,PPA:7898,2021-08-06 18:04:50
} | MaximumArchiveDays=90 | DesiredRemainingSpace=500,7899,GPA_SPSTIN_500_PM_05-PM7:I,,290,8736f6c7-ad41-4b43-b4f6-e684e0d4ad20,SPSTIN_500_PM_05,Spstin_500_Pm_05,60,1,companyAcronym= | protocolName=IEEE C37.118.2-2011 | vendorAcronym= | vendorDeviceName= | interconnectionName=,,,,10,STTP,Streaming Telemetry Transport Protocol,1,7,LTSPSTTB_1_FA_A,I,+,0,SPSTIN_500_PM_05-PM7,0.0,1.0,Spstin_500_Pm_05 LTSPSTTB_1_FA_A + Current Magnitude,0,1,1,Amps,Phasor,IPHM,Current Magnitude,PM,-98.6,37.5,PPA:7899,2021-08-06 18:04:50
} | MaximumArchiveDays=90 | DesiredRemainingSpace=500,7900,GPA_SPSTIN_500_PM_05-PA7:IH,,290,8736f6c7-ad41-4b43-b4f6-e684e0d4ad20,SPSTIN_500_PM_05,Spstin_500_Pm_05,60,1,companyAcronym= | protocolName=IEEE C37.118.2-2011 | vendorAcronym= | vendorDeviceName= | interconnectionName=,,,,10,STTP,Streaming Telemetry Transport Protocol,2,7,LTSPSTTB_1_FA_A,I,+,0,SPSTIN_500_PM_05-PA7,0.0,1.0,Spstin_500_Pm_05 LTSPSTTB_1_FA_A + Current Phase Angle,0,1,1,Degrees,Phasor,IPHA,Current Phase Angle,PA,-98.6,37.5,PPA:7900,2021-08-06 18:04:50
} | MaximumArchiveDays=90 | DesiredRemainingSpace=500,7901,GPA_SPSTIN_500_PM_05-PM8:V,,290,8736f6c7-ad41-4b43-b4f6-e684e0d4ad20,SPSTIN_500_PM_05,Spstin_500_Pm_05,60,1,companyAcronym= | protocolName=IEEE C37.118.2-2011 | vendorAcronym= | vendorDeviceName= | interconnectionName=,,,,10,STTP,Streaming Telemetry Transport Protocol,3,8,LTSPSTTB_1_FV_P,V,+,0,SPSTIN_500_PM_05-PM8,0.0,1.0,Spstin_500_Pm_05 LTSPSTTB_1_FV_P + Voltage Magnitude,0,1,1,Volts,Phasor,VPHM,Voltage Magnitude,PM,-98.6,37.5,PPA:7901,2021-08-06 18:04:50
} | MaximumArchiveDays=90 | DesiredRemainingSpace=500,7902,GPA_SPSTIN_500_PM_05-PA8:VH,,290,8736f6c7-ad41-4b43-b4f6-e684e0d4ad20,SPSTIN_500_PM_05,Spstin_500_Pm_05,60,1,companyAcronym= | protocolName=IEEE C37.118.2-2011 | vendorAcronym= | vendorDeviceName= | interconnectionName=,,,,10,STTP,Streaming Telemetry Transport Protocol,4,8,LTSPSTTB_1_FV_P,V,+,0,SPSTIN_500_PM_05-PA8,0.0,1.0,Spstin_500_Pm_05 LTSPSTTB_1_FV_P + Voltage Phase Angle,0,1,1,Degrees,Phasor,VPHA,Voltage Phase Angle,PA,-98.6,37.5,PPA:7902,2021-08-06 18:04:50
} | MaximumArchiveDays=90 | DesiredRemainingSpace=500,7903,GPA_GOSTSM_500_PM_01:F,,291,8736f6c7-ad41-4b43-b4f6-e684e0d4ad20,GOSTSM_500_PM_01,Gostsm_500_Pm_01,60,1,companyAcronym= | protocolName=IEEE C37.118.2-2011 | vendorAcronym= | vendorDeviceName= | interconnectionName=,,,,10,STTP,Streaming Telemetry Transport Protocol,5,,,,,,GOSTSM_500_PM_01-FQ,0.0,1.0,Gostsm_500_Pm_01 Frequency,0,1,1,Hz,PMU,FREQ,Frequency,FQ,-98.6,37.5,PPA:7903,2021-08-06 18:04:50
} | MaximumArchiveDays=90 | DesiredRemainingSpace=500,7904,GPA_GOSTSM_500_PM_01:DF,,291,8736f6c7-ad41-4b43-b4f6-e684e0d4ad20,GOSTSM_500_PM_01,Gostsm_500_Pm_01,60,1,companyAcronym= | protocolName=IEEE C37.118.2-2011 | vendorAcronym= | vendorDeviceName= | interconnectionName=,,,,10,STTP,Streaming Telemetry Transport Protocol,6,,,,,,GOSTSM_500_PM_01-DF,0.0,1.0,Gostsm_500_Pm_01 Frequency Delta (dF/dt),0,1,1,,PMU,DFDT,Frequency Delta (dF/dt),DF,-98.6,37.5,PPA:7904,2021-08-06 18:04:50
} | MaximumArchiveDays=90 | DesiredRemainingSpace=500,7905,GPA_GOSTSM_500_PM_01:S,,291,8736f6c7-ad41-4b43-b4f6-e684e0d4ad20,GOSTSM_500_PM_01,Gostsm_500_Pm_01,60,1,companyAcronym= | protocolName=IEEE C37.118.2-2011 | vendorAcronym= | vendorDeviceName= | interconnectionName=,,,,10,STTP,Streaming Telemetry Transport Protocol,8,,,,,,GOSTSM_500_PM_01-SF,0.0,1.0,Gostsm_500_Pm_01 Status Flags,0,1,1,,PMU,FLAG,Status Flags,SF,-98.6,37.5,PPA:7905,2021-08-06 18:04:50
} | MaximumArchiveDays=90 | DesiredRemainingSpace=500,7906,GPA_GOSTSM_500_PM_01-PM1:I,,291,8736f6c7-ad41-4b43-b4f6-e684e0d4ad20,GOSTSM_500_PM_01,Gostsm_500_Pm_01,60,1,companyAcronym= | protocolName=IEEE C37.118.2-2011 | vendorAcronym= | vendorDeviceName= | interconnectionName=,,,,10,STTP,Streaming Telemetry Transport Protocol,1,1,LTDFSTSB_1_FA_A,I,+,0,GOSTSM_500_PM_01-PM1,0.0,1.0,Gostsm_500_Pm_01 LTDFSTSB_1_FA_A + Current Magnitude,0,1,1,Amps,Phasor,IPHM,Current Magnitude,PM,-98.6,37.5,PPA:7906,2021-08-06 18:04:50
} | MaximumArchiveDays=90 | DesiredRemainingSpace=500,7907,GPA_GOSTSM_500_PM_01-PA1:IH,,291,8736f6c7-ad41-4b43-b4f6-e684e0d4ad20,GOSTSM_500_PM_01,Gostsm_500_Pm_01,60,1,companyAcronym= | protocolName=IEEE C37.118.2-2011 | vendorAcronym= | vendorDeviceName= | interconnectionName=,,,,10,STTP,Streaming Telemetry Transport Protocol,2,1,LTDFSTSB_1_FA_A,I,+,0,GOSTSM_500_PM_01-PA1,0.0,1.0,Gostsm_500_Pm_01 LTDFSTSB_1_FA_A + Current Phase Angle,0,1,1,Degrees,Phasor,IPHA,Current Phase Angle,PA,-98.6,37.5,PPA:7907,2021-08-06 18:04:50
} | MaximumArchiveDays=90 | DesiredRemainingSpace=500,7908,GPA_GOSTSM_500_PM_01-PM2:I,,291,8736f6c7-ad41-4b43-b4f6-e684e0d4ad20,GOSTSM_500_PM_01,Gostsm_500_Pm_01,60,1,companyAcronym= | protocolName=IEEE C37.118.2-2011 | vendorAcronym= | vendorDeviceName= | interconnectionName=,,,,10,STTP,Streaming Telemetry Transport Protocol,1,2,LTDFSTSB_1_FA_B,I,+,0,GOSTSM_500_PM_01-PM2,0.0,1.0,Gostsm_500_Pm_01 LTDFSTSB_1_FA_B + Current Magnitude,0,1,1,Amps,Phasor,IPHM,Current Magnitude,PM,-98.6,37.5,PPA:7908,2021-08-06 18:04:50
} | MaximumArchiveDays=90 | DesiredRemainingSpace=500,7909,GPA_GOSTSM_500_PM_01-PA2:IH,,291,8736f6c7-ad41-4b43-b4f6-e684e0d4ad20,GOSTSM_500_PM_01,Gostsm_500_Pm_01,60,1,companyAcronym= | protocolName=IEEE C37.118.2-2011 | vendorAcronym= | vendorDeviceName= | interconnectionName=,,,,10,STTP,Streaming Telemetry Transport Protocol,2,2,LTDFSTSB_1_FA_B,I,+,0,GOSTSM_500_PM_01-PA2,0.0,1.0,Gostsm_500_Pm_01 LTDFSTSB_1_FA_B + Current Phase Angle,0,1,1,Degrees,Phasor,IPHA,Current Phase Angle,PA,-98.6,37.5,PPA:7909,2021-08-06 18:04:50
} | MaximumArchiveDays=90 | DesiredRemainingSpace=500,7910,GPA_GOSTSM_500_PM_01-PM3:I,,291,8736f6c7-ad41-4b43-b4f6-e684e0d4ad20,GOSTSM_500_PM_01,Gostsm_500_Pm_01,60,1,companyAcronym= | protocolName=IEEE C37.118.2-2011 | vendorAcronym= | vendorDeviceName= | interconnectionName=,,,,10,STTP,Streaming Telemetry Transport Protocol,1,3,LTDFSTSB_1_FA_C,I,+,0,GOSTSM_500_PM_01-PM3,0.0,1.0,Gostsm_500_Pm_01 LTDFSTSB_1_FA_C + Current Magnitude,0,1,1,Amps,Phasor,IPHM,Current Magnitude,PM,-98.6,37.5,PPA:7910,2021-08-06 18:04:50
} | MaximumArchiveDays=90 | DesiredRemainingSpace=500,7911,GPA_GOSTSM_500_PM_01-PA3:IH,,291,8736f6c7-ad41-4b43-b4f6-e684e0d4ad20,GOSTSM_500_PM_01,Gostsm_500_Pm_01,60,1,companyAcronym= | protocolName=IEEE C37.118.2-2011 | vendorAcronym= | vendorDeviceName= | interconnectionName=,,,,10,STTP,Streaming Telemetry Transport Protocol,2,3,LTDFSTSB_1_FA_C,I,+,0,GOSTSM_500_PM_01-PA3,0.0,1.0,Gostsm_500_Pm_01 LTDFSTSB_1_FA_C + Current Phase Angle,0,1,1,Degrees,Phasor,IPHA,Current Phase Angle,PA,-98.6,37.5,PPA:7911,2021-08-06 18:04:50
} | MaximumArchiveDays=90 | DesiredRemainingSpace=500,7912,GPA_GOSTSM_500_PM_01-PM4:V,,291,8736f6c7-ad41-4b43-b4f6-e684e0d4ad20,GOSTSM_500_PM_01,Gostsm_500_Pm_01,60,1,companyAcronym= | protocolName=IEEE C37.118.2-2011 | vendorAcronym= | vendorDeviceName= | interconnectionName=,,,,10,STTP,Streaming Telemetry Transport Protocol,3,4,LTDFSTSB_1_FV_A,V,+,0,GOSTSM_500_PM_01-PM4,0.0,1.0,Gostsm_500_Pm_01 LTDFSTSB_1_FV_A + Voltage Magnitude,0,1,1,Volts,Phasor,VPHM,Voltage Magnitude,PM,-98.6,37.5,PPA:7912,2021-08-06 18:04:50
} | MaximumArchiveDays=90 | DesiredRemainingSpace=500,7913,GPA_GOSTSM_500_PM_01-PA4:VH,,291,8736f6c7-ad41-4b43-b4f6-e684e0d4ad20,GOSTSM_500_PM_01,Gostsm_500_Pm_01,60,1,companyAcronym= | protocolName=IEEE C37.118.2-2011 | vendorAcronym= | vendorDeviceName= | interconnectionName=,,,,10,STTP,Streaming Telemetry Transport Protocol,4,4,LTDFSTSB_1_FV_A,V,+,0,GOSTSM_500_PM_01-PA4,0.0,1.0,Gostsm_500_Pm_01 LTDFSTSB_1_FV_A + Voltage Phase Angle,0,1,1,Degrees,Phasor,VPHA,Voltage Phase Angle,PA,-98.6,37.5,PPA:7913,2021-08-06 18:04:50
} | MaximumArchiveDays=90 | DesiredRemainingSpace=500,7914,GPA_GOSTSM_500_PM_01-PM5:V,,291,8736f6c7-ad41-4b43-b4f6-e684e0d4ad20,GOSTSM_500_PM_01,Gostsm_500_Pm_01,60,1,companyAcronym= | protocolName=IEEE C37.118.2-2011 | vendorAcronym= | vendorDeviceName= | interconnectionName=,,,,10,STTP,Streaming Telemetry Transport Protocol,3,5,LTDFSTSB_1_FV_B,V,+,0,GOSTSM_500_PM_01-PM5,0.0,1.0,Gostsm_500_Pm_01 LTDFSTSB_1_FV_B + Voltage Magnitude,0,1,1,Volts,Phasor,VPHM,Voltage Magnitude,PM,-98.6,37.5,PPA:7914,2021-08-06 18:04:50
} | MaximumArchiveDays=90 | DesiredRemainingSpace=500,7915,GPA_GOSTSM_500_PM_01-PA5:VH,,291,8736f6c7-ad41-4b43-b4f6-e684e0d4ad20,GOSTSM_500_PM_01,Gostsm_500_Pm_01,60,1,companyAcronym= | protocolName=IEEE C37.118.2-2011 | vendorAcronym= | vendorDeviceName= | interconnectionName=,,,,10,STTP,Streaming Telemetry Transport Protocol,4,5,LTDFSTSB_1_FV_B,V,+,0,GOSTSM_500_PM_01-PA5,0.0,1.0,Gostsm_500_Pm_01 LTDFSTSB_1_FV_B + Voltage Phase Angle,0,1,1,Degrees,Phasor,VPHA,Voltage Phase Angle,PA,-98.6,37.5,PPA:7915,2021-08-06 18:04:50
} | MaximumArchiveDays=90 | DesiredRemainingSpace=500,7916,GPA_GOSTSM_500_PM_01-PM6:V,,291,8736f6c7-ad41-4b43-b4f6-e684e0d4ad20,GOSTSM_500_PM_01,Gostsm_500_Pm_01,60,1,companyAcronym= | protocolName=IEEE C37.118.2-2011 | vendorAcronym= | vendorDeviceName= | interconnectionName=,,,,10,STTP,Streaming Telemetry Transport Protocol,3,6,LTDFSTSB_1_FV_C,V,+,0,GOSTSM_500_PM_01-PM6,0.0,1.0,Gostsm_500_Pm_01 LTDFSTSB_1_FV_C + Voltage Magnitude,0,1,1,Volts,Phasor,VPHM,Voltage Magnitude,PM,-98.6,37.5,PPA:7916,2021-08-06 18:04:50
} | MaximumArchiveDays=90 | DesiredRemainingSpace=500,7917,GPA_GOSTSM_500_PM_01-PA6:VH,,291,8736f6c7-ad41-4b43-b4f6-e684e0d4ad20,GOSTSM_500_PM_01,Gostsm_500_Pm_01,60,1,companyAcronym= | protocolName=IEEE C37.118.2-2011 | vendorAcronym= | vendorDeviceName= | interconnectionName=,,,,10,STTP,Streaming Telemetry Transport Protocol,4,6,LTDFSTSB_1_FV_C,V,+,0,GOSTSM_500_PM_01-PA6,0.0,1.0,Gostsm_500_Pm_01 LTDFSTSB_1_FV_C + Voltage Phase Angle,0,1,1,Degrees,Phasor,VPHA,Voltage Phase Angle,PA,-98.6,37.5,PPA:7917,2021-08-06 18:04:50
} | MaximumArchiveDays=90 | DesiredRemainingSpace=500,7918,GPA_GOSTSM_500_PM_01-PM7:V,,291,8736f6c7-ad41-4b43-b4f6-e684e0d4ad20,GOSTSM_500_PM_01,Gostsm_500_Pm_01,60,1,companyAcronym= | protocolName=IEEE C37.118.2-2011 | vendorAcronym= | vendorDeviceName= | interconnectionName=,,,,10,STTP,Streaming Telemetry Transport Protocol,3,7,LTDFSTSB_1_FV_P,V,+,0,GOSTSM_500_PM_01-PM7,0.0,1.0,Gostsm_500_Pm_01 LTDFSTSB_1_FV_P + Voltage Magnitude,0,1,1,Volts,Phasor,VPHM,Voltage Magnitude,PM,-98.6,37.5,PPA:7918,2021-08-06 18:04:50
} | MaximumArchiveDays=90 | DesiredRemainingSpace=500,7919,GPA_GOSTSM_500_PM_01-PA7:VH,,291,8736f6c7-ad41-4b43-b4f6-e684e0d4ad20,GOSTSM_500_PM_01,Gostsm_500_Pm_01,60,1,companyAcronym= | protocolName=IEEE C37.118.2-2011 | vendorAcronym= | vendorDeviceName= | interconnectionName=,,,,10,STTP,Streaming Telemetry Transport Protocol,4,7,LTDFSTSB_1_FV_P,V,+,0,GOSTSM_500_PM_01-PA7,0.0,1.0,Gostsm_500_Pm_01 LTDFSTSB_1_FV_P + Voltage Phase Angle,0,1,1,Degrees,Phasor,VPHA,Voltage Phase Angle,PA,-98.6,37.5,PPA:7919,2021-08-06 18:04:50
} | MaximumArchiveDays=90 | DesiredRemainingSpace=500,7920,GPA_GOSTSM_500_PM_01-PM8:I,,291,8736f6c7-ad41-4b43-b4f6-e684e0d4ad20,GOSTSM_500_PM_01,Gostsm_500_Pm_01,60,1,companyAcronym= | protocolName=IEEE C37.118.2-2011 | vendorAcronym= | vendorDeviceName= | interconnectionName=,,,,10,STTP,Streaming Telemetry Transport Protocol,1,8,LTDFSTSB_1_FA_P,I,+,0,GOSTSM_500_PM_01-PM8,0.0,1.0,Gostsm_500_Pm_01 LTDFSTSB_1_FA_P + Current Magnitude,0,1,1,Amps,Phasor,IPHM,Current Magnitude,PM,-98.6,37.5,PPA:7920,2021-08-06 18:04:50
} | MaximumArchiveDays=90 | DesiredRemainingSpace=500,7921,GPA_GOSTSM_500_PM_01-PA8:IH,,291,8736f6c7-ad41-4b43-b4f6-e684e0d4ad20,GOSTSM_500_PM_01,Gostsm_500_Pm_01,60,1,companyAcronym= | protocolName=IEEE C37.118.2-2011 | vendorAcronym= | vendorDeviceName= | interconnectionName=,,,,10,STTP,Streaming Telemetry Transport Protocol,2,8,LTDFSTSB_1_FA_P,I,+,0,GOSTSM_500_PM_01-PA8,0.0,1.0,Gostsm_500_Pm_01 LTDFSTSB_1_FA_P + Current Phase Angle,0,1,1,Degrees,Phasor,IPHA,Current Phase Angle,PA,-98.6,37.5,PPA:7921,2021-08-06 18:04:50
} | MaximumArchiveDays=90 | DesiredRemainingSpace=500,7922,GPA_GOSTSM_500_PM_02:F,,292,8736f6c7-ad41-4b43-b4f6-e684e0d4ad20,GOSTSM_500_PM_02,Gostsm_500_Pm_02,60,1,companyAcronym= | protocolName=IEEE C37.118.2-2011 | vendorAcronym= | vendorDeviceName= | interconnectionName=,,,,10,STTP,Streaming Telemetry Transport Protocol,5,,,,,,GOSTSM_500_PM_02-FQ,0.0,1.0,Gostsm_500_Pm_02 Frequency,0,1,1,Hz,PMU,FREQ,Frequency,FQ,-98.6,37.5,PPA:7922,2021-08-06 18:04:50
} | MaximumArchiveDays=90 | DesiredRemainingSpace=500,7923,GPA_GOSTSM_500_PM_02:DF,,292,8736f6c7-ad41-4b43-b4f6-e684e0d4ad20,GOSTSM_500_PM_02,Gostsm_500_Pm_02,60,1,companyAcronym= | protocolName=IEEE C37.118.2-2011 | vendorAcronym= | vendorDeviceName= | interconnectionName=,,,,10,STTP,Streaming Telemetry Transport Protocol,6,,,,,,GOSTSM_500_PM_02-DF,0.0,1.0,Gostsm_500_Pm_02 Frequency Delta (dF/dt),0,1,1,,PMU,DFDT,Frequency Delta (dF/dt),DF,-98.6,37.5,PPA:7923,2021-08-06 18:04:50
} | MaximumArchiveDays=90 | DesiredRemainingSpace=500,7924,GPA_GOSTSM_500_PM_02:S,,292,8736f6c7-ad41-4b43-b4f6-e684e0d4ad20,GOSTSM_500_PM_02,Gostsm_500_Pm_02,60,1,companyAcronym= | protocolName=IEEE C37.118.2-2011 | vendorAcronym= | vendorDeviceName= | interconnectionName=,,,,10,STTP,Streaming Telemetry Transport Protocol,8,,,,,,GOSTSM_500_PM_02-SF,0.0,1.0,Gostsm_500_Pm_02 Status Flags,0,1,1,,PMU,FLAG,Status Flags,SF,-98.6,37.5,PPA:7924,2021-08-06 18:04:50
} | MaximumArchiveDays=90 | DesiredRemainingSpace=500,7925,GPA_GOSTSM_500_PM_02-PM1:V,,292,8736f6c7-ad41-4b43-b4f6-e684e0d4ad20,GOSTSM_500_PM_02,Gostsm_500_Pm_02,60,1,companyAcronym= | protocolName=IEEE C37.118.2-2011 | vendorAcronym= | vendorDeviceName= | interconnectionName=,,,,10,STTP,Streaming Telemetry Transport Protocol,3,1,BAA_FV_B,V,+,0,GOSTSM_500_PM_02-PM1,0.0,1.0,Gostsm_500_Pm_02 BAA_FV_B + Voltage Magnitude,0,1,1,Volts,Phasor,VPHM,Voltage Magnitude,PM,-98.6,37.5,PPA:7925,2021-08-06 18:04:50
} | MaximumArchiveDays=90 | DesiredRemainingSpace=500,7926,GPA_GOSTSM_500_PM_02-PA1:VH,,292,8736f6c7-ad41-4b43-b4f6-e684e0d4ad20,GOSTSM_500_PM_02,Gostsm_500_Pm_02,60,1,companyAcronym= | protocolName=IEEE C37.118.2-2011 | vendorAcronym= | vendorDeviceName= | interconnectionName=,,,,10,STTP,Streaming Telemetry Transport Protocol,4,1,BAA_FV_B,V,+,0,GOSTSM_500_PM_02-PA1,0.0,1.0,Gostsm_500_Pm_02 BAA_FV_B + Voltage Phase Angle,0,1,1,Degrees,Phasor,VPHA,Voltage Phase Angle,PA,-98.6,37.5,PPA:7926,2021-08-06 18:04:50
} | MaximumArchiveDays=90 | DesiredRemainingSpace=500,7927,GPA_GOSTSM_500_PM_03:F,,293,8736f6c7-ad41-4b43-b4f6-e684e0d4ad20,GOSTSM_500_PM_03,Gostsm_500_Pm_03,60,1,companyAcronym= | protocolName=IEEE C37.118.2-2011 | vendorAcronym= | vendorDeviceName= | interconnectionName=,,,,10,STTP,Streaming Telemetry Transport Protocol,5,,,,,,GOSTSM_500_PM_03-FQ,0.0,1.0,Gostsm_500_Pm_03 Frequency,0,1,1,Hz,PMU,FREQ,Frequency,FQ,-98.6,37.5,PPA:7927,2021-08-06 18:04:50
} | MaximumArchiveDays=90 | DesiredRemainingSpace=500,7928,GPA_GOSTSM_500_PM_03:DF,,293,8736f6c7-ad41-4b43-b4f6-e684e0d4ad20,GOSTSM_500_PM_03,Gostsm_500_Pm_03,60,1,companyAcronym= | protocolName=IEEE C37.118.2-2011 | vendorAcronym= | vendorDeviceName= | interconnectionName=,,,,10,STTP,Streaming Telemetry Transport Protocol,6,,,,,,GOSTSM_500_PM_03-DF,0.0,1.0,Gostsm_500_Pm_03 Frequency Delta (dF/dt),0,1,1,,PMU,DFDT,Frequency Delta (dF/dt),DF,-98.6,37.5,PPA:7928,2021-08-06 18:04:50
} | MaximumArchiveDays=90 | DesiredRemainingSpace=500,7929,GPA_GOSTSM_500_PM_03:S,,293,8736f6c7-ad41-4b43-b4f6-e684e0d4ad20,GOSTSM_500_PM_03,Gostsm_500_Pm_03,60,1,companyAcronym= | protocolName=IEEE C37.118.2-2011 | vendorAcronym= | vendorDeviceName= | interconnectionName=,,,,10,STTP,Streaming Telemetry Transport Protocol,8,,,,,,GOSTSM_500_PM_03-SF,0.0,1.0,Gostsm_500_Pm_03 Status Flags,0,1,1,,PMU,FLAG,Status Flags,SF,-98.6,37.5,PPA:7929,2021-08-06 18:04:50
} | MaximumArchiveDays=90 | DesiredRemainingSpace=500,7930,GPA_GOSTSM_500_PM_03-PM1:I,,293,8736f6c7-ad41-4b43-b4f6-e684e0d4ad20,GOSTSM_500_PM_03,Gostsm_500_Pm_03,60,1,companyAcronym= | protocolName=IEEE C37.118.2-2011 | vendorAcronym= | vendorDeviceName= | interconnectionName=,,,,10,STTP,Streaming Telemetry Transport Protocol,1,1,LTDFSTSB_2_FA_A,I,+,0,GOSTSM_500_PM_03-PM1,0.0,1.0,Gostsm_500_Pm_03 LTDFSTSB_2_FA_A + Current Magnitude,0,1,1,Amps,Phasor,IPHM,Current Magnitude,PM,-98.6,37.5,PPA:7930,2021-08-06 18:04:50
} | MaximumArchiveDays=90 | DesiredRemainingSpace=500,7931,GPA_GOSTSM_500_PM_03-PA1:IH,,293,8736f6c7-ad41-4b43-b4f6-e684e0d4ad20,GOSTSM_500_PM_03,Gostsm_500_Pm_03,60,1,companyAcronym= | protocolName=IEEE C37.118.2-2011 | vendorAcronym= | vendorDeviceName= | interconnectionName=,,,,10,STTP,Streaming Telemetry Transport Protocol,2,1,LTDFSTSB_2_FA_A,I,+,0,GOSTSM_500_PM_03-PA1,0.0,1.0,Gostsm_500_Pm_03 LTDFSTSB_2_FA_A + Current Phase Angle,0,1,1,Degrees,Phasor,IPHA,Current Phase Angle,PA,-98.6,37.5,PPA:7931,2021-08-06 18:04:50
} | MaximumArchiveDays=90 | DesiredRemainingSpace=500,7932,GPA_GOSTSM_500_PM_03-PM2:I,,293,8736f6c7-ad41-4b43-b4f6-e684e0d4ad20,GOSTSM_500_PM_03,Gostsm_500_Pm_03,60,1,companyAcronym= | protocolName=IEEE C37.118.2-2011 | vendorAcronym= | vendorDeviceName= | interconnectionName=,,,,10,STTP,Streaming Telemetry Transport Protocol,1,2,LTDFSTSB_2_FA_B,I,+,0,GOSTSM_500_PM_03-PM2,0.0,1.0,Gostsm_500_Pm_03 LTDFSTSB_2_FA_B + Current Magnitude,0,1,1,Amps,Phasor,IPHM,Current Magnitude,PM,-98.6,37.5,PPA:7932,2021-08-06 18:04:50
} | MaximumArchiveDays=90 | DesiredRemainingSpace=500,7933,GPA_GOSTSM_500_PM_03-PA2:IH,,293,8736f6c7-ad41-4b43-b4f6-e684e0d4ad20,GOSTSM_500_PM_03,Gostsm_500_Pm_03,60,1,companyAcronym= | protocolName=IEEE C37.118.2-2011 | vendorAcronym= | vendorDeviceName= | interconnectionName=,,,,10,STTP,Streaming Telemetry Transport Protocol,2,2,LTDFSTSB_2_FA_B,I,+,0,GOSTSM_500_PM_03-PA2,0.0,1.0,Gostsm_500_Pm_03 LTDFSTSB_2_FA_B + Current Phase Angle,0,1,1,Degrees,Phasor,IPHA,Current Phase Angle,PA,-98.6,37.5,PPA:7933,2021-08-06 18:04:50
} | MaximumArchiveDays=90 | DesiredRemainingSpace=500,7934,GPA_GOSTSM_500_PM_03-PM3:I,,293,8736f6c7-ad41-4b43-b4f6-e684e0d4ad20,GOSTSM_500_PM_03,Gostsm_500_Pm_03,60,1,companyAcronym= | protocolName=IEEE C37.118.2-2011 | vendorAcronym= | vendorDeviceName= | interconnectionName=,,,,10,STTP,Streaming Telemetry Transport Protocol,1,3,LTDFSTSB_2_FA_C,I,+,0,GOSTSM_500_PM_03-PM3,0.0,1.0,Gostsm_500_Pm_03 LTDFSTSB_2_FA_C + Current Magnitude,0,1,1,Amps,Phasor,IPHM,Current Magnitude,PM,-98.6,37.5,PPA:7934,2021-08-06 18:04:50
} | MaximumArchiveDays=90 | DesiredRemainingSpace=500,7935,GPA_GOSTSM_500_PM_03-PA3:IH,,293,8736f6c7-ad41-4b43-b4f6-e684e0d4ad20,GOSTSM_500_PM_03,Gostsm_500_Pm_03,60,1,companyAcronym= | protocolName=IEEE C37.118.2-2011 | vendorAcronym= | vendorDeviceName= | interconnectionName=,,,,10,STTP,Streaming Telemetry Transport Protocol,2,3,LTDFSTSB_2_FA_C,I,+,0,GOSTSM_500_PM_03-PA3,0.0,1.0,Gostsm_500_Pm_03 LTDFSTSB_2_FA_C + Current Phase Angle,0,1,1,Degrees,Phasor,IPHA,Current Phase Angle,PA,-98.6,37.5,PPA:7935,2021-08-06 18:04:50
} | MaximumArchiveDays=90 | DesiredRemainingSpace=500,7936,GPA_GOSTSM_500_PM_03-PM4:V,,293,8736f6c7-ad41-4b43-b4f6-e684e0d4ad20,GOSTSM_500_PM_03,Gostsm_500_Pm_03,60,1,companyAcronym= | protocolName=IEEE C37.118.2-2011 | vendorAcronym= | vendorDeviceName= | interconnectionName=,,,,10,STTP,Streaming Telemetry Transport Protocol,3,4,LTDFSTSB_2_FV_A,V,+,0,GOSTSM_500_PM_03-PM4,0.0,1.0,Gostsm_500_Pm_03 LTDFSTSB_2_FV_A + Voltage Magnitude,0,1,1,Volts,Phasor,VPHM,Voltage Magnitude,PM,-98.6,37.5,PPA:7936,2021-08-06 18:04:50
} | MaximumArchiveDays=90 | DesiredRemainingSpace=500,7937,GPA_GOSTSM_500_PM_03-PA4:VH,,293,8736f6c7-ad41-4b43-b4f6-e684e0d4ad20,GOSTSM_500_PM_03,Gostsm_500_Pm_03,60,1,companyAcronym= | protocolName=IEEE C37.118.2-2011 | vendorAcronym= | vendorDeviceName= | interconnectionName=,,,,10,STTP,Streaming Telemetry Transport Protocol,4,4,LTDFSTSB_2_FV_A,V,+,0,GOSTSM_500_PM_03-PA4,0.0,1.0,Gostsm_500_Pm_03 LTDFSTSB_2_FV_A + Voltage Phase Angle,0,1,1,Degrees,Phasor,VPHA,Voltage Phase Angle,PA,-98.6,37.5,PPA:7937,2021-08-06 18:04:50
} | MaximumArchiveDays=90 | DesiredRemainingSpace=500,7938,GPA_GOSTSM_500_PM_03-PM5:V,,293,8736f6c7-ad41-4b43-b4f6-e684e0d4ad20,GOSTSM_500_PM_03,Gostsm_500_Pm_03,60,1,companyAcronym= | protocolName=IEEE C37.118.2-2011 | vendorAcronym= | vendorDeviceName= | interconnectionName=,,,,10,STTP,Streaming Telemetry Transport Protocol,3,5,LTDFSTSB_2_FV_B,V,+,0,GOSTSM_500_PM_03-PM5,0.0,1.0,Gostsm_500_Pm_03 LTDFSTSB_2_FV_B + Voltage Magnitude,0,1,1,Volts,Phasor,VPHM,Voltage Magnitude,PM,-98.6,37.5,PPA:7938,2021-08-06 18:04:50
} | MaximumArchiveDays=90 | DesiredRemainingSpace=500,7939,GPA_GOSTSM_500_PM_03-PA5:VH,,293,8736f6c7-ad41-4b43-b4f6-e684e0d4ad20,GOSTSM_500_PM_03,Gostsm_500_Pm_03,60,1,companyAcronym= | protocolName=IEEE C37.118.2-2011 | vendorAcronym= | vendorDeviceName= | interconnectionName=,,,,10,STTP,Streaming Telemetry Transport Protocol,4,5,LTDFSTSB_2_FV_B,V,+,0,GOSTSM_500_PM_03-PA5,0.0,1.0,Gostsm_500_Pm_03 LTDFSTSB_2_FV_B + Voltage Phase Angle,0,1,1,Degrees,Phasor,VPHA,Voltage Phase Angle,PA,-98.6,37.5,PPA:7939,2021-08-06 18:04:50
} | MaximumArchiveDays=90 | DesiredRemainingSpace=500,7940,GPA_GOSTSM_500_PM_03-PM6:V,,293,8736f6c7-ad41-4b43-b4f6-e684e0d4ad20,GOSTSM_500_PM_03,Gostsm_500_Pm_03,60,1,companyAcronym= | protocolName=IEEE C37.118.2-2011 | vendorAcronym= | vendorDeviceName= | interconnectionName=,,,,10,STTP,Streaming Telemetry Transport Protocol,3,6,LTDFSTSB_2_FV_C,V,+,0,GOSTSM_500_PM_03-PM6,0.0,1.0,Gostsm_500_Pm_03 LTDFSTSB_2_FV_C + Voltage Magnitude,0,1,1,Volts,Phasor,VPHM,Voltage Magnitude,PM,-98.6,37.5,PPA:7940,2021-08-06 18:04:50
} | MaximumArchiveDays=90 | DesiredRemainingSpace=500,7941,GPA_GOSTSM_500_PM_03-PA6:VH,,293,8736f6c7-ad41-4b43-b4f6-e684e0d4ad20,GOSTSM_500_PM_03,Gostsm_500_Pm_03,60,1,companyAcronym= | protocolName=IEEE C37.118.2-2011 | vendorAcronym= | vendorDeviceName= | interconnectionName=,,,,10,STTP,Streaming Telemetry Transport Protocol,4,6,LTDFSTSB_2_FV_C,V,+,0,GOSTSM_500_PM_03-PA6,0.0,1.0,Gostsm_500_Pm_03 LTDFSTSB_2_FV_C + Voltage Phase Angle,0,1,1,Degrees,Phasor,VPHA,Voltage Phase Angle,PA,-98.6,37.5,PPA:7941,2021-08-06 18:04:50
} | MaximumArchiveDays=90 | DesiredRemainingSpace=500,7942,GPA_GOSTSM_500_PM_03-PM7:V,,293,8736f6c7-ad41-4b43-b4f6-e684e0d4ad20,GOSTSM_500_PM_03,Gostsm_500_Pm_03,60,1,companyAcronym= | protocolName=IEEE C37.118.2-2011 | vendorAcronym= | vendorDeviceName= | interconnectionName=,,,,10,STTP,Streaming Telemetry Transport Protocol,3,7,LTDFSTSB_2_FV_P,V,+,0,GOSTSM_500_PM_03-PM7,0.0,1.0,Gostsm_500_Pm_03 LTDFSTSB_2_FV_P + Voltage Magnitude,0,1,1,Volts,Phasor,VPHM,Voltage Magnitude,PM,-98.6,37.5,PPA:7942,2021-08-06 18:04:51
} | MaximumArchiveDays=90 | DesiredRemainingSpace=500,7943,GPA_GOSTSM_500_PM_03-PA7:VH,,293,8736f6c7-ad41-4b43-b4f6-e684e0d4ad20,GOSTSM_500_PM_03,Gostsm_500_Pm_03,60,1,companyAcronym= | protocolName=IEEE C37.118.2-2011 | vendorAcronym= | vendorDeviceName= | interconnectionName=,,,,10,STTP,Streaming Telemetry Transport Protocol,4,7,LTDFSTSB_2_FV_P,V,+,0,GOSTSM_500_PM_03-PA7,0.0,1.0,Gostsm_500_Pm_03 LTDFSTSB_2_FV_P + Voltage Phase Angle,0,1,1,Degrees,Phasor,VPHA,Voltage Phase Angle,PA,-98.6,37.5,PPA:7943,2021-08-06 18:04:51
} | MaximumArchiveDays=90 | DesiredRemainingSpace=500,7944,GPA_GOSTSM_500_PM_03-PM8:I,,293,8736f6c7-ad41-4b43-b4f6-e684e0d4ad20,GOSTSM_500_PM_03,Gostsm_500_Pm_03,60,1,companyAcronym= | protocolName=IEEE C37.118.2-2011 | vendorAcronym= | vendorDeviceName= | interconnectionName=,,,,10,STTP,Streaming Telemetry Transport Protocol,1,8,LTDFSTSB_2_FA_P,I,+,0,GOSTSM_500_PM_03-PM8,0.0,1.0,Gostsm_500_Pm_03 LTDFSTSB_2_FA_P + Current Magnitude,0,1,1,Amps,Phasor,IPHM,Current Magnitude,PM,-98.6,37.5,PPA:7944,2021-08-06 18:04:51
} | MaximumArchiveDays=90 | DesiredRemainingSpace=500,7945,GPA_GOSTSM_500_PM_03-PA8:IH,,293,8736f6c7-ad41-4b43-b4f6-e684e0d4ad20,GOSTSM_500_PM_03,Gostsm_500_Pm_03,60,1,companyAcronym= | protocolName=IEEE C37.118.2-2011 | vendorAcronym= | vendorDeviceName= | interconnectionName=,,,,10,STTP,Streaming Telemetry Transport Protocol,2,8,LTDFSTSB_2_FA_P,I,+,0,GOSTSM_500_PM_03-PA8,0.0,1.0,Gostsm_500_Pm_03 LTDFSTSB_2_FA_P + Current Phase Angle,0,1,1,Degrees,Phasor,IPHA,Current Phase Angle,PA,-98.6,37.5,PPA:7945,2021-08-06 18:04:51
} | MaximumArchiveDays=90 | DesiredRemainingSpace=500,7946,GPA_GOSTSM_500_PM_04:F,,294,8736f6c7-ad41-4b43-b4f6-e684e0d4ad20,GOSTSM_500_PM_04,Gostsm_500_Pm_04,60,1,companyAcronym= | protocolName=IEEE C37.118.2-2011 | vendorAcronym= | vendorDeviceName= | interconnectionName=,,,,10,STTP,Streaming Telemetry Transport Protocol,5,,,,,,GOSTSM_500_PM_04-FQ,0.0,1.0,Gostsm_500_Pm_04 Frequency,0,1,1,Hz,PMU,FREQ,Frequency,FQ,-98.6,37.5,PPA:7946,2021-08-06 18:04:51
} | MaximumArchiveDays=90 | DesiredRemainingSpace=500,7947,GPA_GOSTSM_500_PM_04:DF,,294,8736f6c7-ad41-4b43-b4f6-e684e0d4ad20,GOSTSM_500_PM_04,Gostsm_500_Pm_04,60,1,companyAcronym= | protocolName=IEEE C37.118.2-2011 | vendorAcronym= | vendorDeviceName= | interconnectionName=,,,,10,STTP,Streaming Telemetry Transport Protocol,6,,,,,,GOSTSM_500_PM_04-DF,0.0,1.0,Gostsm_500_Pm_04 Frequency Delta (dF/dt),0,1,1,,PMU,DFDT,Frequency Delta (dF/dt),DF,-98.6,37.5,PPA:7947,2021-08-06 18:04:51
} | MaximumArchiveDays=90 | DesiredRemainingSpace=500,7948,GPA_GOSTSM_500_PM_04:S,,294,8736f6c7-ad41-4b43-b4f6-e684e0d4ad20,GOSTSM_500_PM_04,Gostsm_500_Pm_04,60,1,companyAcronym= | protocolName=IEEE C37.118.2-2011 | vendorAcronym= | vendorDeviceName= | interconnectionName=,,,,10,STTP,Streaming Telemetry Transport Protocol,8,,,,,,GOSTSM_500_PM_04-SF,0.0,1.0,Gostsm_500_Pm_04 Status Flags,0,1,1,,PMU,FLAG,Status Flags,SF,-98.6,37.5,PPA:7948,2021-08-06 18:04:51
} | MaximumArchiveDays=90 | DesiredRemainingSpace=500,7949,GPA_GOSTSM_500_PM_04-PM1:V,,294,8736f6c7-ad41-4b43-b4f6-e684e0d4ad20,GOSTSM_500_PM_04,Gostsm_500_Pm_04,60,1,companyAcronym= | protocolName=IEEE C37.118.2-2011 | vendorAcronym= | vendorDeviceName= | interconnectionName=,,,,10,STTP,Streaming Telemetry Transport Protocol,3,1,BAB_FV_B,V,+,0,GOSTSM_500_PM_04-PM1,0.0,1.0,Gostsm_500_Pm_04 BAB_FV_B + Voltage Magnitude,0,1,1,Volts,Phasor,VPHM,Voltage Magnitude,PM,-98.6,37.5,PPA:7949,2021-08-06 18:04:51
} | MaximumArchiveDays=90 | DesiredRemainingSpace=500,7950,GPA_GOSTSM_500_PM_04-PA1:VH,,294,8736f6c7-ad41-4b43-b4f6-e684e0d4ad20,GOSTSM_500_PM_04,Gostsm_500_Pm_04,60,1,companyAcronym= | protocolName=IEEE C37.118.2-2011 | vendorAcronym= | vendorDeviceName= | interconnectionName=,,,,10,STTP,Streaming Telemetry Transport Protocol,4,1,BAB_FV_B,V,+,0,GOSTSM_500_PM_04-PA1,0.0,1.0,Gostsm_500_Pm_04 BAB_FV_B + Voltage Phase Angle,0,1,1,Degrees,Phasor,VPHA,Voltage Phase Angle,PA,-98.6,37.5,PPA:7950,2021-08-06 18:04:51
} | MaximumArchiveDays=90 | DesiredRemainingSpace=500,7951,GPA_GOSTSM_500_PM_05:F,,295,8736f6c7-ad41-4b43-b4f6-e684e0d4ad20,GOSTSM_500_PM_05,Gostsm_500_Pm_05,60,1,companyAcronym= | protocolName=IEEE C37.118.2-2011 | vendorAcronym= | vendorDeviceName= | interconnectionName=,,,,10,STTP,Streaming Telemetry Transport Protocol,5,,,,,,GOSTSM_500_PM_05-FQ,0.0,1.0,Gostsm_500_Pm_05 Frequency,0,1,1,Hz,PMU,FREQ,Frequency,FQ,-98.6,37.5,PPA:7951,2021-08-06 18:04:51
} | MaximumArchiveDays=90 | DesiredRemainingSpace=500,7952,GPA_GOSTSM_500_PM_05:DF,,295,8736f6c7-ad41-4b43-b4f6-e684e0d4ad20,GOSTSM_500_PM_05,Gostsm_500_Pm_05,60,1,companyAcronym= | protocolName=IEEE C37.118.2-2011 | vendorAcronym= | vendorDeviceName= | interconnectionName=,,,,10,STTP,Streaming Telemetry Transport Protocol,6,,,,,,GOSTSM_500_PM_05-DF,0.0,1.0,Gostsm_500_Pm_05 Frequency Delta (dF/dt),0,1,1,,PMU,DFDT,Frequency Delta (dF/dt),DF,-98.6,37.5,PPA:7952,2021-08-06 18:04:51
} | MaximumArchiveDays=90 | DesiredRemainingSpace=500,7953,GPA_GOSTSM_500_PM_05:S,,295,8736f6c7-ad41-4b43-b4f6-e684e0d4ad20,GOSTSM_500_PM_05,Gostsm_500_Pm_05,60,1,companyAcronym= | protocolName=IEEE C37.118.2-2011 | vendorAcronym= | vendorDeviceName= | interconnectionName=,,,,10,STTP,Streaming Telemetry Transport Protocol,8,,,,,,GOSTSM_500_PM_05-SF,0.0,1.0,Gostsm_500_Pm_05 Status Flags,0,1,1,,PMU,FLAG,Status Flags,SF,-98.6,37.5,PPA:7953,2021-08-06 18:04:51
} | MaximumArchiveDays=90 | DesiredRemainingSpace=500,7954,GPA_GOSTSM_500_PM_05-PM1:I,,295,8736f6c7-ad41-4b43-b4f6-e684e0d4ad20,GOSTSM_500_PM_05,Gostsm_500_Pm_05,60,1,companyAcronym= | protocolName=IEEE C37.118.2-2011 | vendorAcronym= | vendorDeviceName= | interconnectionName=,,,,10,STTP,Streaming Telemetry Transport Protocol,1,1,LTTOSTGU_1_FA_A,I,+,0,GOSTSM_500_PM_05-PM1,0.0,1.0,Gostsm_500_Pm_05 LTTOSTGU_1_FA_A + Current Magnitude,0,1,1,Amps,Phasor,IPHM,Current Magnitude,PM,-98.6,37.5,PPA:7954,2021-08-06 18:04:51
} | MaximumArchiveDays=90 | DesiredRemainingSpace=500,7955,GPA_GOSTSM_500_PM_05-PA1:IH,,295,8736f6c7-ad41-4b43-b4f6-e684e0d4ad20,GOSTSM_500_PM_05,Gostsm_500_Pm_05,60,1,companyAcronym= | protocolName=IEEE C37.118.2-2011 | vendorAcronym= | vendorDeviceName= | interconnectionName=,,,,10,STTP,Streaming Telemetry Transport Protocol,2,1,LTTOSTGU_1_FA_A,I,+,0,GOSTSM_500_PM_05-PA1,0.0,1.0,Gostsm_500_Pm_05 LTTOSTGU_1_FA_A + Current Phase Angle,0,1,1,Degrees,Phasor,IPHA,Current Phase Angle,PA,-98.6,37.5,PPA:7955,2021-08-06 18:04:51
} | MaximumArchiveDays=90 | DesiredRemainingSpace=500,7956,GPA_GOSTSM_500_PM_05-PM2:I,,295,8736f6c7-ad41-4b43-b4f6-e684e0d4ad20,GOSTSM_500_PM_05,Gostsm_500_Pm_05,60,1,companyAcronym= | protocolName=IEEE C37.118.2-2011 | vendorAcronym= | vendorDeviceName= | interconnectionName=,,,,10,STTP,Streaming Telemetry Transport Protocol,1,2,LTTOSTGU_1_FA_B,I,+,0,GOSTSM_500_PM_05-PM2,0.0,1.0,Gostsm_500_Pm_05 LTTOSTGU_1_FA_B + Current Magnitude,0,1,1,Amps,Phasor,IPHM,Current Magnitude,PM,-98.6,37.5,PPA:7956,2021-08-06 18:04:51
} | MaximumArchiveDays=90 | DesiredRemainingSpace=500,7957,GPA_GOSTSM_500_PM_05-PA2:IH,,295,8736f6c7-ad41-4b43-b4f6-e684e0d4ad20,GOSTSM_500_PM_05,Gostsm_500_Pm_05,60,1,companyAcronym= | protocolName=IEEE C37.118.2-2011 | vendorAcronym= | vendorDeviceName= | interconnectionName=,,,,10,STTP,Streaming Telemetry Transport Protocol,2,2,LTTOSTGU_1_FA_B,I,+,0,GOSTSM_500_PM_05-PA2,0.0,1.0,Gostsm_500_Pm_05 LTTOSTGU_1_FA_B + Current Phase Angle,0,1,1,Degrees,Phasor,IPHA,Current Phase Angle,PA,-98.6,37.5,PPA:7957,2021-08-06 18:04:51
} | MaximumArchiveDays=90 | DesiredRemainingSpace=500,7958,GPA_GOSTSM_500_PM_05-PM3:I,,295,8736f6c7-ad41-4b43-b4f6-e684e0d4ad20,GOSTSM_500_PM_05,Gostsm_500_Pm_05,60,1,companyAcronym= | protocolName=IEEE C37.118.2-2011 | vendorAcronym= | vendorDeviceName= | interconnectionName=,,,,10,STTP,Streaming Telemetry Transport Protocol,1,3,LTTOSTGU_1_FA_C,I,+,0,GOSTSM_500_PM_05-PM3,0.0,1.0,Gostsm_500_Pm_05 LTTOSTGU_1_FA_C + Current Magnitude,0,1,1,Amps,Phasor,IPHM,Current Magnitude,PM,-98.6,37.5,PPA:7958,2021-08-06 18:04:51
} | MaximumArchiveDays=90 | DesiredRemainingSpace=500,7959,GPA_GOSTSM_500_PM_05-PA3:IH,,295,8736f6c7-ad41-4b43-b4f6-e684e0d4ad20,GOSTSM_500_PM_05,Gostsm_500_Pm_05,60,1,companyAcronym= | protocolName=IEEE C37.118.2-2011 | vendorAcronym= | vendorDeviceName= | interconnectionName=,,,,10,STTP,Streaming Telemetry Transport Protocol,2,3,LTTOSTGU_1_FA_C,I,+,0,GOSTSM_500_PM_05-PA3,0.0,1.0,Gostsm_500_Pm_05 LTTOSTGU_1_FA_C + Current Phase Angle,0,1,1,Degrees,Phasor,IPHA,Current Phase Angle,PA,-98.6,37.5,PPA:7959,2021-08-06 18:04:51
} | MaximumArchiveDays=90 | DesiredRemainingSpace=500,7960,GPA_GOSTSM_500_PM_05-PM4:V,,295,8736f6c7-ad41-4b43-b4f6-e684e0d4ad20,GOSTSM_500_PM_05,Gostsm_500_Pm_05,60,1,companyAcronym= | protocolName=IEEE C37.118.2-2011 | vendorAcronym= | vendorDeviceName= | interconnectionName=,,,,10,STTP,Streaming Telemetry Transport Protocol,3,4,LTTOSTGU_1_FV_A,V,+,0,GOSTSM_500_PM_05-PM4,0.0,1.0,Gostsm_500_Pm_05 LTTOSTGU_1_FV_A + Voltage Magnitude,0,1,1,Volts,Phasor,VPHM,Voltage Magnitude,PM,-98.6,37.5,PPA:7960,2021-08-06 18:04:51
} | MaximumArchiveDays=90 | DesiredRemainingSpace=500,7961,GPA_GOSTSM_500_PM_05-PA4:VH,,295,8736f6c7-ad41-4b43-b4f6-e684e0d4ad20,GOSTSM_500_PM_05,Gostsm_500_Pm_05,60,1,companyAcronym= | protocolName=IEEE C37.118.2-2011 | vendorAcronym= | vendorDeviceName= | interconnectionName=,,,,10,STTP,Streaming Telemetry Transport Protocol,4,4,LTTOSTGU_1_FV_A,V,+,0,GOSTSM_500_PM_05-PA4,0.0,1.0,Gostsm_500_Pm_05 LTTOSTGU_1_FV_A + Voltage Phase Angle,0,1,1,Degrees,Phasor,VPHA,Voltage Phase Angle,PA,-98.6,37.5,PPA:7961,2021-08-06 18:04:51
} | MaximumArchiveDays=90 | DesiredRemainingSpace=500,7962,GPA_GOSTSM_500_PM_05-PM5:V,,295,8736f6c7-ad41-4b43-b4f6-e684e0d4ad20,GOSTSM_500_PM_05,Gostsm_500_Pm_05,60,1,companyAcronym= | protocolName=IEEE C37.118.2-2011 | vendorAcronym= | vendorDeviceName= | interconnectionName=,,,,10,STTP,Streaming Telemetry Transport Protocol,3,5,LTTOSTGU_1_FV_B,V,+,0,GOSTSM_500_PM_05-PM5,0.0,1.0,Gostsm_500_Pm_05 LTTOSTGU_1_FV_B + Voltage Magnitude,0,1,1,Volts,Phasor,VPHM,Voltage Magnitude,PM,-98.6,37.5,PPA:7962,2021-08-06 18:04:51
} | MaximumArchiveDays=90 | DesiredRemainingSpace=500,7963,GPA_GOSTSM_500_PM_05-PA5:VH,,295,8736f6c7-ad41-4b43-b4f6-e684e0d4ad20,GOSTSM_500_PM_05,Gostsm_500_Pm_05,60,1,companyAcronym= | protocolName=IEEE C37.118.2-2011 | vendorAcronym= | vendorDeviceName= | interconnectionName=,,,,10,STTP,Streaming Telemetry Transport Protocol,4,5,LTTOSTGU_1_FV_B,V,+,0,GOSTSM_500_PM_05-PA5,0.0,1.0,Gostsm_500_Pm_05 LTTOSTGU_1_FV_B + Voltage Phase Angle,0,1,1,Degrees,Phasor,VPHA,Voltage Phase Angle,PA,-98.6,37.5,PPA:7963,2021-08-06 18:04:51
} | MaximumArchiveDays=90 | DesiredRemainingSpace=500,7964,GPA_GOSTSM_500_PM_05-PM6:V,,295,8736f6c7-ad41-4b43-b4f6-e684e0d4ad20,GOSTSM_500_PM_05,Gostsm_500_Pm_05,60,1,companyAcronym= | protocolName=IEEE C37.118.2-2011 | vendorAcronym= | vendorDeviceName= | interconnectionName=,,,,10,STTP,Streaming Telemetry Transport Protocol,3,6,LTTOSTGU_1_FV_C,V,+,0,GOSTSM_500_PM_05-PM6,0.0,1.0,Gostsm_500_Pm_05 LTTOSTGU_1_FV_C + Voltage Magnitude,0,1,1,Volts,Phasor,VPHM,Voltage Magnitude,PM,-98.6,37.5,PPA:7964,2021-08-06 18:04:51
} | MaximumArchiveDays=90 | DesiredRemainingSpace=500,7965,GPA_GOSTSM_500_PM_05-PA6:VH,,295,8736f6c7-ad41-4b43-b4f6-e684e0d4ad20,GOSTSM_500_PM_05,Gostsm_500_Pm_05,60,1,companyAcronym= | protocolName=IEEE C37.118.2-2011 | vendorAcronym= | vendorDeviceName= | interconnectionName=,,,,10,STTP,Streaming Telemetry Transport Protocol,4,6,LTTOSTGU_1_FV_C,V,+,0,GOSTSM_500_PM_05-PA6,0.0,1.0,Gostsm_500_Pm_05 LTTOSTGU_1_FV_C + Voltage Phase Angle,0,1,1,Degrees,Phasor,VPHA,Voltage Phase Angle,PA,-98.6,37.5,PPA:7965,2021-08-06 18:04:51
} | MaximumArchiveDays=90 | DesiredRemainingSpace=500,7966,GPA_GOSTSM_500_PM_05-PM7:V,,295,8736f6c7-ad41-4b43-b4f6-e684e0d4ad20,GOSTSM_500_PM_05,Gostsm_500_Pm_05,60,1,companyAcronym= | protocolName=IEEE C37.118.2-2011 | vendorAcronym= | vendorDeviceName= | interconnectionName=,,,,10,STTP,Streaming Telemetry Transport Protocol,3,7,LTTOSTGU_1_FV_P,V,+,0,GOSTSM_500_PM_05-PM7,0.0,1.0,Gostsm_500_Pm_05 LTTOSTGU_1_FV_P + Voltage Magnitude,0,1,1,Volts,Phasor,VPHM,Voltage Magnitude,PM,-98.6,37.5,PPA:7966,2021-08-06 18:04:51
} | MaximumArchiveDays=90 | DesiredRemainingSpace=500,7967,GPA_GOSTSM_500_PM_05-PA7:VH,,295,8736f6c7-ad41-4b43-b4f6-e684e0d4ad20,GOSTSM_500_PM_05,Gostsm_500_Pm_05,60,1,companyAcronym= | protocolName=IEEE C37.118.2-2011 | vendorAcronym= | vendorDeviceName= | interconnectionName=,,,,10,STTP,Streaming Telemetry Transport Protocol,4,7,LTTOSTGU_1_FV_P,V,+,0,GOSTSM_500_PM_05-PA7,0.0,1.0,Gostsm_500_Pm_05 LTTOSTGU_1_FV_P + Voltage Phase Angle,0,1,1,Degrees,Phasor,VPHA,Voltage Phase Angle,PA,-98.6,37.5,PPA:7967,2021-08-06 18:04:51
} | MaximumArchiveDays=90 | DesiredRemainingSpace=500,7968,GPA_GOSTSM_500_PM_05-PM8:I,,295,8736f6c7-ad41-4b43-b4f6-e684e0d4ad20,GOSTSM_500_PM_05,Gostsm_500_Pm_05,60,1,companyAcronym= | protocolName=IEEE C37.118.2-2011 | vendorAcronym= | vendorDeviceName= | interconnectionName=,,,,10,STTP,Streaming Telemetry Transport Protocol,1,8,LTTOSTGU_1_FA_P,I,+,0,GOSTSM_500_PM_05-PM8,0.0,1.0,Gostsm_500_Pm_05 LTTOSTGU_1_FA_P + Current Magnitude,0,1,1,Amps,Phasor,IPHM,Current Magnitude,PM,-98.6,37.5,PPA:7968,2021-08-06 18:04:51
} | MaximumArchiveDays=90 | DesiredRemainingSpace=500,7969,GPA_GOSTSM_500_PM_05-PA8:IH,,295,8736f6c7-ad41-4b43-b4f6-e684e0d4ad20,GOSTSM_500_PM_05,Gostsm_500_Pm_05,60,1,companyAcronym= | protocolName=IEEE C37.118.2-2011 | vendorAcronym= | vendorDeviceName= | interconnectionName=,,,,10,STTP,Streaming Telemetry Transport Protocol,2,8,LTTOSTGU_1_FA_P,I,+,0,GOSTSM_500_PM_05-PA8,0.0,1.0,Gostsm_500_Pm_05 LTTOSTGU_1_FA_P + Current Phase Angle,0,1,1,Degrees,Phasor,IPHA,Current Phase Angle,PA,-98.6,37.5,PPA:7969,2021-08-06 18:04:51
} | MaximumArchiveDays=90 | DesiredRemainingSpace=500,7970,GPA_MGUSIM_500_PM_07:F,,296,8736f6c7-ad41-4b43-b4f6-e684e0d4ad20,MGUSIM_500_PM_07,Mgusim_500_Pm_07,60,1,companyAcronym= | protocolName=IEEE C37.118.2-2011 | vendorAcronym= | vendorDeviceName= | interconnectionName=,,,,10,STTP,Streaming Telemetry Transport Protocol,5,,,,,,MGUSIM_500_PM_07-FQ,0.0,1.0,Mgusim_500_Pm_07 Frequency,0,1,1,Hz,PMU,FREQ,Frequency,FQ,-98.6,37.5,PPA:7970,2021-08-06 18:04:51
} | MaximumArchiveDays=90 | DesiredRemainingSpace=500,7971,GPA_MGUSIM_500_PM_07:DF,,296,8736f6c7-ad41-4b43-b4f6-e684e0d4ad20,MGUSIM_500_PM_07,Mgusim_500_Pm_07,60,1,companyAcronym= | protocolName=IEEE C37.118.2-2011 | vendorAcronym= | vendorDeviceName= | interconnectionName=,,,,10,STTP,Streaming Telemetry Transport Protocol,6,,,,,,MGUSIM_500_PM_07-DF,0.0,1.0,Mgusim_500_Pm_07 Frequency Delta (dF/dt),0,1,1,,PMU,DFDT,Frequency Delta (dF/dt),DF,-98.6,37.5,PPA:7971,2021-08-06 18:04:51
} | MaximumArchiveDays=90 | DesiredRemainingSpace=500,7972,GPA_MGUSIM_500_PM_07:S,,296,8736f6c7-ad41-4b43-b4f6-e684e0d4ad20,MGUSIM_500_PM_07,Mgusim_500_Pm_07,60,1,companyAcronym= | protocolName=IEEE C37.118.2-2011 | vendorAcronym= | vendorDeviceName= | interconnectionName=,,,,10,STTP,Streaming Telemetry Transport Protocol,8,,,,,,MGUSIM_500_PM_07-SF,0.0,1.0,Mgusim_500_Pm_07 Status Flags,0,1,1,,PMU,FLAG,Status Flags,SF,-98.6,37.5,PPA:7972,2021-08-06 18:04:51
} | MaximumArchiveDays=90 | DesiredRemainingSpace=500,7973,GPA_MGUSIM_500_PM_07-PM1:I,,296,8736f6c7-ad41-4b43-b4f6-e684e0d4ad20,MGUSIM_500_PM_07,Mgusim_500_Pm_07,60,1,companyAcronym= | protocolName=IEEE C37.118.2-2011 | vendorAcronym= | vendorDeviceName= | interconnectionName=,,,,10,STTP,Streaming Telemetry Transport Protocol,1,1,LTMGSSSE_1_FA_A,I,+,0,MGUSIM_500_PM_07-PM1,0.0,1.0,Mgusim_500_Pm_07 LTMGSSSE_1_FA_A + Current Magnitude,0,1,1,Amps,Phasor,IPHM,Current Magnitude,PM,-98.6,37.5,PPA:7973,2021-08-06 18:04:51
} | MaximumArchiveDays=90 | DesiredRemainingSpace=500,7974,GPA_MGUSIM_500_PM_07-PA1:IH,,296,8736f6c7-ad41-4b43-b4f6-e684e0d4ad20,MGUSIM_500_PM_07,Mgusim_500_Pm_07,60,1,companyAcronym= | protocolName=IEEE C37.118.2-2011 | vendorAcronym= | vendorDeviceName= | interconnectionName=,,,,10,STTP,Streaming Telemetry Transport Protocol,2,1,LTMGSSSE_1_FA_A,I,+,0,MGUSIM_500_PM_07-PA1,0.0,1.0,Mgusim_500_Pm_07 LTMGSSSE_1_FA_A + Current Phase Angle,0,1,1,Degrees,Phasor,IPHA,Current Phase Angle,PA,-98.6,37.5,PPA:7974,2021-08-06 18:04:51
} | MaximumArchiveDays=90 | DesiredRemainingSpace=500,7975,GPA_MGUSIM_500_PM_07-PM2:I,,296,8736f6c7-ad41-4b43-b4f6-e684e0d4ad20,MGUSIM_500_PM_07,Mgusim_500_Pm_07,60,1,companyAcronym= | protocolName=IEEE C37.118.2-2011 | vendorAcronym= | vendorDeviceName= | interconnectionName=,,,,10,STTP,Streaming Telemetry Transport Protocol,1,2,LTMGSSSE_1_FA_B,I,+,0,MGUSIM_500_PM_07-PM2,0.0,1.0,Mgusim_500_Pm_07 LTMGSSSE_1_FA_B + Current Magnitude,0,1,1,Amps,Phasor,IPHM,Current Magnitude,PM,-98.6,37.5,PPA:7975,2021-08-06 18:04:51
} | MaximumArchiveDays=90 | DesiredRemainingSpace=500,7976,GPA_MGUSIM_500_PM_07-PA2:IH,,296,8736f6c7-ad41-4b43-b4f6-e684e0d4ad20,MGUSIM_500_PM_07,Mgusim_500_Pm_07,60,1,companyAcronym= | protocolName=IEEE C37.118.2-2011 | vendorAcronym= | vendorDeviceName= | interconnectionName=,,,,10,STTP,Streaming Telemetry Transport Protocol,2,2,LTMGSSSE_1_FA_B,I,+,0,MGUSIM_500_PM_07-PA2,0.0,1.0,Mgusim_500_Pm_07 LTMGSSSE_1_FA_B + Current Phase Angle,0,1,1,Degrees,Phasor,IPHA,Current Phase Angle,PA,-98.6,37.5,PPA:7976,2021-08-06 18:04:51
} | MaximumArchiveDays=90 | DesiredRemainingSpace=500,7977,GPA_MGUSIM_500_PM_07-PM3:I,,296,8736f6c7-ad41-4b43-b4f6-e684e0d4ad20,MGUSIM_500_PM_07,Mgusim_500_Pm_07,60,1,companyAcronym= | protocolName=IEEE C37.118.2-2011 | vendorAcronym= | vendorDeviceName= | interconnectionName=,,,,10,STTP,Streaming Telemetry Transport Protocol,1,3,LTMGSSSE_1_FA_C,I,+,0,MGUSIM_500_PM_07-PM3,0.0,1.0,Mgusim_500_Pm_07 LTMGSSSE_1_FA_C + Current Magnitude,0,1,1,Amps,Phasor,IPHM,Current Magnitude,PM,-98.6,37.5,PPA:7977,2021-08-06 18:04:51
} | MaximumArchiveDays=90 | DesiredRemainingSpace=500,7978,GPA_MGUSIM_500_PM_07-PA3:IH,,296,8736f6c7-ad41-4b43-b4f6-e684e0d4ad20,MGUSIM_500_PM_07,Mgusim_500_Pm_07,60,1,companyAcronym= | protocolName=IEEE C37.118.2-2011 | vendorAcronym= | vendorDeviceName= | interconnectionName=,,,,10,STTP,Streaming Telemetry Transport Protocol,2,3,LTMGSSSE_1_FA_C,I,+,0,MGUSIM_500_PM_07-PA3,0.0,1.0,Mgusim_500_Pm_07 LTMGSSSE_1_FA_C + Current Phase Angle,0,1,1,Degrees,Phasor,IPHA,Current Phase Angle,PA,-98.6,37.5,PPA:7978,2021-08-06 18:04:51
} | MaximumArchiveDays=90 | DesiredRemainingSpace=500,7979,GPA_MGUSIM_500_PM_07-PM4:V,,296,8736f6c7-ad41-4b43-b4f6-e684e0d4ad20,MGUSIM_500_PM_07,Mgusim_500_Pm_07,60,1,companyAcronym= | protocolName=IEEE C37.118.2-2011 | vendorAcronym= | vendorDeviceName= | interconnectionName=,,,,10,STTP,Streaming Telemetry Transport Protocol,3,4,LTMGSSSE_1_FV_A,V,+,0,MGUSIM_500_PM_07-PM4,0.0,1.0,Mgusim_500_Pm_07 LTMGSSSE_1_FV_A + Voltage Magnitude,0,1,1,Volts,Phasor,VPHM,Voltage Magnitude,PM,-98.6,37.5,PPA:7979,2021-08-06 18:04:51
} | MaximumArchiveDays=90 | DesiredRemainingSpace=500,7980,GPA_MGUSIM_500_PM_07-PA4:VH,,296,8736f6c7-ad41-4b43-b4f6-e684e0d4ad20,MGUSIM_500_PM_07,Mgusim_500_Pm_07,60,1,companyAcronym= | protocolName=IEEE C37.118.2-2011 | vendorAcronym= | vendorDeviceName= | interconnectionName=,,,,10,STTP,Streaming Telemetry Transport Protocol,4,4,LTMGSSSE_1_FV_A,V,+,0,MGUSIM_500_PM_07-PA4,0.0,1.0,Mgusim_500_Pm_07 LTMGSSSE_1_FV_A + Voltage Phase Angle,0,1,1,Degrees,Phasor,VPHA,Voltage Phase Angle,PA,-98.6,37.5,PPA:7980,2021-08-06 18:04:51
} | MaximumArchiveDays=90 | DesiredRemainingSpace=500,7981,GPA_MGUSIM_500_PM_07-PM5:V,,296,8736f6c7-ad41-4b43-b4f6-e684e0d4ad20,MGUSIM_500_PM_07,Mgusim_500_Pm_07,60,1,companyAcronym= | protocolName=IEEE C37.118.2-2011 | vendorAcronym= | vendorDeviceName= | interconnectionName=,,,,10,STTP,Streaming Telemetry Transport Protocol,3,5,LTMGSSSE_1_FV_B,V,+,0,MGUSIM_500_PM_07-PM5,0.0,1.0,Mgusim_500_Pm_07 LTMGSSSE_1_FV_B + Voltage Magnitude,0,1,1,Volts,Phasor,VPHM,Voltage Magnitude,PM,-98.6,37.5,PPA:7981,2021-08-06 18:04:51
} | MaximumArchiveDays=90 | DesiredRemainingSpace=500,7982,GPA_MGUSIM_500_PM_07-PA5:VH,,296,8736f6c7-ad41-4b43-b4f6-e684e0d4ad20,MGUSIM_500_PM_07,Mgusim_500_Pm_07,60,1,companyAcronym= | protocolName=IEEE C37.118.2-2011 | vendorAcronym= | vendorDeviceName= | interconnectionName=,,,,10,STTP,Streaming Telemetry Transport Protocol,4,5,LTMGSSSE_1_FV_B,V,+,0,MGUSIM_500_PM_07-PA5,0.0,1.0,Mgusim_500_Pm_07 LTMGSSSE_1_FV_B + Voltage Phase Angle,0,1,1,Degrees,Phasor,VPHA,Voltage Phase Angle,PA,-98.6,37.5,PPA:7982,2021-08-06 18:04:51
} | MaximumArchiveDays=90 | DesiredRemainingSpace=500,7983,GPA_MGUSIM_500_PM_07-PM6:V,,296,8736f6c7-ad41-4b43-b4f6-e684e0d4ad20,MGUSIM_500_PM_07,Mgusim_500_Pm_07,60,1,companyAcronym= | protocolName=IEEE C37.118.2-2011 | vendorAcronym= | vendorDeviceName= | interconnectionName=,,,,10,STTP,Streaming Telemetry Transport Protocol,3,6,LTMGSSSE_1_FV_C,V,+,0,MGUSIM_500_PM_07-PM6,0.0,1.0,Mgusim_500_Pm_07 LTMGSSSE_1_FV_C + Voltage Magnitude,0,1,1,Volts,Phasor,VPHM,Voltage Magnitude,PM,-98.6,37.5,PPA:7983,2021-08-06 18:04:51
} | MaximumArchiveDays=90 | DesiredRemainingSpace=500,7984,GPA_MGUSIM_500_PM_07-PA6:VH,,296,8736f6c7-ad41-4b43-b4f6-e684e0d4ad20,MGUSIM_500_PM_07,Mgusim_500_Pm_07,60,1,companyAcronym= | protocolName=IEEE C37.118.2-2011 | vendorAcronym= | vendorDeviceName= | interconnectionName=,,,,10,STTP,Streaming Telemetry Transport Protocol,4,6,LTMGSSSE_1_FV_C,V,+,0,MGUSIM_500_PM_07-PA6,0.0,1.0,Mgusim_500_Pm_07 LTMGSSSE_1_FV_C + Voltage Phase Angle,0,1,1,Degrees,Phasor,VPHA,Voltage Phase Angle,PA,-98.6,37.5,PPA:7984,2021-08-06 18:04:51
} | MaximumArchiveDays=90 | DesiredRemainingSpace=500,7985,GPA_MGUSIM_500_PM_07-PM7:I,,296,8736f6c7-ad41-4b43-b4f6-e684e0d4ad20,MGUSIM_500_PM_07,Mgusim_500_Pm_07,60,1,companyAcronym= | protocolName=IEEE C37.118.2-2011 | vendorAcronym= | vendorDeviceName= | interconnectionName=,,,,10,STTP,Streaming Telemetry Transport Protocol,1,7,LTMGSSSE_1_FA_P,I,+,0,MGUSIM_500_PM_07-PM7,0.0,1.0,Mgusim_500_Pm_07 LTMGSSSE_1_FA_P + Current Magnitude,0,1,1,Amps,Phasor,IPHM,Current Magnitude,PM,-98.6,37.5,PPA:7985,2021-08-06 18:04:51
} | MaximumArchiveDays=90 | DesiredRemainingSpace=500,7986,GPA_MGUSIM_500_PM_07-PA7:IH,,296,8736f6c7-ad41-4b43-b4f6-e684e0d4ad20,MGUSIM_500_PM_07,Mgusim_500_Pm_07,60,1,companyAcronym= | protocolName=IEEE C37.118.2-2011 | vendorAcronym= | vendorDeviceName= | interconnectionName=,,,,10,STTP,Streaming Telemetry Transport Protocol,2,7,LTMGSSSE_1_FA_P,I,+,0,MGUSIM_500_PM_07-PA7,0.0,1.0,Mgusim_500_Pm_07 LTMGSSSE_1_FA_P + Current Phase Angle,0,1,1,Degrees,Phasor,IPHA,Current Phase Angle,PA,-98.6,37.5,PPA:7986,2021-08-06 18:04:51
} | MaximumArchiveDays=90 | DesiredRemainingSpace=500,7987,GPA_MGUSIM_500_PM_07-PM8:V,,296,8736f6c7-ad41-4b43-b4f6-e684e0d4ad20,MGUSIM_500_PM_07,Mgusim_500_Pm_07,60,1,companyAcronym= | protocolName=IEEE C37.118.2-2011 | vendorAcronym= | vendorDeviceName= | interconnectionName=,,,,10,STTP,Streaming Telemetry Transport Protocol,3,8,LTMGSSSE_1_FV_P,V,+,0,MGUSIM_500_PM_07-PM8,0.0,1.0,Mgusim_500_Pm_07 LTMGSSSE_1_FV_P + Voltage Magnitude,0,1,1,Volts,Phasor,VPHM,Voltage Magnitude,PM,-98.6,37.5,PPA:7987,2021-08-06 18:04:51
} | MaximumArchiveDays=90 | DesiredRemainingSpace=500,7988,GPA_MGUSIM_500_PM_07-PA8:VH,,296,8736f6c7-ad41-4b43-b4f6-e684e0d4ad20,MGUSIM_500_PM_07,Mgusim_500_Pm_07,60,1,companyAcronym= | protocolName=IEEE C37.118.2-2011 | vendorAcronym= | vendorDeviceName= | interconnectionName=,,,,10,STTP,Streaming Telemetry Transport Protocol,4,8,LTMGSSSE_1_FV_P,V,+,0,MGUSIM_500_PM_07-PA8,0.0,1.0,Mgusim_500_Pm_07 LTMGSSSE_1_FV_P + Voltage Phase Angle,0,1,1,Degrees,Phasor,VPHA,Voltage Phase Angle,PA,-98.6,37.5,PPA:7988,2021-08-06 18:04:51
} | MaximumArchiveDays=90 | DesiredRemainingSpace=500,7989,GPA_MGUSIM_500_PM_08:F,,297,8736f6c7-ad41-4b43-b4f6-e684e0d4ad20,MGUSIM_500_PM_08,Mgusim_500_Pm_08,60,1,companyAcronym= | protocolName=IEEE C37.118.2-2011 | vendorAcronym= | vendorDeviceName= | interconnectionName=,,,,10,STTP,Streaming Telemetry Transport Protocol,5,,,,,,MGUSIM_500_PM_08-FQ,0.0,1.0,Mgusim_500_Pm_08 Frequency,0,1,1,Hz,PMU,FREQ,Frequency,FQ,-98.6,37.5,PPA:7989,2021-08-06 18:04:51
} | MaximumArchiveDays=90 | DesiredRemainingSpace=500,7990,GPA_MGUSIM_500_PM_08:DF,,297,8736f6c7-ad41-4b43-b4f6-e684e0d4ad20,MGUSIM_500_PM_08,Mgusim_500_Pm_08,60,1,companyAcronym= | protocolName=IEEE C37.118.2-2011 | vendorAcronym= | vendorDeviceName= | interconnectionName=,,,,10,STTP,Streaming Telemetry Transport Protocol,6,,,,,,MGUSIM_500_PM_08-DF,0.0,1.0,Mgusim_500_Pm_08 Frequency Delta (dF/dt),0,1,1,,PMU,DFDT,Frequency Delta (dF/dt),DF,-98.6,37.5,PPA:7990,2021-08-06 18:04:51
} | MaximumArchiveDays=90 | DesiredRemainingSpace=500,7991,GPA_MGUSIM_500_PM_08:S,,297,8736f6c7-ad41-4b43-b4f6-e684e0d4ad20,MGUSIM_500_PM_08,Mgusim_500_Pm_08,60,1,companyAcronym= | protocolName=IEEE C37.118.2-2011 | vendorAcronym= | vendorDeviceName= | interconnectionName=,,,,10,STTP,Streaming Telemetry Transport Protocol,8,,,,,,MGUSIM_500_PM_08-SF,0.0,1.0,Mgusim_500_Pm_08 Status Flags,0,1,1,,PMU,FLAG,Status Flags,SF,-98.6,37.5,PPA:7991,2021-08-06 18:04:51
} | MaximumArchiveDays=90 | DesiredRemainingSpace=500,7992,GPA_MGUSIM_500_PM_08-PM1:I,,297,8736f6c7-ad41-4b43-b4f6-e684e0d4ad20,MGUSIM_500_PM_08,Mgusim_500_Pm_08,60,1,companyAcronym= | protocolName=IEEE C37.118.2-2011 | vendorAcronym= | vendorDeviceName= | interconnectionName=,,,,10,STTP,Streaming Telemetry Transport Protocol,1,1,LTMGEMBO_1_FA_A,I,+,0,MGUSIM_500_PM_08-PM1,0.0,1.0,Mgusim_500_Pm_08 LTMGEMBO_1_FA_A + Current Magnitude,0,1,1,Amps,Phasor,IPHM,Current Magnitude,PM,-98.6,37.5,PPA:7992,2021-08-06 18:04:51
} | MaximumArchiveDays=90 | DesiredRemainingSpace=500,7993,GPA_MGUSIM_500_PM_08-PA1:IH,,297,8736f6c7-ad41-4b43-b4f6-e684e0d4ad20,MGUSIM_500_PM_08,Mgusim_500_Pm_08,60,1,companyAcronym= | protocolName=IEEE C37.118.2-2011 | vendorAcronym= | vendorDeviceName= | interconnectionName=,,,,10,STTP,Streaming Telemetry Transport Protocol,2,1,LTMGEMBO_1_FA_A,I,+,0,MGUSIM_500_PM_08-PA1,0.0,1.0,Mgusim_500_Pm_08 LTMGEMBO_1_FA_A + Current Phase Angle,0,1,1,Degrees,Phasor,IPHA,Current Phase Angle,PA,-98.6,37.5,PPA:7993,2021-08-06 18:04:51
} | MaximumArchiveDays=90 | DesiredRemainingSpace=500,7994,GPA_MGUSIM_500_PM_08-PM2:I,,297,8736f6c7-ad41-4b43-b4f6-e684e0d4ad20,MGUSIM_500_PM_08,Mgusim_500_Pm_08,60,1,companyAcronym= | protocolName=IEEE C37.118.2-2011 | vendorAcronym= | vendorDeviceName= | interconnectionName=,,,,10,STTP,Streaming Telemetry Transport Protocol,1,2,LTMGEMBO_1_FA_B,I,+,0,MGUSIM_500_PM_08-PM2,0.0,1.0,Mgusim_500_Pm_08 LTMGEMBO_1_FA_B + Current Magnitude,0,1,1,Amps,Phasor,IPHM,Current Magnitude,PM,-98.6,37.5,PPA:7994,2021-08-06 18:04:51
} | MaximumArchiveDays=90 | DesiredRemainingSpace=500,7995,GPA_MGUSIM_500_PM_08-PA2:IH,,297,8736f6c7-ad41-4b43-b4f6-e684e0d4ad20,MGUSIM_500_PM_08,Mgusim_500_Pm_08,60,1,companyAcronym= | protocolName=IEEE C37.118.2-2011 | vendorAcronym= | vendorDeviceName= | interconnectionName=,,,,10,STTP,Streaming Telemetry Transport Protocol,2,2,LTMGEMBO_1_FA_B,I,+,0,MGUSIM_500_PM_08-PA2,0.0,1.0,Mgusim_500_Pm_08 LTMGEMBO_1_FA_B + Current Phase Angle,0,1,1,Degrees,Phasor,IPHA,Current Phase Angle,PA,-98.6,37.5,PPA:7995,2021-08-06 18:04:51
} | MaximumArchiveDays=90 | DesiredRemainingSpace=500,7996,GPA_MGUSIM_500_PM_08-PM3:I,,297,8736f6c7-ad41-4b43-b4f6-e684e0d4ad20,MGUSIM_500_PM_08,Mgusim_500_Pm_08,60,1,companyAcronym= | protocolName=IEEE C37.118.2-2011 | vendorAcronym= | vendorDeviceName= | interconnectionName=,,,,10,STTP,Streaming Telemetry Transport Protocol,1,3,LTMGEMBO_1_FA_C,I,+,0,MGUSIM_500_PM_08-PM3,0.0,1.0,Mgusim_500_Pm_08 LTMGEMBO_1_FA_C + Current Magnitude,0,1,1,Amps,Phasor,IPHM,Current Magnitude,PM,-98.6,37.5,PPA:7996,2021-08-06 18:04:51
} | MaximumArchiveDays=90 | DesiredRemainingSpace=500,7997,GPA_MGUSIM_500_PM_08-PA3:IH,,297,8736f6c7-ad41-4b43-b4f6-e684e0d4ad20,MGUSIM_500_PM_08,Mgusim_500_Pm_08,60,1,companyAcronym= | protocolName=IEEE C37.118.2-2011 | vendorAcronym= | vendorDeviceName= | interconnectionName=,,,,10,STTP,Streaming Telemetry Transport Protocol,2,3,LTMGEMBO_1_FA_C,I,+,0,MGUSIM_500_PM_08-PA3,0.0,1.0,Mgusim_500_Pm_08 LTMGEMBO_1_FA_C + Current Phase Angle,0,1,1,Degrees,Phasor,IPHA,Current Phase Angle,PA,-98.6,37.5,PPA:7997,2021-08-06 18:04:51
} | MaximumArchiveDays=90 | DesiredRemainingSpace=500,7998,GPA_MGUSIM_500_PM_08-PM4:V,,297,8736f6c7-ad41-4b43-b4f6-e684e0d4ad20,MGUSIM_500_PM_08,Mgusim_500_Pm_08,60,1,companyAcronym= | protocolName=IEEE C37.118.2-2011 | vendorAcronym= | vendorDeviceName= | interconnectionName=,,,,10,STTP,Streaming Telemetry Transport Protocol,3,4,LTMGEMBO_1_FV_A,V,+,0,MGUSIM_500_PM_08-PM4,0.0,1.0,Mgusim_500_Pm_08 LTMGEMBO_1_FV_A + Voltage Magnitude,0,1,1,Volts,Phasor,VPHM,Voltage Magnitude,PM,-98.6,37.5,PPA:7998,2021-08-06 18:04:51
} | MaximumArchiveDays=90 | DesiredRemainingSpace=500,7999,GPA_MGUSIM_500_PM_08-PA4:VH,,297,8736f6c7-ad41-4b43-b4f6-e684e0d4ad20,MGUSIM_500_PM_08,Mgusim_500_Pm_08,60,1,companyAcronym= | protocolName=IEEE C37.118.2-2011 | vendorAcronym= | vendorDeviceName= | interconnectionName=,,,,10,STTP,Streaming Telemetry Transport Protocol,4,4,LTMGEMBO_1_FV_A,V,+,0,MGUSIM_500_PM_08-PA4,0.0,1.0,Mgusim_500_Pm_08 LTMGEMBO_1_FV_A + Voltage Phase Angle,0,1,1,Degrees,Phasor,VPHA,Voltage Phase Angle,PA,-98.6,37.5,PPA:7999,2021-08-06 18:04:51
} | MaximumArchiveDays=90 | DesiredRemainingSpace=500,8000,GPA_MGUSIM_500_PM_08-PM5:V,,297,8736f6c7-ad41-4b43-b4f6-e684e0d4ad20,MGUSIM_500_PM_08,Mgusim_500_Pm_08,60,1,companyAcronym= | protocolName=IEEE C37.118.2-2011 | vendorAcronym= | vendorDeviceName= | interconnectionName=,,,,10,STTP,Streaming Telemetry Transport Protocol,3,5,LTMGEMBO_1_FV_B,V,+,0,MGUSIM_500_PM_08-PM5,0.0,1.0,Mgusim_500_Pm_08 LTMGEMBO_1_FV_B + Voltage Magnitude,0,1,1,Volts,Phasor,VPHM,Voltage Magnitude,PM,-98.6,37.5,PPA:8000,2021-08-06 18:04:51
} | MaximumArchiveDays=90 | DesiredRemainingSpace=500,8001,GPA_MGUSIM_500_PM_08-PA5:VH,,297,8736f6c7-ad41-4b43-b4f6-e684e0d4ad20,MGUSIM_500_PM_08,Mgusim_500_Pm_08,60,1,companyAcronym= | protocolName=IEEE C37.118.2-2011 | vendorAcronym= | vendorDeviceName= | interconnectionName=,,,,10,STTP,Streaming Telemetry Transport Protocol,4,5,LTMGEMBO_1_FV_B,V,+,0,MGUSIM_500_PM_08-PA5,0.0,1.0,Mgusim_500_Pm_08 LTMGEMBO_1_FV_B + Voltage Phase Angle,0,1,1,Degrees,Phasor,VPHA,Voltage Phase Angle,PA,-98.6,37.5,PPA:8001,2021-08-06 18:04:51
} | MaximumArchiveDays=90 | DesiredRemainingSpace=500,8002,GPA_MGUSIM_500_PM_08-PM6:V,,297,8736f6c7-ad41-4b43-b4f6-e684e0d4ad20,MGUSIM_500_PM_08,Mgusim_500_Pm_08,60,1,companyAcronym= | protocolName=IEEE C37.118.2-2011 | vendorAcronym= | vendorDeviceName= | interconnectionName=,,,,10,STTP,Streaming Telemetry Transport Protocol,3,6,LTMGEMBO_1_FV_C,V,+,0,MGUSIM_500_PM_08-PM6,0.0,1.0,Mgusim_500_Pm_08 LTMGEMBO_1_FV_C + Voltage Magnitude,0,1,1,Volts,Phasor,VPHM,Voltage Magnitude,PM,-98.6,37.5,PPA:8002,2021-08-06 18:04:51
} | MaximumArchiveDays=90 | DesiredRemainingSpace=500,8003,GPA_MGUSIM_500_PM_08-PA6:VH,,297,8736f6c7-ad41-4b43-b4f6-e684e0d4ad20,MGUSIM_500_PM_08,Mgusim_500_Pm_08,60,1,companyAcronym= | protocolName=IEEE C37.118.2-2011 | vendorAcronym= | vendorDeviceName= | interconnectionName=,,,,10,STTP,Streaming Telemetry Transport Protocol,4,6,LTMGEMBO_1_FV_C,V,+,0,MGUSIM_500_PM_08-PA6,0.0,1.0,Mgusim_500_Pm_08 LTMGEMBO_1_FV_C + Voltage Phase Angle,0,1,1,Degrees,Phasor,VPHA,Voltage Phase Angle,PA,-98.6,37.5,PPA:8003,2021-08-06 18:04:51
} | MaximumArchiveDays=90 | DesiredRemainingSpace=500,8004,GPA_MGUSIM_500_PM_08-PM7:I,,297,8736f6c7-ad41-4b43-b4f6-e684e0d4ad20,MGUSIM_500_PM_08,Mgusim_500_Pm_08,60,1,companyAcronym= | protocolName=IEEE C37.118.2-2011 | vendorAcronym= | vendorDeviceName= | interconnectionName=,,,,10,STTP,Streaming Telemetry Transport Protocol,1,7,LTMGEMBO_1_FA_P,I,+,0,MGUSIM_500_PM_08-PM7,0.0,1.0,Mgusim_500_Pm_08 LTMGEMBO_1_FA_P + Current Magnitude,0,1,1,Amps,Phasor,IPHM,Current Magnitude,PM,-98.6,37.5,PPA:8004,2021-08-06 18:04:51
} | MaximumArchiveDays=90 | DesiredRemainingSpace=500,8005,GPA_MGUSIM_500_PM_08-PA7:IH,,297,8736f6c7-ad41-4b43-b4f6-e684e0d4ad20,MGUSIM_500_PM_08,Mgusim_500_Pm_08,60,1,companyAcronym= | protocolName=IEEE C37.118.2-2011 | vendorAcronym= | vendorDeviceName= | interconnectionName=,,,,10,STTP,Streaming Telemetry Transport Protocol,2,7,LTMGEMBO_1_FA_P,I,+,0,MGUSIM_500_PM_08-PA7,0.0,1.0,Mgusim_500_Pm_08 LTMGEMBO_1_FA_P + Current Phase Angle,0,1,1,Degrees,Phasor,IPHA,Current Phase Angle,PA,-98.6,37.5,PPA:8005,2021-08-06 18:04:51
} | MaximumArchiveDays=90 | DesiredRemainingSpace=500,8006,GPA_MGUSIM_500_PM_08-PM8:V,,297,8736f6c7-ad41-4b43-b4f6-e684e0d4ad20,MGUSIM_500_PM_08,Mgusim_500_Pm_08,60,1,companyAcronym= | protocolName=IEEE C37.118.2-2011 | vendorAcronym= | vendorDeviceName= | interconnectionName=,,,,10,STTP,Streaming Telemetry Transport Protocol,3,8,LTMGEMBO_1_FV_P,V,+,0,MGUSIM_500_PM_08-PM8,0.0,1.0,Mgusim_500_Pm_08 LTMGEMBO_1_FV_P + Voltage Magnitude,0,1,1,Volts,Phasor,VPHM,Voltage Magnitude,PM,-98.6,37.5,PPA:8006,2021-08-06 18:04:51
} | MaximumArchiveDays=90 | DesiredRemainingSpace=500,8007,GPA_MGUSIM_500_PM_08-PA8:VH,,297,8736f6c7-ad41-4b43-b4f6-e684e0d4ad20,MGUSIM_500_PM_08,Mgusim_500_Pm_08,60,1,companyAcronym= | protocolName=IEEE C37.118.2-2011 | vendorAcronym= | vendorDeviceName= | interconnectionName=,,,,10,STTP,Streaming Telemetry Transport Protocol,4,8,LTMGEMBO_1_FV_P,V,+,0,MGUSIM_500_PM_08-PA8,0.0,1.0,Mgusim_500_Pm_08 LTMGEMBO_1_FV_P + Voltage Phase Angle,0,1,1,Degrees,Phasor,VPHA,Voltage Phase Angle,PA,-98.6,37.5,PPA:8007,2021-08-06 18:04:51
} | MaximumArchiveDays=90 | DesiredRemainingSpace=500,8008,GPA_RJSTAN_500_PM_01:F,,298,8736f6c7-ad41-4b43-b4f6-e684e0d4ad20,RJSTAN_500_PM_01,Rjstan_500_Pm_01,60,1,companyAcronym= | protocolName=IEEE C37.118.2-2011 | vendorAcronym= | vendorDeviceName= | interconnectionName=,,,,10,STTP,Streaming Telemetry Transport Protocol,5,,,,,,RJSTAN_500_PM_01-FQ,0.0,1.0,Rjstan_500_Pm_01 Frequency,0,1,1,Hz,PMU,FREQ,Frequency,FQ,-98.6,37.5,PPA:8008,2021-08-06 18:04:51
} | MaximumArchiveDays=90 | DesiredRemainingSpace=500,8009,GPA_RJSTAN_500_PM_01:DF,,298,8736f6c7-ad41-4b43-b4f6-e684e0d4ad20,RJSTAN_500_PM_01,Rjstan_500_Pm_01,60,1,companyAcronym= | protocolName=IEEE C37.118.2-2011 | vendorAcronym= | vendorDeviceName= | interconnectionName=,,,,10,STTP,Streaming Telemetry Transport Protocol,6,,,,,,RJSTAN_500_PM_01-DF,0.0,1.0,Rjstan_500_Pm_01 Frequency Delta (dF/dt),0,1,1,,PMU,DFDT,Frequency Delta (dF/dt),DF,-98.6,37.5,PPA:8009,2021-08-06 18:04:51
} | MaximumArchiveDays=90 | DesiredRemainingSpace=500,8010,GPA_RJSTAN_500_PM_01:S,,298,8736f6c7-ad41-4b43-b4f6-e684e0d4ad20,RJSTAN_500_PM_01,Rjstan_500_Pm_01,60,1,companyAcronym= | protocolName=IEEE C37.118.2-2011 | vendorAcronym= | vendorDeviceName= | interconnectionName=,,,,10,STTP,Streaming Telemetry Transport Protocol,8,,,,,,RJSTAN_500_PM_01-SF,0.0,1.0,Rjstan_500_Pm_01 Status Flags,0,1,1,,PMU,FLAG,Status Flags,SF,-98.6,37.5,PPA:8010,2021-08-06 18:04:51
} | MaximumArchiveDays=90 | DesiredRemainingSpace=500,8011,GPA_RJSTAN_500_PM_01-PM1:I,,298,8736f6c7-ad41-4b43-b4f6-e684e0d4ad20,RJSTAN_500_PM_01,Rjstan_500_Pm_01,60,1,companyAcronym= | protocolName=IEEE C37.118.2-2011 | vendorAcronym= | vendorDeviceName= | interconnectionName=,,,,10,STTP,Streaming Telemetry Transport Protocol,1,1,LTSPSTCH_1_FA_A,I,+,0,RJSTAN_500_PM_01-PM1,0.0,1.0,Rjstan_500_Pm_01 LTSPSTCH_1_FA_A + Current Magnitude,0,1,1,Amps,Phasor,IPHM,Current Magnitude,PM,-98.6,37.5,PPA:8011,2021-08-06 18:04:51
} | MaximumArchiveDays=90 | DesiredRemainingSpace=500,8012,GPA_RJSTAN_500_PM_01-PA1:IH,,298,8736f6c7-ad41-4b43-b4f6-e684e0d4ad20,RJSTAN_500_PM_01,Rjstan_500_Pm_01,60,1,companyAcronym= | protocolName=IEEE C37.118.2-2011 | vendorAcronym= | vendorDeviceName= | interconnectionName=,,,,10,STTP,Streaming Telemetry Transport Protocol,2,1,LTSPSTCH_1_FA_A,I,+,0,RJSTAN_500_PM_01-PA1,0.0,1.0,Rjstan_500_Pm_01 LTSPSTCH_1_FA_A + Current Phase Angle,0,1,1,Degrees,Phasor,IPHA,Current Phase Angle,PA,-98.6,37.5,PPA:8012,2021-08-06 18:04:51
} | MaximumArchiveDays=90 | DesiredRemainingSpace=500,8013,GPA_RJSTAN_500_PM_01-PM2:I,,298,8736f6c7-ad41-4b43-b4f6-e684e0d4ad20,RJSTAN_500_PM_01,Rjstan_500_Pm_01,60,1,companyAcronym= | protocolName=IEEE C37.118.2-2011 | vendorAcronym= | vendorDeviceName= | interconnectionName=,,,,10,STTP,Streaming Telemetry Transport Protocol,1,2,LTSPSTCH_1_FA_B,I,+,0,RJSTAN_500_PM_01-PM2,0.0,1.0,Rjstan_500_Pm_01 LTSPSTCH_1_FA_B + Current Magnitude,0,1,1,Amps,Phasor,IPHM,Current Magnitude,PM,-98.6,37.5,PPA:8013,2021-08-06 18:04:51
} | MaximumArchiveDays=90 | DesiredRemainingSpace=500,8014,GPA_RJSTAN_500_PM_01-PA2:IH,,298,8736f6c7-ad41-4b43-b4f6-e684e0d4ad20,RJSTAN_500_PM_01,Rjstan_500_Pm_01,60,1,companyAcronym= | protocolName=IEEE C37.118.2-2011 | vendorAcronym= | vendorDeviceName= | interconnectionName=,,,,10,STTP,Streaming Telemetry Transport Protocol,2,2,LTSPSTCH_1_FA_B,I,+,0,RJSTAN_500_PM_01-PA2,0.0,1.0,Rjstan_500_Pm_01 LTSPSTCH_1_FA_B + Current Phase Angle,0,1,1,Degrees,Phasor,IPHA,Current Phase Angle,PA,-98.6,37.5,PPA:8014,2021-08-06 18:04:51
} | MaximumArchiveDays=90 | DesiredRemainingSpace=500,8015,GPA_RJSTAN_500_PM_01-PM3:I,,298,8736f6c7-ad41-4b43-b4f6-e684e0d4ad20,RJSTAN_500_PM_01,Rjstan_500_Pm_01,60,1,companyAcronym= | protocolName=IEEE C37.118.2-2011 | vendorAcronym= | vendorDeviceName= | interconnectionName=,,,,10,STTP,Streaming Telemetry Transport Protocol,1,3,LTSPSTCH_1_FA_C,I,+,0,RJSTAN_500_PM_01-PM3,0.0,1.0,Rjstan_500_Pm_01 LTSPSTCH_1_FA_C + Current Magnitude,0,1,1,Amps,Phasor,IPHM,Current Magnitude,PM,-98.6,37.5,PPA:8015,2021-08-06 18:04:51
} | MaximumArchiveDays=90 | DesiredRemainingSpace=500,8016,GPA_RJSTAN_500_PM_01-PA3:IH,,298,8736f6c7-ad41-4b43-b4f6-e684e0d4ad20,RJSTAN_500_PM_01,Rjstan_500_Pm_01,60,1,companyAcronym= | protocolName=IEEE C37.118.2-2011 | vendorAcronym= | vendorDeviceName= | interconnectionName=,,,,10,STTP,Streaming Telemetry Transport Protocol,2,3,LTSPSTCH_1_FA_C,I,+,0,RJSTAN_500_PM_01-PA3,0.0,1.0,Rjstan_500_Pm_01 LTSPSTCH_1_FA_C + Current Phase Angle,0,1,1,Degrees,Phasor,IPHA,Current Phase Angle,PA,-98.6,37.5,PPA:8016,2021-08-06 18:04:51
} | MaximumArchiveDays=90 | DesiredRemainingSpace=500,8017,GPA_RJSTAN_500_PM_01-PM4:V,,298,8736f6c7-ad41-4b43-b4f6-e684e0d4ad20,RJSTAN_500_PM_01,Rjstan_500_Pm_01,60,1,companyAcronym= | protocolName=IEEE C37.118.2-2011 | vendorAcronym= | vendorDeviceName= | interconnectionName=,,,,10,STTP,Streaming Telemetry Transport Protocol,3,4,LTSPSTCH_1_FV_A,V,+,0,RJSTAN_500_PM_01-PM4,0.0,1.0,Rjstan_500_Pm_01 LTSPSTCH_1_FV_A + Voltage Magnitude,0,1,1,Volts,Phasor,VPHM,Voltage Magnitude,PM,-98.6,37.5,PPA:8017,2021-08-06 18:04:51
} | MaximumArchiveDays=90 | DesiredRemainingSpace=500,8018,GPA_RJSTAN_500_PM_01-PA4:VH,,298,8736f6c7-ad41-4b43-b4f6-e684e0d4ad20,RJSTAN_500_PM_01,Rjstan_500_Pm_01,60,1,companyAcronym= | protocolName=IEEE C37.118.2-2011 | vendorAcronym= | vendorDeviceName= | interconnectionName=,,,,10,STTP,Streaming Telemetry Transport Protocol,4,4,LTSPSTCH_1_FV_A,V,+,0,RJSTAN_500_PM_01-PA4,0.0,1.0,Rjstan_500_Pm_01 LTSPSTCH_1_FV_A + Voltage Phase Angle,0,1,1,Degrees,Phasor,VPHA,Voltage Phase Angle,PA,-98.6,37.5,PPA:8018,2021-08-06 18:04:51
} | MaximumArchiveDays=90 | DesiredRemainingSpace=500,8019,GPA_RJSTAN_500_PM_01-PM5:V,,298,8736f6c7-ad41-4b43-b4f6-e684e0d4ad20,RJSTAN_500_PM_01,Rjstan_500_Pm_01,60,1,companyAcronym= | protocolName=IEEE C37.118.2-2011 | vendorAcronym= | vendorDeviceName= | interconnectionName=,,,,10,STTP,Streaming Telemetry Transport Protocol,3,5,LTSPSTCH_1_FV_B,V,+,0,RJSTAN_500_PM_01-PM5,0.0,1.0,Rjstan_500_Pm_01 LTSPSTCH_1_FV_B + Voltage Magnitude,0,1,1,Volts,Phasor,VPHM,Voltage Magnitude,PM,-98.6,37.5,PPA:8019,2021-08-06 18:04:51
} | MaximumArchiveDays=90 | DesiredRemainingSpace=500,8020,GPA_RJSTAN_500_PM_01-PA5:VH,,298,8736f6c7-ad41-4b43-b4f6-e684e0d4ad20,RJSTAN_500_PM_01,Rjstan_500_Pm_01,60,1,companyAcronym= | protocolName=IEEE C37.118.2-2011 | vendorAcronym= | vendorDeviceName= | interconnectionName=,,,,10,STTP,Streaming Telemetry Transport Protocol,4,5,LTSPSTCH_1_FV_B,V,+,0,RJSTAN_500_PM_01-PA5,0.0,1.0,Rjstan_500_Pm_01 LTSPSTCH_1_FV_B + Voltage Phase Angle,0,1,1,Degrees,Phasor,VPHA,Voltage Phase Angle,PA,-98.6,37.5,PPA:8020,2021-08-06 18:04:51
} | MaximumArchiveDays=90 | DesiredRemainingSpace=500,8021,GPA_RJSTAN_500_PM_01-PM6:V,,298,8736f6c7-ad41-4b43-b4f6-e684e0d4ad20,RJSTAN_500_PM_01,Rjstan_500_Pm_01,60,1,companyAcronym= | protocolName=IEEE C37.118.2-2011 | vendorAcronym= | vendorDeviceName= | interconnectionName=,,,,10,STTP,Streaming Telemetry Transport Protocol,3,6,LTSPSTCH_1_FV_C,V,+,0,RJSTAN_500_PM_01-PM6,0.0,1.0,Rjstan_500_Pm_01 LTSPSTCH_1_FV_C + Voltage Magnitude,0,1,1,Volts,Phasor,VPHM,Voltage Magnitude,PM,-98.6,37.5,PPA:8021,2021-08-06 18:04:51
} | MaximumArchiveDays=90 | DesiredRemainingSpace=500,8022,GPA_RJSTAN_500_PM_01-PA6:VH,,298,8736f6c7-ad41-4b43-b4f6-e684e0d4ad20,RJSTAN_500_PM_01,Rjstan_500_Pm_01,60,1,companyAcronym= | protocolName=IEEE C37.118.2-2011 | vendorAcronym= | vendorDeviceName= | interconnectionName=,,,,10,STTP,Streaming Telemetry Transport Protocol,4,6,LTSPSTCH_1_FV_C,V,+,0,RJSTAN_500_PM_01-PA6,0.0,1.0,Rjstan_500_Pm_01 LTSPSTCH_1_FV_C + Voltage Phase Angle,0,1,1,Degrees,Phasor,VPHA,Voltage Phase Angle,PA,-98.6,37.5,PPA:8022,2021-08-06 18:04:51
} | MaximumArchiveDays=90 | DesiredRemainingSpace=500,8023,GPA_RJSTAN_500_PM_01-PM7:I,,298,8736f6c7-ad41-4b43-b4f6-e684e0d4ad20,RJSTAN_500_PM_01,Rjstan_500_Pm_01,60,1,companyAcronym= | protocolName=IEEE C37.118.2-2011 | vendorAcronym= | vendorDeviceName= | interconnectionName=,,,,10,STTP,Streaming Telemetry Transport Protocol,1,7,LTSPSTCH_1_FA_P,I,+,0,RJSTAN_500_PM_01-PM7,0.0,1.0,Rjstan_500_Pm_01 LTSPSTCH_1_FA_P + Current Magnitude,0,1,1,Amps,Phasor,IPHM,Current Magnitude,PM,-98.6,37.5,PPA:8023,2021-08-06 18:04:51
} | MaximumArchiveDays=90 | DesiredRemainingSpace=500,8024,GPA_RJSTAN_500_PM_01-PA7:IH,,298,8736f6c7-ad41-4b43-b4f6-e684e0d4ad20,RJSTAN_500_PM_01,Rjstan_500_Pm_01,60,1,companyAcronym= | protocolName=IEEE C37.118.2-2011 | vendorAcronym= | vendorDeviceName= | interconnectionName=,,,,10,STTP,Streaming Telemetry Transport Protocol,2,7,LTSPSTCH_1_FA_P,I,+,0,RJSTAN_500_PM_01-PA7,0.0,1.0,Rjstan_500_Pm_01 LTSPSTCH_1_FA_P + Current Phase Angle,0,1,1,Degrees,Phasor,IPHA,Current Phase Angle,PA,-98.6,37.5,PPA:8024,2021-08-06 18:04:51
} | MaximumArchiveDays=90 | DesiredRemainingSpace=500,8025,GPA_RJSTAN_500_PM_01-PM8:V,,298,8736f6c7-ad41-4b43-b4f6-e684e0d4ad20,RJSTAN_500_PM_01,Rjstan_500_Pm_01,60,1,companyAcronym= | protocolName=IEEE C37.118.2-2011 | vendorAcronym= | vendorDeviceName= | interconnectionName=,,,,10,STTP,Streaming Telemetry Transport Protocol,3,8,LTSPSTCH_1_FV_P,V,+,0,RJSTAN_500_PM_01-PM8,0.0,1.0,Rjstan_500_Pm_01 LTSPSTCH_1_FV_P + Voltage Magnitude,0,1,1,Volts,Phasor,VPHM,Voltage Magnitude,PM,-98.6,37.5,PPA:8025,2021-08-06 18:04:51
} | MaximumArchiveDays=90 | DesiredRemainingSpace=500,8026,GPA_RJSTAN_500_PM_01-PA8:VH,,298,8736f6c7-ad41-4b43-b4f6-e684e0d4ad20,RJSTAN_500_PM_01,Rjstan_500_Pm_01,60,1,companyAcronym= | protocolName=IEEE C37.118.2-2011 | vendorAcronym= | vendorDeviceName= | interconnectionName=,,,,10,STTP,Streaming Telemetry Transport Protocol,4,8,LTSPSTCH_1_FV_P,V,+,0,RJSTAN_500_PM_01-PA8,0.0,1.0,Rjstan_500_Pm_01 LTSPSTCH_1_FV_P + Voltage Phase Angle,0,1,1,Degrees,Phasor,VPHA,Voltage Phase Angle,PA,-98.6,37.5,PPA:8026,2021-08-06 18:04:51
} | MaximumArchiveDays=90 | DesiredRemainingSpace=500,8027,GPA_RJSTAN_500_PM_02:F,,299,8736f6c7-ad41-4b43-b4f6-e684e0d4ad20,RJSTAN_500_PM_02,Rjstan_500_Pm_02,60,1,companyAcronym= | protocolName=IEEE C37.118.2-2011 | vendorAcronym= | vendorDeviceName= | interconnectionName=,,,,10,STTP,Streaming Telemetry Transport Protocol,5,,,,,,RJSTAN_500_PM_02-FQ,0.0,1.0,Rjstan_500_Pm_02 Frequency,0,1,1,Hz,PMU,FREQ,Frequency,FQ,-98.6,37.5,PPA:8027,2021-08-06 18:04:51
} | MaximumArchiveDays=90 | DesiredRemainingSpace=500,8028,GPA_RJSTAN_500_PM_02:DF,,299,8736f6c7-ad41-4b43-b4f6-e684e0d4ad20,RJSTAN_500_PM_02,Rjstan_500_Pm_02,60,1,companyAcronym= | protocolName=IEEE C37.118.2-2011 | vendorAcronym= | vendorDeviceName= | interconnectionName=,,,,10,STTP,Streaming Telemetry Transport Protocol,6,,,,,,RJSTAN_500_PM_02-DF,0.0,1.0,Rjstan_500_Pm_02 Frequency Delta (dF/dt),0,1,1,,PMU,DFDT,Frequency Delta (dF/dt),DF,-98.6,37.5,PPA:8028,2021-08-06 18:04:51
} | MaximumArchiveDays=90 | DesiredRemainingSpace=500,8029,GPA_RJSTAN_500_PM_02:S,,299,8736f6c7-ad41-4b43-b4f6-e684e0d4ad20,RJSTAN_500_PM_02,Rjstan_500_Pm_02,60,1,companyAcronym= | protocolName=IEEE C37.118.2-2011 | vendorAcronym= | vendorDeviceName= | interconnectionName=,,,,10,STTP,Streaming Telemetry Transport Protocol,8,,,,,,RJSTAN_500_PM_02-SF,0.0,1.0,Rjstan_500_Pm_02 Status Flags,0,1,1,,PMU,FLAG,Status Flags,SF,-98.6,37.5,PPA:8029,2021-08-06 18:04:51
} | MaximumArchiveDays=90 | DesiredRemainingSpace=500,8030,GPA_RJSTAN_500_PM_02-PM1:I,,299,8736f6c7-ad41-4b43-b4f6-e684e0d4ad20,RJSTAN_500_PM_02,Rjstan_500_Pm_02,60,1,companyAcronym= | protocolName=IEEE C37.118.2-2011 | vendorAcronym= | vendorDeviceName= | interconnectionName=,,,,10,STTP,Streaming Telemetry Transport Protocol,1,1,LTRJNVI_1_FA_A,I,+,0,RJSTAN_500_PM_02-PM1,0.0,1.0,Rjstan_500_Pm_02 LTRJNVI_1_FA_A + Current Magnitude,0,1,1,Amps,Phasor,IPHM,Current Magnitude,PM,-98.6,37.5,PPA:8030,2021-08-06 18:04:51
} | MaximumArchiveDays=90 | DesiredRemainingSpace=500,8031,GPA_RJSTAN_500_PM_02-PA1:IH,,299,8736f6c7-ad41-4b43-b4f6-e684e0d4ad20,RJSTAN_500_PM_02,Rjstan_500_Pm_02,60,1,companyAcronym= | protocolName=IEEE C37.118.2-2011 | vendorAcronym= | vendorDeviceName= | interconnectionName=,,,,10,STTP,Streaming Telemetry Transport Protocol,2,1,LTRJNVI_1_FA_A,I,+,0,RJSTAN_500_PM_02-PA1,0.0,1.0,Rjstan_500_Pm_02 LTRJNVI_1_FA_A + Current Phase Angle,0,1,1,Degrees,Phasor,IPHA,Current Phase Angle,PA,-98.6,37.5,PPA:8031,2021-08-06 18:04:51
} | MaximumArchiveDays=90 | DesiredRemainingSpace=500,8032,GPA_RJSTAN_500_PM_02-PM2:I,,299,8736f6c7-ad41-4b43-b4f6-e684e0d4ad20,RJSTAN_500_PM_02,Rjstan_500_Pm_02,60,1,companyAcronym= | protocolName=IEEE C37.118.2-2011 | vendorAcronym= | vendorDeviceName= | interconnectionName=,,,,10,STTP,Streaming Telemetry Transport Protocol,1,2,LTRJNVI_1_FA_B,I,+,0,RJSTAN_500_PM_02-PM2,0.0,1.0,Rjstan_500_Pm_02 LTRJNVI_1_FA_B + Current Magnitude,0,1,1,Amps,Phasor,IPHM,Current Magnitude,PM,-98.6,37.5,PPA:8032,2021-08-06 18:04:51
} | MaximumArchiveDays=90 | DesiredRemainingSpace=500,8033,GPA_RJSTAN_500_PM_02-PA2:IH,,299,8736f6c7-ad41-4b43-b4f6-e684e0d4ad20,RJSTAN_500_PM_02,Rjstan_500_Pm_02,60,1,companyAcronym= | protocolName=IEEE C37.118.2-2011 | vendorAcronym= | vendorDeviceName= | interconnectionName=,,,,10,STTP,Streaming Telemetry Transport Protocol,2,2,LTRJNVI_1_FA_B,I,+,0,RJSTAN_500_PM_02-PA2,0.0,1.0,Rjstan_500_Pm_02 LTRJNVI_1_FA_B + Current Phase Angle,0,1,1,Degrees,Phasor,IPHA,Current Phase Angle,PA,-98.6,37.5,PPA:8033,2021-08-06 18:04:51
} | MaximumArchiveDays=90 | DesiredRemainingSpace=500,8034,GPA_RJSTAN_500_PM_02-PM3:I,,299,8736f6c7-ad41-4b43-b4f6-e684e0d4ad20,RJSTAN_500_PM_02,Rjstan_500_Pm_02,60,1,companyAcronym= | protocolName=IEEE C37.118.2-2011 | vendorAcronym= | vendorDeviceName= | interconnectionName=,,,,10,STTP,Streaming Telemetry Transport Protocol,1,3,LTRJNVI_1_FA_C,I,+,0,RJSTAN_500_PM_02-PM3,0.0,1.0,Rjstan_500_Pm_02 LTRJNVI_1_FA_C + Current Magnitude,0,1,1,Amps,Phasor,IPHM,Current Magnitude,PM,-98.6,37.5,PPA:8034,2021-08-06 18:04:51
} | MaximumArchiveDays=90 | DesiredRemainingSpace=500,8035,GPA_RJSTAN_500_PM_02-PA3:IH,,299,8736f6c7-ad41-4b43-b4f6-e684e0d4ad20,RJSTAN_500_PM_02,Rjstan_500_Pm_02,60,1,companyAcronym= | protocolName=IEEE C37.118.2-2011 | vendorAcronym= | vendorDeviceName= | interconnectionName=,,,,10,STTP,Streaming Telemetry Transport Protocol,2,3,LTRJNVI_1_FA_C,I,+,0,RJSTAN_500_PM_02-PA3,0.0,1.0,Rjstan_500_Pm_02 LTRJNVI_1_FA_C + Current Phase Angle,0,1,1,Degrees,Phasor,IPHA,Current Phase Angle,PA,-98.6,37.5,PPA:8035,2021-08-06 18:04:51
} | MaximumArchiveDays=90 | DesiredRemainingSpace=500,8036,GPA_RJSTAN_500_PM_02-PM4:V,,299,8736f6c7-ad41-4b43-b4f6-e684e0d4ad20,RJSTAN_500_PM_02,Rjstan_500_Pm_02,60,1,companyAcronym= | protocolName=IEEE C37.118.2-2011 | vendorAcronym= | vendorDeviceName= | interconnectionName=,,,,10,STTP,Streaming Telemetry Transport Protocol,3,4,LTRJNVI_1_FV_A,V,+,0,RJSTAN_500_PM_02-PM4,0.0,1.0,Rjstan_500_Pm_02 LTRJNVI_1_FV_A + Voltage Magnitude,0,1,1,Volts,Phasor,VPHM,Voltage Magnitude,PM,-98.6,37.5,PPA:8036,2021-08-06 18:04:51
} | MaximumArchiveDays=90 | DesiredRemainingSpace=500,8037,GPA_RJSTAN_500_PM_02-PA4:VH,,299,8736f6c7-ad41-4b43-b4f6-e684e0d4ad20,RJSTAN_500_PM_02,Rjstan_500_Pm_02,60,1,companyAcronym= | protocolName=IEEE C37.118.2-2011 | vendorAcronym= | vendorDeviceName= | interconnectionName=,,,,10,STTP,Streaming Telemetry Transport Protocol,4,4,LTRJNVI_1_FV_A,V,+,0,RJSTAN_500_PM_02-PA4,0.0,1.0,Rjstan_500_Pm_02 LTRJNVI_1_FV_A + Voltage Phase Angle,0,1,1,Degrees,Phasor,VPHA,Voltage Phase Angle,PA,-98.6,37.5,PPA:8037,2021-08-06 18:04:51
} | MaximumArchiveDays=90 | DesiredRemainingSpace=500,8038,GPA_RJSTAN_500_PM_02-PM5:V,,299,8736f6c7-ad41-4b43-b4f6-e684e0d4ad20,RJSTAN_500_PM_02,Rjstan_500_Pm_02,60,1,companyAcronym= | protocolName=IEEE C37.118.2-2011 | vendorAcronym= | vendorDeviceName= | interconnectionName=,,,,10,STTP,Streaming Telemetry Transport Protocol,3,5,LTRJNVI_1_FV_B,V,+,0,RJSTAN_500_PM_02-PM5,0.0,1.0,Rjstan_500_Pm_02 LTRJNVI_1_FV_B + Voltage Magnitude,0,1,1,Volts,Phasor,VPHM,Voltage Magnitude,PM,-98.6,37.5,PPA:8038,2021-08-06 18:04:51
} | MaximumArchiveDays=90 | DesiredRemainingSpace=500,8039,GPA_RJSTAN_500_PM_02-PA5:VH,,299,8736f6c7-ad41-4b43-b4f6-e684e0d4ad20,RJSTAN_500_PM_02,Rjstan_500_Pm_02,60,1,companyAcronym= | protocolName=IEEE C37.118.2-2011 | vendorAcronym= | vendorDeviceName= | interconnectionName=,,,,10,STTP,Streaming Telemetry Transport Protocol,4,5,LTRJNVI_1_FV_B,V,+,0,RJSTAN_500_PM_02-PA5,0.0,1.0,Rjstan_500_Pm_02 LTRJNVI_1_FV_B + Voltage Phase Angle,0,1,1,Degrees,Phasor,VPHA,Voltage Phase Angle,PA,-98.6,37.5,PPA:8039,2021-08-06 18:04:51
} | MaximumArchiveDays=90 | DesiredRemainingSpace=500,8040,GPA_RJSTAN_500_PM_02-PM6:V,,299,8736f6c7-ad41-4b43-b4f6-e684e0d4ad20,RJSTAN_500_PM_02,Rjstan_500_Pm_02,60,1,companyAcronym= | protocolName=IEEE C37.118.2-2011 | vendorAcronym= | vendorDeviceName= | interconnectionName=,,,,10,STTP,Streaming Telemetry Transport Protocol,3,6,LTRJNVI_1_FV_C,V,+,0,RJSTAN_500_PM_02-PM6,0.0,1.0,Rjstan_500_Pm_02 LTRJNVI_1_FV_C + Voltage Magnitude,0,1,1,Volts,Phasor,VPHM,Voltage Magnitude,PM,-98.6,37.5,PPA:8040,2021-08-06 18:04:51
} | MaximumArchiveDays=90 | DesiredRemainingSpace=500,8041,GPA_RJSTAN_500_PM_02-PA6:VH,,299,8736f6c7-ad41-4b43-b4f6-e684e0d4ad20,RJSTAN_500_PM_02,Rjstan_500_Pm_02,60,1,companyAcronym= | protocolName=IEEE C37.118.2-2011 | vendorAcronym= | vendorDeviceName= | interconnectionName=,,,,10,STTP,Streaming Telemetry Transport Protocol,4,6,LTRJNVI_1_FV_C,V,+,0,RJSTAN_500_PM_02-PA6,0.0,1.0,Rjstan_500_Pm_02 LTRJNVI_1_FV_C + Voltage Phase Angle,0,1,1,Degrees,Phasor,VPHA,Voltage Phase Angle,PA,-98.6,37.5,PPA:8041,2021-08-06 18:04:51
} | MaximumArchiveDays=90 | DesiredRemainingSpace=500,8042,GPA_RJSTAN_500_PM_02-PM7:I,,299,8736f6c7-ad41-4b43-b4f6-e684e0d4ad20,RJSTAN_500_PM_02,Rjstan_500_Pm_02,60,1,companyAcronym= | protocolName=IEEE C37.118.2-2011 | vendorAcronym= | vendorDeviceName= | interconnectionName=,,,,10,STTP,Streaming Telemetry Transport Protocol,1,7,LTRJNVI_1_FA_P,I,+,0,RJSTAN_500_PM_02-PM7,0.0,1.0,Rjstan_500_Pm_02 LTRJNVI_1_FA_P + Current Magnitude,0,1,1,Amps,Phasor,IPHM,Current Magnitude,PM,-98.6,37.5,PPA:8042,2021-08-06 18:04:51
} | MaximumArchiveDays=90 | DesiredRemainingSpace=500,8043,GPA_RJSTAN_500_PM_02-PA7:IH,,299,8736f6c7-ad41-4b43-b4f6-e684e0d4ad20,RJSTAN_500_PM_02,Rjstan_500_Pm_02,60,1,companyAcronym= | protocolName=IEEE C37.118.2-2011 | vendorAcronym= | vendorDeviceName= | interconnectionName=,,,,10,STTP,Streaming Telemetry Transport Protocol,2,7,LTRJNVI_1_FA_P,I,+,0,RJSTAN_500_PM_02-PA7,0.0,1.0,Rjstan_500_Pm_02 LTRJNVI_1_FA_P + Current Phase Angle,0,1,1,Degrees,Phasor,IPHA,Current Phase Angle,PA,-98.6,37.5,PPA:8043,2021-08-06 18:04:51
} | MaximumArchiveDays=90 | DesiredRemainingSpace=500,8044,GPA_RJSTAN_500_PM_02-PM8:V,,299,8736f6c7-ad41-4b43-b4f6-e684e0d4ad20,RJSTAN_500_PM_02,Rjstan_500_Pm_02,60,1,companyAcronym= | protocolName=IEEE C37.118.2-2011 | vendorAcronym= | vendorDeviceName= | interconnectionName=,,,,10,STTP,Streaming Telemetry Transport Protocol,3,8,LTRJNVI_1_FV_P,V,+,0,RJSTAN_500_PM_02-PM8,0.0,1.0,Rjstan_500_Pm_02 LTRJNVI_1_FV_P + Voltage Magnitude,0,1,1,Volts,Phasor,VPHM,Voltage Magnitude,PM,-98.6,37.5,PPA:8044,2021-08-06 18:04:51
} | MaximumArchiveDays=90 | DesiredRemainingSpace=500,8045,GPA_RJSTAN_500_PM_02-PA8:VH,,299,8736f6c7-ad41-4b43-b4f6-e684e0d4ad20,RJSTAN_500_PM_02,Rjstan_500_Pm_02,60,1,companyAcronym= | protocolName=IEEE C37.118.2-2011 | vendorAcronym= | vendorDeviceName= | interconnectionName=,,,,10,STTP,Streaming Telemetry Transport Protocol,4,8,LTRJNVI_1_FV_P,V,+,0,RJSTAN_500_PM_02-PA8,0.0,1.0,Rjstan_500_Pm_02 LTRJNVI_1_FV_P + Voltage Phase Angle,0,1,1,Degrees,Phasor,VPHA,Voltage Phase Angle,PA,-98.6,37.5,PPA:8045,2021-08-06 18:04:51
} | MaximumArchiveDays=90 | DesiredRemainingSpace=500,8046,GPA_RJSTAN_500_PM_03:F,,300,8736f6c7-ad41-4b43-b4f6-e684e0d4ad20,RJSTAN_500_PM_03,Rjstan_500_Pm_03,60,1,companyAcronym= | protocolName=IEEE C37.118.2-2011 | vendorAcronym= | vendorDeviceName= | interconnectionName=,,,,10,STTP,Streaming Telemetry Transport Protocol,5,,,,,,RJSTAN_500_PM_03-FQ,0.0,1.0,Rjstan_500_Pm_03 Frequency,0,1,1,Hz,PMU,FREQ,Frequency,FQ,-98.6,37.5,PPA:8046,2021-08-06 18:04:51
} | MaximumArchiveDays=90 | DesiredRemainingSpace=500,8047,GPA_RJSTAN_500_PM_03:DF,,300,8736f6c7-ad41-4b43-b4f6-e684e0d4ad20,RJSTAN_500_PM_03,Rjstan_500_Pm_03,60,1,companyAcronym= | protocolName=IEEE C37.118.2-2011 | vendorAcronym= | vendorDeviceName= | interconnectionName=,,,,10,STTP,Streaming Telemetry Transport Protocol,6,,,,,,RJSTAN_500_PM_03-DF,0.0,1.0,Rjstan_500_Pm_03 Frequency Delta (dF/dt),0,1,1,,PMU,DFDT,Frequency Delta (dF/dt),DF,-98.6,37.5,PPA:8047,2021-08-06 18:04:51
} | MaximumArchiveDays=90 | DesiredRemainingSpace=500,8048,GPA_RJSTAN_500_PM_03:S,,300,8736f6c7-ad41-4b43-b4f6-e684e0d4ad20,RJSTAN_500_PM_03,Rjstan_500_Pm_03,60,1,companyAcronym= | protocolName=IEEE C37.118.2-2011 | vendorAcronym= | vendorDeviceName= | interconnectionName=,,,,10,STTP,Streaming Telemetry Transport Protocol,8,,,,,,RJSTAN_500_PM_03-SF,0.0,1.0,Rjstan_500_Pm_03 Status Flags,0,1,1,,PMU,FLAG,Status Flags,SF,-98.6,37.5,PPA:8048,2021-08-06 18:04:51
} | MaximumArchiveDays=90 | DesiredRemainingSpace=500,8049,GPA_RJSTAN_500_PM_03-PM1:I,,300,8736f6c7-ad41-4b43-b4f6-e684e0d4ad20,RJSTAN_500_PM_03,Rjstan_500_Pm_03,60,1,companyAcronym= | protocolName=IEEE C37.118.2-2011 | vendorAcronym= | vendorDeviceName= | interconnectionName=,,,,10,STTP,Streaming Telemetry Transport Protocol,1,1,LTRJSTZO_1_FA_A,I,+,0,RJSTAN_500_PM_03-PM1,0.0,1.0,Rjstan_500_Pm_03 LTRJSTZO_1_FA_A + Current Magnitude,0,1,1,Amps,Phasor,IPHM,Current Magnitude,PM,-98.6,37.5,PPA:8049,2021-08-06 18:04:51
} | MaximumArchiveDays=90 | DesiredRemainingSpace=500,8050,GPA_RJSTAN_500_PM_03-PA1:IH,,300,8736f6c7-ad41-4b43-b4f6-e684e0d4ad20,RJSTAN_500_PM_03,Rjstan_500_Pm_03,60,1,companyAcronym= | protocolName=IEEE C37.118.2-2011 | vendorAcronym= | vendorDeviceName= | interconnectionName=,,,,10,STTP,Streaming Telemetry Transport Protocol,2,1,LTRJSTZO_1_FA_A,I,+,0,RJSTAN_500_PM_03-PA1,0.0,1.0,Rjstan_500_Pm_03 LTRJSTZO_1_FA_A + Current Phase Angle,0,1,1,Degrees,Phasor,IPHA,Current Phase Angle,PA,-98.6,37.5,PPA:8050,2021-08-06 18:04:51
} | MaximumArchiveDays=90 | DesiredRemainingSpace=500,8051,GPA_RJSTAN_500_PM_03-PM2:I,,300,8736f6c7-ad41-4b43-b4f6-e684e0d4ad20,RJSTAN_500_PM_03,Rjstan_500_Pm_03,60,1,companyAcronym= | protocolName=IEEE C37.118.2-2011 | vendorAcronym= | vendorDeviceName= | interconnectionName=,,,,10,STTP,Streaming Telemetry Transport Protocol,1,2,LTRJSTZO_1_FA_B,I,+,0,RJSTAN_500_PM_03-PM2,0.0,1.0,Rjstan_500_Pm_03 LTRJSTZO_1_FA_B + Current Magnitude,0,1,1,Amps,Phasor,IPHM,Current Magnitude,PM,-98.6,37.5,PPA:8051,2021-08-06 18:04:51
} | MaximumArchiveDays=90 | DesiredRemainingSpace=500,8052,GPA_RJSTAN_500_PM_03-PA2:IH,,300,8736f6c7-ad41-4b43-b4f6-e684e0d4ad20,RJSTAN_500_PM_03,Rjstan_500_Pm_03,60,1,companyAcronym= | protocolName=IEEE C37.118.2-2011 | vendorAcronym= | vendorDeviceName= | interconnectionName=,,,,10,STTP,Streaming Telemetry Transport Protocol,2,2,LTRJSTZO_1_FA_B,I,+,0,RJSTAN_500_PM_03-PA2,0.0,1.0,Rjstan_500_Pm_03 LTRJSTZO_1_FA_B + Current Phase Angle,0,1,1,Degrees,Phasor,IPHA,Current Phase Angle,PA,-98.6,37.5,PPA:8052,2021-08-06 18:04:51
} | MaximumArchiveDays=90 | DesiredRemainingSpace=500,8053,GPA_RJSTAN_500_PM_03-PM3:I,,300,8736f6c7-ad41-4b43-b4f6-e684e0d4ad20,RJSTAN_500_PM_03,Rjstan_500_Pm_03,60,1,companyAcronym= | protocolName=IEEE C37.118.2-2011 | vendorAcronym= | vendorDeviceName= | interconnectionName=,,,,10,STTP,Streaming Telemetry Transport Protocol,1,3,LTRJSTZO_1_FA_C,I,+,0,RJSTAN_500_PM_03-PM3,0.0,1.0,Rjstan_500_Pm_03 LTRJSTZO_1_FA_C + Current Magnitude,0,1,1,Amps,Phasor,IPHM,Current Magnitude,PM,-98.6,37.5,PPA:8053,2021-08-06 18:04:51
} | MaximumArchiveDays=90 | DesiredRemainingSpace=500,8054,GPA_RJSTAN_500_PM_03-PA3:IH,,300,8736f6c7-ad41-4b43-b4f6-e684e0d4ad20,RJSTAN_500_PM_03,Rjstan_500_Pm_03,60,1,companyAcronym= | protocolName=IEEE C37.118.2-2011 | vendorAcronym= | vendorDeviceName= | interconnectionName=,,,,10,STTP,Streaming Telemetry Transport Protocol,2,3,LTRJSTZO_1_FA_C,I,+,0,RJSTAN_500_PM_03-PA3,0.0,1.0,Rjstan_500_Pm_03 LTRJSTZO_1_FA_C + Current Phase Angle,0,1,1,Degrees,Phasor,IPHA,Current Phase Angle,PA,-98.6,37.5,PPA:8054,2021-08-06 18:04:51
} | MaximumArchiveDays=90 | DesiredRemainingSpace=500,8055,GPA_RJSTAN_500_PM_03-PM4:V,,300,8736f6c7-ad41-4b43-b4f6-e684e0d4ad20,RJSTAN_500_PM_03,Rjstan_500_Pm_03,60,1,companyAcronym= | protocolName=IEEE C37.118.2-2011 | vendorAcronym= | vendorDeviceName= | interconnectionName=,,,,10,STTP,Streaming Telemetry Transport Protocol,3,4,LTRJSTZO_1_FV_A,V,+,0,RJSTAN_500_PM_03-PM4,0.0,1.0,Rjstan_500_Pm_03 LTRJSTZO_1_FV_A + Voltage Magnitude,0,1,1,Volts,Phasor,VPHM,Voltage Magnitude,PM,-98.6,37.5,PPA:8055,2021-08-06 18:04:51
} | MaximumArchiveDays=90 | DesiredRemainingSpace=500,8056,GPA_RJSTAN_500_PM_03-PA4:VH,,300,8736f6c7-ad41-4b43-b4f6-e684e0d4ad20,RJSTAN_500_PM_03,Rjstan_500_Pm_03,60,1,companyAcronym= | protocolName=IEEE C37.118.2-2011 | vendorAcronym= | vendorDeviceName= | interconnectionName=,,,,10,STTP,Streaming Telemetry Transport Protocol,4,4,LTRJSTZO_1_FV_A,V,+,0,RJSTAN_500_PM_03-PA4,0.0,1.0,Rjstan_500_Pm_03 LTRJSTZO_1_FV_A + Voltage Phase Angle,0,1,1,Degrees,Phasor,VPHA,Voltage Phase Angle,PA,-98.6,37.5,PPA:8056,2021-08-06 18:04:51
} | MaximumArchiveDays=90 | DesiredRemainingSpace=500,8057,GPA_RJSTAN_500_PM_03-PM5:V,,300,8736f6c7-ad41-4b43-b4f6-e684e0d4ad20,RJSTAN_500_PM_03,Rjstan_500_Pm_03,60,1,companyAcronym= | protocolName=IEEE C37.118.2-2011 | vendorAcronym= | vendorDeviceName= | interconnectionName=,,,,10,STTP,Streaming Telemetry Transport Protocol,3,5,LTRJSTZO_1_FV_B,V,+,0,RJSTAN_500_PM_03-PM5,0.0,1.0,Rjstan_500_Pm_03 LTRJSTZO_1_FV_B + Voltage Magnitude,0,1,1,Volts,Phasor,VPHM,Voltage Magnitude,PM,-98.6,37.5,PPA:8057,2021-08-06 18:04:51
} | MaximumArchiveDays=90 | DesiredRemainingSpace=500,8058,GPA_RJSTAN_500_PM_03-PA5:VH,,300,8736f6c7-ad41-4b43-b4f6-e684e0d4ad20,RJSTAN_500_PM_03,Rjstan_500_Pm_03,60,1,companyAcronym= | protocolName=IEEE C37.118.2-2011 | vendorAcronym= | vendorDeviceName= | interconnectionName=,,,,10,STTP,Streaming Telemetry Transport Protocol,4,5,LTRJSTZO_1_FV_B,V,+,0,RJSTAN_500_PM_03-PA5,0.0,1.0,Rjstan_500_Pm_03 LTRJSTZO_1_FV_B + Voltage Phase Angle,0,1,1,Degrees,Phasor,VPHA,Voltage Phase Angle,PA,-98.6,37.5,PPA:8058,2021-08-06 18:04:51
} | MaximumArchiveDays=90 | DesiredRemainingSpace=500,8059,GPA_RJSTAN_500_PM_03-PM6:V,,300,8736f6c7-ad41-4b43-b4f6-e684e0d4ad20,RJSTAN_500_PM_03,Rjstan_500_Pm_03,60,1,companyAcronym= | protocolName=IEEE C37.118.2-2011 | vendorAcronym= | vendorDeviceName= | interconnectionName=,,,,10,STTP,Streaming Telemetry Transport Protocol,3,6,LTRJSTZO_1_FV_C,V,+,0,RJSTAN_500_PM_03-PM6,0.0,1.0,Rjstan_500_Pm_03 LTRJSTZO_1_FV_C + Voltage Magnitude,0,1,1,Volts,Phasor,VPHM,Voltage Magnitude,PM,-98.6,37.5,PPA:8059,2021-08-06 18:04:51
} | MaximumArchiveDays=90 | DesiredRemainingSpace=500,8060,GPA_RJSTAN_500_PM_03-PA6:VH,,300,8736f6c7-ad41-4b43-b4f6-e684e0d4ad20,RJSTAN_500_PM_03,Rjstan_500_Pm_03,60,1,companyAcronym= | protocolName=IEEE C37.118.2-2011 | vendorAcronym= | vendorDeviceName= | interconnectionName=,,,,10,STTP,Streaming Telemetry Transport Protocol,4,6,LTRJSTZO_1_FV_C,V,+,0,RJSTAN_500_PM_03-PA6,0.0,1.0,Rjstan_500_Pm_03 LTRJSTZO_1_FV_C + Voltage Phase Angle,0,1,1,Degrees,Phasor,VPHA,Voltage Phase Angle,PA,-98.6,37.5,PPA:8060,2021-08-06 18:04:51
} | MaximumArchiveDays=90 | DesiredRemainingSpace=500,8061,GPA_RJSTAN_500_PM_03-PM7:I,,300,8736f6c7-ad41-4b43-b4f6-e684e0d4ad20,RJSTAN_500_PM_03,Rjstan_500_Pm_03,60,1,companyAcronym= | protocolName=IEEE C37.118.2-2011 | vendorAcronym= | vendorDeviceName= | interconnectionName=,,,,10,STTP,Streaming Telemetry Transport Protocol,1,7,LTRJSTZO_1_FA_P,I,+,0,RJSTAN_500_PM_03-PM7,0.0,1.0,Rjstan_500_Pm_03 LTRJSTZO_1_FA_P + Current Magnitude,0,1,1,Amps,Phasor,IPHM,Current Magnitude,PM,-98.6,37.5,PPA:8061,2021-08-06 18:04:51
} | MaximumArchiveDays=90 | DesiredRemainingSpace=500,8062,GPA_RJSTAN_500_PM_03-PA7:IH,,300,8736f6c7-ad41-4b43-b4f6-e684e0d4ad20,RJSTAN_500_PM_03,Rjstan_500_Pm_03,60,1,companyAcronym= | protocolName=IEEE C37.118.2-2011 | vendorAcronym= | vendorDeviceName= | interconnectionName=,,,,10,STTP,Streaming Telemetry Transport Protocol,2,7,LTRJSTZO_1_FA_P,I,+,0,RJSTAN_500_PM_03-PA7,0.0,1.0,Rjstan_500_Pm_03 LTRJSTZO_1_FA_P + Current Phase Angle,0,1,1,Degrees,Phasor,IPHA,Current Phase Angle,PA,-98.6,37.5,PPA:8062,2021-08-06 18:04:51
} | MaximumArchiveDays=90 | DesiredRemainingSpace=500,8063,GPA_RJSTAN_500_PM_03-PM8:V,,300,8736f6c7-ad41-4b43-b4f6-e684e0d4ad20,RJSTAN_500_PM_03,Rjstan_500_Pm_03,60,1,companyAcronym= | protocolName=IEEE C37.118.2-2011 | vendorAcronym= | vendorDeviceName= | interconnectionName=,,,,10,STTP,Streaming Telemetry Transport Protocol,3,8,LTRJSTZO_1_FV_P,V,+,0,RJSTAN_500_PM_03-PM8,0.0,1.0,Rjstan_500_Pm_03 LTRJSTZO_1_FV_P + Voltage Magnitude,0,1,1,Volts,Phasor,VPHM,Voltage Magnitude,PM,-98.6,37.5,PPA:8063,2021-08-06 18:04:51
} | MaximumArchiveDays=90 | DesiredRemainingSpace=500,8064,GPA_RJSTAN_500_PM_03-PA8:VH,,300,8736f6c7-ad41-4b43-b4f6-e684e0d4ad20,RJSTAN_500_PM_03,Rjstan_500_Pm_03,60,1,companyAcronym= | protocolName=IEEE C37.118.2-2011 | vendorAcronym= | vendorDeviceName= | interconnectionName=,,,,10,STTP,Streaming Telemetry Transport Protocol,4,8,LTRJSTZO_1_FV_P,V,+,0,RJSTAN_500_PM_03-PA8,0.0,1.0,Rjstan_500_Pm_03 LTRJSTZO_1_FV_P + Voltage Phase Angle,0,1,1,Degrees,Phasor,VPHA,Voltage Phase Angle,PA,-98.6,37.5,PPA:8064,2021-08-06 18:04:51
} | MaximumArchiveDays=90 | DesiredRemainingSpace=500,8065,GPA_SPSTCH_500_PM_01:F,,301,8736f6c7-ad41-4b43-b4f6-e684e0d4ad20,SPSTCH_500_PM_01,Spstch_500_Pm_01,60,1,companyAcronym= | protocolName=IEEE C37.118.2-2011 | vendorAcronym= | vendorDeviceName= | interconnectionName=,,,,10,STTP,Streaming Telemetry Transport Protocol,5,,,,,,SPSTCH_500_PM_01-FQ,0.0,1.0,Spstch_500_Pm_01 Frequency,0,1,1,Hz,PMU,FREQ,Frequency,FQ,-98.6,37.5,PPA:8065,2021-08-06 18:04:51
} | MaximumArchiveDays=90 | DesiredRemainingSpace=500,8066,GPA_SPSTCH_500_PM_01:DF,,301,8736f6c7-ad41-4b43-b4f6-e684e0d4ad20,SPSTCH_500_PM_01,Spstch_500_Pm_01,60,1,companyAcronym= | protocolName=IEEE C37.118.2-2011 | vendorAcronym= | vendorDeviceName= | interconnectionName=,,,,10,STTP,Streaming Telemetry Transport Protocol,6,,,,,,SPSTCH_500_PM_01-DF,0.0,1.0,Spstch_500_Pm_01 Frequency Delta (dF/dt),0,1,1,,PMU,DFDT,Frequency Delta (dF/dt),DF,-98.6,37.5,PPA:8066,2021-08-06 18:04:51
} | MaximumArchiveDays=90 | DesiredRemainingSpace=500,8067,GPA_SPSTCH_500_PM_01:S,,301,8736f6c7-ad41-4b43-b4f6-e684e0d4ad20,SPSTCH_500_PM_01,Spstch_500_Pm_01,60,1,companyAcronym= | protocolName=IEEE C37.118.2-2011 | vendorAcronym= | vendorDeviceName= | interconnectionName=,,,,10,STTP,Streaming Telemetry Transport Protocol,8,,,,,,SPSTCH_500_PM_01-SF,0.0,1.0,Spstch_500_Pm_01 Status Flags,0,1,1,,PMU,FLAG,Status Flags,SF,-98.6,37.5,PPA:8067,2021-08-06 18:04:51
} | MaximumArchiveDays=90 | DesiredRemainingSpace=500,8068,GPA_SPSTCH_500_PM_01-PM1:I,,301,8736f6c7-ad41-4b43-b4f6-e684e0d4ad20,SPSTCH_500_PM_01,Spstch_500_Pm_01,60,1,companyAcronym= | protocolName=IEEE C37.118.2-2011 | vendorAcronym= | vendorDeviceName= | interconnectionName=,,,,10,STTP,Streaming Telemetry Transport Protocol,1,1,LTRJSTAN_1_FA_A,I,+,0,SPSTCH_500_PM_01-PM1,0.0,1.0,Spstch_500_Pm_01 LTRJSTAN_1_FA_A + Current Magnitude,0,1,1,Amps,Phasor,IPHM,Current Magnitude,PM,-98.6,37.5,PPA:8068,2021-08-06 18:04:51
} | MaximumArchiveDays=90 | DesiredRemainingSpace=500,8069,GPA_SPSTCH_500_PM_01-PA1:IH,,301,8736f6c7-ad41-4b43-b4f6-e684e0d4ad20,SPSTCH_500_PM_01,Spstch_500_Pm_01,60,1,companyAcronym= | protocolName=IEEE C37.118.2-2011 | vendorAcronym= | vendorDeviceName= | interconnectionName=,,,,10,STTP,Streaming Telemetry Transport Protocol,2,1,LTRJSTAN_1_FA_A,I,+,0,SPSTCH_500_PM_01-PA1,0.0,1.0,Spstch_500_Pm_01 LTRJSTAN_1_FA_A + Current Phase Angle,0,1,1,Degrees,Phasor,IPHA,Current Phase Angle,PA,-98.6,37.5,PPA:8069,2021-08-06 18:04:51
} | MaximumArchiveDays=90 | DesiredRemainingSpace=500,8070,GPA_SPSTCH_500_PM_01-PM2:I,,301,8736f6c7-ad41-4b43-b4f6-e684e0d4ad20,SPSTCH_500_PM_01,Spstch_500_Pm_01,60,1,companyAcronym= | protocolName=IEEE C37.118.2-2011 | vendorAcronym= | vendorDeviceName= | interconnectionName=,,,,10,STTP,Streaming Telemetry Transport Protocol,1,2,LTRJSTAN_1_FA_B,I,+,0,SPSTCH_500_PM_01-PM2,0.0,1.0,Spstch_500_Pm_01 LTRJSTAN_1_FA_B + Current Magnitude,0,1,1,Amps,Phasor,IPHM,Current Magnitude,PM,-98.6,37.5,PPA:8070,2021-08-06 18:04:51
} | MaximumArchiveDays=90 | DesiredRemainingSpace=500,8071,GPA_SPSTCH_500_PM_01-PA2:IH,,301,8736f6c7-ad41-4b43-b4f6-e684e0d4ad20,SPSTCH_500_PM_01,Spstch_500_Pm_01,60,1,companyAcronym= | protocolName=IEEE C37.118.2-2011 | vendorAcronym= | vendorDeviceName= | interconnectionName=,,,,10,STTP,Streaming Telemetry Transport Protocol,2,2,LTRJSTAN_1_FA_B,I,+,0,SPSTCH_500_PM_01-PA2,0.0,1.0,Spstch_500_Pm_01 LTRJSTAN_1_FA_B + Current Phase Angle,0,1,1,Degrees,Phasor,IPHA,Current Phase Angle,PA,-98.6,37.5,PPA:8071,2021-08-06 18:04:51
} | MaximumArchiveDays=90 | DesiredRemainingSpace=500,8072,GPA_SPSTCH_500_PM_01-PM3:I,,301,8736f6c7-ad41-4b43-b4f6-e684e0d4ad20,SPSTCH_500_PM_01,Spstch_500_Pm_01,60,1,companyAcronym= | protocolName=IEEE C37.118.2-2011 | vendorAcronym= | vendorDeviceName= | interconnectionName=,,,,10,STTP,Streaming Telemetry Transport Protocol,1,3,LTRJSTAN_1_FA_C,I,+,0,SPSTCH_500_PM_01-PM3,0.0,1.0,Spstch_500_Pm_01 LTRJSTAN_1_FA_C + Current Magnitude,0,1,1,Amps,Phasor,IPHM,Current Magnitude,PM,-98.6,37.5,PPA:8072,2021-08-06 18:04:51
} | MaximumArchiveDays=90 | DesiredRemainingSpace=500,8073,GPA_SPSTCH_500_PM_01-PA3:IH,,301,8736f6c7-ad41-4b43-b4f6-e684e0d4ad20,SPSTCH_500_PM_01,Spstch_500_Pm_01,60,1,companyAcronym= | protocolName=IEEE C37.118.2-2011 | vendorAcronym= | vendorDeviceName= | interconnectionName=,,,,10,STTP,Streaming Telemetry Transport Protocol,2,3,LTRJSTAN_1_FA_C,I,+,0,SPSTCH_500_PM_01-PA3,0.0,1.0,Spstch_500_Pm_01 LTRJSTAN_1_FA_C + Current Phase Angle,0,1,1,Degrees,Phasor,IPHA,Current Phase Angle,PA,-98.6,37.5,PPA:8073,2021-08-06 18:04:51
} | MaximumArchiveDays=90 | DesiredRemainingSpace=500,8074,GPA_SPSTCH_500_PM_01-PM4:V,,301,8736f6c7-ad41-4b43-b4f6-e684e0d4ad20,SPSTCH_500_PM_01,Spstch_500_Pm_01,60,1,companyAcronym= | protocolName=IEEE C37.118.2-2011 | vendorAcronym= | vendorDeviceName= | interconnectionName=,,,,10,STTP,Streaming Telemetry Transport Protocol,3,4,LTRJSTAN_1_FV_A,V,+,0,SPSTCH_500_PM_01-PM4,0.0,1.0,Spstch_500_Pm_01 LTRJSTAN_1_FV_A + Voltage Magnitude,0,1,1,Volts,Phasor,VPHM,Voltage Magnitude,PM,-98.6,37.5,PPA:8074,2021-08-06 18:04:51
} | MaximumArchiveDays=90 | DesiredRemainingSpace=500,8075,GPA_SPSTCH_500_PM_01-PA4:VH,,301,8736f6c7-ad41-4b43-b4f6-e684e0d4ad20,SPSTCH_500_PM_01,Spstch_500_Pm_01,60,1,companyAcronym= | protocolName=IEEE C37.118.2-2011 | vendorAcronym= | vendorDeviceName= | interconnectionName=,,,,10,STTP,Streaming Telemetry Transport Protocol,4,4,LTRJSTAN_1_FV_A,V,+,0,SPSTCH_500_PM_01-PA4,0.0,1.0,Spstch_500_Pm_01 LTRJSTAN_1_FV_A + Voltage Phase Angle,0,1,1,Degrees,Phasor,VPHA,Voltage Phase Angle,PA,-98.6,37.5,PPA:8075,2021-08-06 18:04:51
} | MaximumArchiveDays=90 | DesiredRemainingSpace=500,8076,GPA_SPSTCH_500_PM_01-PM5:V,,301,8736f6c7-ad41-4b43-b4f6-e684e0d4ad20,SPSTCH_500_PM_01,Spstch_500_Pm_01,60,1,companyAcronym= | protocolName=IEEE C37.118.2-2011 | vendorAcronym= | vendorDeviceName= | interconnectionName=,,,,10,STTP,Streaming Telemetry Transport Protocol,3,5,LTRJSTAN_1_FV_B,V,+,0,SPSTCH_500_PM_01-PM5,0.0,1.0,Spstch_500_Pm_01 LTRJSTAN_1_FV_B + Voltage Magnitude,0,1,1,Volts,Phasor,VPHM,Voltage Magnitude,PM,-98.6,37.5,PPA:8076,2021-08-06 18:04:51
} | MaximumArchiveDays=90 | DesiredRemainingSpace=500,8077,GPA_SPSTCH_500_PM_01-PA5:VH,,301,8736f6c7-ad41-4b43-b4f6-e684e0d4ad20,SPSTCH_500_PM_01,Spstch_500_Pm_01,60,1,companyAcronym= | protocolName=IEEE C37.118.2-2011 | vendorAcronym= | vendorDeviceName= | interconnectionName=,,,,10,STTP,Streaming Telemetry Transport Protocol,4,5,LTRJSTAN_1_FV_B,V,+,0,SPSTCH_500_PM_01-PA5,0.0,1.0,Spstch_500_Pm_01 LTRJSTAN_1_FV_B + Voltage Phase Angle,0,1,1,Degrees,Phasor,VPHA,Voltage Phase Angle,PA,-98.6,37.5,PPA:8077,2021-08-06 18:04:51
} | MaximumArchiveDays=90 | DesiredRemainingSpace=500,8078,GPA_SPSTCH_500_PM_01-PM6:V,,301,8736f6c7-ad41-4b43-b4f6-e684e0d4ad20,SPSTCH_500_PM_01,Spstch_500_Pm_01,60,1,companyAcronym= | protocolName=IEEE C37.118.2-2011 | vendorAcronym= | vendorDeviceName= | interconnectionName=,,,,10,STTP,Streaming Telemetry Transport Protocol,3,6,LTRJSTAN_1_FV_C,V,+,0,SPSTCH_500_PM_01-PM6,0.0,1.0,Spstch_500_Pm_01 LTRJSTAN_1_FV_C + Voltage Magnitude,0,1,1,Volts,Phasor,VPHM,Voltage Magnitude,PM,-98.6,37.5,PPA:8078,2021-08-06 18:04:51
} | MaximumArchiveDays=90 | DesiredRemainingSpace=500,8079,GPA_SPSTCH_500_PM_01-PA6:VH,,301,8736f6c7-ad41-4b43-b4f6-e684e0d4ad20,SPSTCH_500_PM_01,Spstch_500_Pm_01,60,1,companyAcronym= | protocolName=IEEE C37.118.2-2011 | vendorAcronym= | vendorDeviceName= | interconnectionName=,,,,10,STTP,Streaming Telemetry Transport Protocol,4,6,LTRJSTAN_1_FV_C,V,+,0,SPSTCH_500_PM_01-PA6,0.0,1.0,Spstch_500_Pm_01 LTRJSTAN_1_FV_C + Voltage Phase Angle,0,1,1,Degrees,Phasor,VPHA,Voltage Phase Angle,PA,-98.6,37.5,PPA:8079,2021-08-06 18:04:51
} | MaximumArchiveDays=90 | DesiredRemainingSpace=500,8080,GPA_SPSTCH_500_PM_01-PM7:I,,301,8736f6c7-ad41-4b43-b4f6-e684e0d4ad20,SPSTCH_500_PM_01,Spstch_500_Pm_01,60,1,companyAcronym= | protocolName=IEEE C37.118.2-2011 | vendorAcronym= | vendorDeviceName= | interconnectionName=,,,,10,STTP,Streaming Telemetry Transport Protocol,1,7,LTRJSTAN_1_FA_P,I,+,0,SPSTCH_500_PM_01-PM7,0.0,1.0,Spstch_500_Pm_01 LTRJSTAN_1_FA_P + Current Magnitude,0,1,1,Amps,Phasor,IPHM,Current Magnitude,PM,-98.6,37.5,PPA:8080,2021-08-06 18:04:51
} | MaximumArchiveDays=90 | DesiredRemainingSpace=500,8081,GPA_SPSTCH_500_PM_01-PA7:IH,,301,8736f6c7-ad41-4b43-b4f6-e684e0d4ad20,SPSTCH_500_PM_01,Spstch_500_Pm_01,60,1,companyAcronym= | protocolName=IEEE C37.118.2-2011 | vendorAcronym= | vendorDeviceName= | interconnectionName=,,,,10,STTP,Streaming Telemetry Transport Protocol,2,7,LTRJSTAN_1_FA_P,I,+,0,SPSTCH_500_PM_01-PA7,0.0,1.0,Spstch_500_Pm_01 LTRJSTAN_1_FA_P + Current Phase Angle,0,1,1,Degrees,Phasor,IPHA,Current Phase Angle,PA,-98.6,37.5,PPA:8081,2021-08-06 18:04:51
} | MaximumArchiveDays=90 | DesiredRemainingSpace=500,8082,GPA_SPSTCH_500_PM_01-PM8:V,,301,8736f6c7-ad41-4b43-b4f6-e684e0d4ad20,SPSTCH_500_PM_01,Spstch_500_Pm_01,60,1,companyAcronym= | protocolName=IEEE C37.118.2-2011 | vendorAcronym= | vendorDeviceName= | interconnectionName=,,,,10,STTP,Streaming Telemetry Transport Protocol,3,8,LTRJSTAN_1_FV_P,V,+,0,SPSTCH_500_PM_01-PM8,0.0,1.0,Spstch_500_Pm_01 LTRJSTAN_1_FV_P + Voltage Magnitude,0,1,1,Volts,Phasor,VPHM,Voltage Magnitude,PM,-98.6,37.5,PPA:8082,2021-08-06 18:04:51
} | MaximumArchiveDays=90 | DesiredRemainingSpace=500,8083,GPA_SPSTCH_500_PM_01-PA8:VH,,301,8736f6c7-ad41-4b43-b4f6-e684e0d4ad20,SPSTCH_500_PM_01,Spstch_500_Pm_01,60,1,companyAcronym= | protocolName=IEEE C37.118.2-2011 | vendorAcronym= | vendorDeviceName= | interconnectionName=,,,,10,STTP,Streaming Telemetry Transport Protocol,4,8,LTRJSTAN_1_FV_P,V,+,0,SPSTCH_500_PM_01-PA8,0.0,1.0,Spstch_500_Pm_01 LTRJSTAN_1_FV_P + Voltage Phase Angle,0,1,1,Degrees,Phasor,VPHA,Voltage Phase Angle,PA,-98.6,37.5,PPA:8083,2021-08-06 18:04:51
} | MaximumArchiveDays=90 | DesiredRemainingSpace=500,8084,GPA_SPSTCH_500_PM_02:F,,302,8736f6c7-ad41-4b43-b4f6-e684e0d4ad20,SPSTCH_500_PM_02,Spstch_500_Pm_02,60,1,companyAcronym= | protocolName=IEEE C37.118.2-2011 | vendorAcronym= | vendorDeviceName= | interconnectionName=,,,,10,STTP,Streaming Telemetry Transport Protocol,5,,,,,,SPSTCH_500_PM_02-FQ,0.0,1.0,Spstch_500_Pm_02 Frequency,0,1,1,Hz,PMU,FREQ,Frequency,FQ,-98.6,37.5,PPA:8084,2021-08-06 18:04:51
} | MaximumArchiveDays=90 | DesiredRemainingSpace=500,8085,GPA_SPSTCH_500_PM_02:DF,,302,8736f6c7-ad41-4b43-b4f6-e684e0d4ad20,SPSTCH_500_PM_02,Spstch_500_Pm_02,60,1,companyAcronym= | protocolName=IEEE C37.118.2-2011 | vendorAcronym= | vendorDeviceName= | interconnectionName=,,,,10,STTP,Streaming Telemetry Transport Protocol,6,,,,,,SPSTCH_500_PM_02-DF,0.0,1.0,Spstch_500_Pm_02 Frequency Delta (dF/dt),0,1,1,,PMU,DFDT,Frequency Delta (dF/dt),DF,-98.6,37.5,PPA:8085,2021-08-06 18:04:51
} | MaximumArchiveDays=90 | DesiredRemainingSpace=500,8086,GPA_SPSTCH_500_PM_02:S,,302,8736f6c7-ad41-4b43-b4f6-e684e0d4ad20,SPSTCH_500_PM_02,Spstch_500_Pm_02,60,1,companyAcronym= | protocolName=IEEE C37.118.2-2011 | vendorAcronym= | vendorDeviceName= | interconnectionName=,,,,10,STTP,Streaming Telemetry Transport Protocol,8,,,,,,SPSTCH_500_PM_02-SF,0.0,1.0,Spstch_500_Pm_02 Status Flags,0,1,1,,PMU,FLAG,Status Flags,SF,-98.6,37.5,PPA:8086,2021-08-06 18:04:51
} | MaximumArchiveDays=90 | DesiredRemainingSpace=500,8087,GPA_SPSTCH_500_PM_02-PM1:I,,302,8736f6c7-ad41-4b43-b4f6-e684e0d4ad20,SPSTCH_500_PM_02,Spstch_500_Pm_02,60,1,companyAcronym= | protocolName=IEEE C37.118.2-2011 | vendorAcronym= | vendorDeviceName= | interconnectionName=,,,,10,STTP,Streaming Telemetry Transport Protocol,1,1,LTSPSTCA_1_FA_A,I,+,0,SPSTCH_500_PM_02-PM1,0.0,1.0,Spstch_500_Pm_02 LTSPSTCA_1_FA_A + Current Magnitude,0,1,1,Amps,Phasor,IPHM,Current Magnitude,PM,-98.6,37.5,PPA:8087,2021-08-06 18:04:51
} | MaximumArchiveDays=90 | DesiredRemainingSpace=500,8088,GPA_SPSTCH_500_PM_02-PA1:IH,,302,8736f6c7-ad41-4b43-b4f6-e684e0d4ad20,SPSTCH_500_PM_02,Spstch_500_Pm_02,60,1,companyAcronym= | protocolName=IEEE C37.118.2-2011 | vendorAcronym= | vendorDeviceName= | interconnectionName=,,,,10,STTP,Streaming Telemetry Transport Protocol,2,1,LTSPSTCA_1_FA_A,I,+,0,SPSTCH_500_PM_02-PA1,0.0,1.0,Spstch_500_Pm_02 LTSPSTCA_1_FA_A + Current Phase Angle,0,1,1,Degrees,Phasor,IPHA,Current Phase Angle,PA,-98.6,37.5,PPA:8088,2021-08-06 18:04:51
} | MaximumArchiveDays=90 | DesiredRemainingSpace=500,8089,GPA_SPSTCH_500_PM_02-PM2:I,,302,8736f6c7-ad41-4b43-b4f6-e684e0d4ad20,SPSTCH_500_PM_02,Spstch_500_Pm_02,60,1,companyAcronym= | protocolName=IEEE C37.118.2-2011 | vendorAcronym= | vendorDeviceName= | interconnectionName=,,,,10,STTP,Streaming Telemetry Transport Protocol,1,2,LTSPSTCA_1_FA_B,I,+,0,SPSTCH_500_PM_02-PM2,0.0,1.0,Spstch_500_Pm_02 LTSPSTCA_1_FA_B + Current Magnitude,0,1,1,Amps,Phasor,IPHM,Current Magnitude,PM,-98.6,37.5,PPA:8089,2021-08-06 18:04:51
} | MaximumArchiveDays=90 | DesiredRemainingSpace=500,8090,GPA_SPSTCH_500_PM_02-PA2:IH,,302,8736f6c7-ad41-4b43-b4f6-e684e0d4ad20,SPSTCH_500_PM_02,Spstch_500_Pm_02,60,1,companyAcronym= | protocolName=IEEE C37.118.2-2011 | vendorAcronym= | vendorDeviceName= | interconnectionName=,,,,10,STTP,Streaming Telemetry Transport Protocol,2,2,LTSPSTCA_1_FA_B,I,+,0,SPSTCH_500_PM_02-PA2,0.0,1.0,Spstch_500_Pm_02 LTSPSTCA_1_FA_B + Current Phase Angle,0,1,1,Degrees,Phasor,IPHA,Current Phase Angle,PA,-98.6,37.5,PPA:8090,2021-08-06 18:04:51
} | MaximumArchiveDays=90 | DesiredRemainingSpace=500,8091,GPA_SPSTCH_500_PM_02-PM3:I,,302,8736f6c7-ad41-4b43-b4f6-e684e0d4ad20,SPSTCH_500_PM_02,Spstch_500_Pm_02,60,1,companyAcronym= | protocolName=IEEE C37.118.2-2011 | vendorAcronym= | vendorDeviceName= | interconnectionName=,,,,10,STTP,Streaming Telemetry Transport Protocol,1,3,LTSPSTCA_1_FA_C,I,+,0,SPSTCH_500_PM_02-PM3,0.0,1.0,Spstch_500_Pm_02 LTSPSTCA_1_FA_C + Current Magnitude,0,1,1,Amps,Phasor,IPHM,Current Magnitude,PM,-98.6,37.5,PPA:8091,2021-08-06 18:04:51
} | MaximumArchiveDays=90 | DesiredRemainingSpace=500,8092,GPA_SPSTCH_500_PM_02-PA3:IH,,302,8736f6c7-ad41-4b43-b4f6-e684e0d4ad20,SPSTCH_500_PM_02,Spstch_500_Pm_02,60,1,companyAcronym= | protocolName=IEEE C37.118.2-2011 | vendorAcronym= | vendorDeviceName= | interconnectionName=,,,,10,STTP,Streaming Telemetry Transport Protocol,2,3,LTSPSTCA_1_FA_C,I,+,0,SPSTCH_500_PM_02-PA3,0.0,1.0,Spstch_500_Pm_02 LTSPSTCA_1_FA_C + Current Phase Angle,0,1,1,Degrees,Phasor,IPHA,Current Phase Angle,PA,-98.6,37.5,PPA:8092,2021-08-06 18:04:51
} | MaximumArchiveDays=90 | DesiredRemainingSpace=500,8093,GPA_SPSTCH_500_PM_02-PM4:V,,302,8736f6c7-ad41-4b43-b4f6-e684e0d4ad20,SPSTCH_500_PM_02,Spstch_500_Pm_02,60,1,companyAcronym= | protocolName=IEEE C37.118.2-2011 | vendorAcronym= | vendorDeviceName= | interconnectionName=,,,,10,STTP,Streaming Telemetry Transport Protocol,3,4,LTSPSTCA_1_FV_A,V,+,0,SPSTCH_500_PM_02-PM4,0.0,1.0,Spstch_500_Pm_02 LTSPSTCA_1_FV_A + Voltage Magnitude,0,1,1,Volts,Phasor,VPHM,Voltage Magnitude,PM,-98.6,37.5,PPA:8093,2021-08-06 18:04:51
} | MaximumArchiveDays=90 | DesiredRemainingSpace=500,8094,GPA_SPSTCH_500_PM_02-PA4:VH,,302,8736f6c7-ad41-4b43-b4f6-e684e0d4ad20,SPSTCH_500_PM_02,Spstch_500_Pm_02,60,1,companyAcronym= | protocolName=IEEE C37.118.2-2011 | vendorAcronym= | vendorDeviceName= | interconnectionName=,,,,10,STTP,Streaming Telemetry Transport Protocol,4,4,LTSPSTCA_1_FV_A,V,+,0,SPSTCH_500_PM_02-PA4,0.0,1.0,Spstch_500_Pm_02 LTSPSTCA_1_FV_A + Voltage Phase Angle,0,1,1,Degrees,Phasor,VPHA,Voltage Phase Angle,PA,-98.6,37.5,PPA:8094,2021-08-06 18:04:51
} | MaximumArchiveDays=90 | DesiredRemainingSpace=500,8095,GPA_SPSTCH_500_PM_02-PM5:V,,302,8736f6c7-ad41-4b43-b4f6-e684e0d4ad20,SPSTCH_500_PM_02,Spstch_500_Pm_02,60,1,companyAcronym= | protocolName=IEEE C37.118.2-2011 | vendorAcronym= | vendorDeviceName= | interconnectionName=,,,,10,STTP,Streaming Telemetry Transport Protocol,3,5,LTSPSTCA_1_FV_B,V,+,0,SPSTCH_500_PM_02-PM5,0.0,1.0,Spstch_500_Pm_02 LTSPSTCA_1_FV_B + Voltage Magnitude,0,1,1,Volts,Phasor,VPHM,Voltage Magnitude,PM,-98.6,37.5,PPA:8095,2021-08-06 18:04:51
} | MaximumArchiveDays=90 | DesiredRemainingSpace=500,8096,GPA_SPSTCH_500_PM_02-PA5:VH,,302,8736f6c7-ad41-4b43-b4f6-e684e0d4ad20,SPSTCH_500_PM_02,Spstch_500_Pm_02,60,1,companyAcronym= | protocolName=IEEE C37.118.2-2011 | vendorAcronym= | vendorDeviceName= | interconnectionName=,,,,10,STTP,Streaming Telemetry Transport Protocol,4,5,LTSPSTCA_1_FV_B,V,+,0,SPSTCH_500_PM_02-PA5,0.0,1.0,Spstch_500_Pm_02 LTSPSTCA_1_FV_B + Voltage Phase Angle,0,1,1,Degrees,Phasor,VPHA,Voltage Phase Angle,PA,-98.6,37.5,PPA:8096,2021-08-06 18:04:51
} | MaximumArchiveDays=90 | DesiredRemainingSpace=500,8097,GPA_SPSTCH_500_PM_02-PM6:V,,302,8736f6c7-ad41-4b43-b4f6-e684e0d4ad20,SPSTCH_500_PM_02,Spstch_500_Pm_02,60,1,companyAcronym= | protocolName=IEEE C37.118.2-2011 | vendorAcronym= | vendorDeviceName= | interconnectionName=,,,,10,STTP,Streaming Telemetry Transport Protocol,3,6,LTSPSTCA_1_FV_C,V,+,0,SPSTCH_500_PM_02-PM6,0.0,1.0,Spstch_500_Pm_02 LTSPSTCA_1_FV_C + Voltage Magnitude,0,1,1,Volts,Phasor,VPHM,Voltage Magnitude,PM,-98.6,37.5,PPA:8097,2021-08-06 18:04:51
} | MaximumArchiveDays=90 | DesiredRemainingSpace=500,8098,GPA_SPSTCH_500_PM_02-PA6:VH,,302,8736f6c7-ad41-4b43-b4f6-e684e0d4ad20,SPSTCH_500_PM_02,Spstch_500_Pm_02,60,1,companyAcronym= | protocolName=IEEE C37.118.2-2011 | vendorAcronym= | vendorDeviceName= | interconnectionName=,,,,10,STTP,Streaming Telemetry Transport Protocol,4,6,LTSPSTCA_1_FV_C,V,+,0,SPSTCH_500_PM_02-PA6,0.0,1.0,Spstch_500_Pm_02 LTSPSTCA_1_FV_C + Voltage Phase Angle,0,1,1,Degrees,Phasor,VPHA,Voltage Phase Angle,PA,-98.6,37.5,PPA:8098,2021-08-06 18:04:51
} | MaximumArchiveDays=90 | DesiredRemainingSpace=500,8099,GPA_SPSTCH_500_PM_02-PM7:I,,302,8736f6c7-ad41-4b43-b4f6-e684e0d4ad20,SPSTCH_500_PM_02,Spstch_500_Pm_02,60,1,companyAcronym= | protocolName=IEEE C37.118.2-2011 | vendorAcronym= | vendorDeviceName= | interconnectionName=,,,,10,STTP,Streaming Telemetry Transport Protocol,1,7,LTSPSTCA_1_FA_P,I,+,0,SPSTCH_500_PM_02-PM7,0.0,1.0,Spstch_500_Pm_02 LTSPSTCA_1_FA_P + Current Magnitude,0,1,1,Amps,Phasor,IPHM,Current Magnitude,PM,-98.6,37.5,PPA:8099,2021-08-06 18:04:51
} | MaximumArchiveDays=90 | DesiredRemainingSpace=500,8100,GPA_SPSTCH_500_PM_02-PA7:IH,,302,8736f6c7-ad41-4b43-b4f6-e684e0d4ad20,SPSTCH_500_PM_02,Spstch_500_Pm_02,60,1,companyAcronym= | protocolName=IEEE C37.118.2-2011 | vendorAcronym= | vendorDeviceName= | interconnectionName=,,,,10,STTP,Streaming Telemetry Transport Protocol,2,7,LTSPSTCA_1_FA_P,I,+,0,SPSTCH_500_PM_02-PA7,0.0,1.0,Spstch_500_Pm_02 LTSPSTCA_1_FA_P + Current Phase Angle,0,1,1,Degrees,Phasor,IPHA,Current Phase Angle,PA,-98.6,37.5,PPA:8100,2021-08-06 18:04:51
} | MaximumArchiveDays=90 | DesiredRemainingSpace=500,8101,GPA_SPSTCH_500_PM_02-PM8:V,,302,8736f6c7-ad41-4b43-b4f6-e684e0d4ad20,SPSTCH_500_PM_02,Spstch_500_Pm_02,60,1,companyAcronym= | protocolName=IEEE C37.118.2-2011 | vendorAcronym= | vendorDeviceName= | interconnectionName=,,,,10,STTP,Streaming Telemetry Transport Protocol,3,8,LTSPSTCA_1_FV_P,V,+,0,SPSTCH_500_PM_02-PM8,0.0,1.0,Spstch_500_Pm_02 LTSPSTCA_1_FV_P + Voltage Magnitude,0,1,1,Volts,Phasor,VPHM,Voltage Magnitude,PM,-98.6,37.5,PPA:8101,2021-08-06 18:04:51
} | MaximumArchiveDays=90 | DesiredRemainingSpace=500,8102,GPA_SPSTCH_500_PM_02-PA8:VH,,302,8736f6c7-ad41-4b43-b4f6-e684e0d4ad20,SPSTCH_500_PM_02,Spstch_500_Pm_02,60,1,companyAcronym= | protocolName=IEEE C37.118.2-2011 | vendorAcronym= | vendorDeviceName= | interconnectionName=,,,,10,STTP,Streaming Telemetry Transport Protocol,4,8,LTSPSTCA_1_FV_P,V,+,0,SPSTCH_500_PM_02-PA8,0.0,1.0,Spstch_500_Pm_02 LTSPSTCA_1_FV_P + Voltage Phase Angle,0,1,1,Degrees,Phasor,VPHA,Voltage Phase Angle,PA,-98.6,37.5,PPA:8102,2021-08-06 18:04:51
} | MaximumArchiveDays=90 | DesiredRemainingSpace=500,8103,GPA_SPSTCH_500_PM_03:F,,303,8736f6c7-ad41-4b43-b4f6-e684e0d4ad20,SPSTCH_500_PM_03,Spstch_500_Pm_03,60,1,companyAcronym= | protocolName=IEEE C37.118.2-2011 | vendorAcronym= | vendorDeviceName= | interconnectionName=,,,,10,STTP,Streaming Telemetry Transport Protocol,5,,,,,,SPSTCH_500_PM_03-FQ,0.0,1.0,Spstch_500_Pm_03 Frequency,0,1,1,Hz,PMU,FREQ,Frequency,FQ,-98.6,37.5,PPA:8103,2021-08-06 18:04:51
} | MaximumArchiveDays=90 | DesiredRemainingSpace=500,8104,GPA_SPSTCH_500_PM_03:DF,,303,8736f6c7-ad41-4b43-b4f6-e684e0d4ad20,SPSTCH_500_PM_03,Spstch_500_Pm_03,60,1,companyAcronym= | protocolName=IEEE C37.118.2-2011 | vendorAcronym= | vendorDeviceName= | interconnectionName=,,,,10,STTP,Streaming Telemetry Transport Protocol,6,,,,,,SPSTCH_500_PM_03-DF,0.0,1.0,Spstch_500_Pm_03 Frequency Delta (dF/dt),0,1,1,,PMU,DFDT,Frequency Delta (dF/dt),DF,-98.6,37.5,PPA:8104,2021-08-06 18:04:51
} | MaximumArchiveDays=90 | DesiredRemainingSpace=500,8105,GPA_SPSTCH_500_PM_03:S,,303,8736f6c7-ad41-4b43-b4f6-e684e0d4ad20,SPSTCH_500_PM_03,Spstch_500_Pm_03,60,1,companyAcronym= | protocolName=IEEE C37.118.2-2011 | vendorAcronym= | vendorDeviceName= | interconnectionName=,,,,10,STTP,Streaming Telemetry Transport Protocol,8,,,,,,SPSTCH_500_PM_03-SF,0.0,1.0,Spstch_500_Pm_03 Status Flags,0,1,1,,PMU,FLAG,Status Flags,SF,-98.6,37.5,PPA:8105,2021-08-06 18:04:51
} | MaximumArchiveDays=90 | DesiredRemainingSpace=500,8106,GPA_SPSTCH_500_PM_03-PM1:I,,303,8736f6c7-ad41-4b43-b4f6-e684e0d4ad20,SPSTCH_500_PM_03,Spstch_500_Pm_03,60,1,companyAcronym= | protocolName=IEEE C37.118.2-2011 | vendorAcronym= | vendorDeviceName= | interconnectionName=,,,,10,STTP,Streaming Telemetry Transport Protocol,1,1,LTMGITJ3_1_FA_A,I,+,0,SPSTCH_500_PM_03-PM1,0.0,1.0,Spstch_500_Pm_03 LTMGITJ3_1_FA_A + Current Magnitude,0,1,1,Amps,Phasor,IPHM,Current Magnitude,PM,-98.6,37.5,PPA:8106,2021-08-06 18:04:51
} | MaximumArchiveDays=90 | DesiredRemainingSpace=500,8107,GPA_SPSTCH_500_PM_03-PA1:IH,,303,8736f6c7-ad41-4b43-b4f6-e684e0d4ad20,SPSTCH_500_PM_03,Spstch_500_Pm_03,60,1,companyAcronym= | protocolName=IEEE C37.118.2-2011 | vendorAcronym= | vendorDeviceName= | interconnectionName=,,,,10,STTP,Streaming Telemetry Transport Protocol,2,1,LTMGITJ3_1_FA_A,I,+,0,SPSTCH_500_PM_03-PA1,0.0,1.0,Spstch_500_Pm_03 LTMGITJ3_1_FA_A + Current Phase Angle,0,1,1,Degrees,Phasor,IPHA,Current Phase Angle,PA,-98.6,37.5,PPA:8107,2021-08-06 18:04:51
} | MaximumArchiveDays=90 | DesiredRemainingSpace=500,8108,GPA_SPSTCH_500_PM_03-PM2:I,,303,8736f6c7-ad41-4b43-b4f6-e684e0d4ad20,SPSTCH_500_PM_03,Spstch_500_Pm_03,60,1,companyAcronym= | protocolName=IEEE C37.118.2-2011 | vendorAcronym= | vendorDeviceName= | interconnectionName=,,,,10,STTP,Streaming Telemetry Transport Protocol,1,2,LTMGITJ3_1_FA_B,I,+,0,SPSTCH_500_PM_03-PM2,0.0,1.0,Spstch_500_Pm_03 LTMGITJ3_1_FA_B + Current Magnitude,0,1,1,Amps,Phasor,IPHM,Current Magnitude,PM,-98.6,37.5,PPA:8108,2021-08-06 18:04:51
} | MaximumArchiveDays=90 | DesiredRemainingSpace=500,8109,GPA_SPSTCH_500_PM_03-PA2:IH,,303,8736f6c7-ad41-4b43-b4f6-e684e0d4ad20,SPSTCH_500_PM_03,Spstch_500_Pm_03,60,1,companyAcronym= | protocolName=IEEE C37.118.2-2011 | vendorAcronym= | vendorDeviceName= | interconnectionName=,,,,10,STTP,Streaming Telemetry Transport Protocol,2,2,LTMGITJ3_1_FA_B,I,+,0,SPSTCH_500_PM_03-PA2,0.0,1.0,Spstch_500_Pm_03 LTMGITJ3_1_FA_B + Current Phase Angle,0,1,1,Degrees,Phasor,IPHA,Current Phase Angle,PA,-98.6,37.5,PPA:8109,2021-08-06 18:04:51
} | MaximumArchiveDays=90 | DesiredRemainingSpace=500,8110,GPA_SPSTCH_500_PM_03-PM3:I,,303,8736f6c7-ad41-4b43-b4f6-e684e0d4ad20,SPSTCH_500_PM_03,Spstch_500_Pm_03,60,1,companyAcronym= | protocolName=IEEE C37.118.2-2011 | vendorAcronym= | vendorDeviceName= | interconnectionName=,,,,10,STTP,Streaming Telemetry Transport Protocol,1,3,LTMGITJ3_1_FA_C,I,+,0,SPSTCH_500_PM_03-PM3,0.0,1.0,Spstch_500_Pm_03 LTMGITJ3_1_FA_C + Current Magnitude,0,1,1,Amps,Phasor,IPHM,Current Magnitude,PM,-98.6,37.5,PPA:8110,2021-08-06 18:04:51
} | MaximumArchiveDays=90 | DesiredRemainingSpace=500,8111,GPA_SPSTCH_500_PM_03-PA3:IH,,303,8736f6c7-ad41-4b43-b4f6-e684e0d4ad20,SPSTCH_500_PM_03,Spstch_500_Pm_03,60,1,companyAcronym= | protocolName=IEEE C37.118.2-2011 | vendorAcronym= | vendorDeviceName= | interconnectionName=,,,,10,STTP,Streaming Telemetry Transport Protocol,2,3,LTMGITJ3_1_FA_C,I,+,0,SPSTCH_500_PM_03-PA3,0.0,1.0,Spstch_500_Pm_03 LTMGITJ3_1_FA_C + Current Phase Angle,0,1,1,Degrees,Phasor,IPHA,Current Phase Angle,PA,-98.6,37.5,PPA:8111,2021-08-06 18:04:51
} | MaximumArchiveDays=90 | DesiredRemainingSpace=500,8112,GPA_SPSTCH_500_PM_03-PM4:V,,303,8736f6c7-ad41-4b43-b4f6-e684e0d4ad20,SPSTCH_500_PM_03,Spstch_500_Pm_03,60,1,companyAcronym= | protocolName=IEEE C37.118.2-2011 | vendorAcronym= | vendorDeviceName= | interconnectionName=,,,,10,STTP,Streaming Telemetry Transport Protocol,3,4,LTMGITJ3_1_FV_A,V,+,0,SPSTCH_500_PM_03-PM4,0.0,1.0,Spstch_500_Pm_03 LTMGITJ3_1_FV_A + Voltage Magnitude,0,1,1,Volts,Phasor,VPHM,Voltage Magnitude,PM,-98.6,37.5,PPA:8112,2021-08-06 18:04:51
} | MaximumArchiveDays=90 | DesiredRemainingSpace=500,8113,GPA_SPSTCH_500_PM_03-PA4:VH,,303,8736f6c7-ad41-4b43-b4f6-e684e0d4ad20,SPSTCH_500_PM_03,Spstch_500_Pm_03,60,1,companyAcronym= | protocolName=IEEE C37.118.2-2011 | vendorAcronym= | vendorDeviceName= | interconnectionName=,,,,10,STTP,Streaming Telemetry Transport Protocol,4,4,LTMGITJ3_1_FV_A,V,+,0,SPSTCH_500_PM_03-PA4,0.0,1.0,Spstch_500_Pm_03 LTMGITJ3_1_FV_A + Voltage Phase Angle,0,1,1,Degrees,Phasor,VPHA,Voltage Phase Angle,PA,-98.6,37.5,PPA:8113,2021-08-06 18:04:51
} | MaximumArchiveDays=90 | DesiredRemainingSpace=500,8114,GPA_SPSTCH_500_PM_03-PM5:V,,303,8736f6c7-ad41-4b43-b4f6-e684e0d4ad20,SPSTCH_500_PM_03,Spstch_500_Pm_03,60,1,companyAcronym= | protocolName=IEEE C37.118.2-2011 | vendorAcronym= | vendorDeviceName= | interconnectionName=,,,,10,STTP,Streaming Telemetry Transport Protocol,3,5,LTMGITJ3_1_FV_B,V,+,0,SPSTCH_500_PM_03-PM5,0.0,1.0,Spstch_500_Pm_03 LTMGITJ3_1_FV_B + Voltage Magnitude,0,1,1,Volts,Phasor,VPHM,Voltage Magnitude,PM,-98.6,37.5,PPA:8114,2021-08-06 18:04:51
} | MaximumArchiveDays=90 | DesiredRemainingSpace=500,8115,GPA_SPSTCH_500_PM_03-PA5:VH,,303,8736f6c7-ad41-4b43-b4f6-e684e0d4ad20,SPSTCH_500_PM_03,Spstch_500_Pm_03,60,1,companyAcronym= | protocolName=IEEE C37.118.2-2011 | vendorAcronym= | vendorDeviceName= | interconnectionName=,,,,10,STTP,Streaming Telemetry Transport Protocol,4,5,LTMGITJ3_1_FV_B,V,+,0,SPSTCH_500_PM_03-PA5,0.0,1.0,Spstch_500_Pm_03 LTMGITJ3_1_FV_B + Voltage Phase Angle,0,1,1,Degrees,Phasor,VPHA,Voltage Phase Angle,PA,-98.6,37.5,PPA:8115,2021-08-06 18:04:51
} | MaximumArchiveDays=90 | DesiredRemainingSpace=500,8116,GPA_SPSTCH_500_PM_03-PM6:V,,303,8736f6c7-ad41-4b43-b4f6-e684e0d4ad20,SPSTCH_500_PM_03,Spstch_500_Pm_03,60,1,companyAcronym= | protocolName=IEEE C37.118.2-2011 | vendorAcronym= | vendorDeviceName= | interconnectionName=,,,,10,STTP,Streaming Telemetry Transport Protocol,3,6,LTMGITJ3_1_FV_C,V,+,0,SPSTCH_500_PM_03-PM6,0.0,1.0,Spstch_500_Pm_03 LTMGITJ3_1_FV_C + Voltage Magnitude,0,1,1,Volts,Phasor,VPHM,Voltage Magnitude,PM,-98.6,37.5,PPA:8116,2021-08-06 18:04:51
} | MaximumArchiveDays=90 | DesiredRemainingSpace=500,8117,GPA_SPSTCH_500_PM_03-PA6:VH,,303,8736f6c7-ad41-4b43-b4f6-e684e0d4ad20,SPSTCH_500_PM_03,Spstch_500_Pm_03,60,1,companyAcronym= | protocolName=IEEE C37.118.2-2011 | vendorAcronym= | vendorDeviceName= | interconnectionName=,,,,10,STTP,Streaming Telemetry Transport Protocol,4,6,LTMGITJ3_1_FV_C,V,+,0,SPSTCH_500_PM_03-PA6,0.0,1.0,Spstch_500_Pm_03 LTMGITJ3_1_FV_C + Voltage Phase Angle,0,1,1,Degrees,Phasor,VPHA,Voltage Phase Angle,PA,-98.6,37.5,PPA:8117,2021-08-06 18:04:51
} | MaximumArchiveDays=90 | DesiredRemainingSpace=500,8118,GPA_SPSTCH_500_PM_03-PM7:I,,303,8736f6c7-ad41-4b43-b4f6-e684e0d4ad20,SPSTCH_500_PM_03,Spstch_500_Pm_03,60,1,companyAcronym= | protocolName=IEEE C37.118.2-2011 | vendorAcronym= | vendorDeviceName= | interconnectionName=,,,,10,STTP,Streaming Telemetry Transport Protocol,1,7,LTMGITJ3_1_FA_P,I,+,0,SPSTCH_500_PM_03-PM7,0.0,1.0,Spstch_500_Pm_03 LTMGITJ3_1_FA_P + Current Magnitude,0,1,1,Amps,Phasor,IPHM,Current Magnitude,PM,-98.6,37.5,PPA:8118,2021-08-06 18:04:51
} | MaximumArchiveDays=90 | DesiredRemainingSpace=500,8119,GPA_SPSTCH_500_PM_03-PA7:IH,,303,8736f6c7-ad41-4b43-b4f6-e684e0d4ad20,SPSTCH_500_PM_03,Spstch_500_Pm_03,60,1,companyAcronym= | protocolName=IEEE C37.118.2-2011 | vendorAcronym= | vendorDeviceName= | interconnectionName=,,,,10,STTP,Streaming Telemetry Transport Protocol,2,7,LTMGITJ3_1_FA_P,I,+,0,SPSTCH_500_PM_03-PA7,0.0,1.0,Spstch_500_Pm_03 LTMGITJ3_1_FA_P + Current Phase Angle,0,1,1,Degrees,Phasor,IPHA,Current Phase Angle,PA,-98.6,37.5,PPA:8119,2021-08-06 18:04:51
} | MaximumArchiveDays=90 | DesiredRemainingSpace=500,8120,GPA_SPSTCH_500_PM_03-PM8:V,,303,8736f6c7-ad41-4b43-b4f6-e684e0d4ad20,SPSTCH_500_PM_03,Spstch_500_Pm_03,60,1,companyAcronym= | protocolName=IEEE C37.118.2-2011 | vendorAcronym= | vendorDeviceName= | interconnectionName=,,,,10,STTP,Streaming Telemetry Transport Protocol,3,8,LTMGITJ3_1_FV_P,V,+,0,SPSTCH_500_PM_03-PM8,0.0,1.0,Spstch_500_Pm_03 LTMGITJ3_1_FV_P + Voltage Magnitude,0,1,1,Volts,Phasor,VPHM,Voltage Magnitude,PM,-98.6,37.5,PPA:8120,2021-08-06 18:04:51
} | MaximumArchiveDays=90 | DesiredRemainingSpace=500,8121,GPA_SPSTCH_500_PM_03-PA8:VH,,303,8736f6c7-ad41-4b43-b4f6-e684e0d4ad20,SPSTCH_500_PM_03,Spstch_500_Pm_03,60,1,companyAcronym= | protocolName=IEEE C37.118.2-2011 | vendorAcronym= | vendorDeviceName= | interconnectionName=,,,,10,STTP,Streaming Telemetry Transport Protocol,4,8,LTMGITJ3_1_FV_P,V,+,0,SPSTCH_500_PM_03-PA8,0.0,1.0,Spstch_500_Pm_03 LTMGITJ3_1_FV_P + Voltage Phase Angle,0,1,1,Degrees,Phasor,VPHA,Voltage Phase Angle,PA,-98.6,37.5,PPA:8121,2021-08-06 18:04:51
} | MaximumArchiveDays=90 | DesiredRemainingSpace=500,8122,GPA_SPSTCH_500_PM_04:F,,304,8736f6c7-ad41-4b43-b4f6-e684e0d4ad20,SPSTCH_500_PM_04,Spstch_500_Pm_04,60,1,companyAcronym= | protocolName=IEEE C37.118.2-2011 | vendorAcronym= | vendorDeviceName= | interconnectionName=,,,,10,STTP,Streaming Telemetry Transport Protocol,5,,,,,,SPSTCH_500_PM_04-FQ,0.0,1.0,Spstch_500_Pm_04 Frequency,0,1,1,Hz,PMU,FREQ,Frequency,FQ,-98.6,37.5,PPA:8122,2021-08-06 18:04:51
} | MaximumArchiveDays=90 | DesiredRemainingSpace=500,8123,GPA_SPSTCH_500_PM_04:DF,,304,8736f6c7-ad41-4b43-b4f6-e684e0d4ad20,SPSTCH_500_PM_04,Spstch_500_Pm_04,60,1,companyAcronym= | protocolName=IEEE C37.118.2-2011 | vendorAcronym= | vendorDeviceName= | interconnectionName=,,,,10,STTP,Streaming Telemetry Transport Protocol,6,,,,,,SPSTCH_500_PM_04-DF,0.0,1.0,Spstch_500_Pm_04 Frequency Delta (dF/dt),0,1,1,,PMU,DFDT,Frequency Delta (dF/dt),DF,-98.6,37.5,PPA:8123,2021-08-06 18:04:51
} | MaximumArchiveDays=90 | DesiredRemainingSpace=500,8124,GPA_SPSTCH_500_PM_04:S,,304,8736f6c7-ad41-4b43-b4f6-e684e0d4ad20,SPSTCH_500_PM_04,Spstch_500_Pm_04,60,1,companyAcronym= | protocolName=IEEE C37.118.2-2011 | vendorAcronym= | vendorDeviceName= | interconnectionName=,,,,10,STTP,Streaming Telemetry Transport Protocol,8,,,,,,SPSTCH_500_PM_04-SF,0.0,1.0,Spstch_500_Pm_04 Status Flags,0,1,1,,PMU,FLAG,Status Flags,SF,-98.6,37.5,PPA:8124,2021-08-06 18:04:51
} | MaximumArchiveDays=90 | DesiredRemainingSpace=500,8125,GPA_SPSTCH_500_PM_04-PM1:I,,304,8736f6c7-ad41-4b43-b4f6-e684e0d4ad20,SPSTCH_500_PM_04,Spstch_500_Pm_04,60,1,companyAcronym= | protocolName=IEEE C37.118.2-2011 | vendorAcronym= | vendorDeviceName= | interconnectionName=,,,,10,STTP,Streaming Telemetry Transport Protocol,1,1,LTRJSTAD_1_FA_A,I,+,0,SPSTCH_500_PM_04-PM1,0.0,1.0,Spstch_500_Pm_04 LTRJSTAD_1_FA_A + Current Magnitude,0,1,1,Amps,Phasor,IPHM,Current Magnitude,PM,-98.6,37.5,PPA:8125,2021-08-06 18:04:51
} | MaximumArchiveDays=90 | DesiredRemainingSpace=500,8126,GPA_SPSTCH_500_PM_04-PA1:IH,,304,8736f6c7-ad41-4b43-b4f6-e684e0d4ad20,SPSTCH_500_PM_04,Spstch_500_Pm_04,60,1,companyAcronym= | protocolName=IEEE C37.118.2-2011 | vendorAcronym= | vendorDeviceName= | interconnectionName=,,,,10,STTP,Streaming Telemetry Transport Protocol,2,1,LTRJSTAD_1_FA_A,I,+,0,SPSTCH_500_PM_04-PA1,0.0,1.0,Spstch_500_Pm_04 LTRJSTAD_1_FA_A + Current Phase Angle,0,1,1,Degrees,Phasor,IPHA,Current Phase Angle,PA,-98.6,37.5,PPA:8126,2021-08-06 18:04:51
} | MaximumArchiveDays=90 | DesiredRemainingSpace=500,8127,GPA_SPSTCH_500_PM_04-PM2:I,,304,8736f6c7-ad41-4b43-b4f6-e684e0d4ad20,SPSTCH_500_PM_04,Spstch_500_Pm_04,60,1,companyAcronym= | protocolName=IEEE C37.118.2-2011 | vendorAcronym= | vendorDeviceName= | interconnectionName=,,,,10,STTP,Streaming Telemetry Transport Protocol,1,2,LTRJSTAD_1_FA_B,I,+,0,SPSTCH_500_PM_04-PM2,0.0,1.0,Spstch_500_Pm_04 LTRJSTAD_1_FA_B + Current Magnitude,0,1,1,Amps,Phasor,IPHM,Current Magnitude,PM,-98.6,37.5,PPA:8127,2021-08-06 18:04:51
} | MaximumArchiveDays=90 | DesiredRemainingSpace=500,8128,GPA_SPSTCH_500_PM_04-PA2:IH,,304,8736f6c7-ad41-4b43-b4f6-e684e0d4ad20,SPSTCH_500_PM_04,Spstch_500_Pm_04,60,1,companyAcronym= | protocolName=IEEE C37.118.2-2011 | vendorAcronym= | vendorDeviceName= | interconnectionName=,,,,10,STTP,Streaming Telemetry Transport Protocol,2,2,LTRJSTAD_1_FA_B,I,+,0,SPSTCH_500_PM_04-PA2,0.0,1.0,Spstch_500_Pm_04 LTRJSTAD_1_FA_B + Current Phase Angle,0,1,1,Degrees,Phasor,IPHA,Current Phase Angle,PA,-98.6,37.5,PPA:8128,2021-08-06 18:04:51
} | MaximumArchiveDays=90 | DesiredRemainingSpace=500,8129,GPA_SPSTCH_500_PM_04-PM3:I,,304,8736f6c7-ad41-4b43-b4f6-e684e0d4ad20,SPSTCH_500_PM_04,Spstch_500_Pm_04,60,1,companyAcronym= | protocolName=IEEE C37.118.2-2011 | vendorAcronym= | vendorDeviceName= | interconnectionName=,,,,10,STTP,Streaming Telemetry Transport Protocol,1,3,LTRJSTAD_1_FA_C,I,+,0,SPSTCH_500_PM_04-PM3,0.0,1.0,Spstch_500_Pm_04 LTRJSTAD_1_FA_C + Current Magnitude,0,1,1,Amps,Phasor,IPHM,Current Magnitude,PM,-98.6,37.5,PPA:8129,2021-08-06 18:04:51
} | MaximumArchiveDays=90 | DesiredRemainingSpace=500,8130,GPA_SPSTCH_500_PM_04-PA3:IH,,304,8736f6c7-ad41-4b43-b4f6-e684e0d4ad20,SPSTCH_500_PM_04,Spstch_500_Pm_04,60,1,companyAcronym= | protocolName=IEEE C37.118.2-2011 | vendorAcronym= | vendorDeviceName= | interconnectionName=,,,,10,STTP,Streaming Telemetry Transport Protocol,2,3,LTRJSTAD_1_FA_C,I,+,0,SPSTCH_500_PM_04-PA3,0.0,1.0,Spstch_500_Pm_04 LTRJSTAD_1_FA_C + Current Phase Angle,0,1,1,Degrees,Phasor,IPHA,Current Phase Angle,PA,-98.6,37.5,PPA:8130,2021-08-06 18:04:51
} | MaximumArchiveDays=90 | DesiredRemainingSpace=500,8131,GPA_SPSTCH_500_PM_04-PM4:V,,304,8736f6c7-ad41-4b43-b4f6-e684e0d4ad20,SPSTCH_500_PM_04,Spstch_500_Pm_04,60,1,companyAcronym= | protocolName=IEEE C37.118.2-2011 | vendorAcronym= | vendorDeviceName= | interconnectionName=,,,,10,STTP,Streaming Telemetry Transport Protocol,3,4,LTRJSTAD_1_FV_A,V,+,0,SPSTCH_500_PM_04-PM4,0.0,1.0,Spstch_500_Pm_04 LTRJSTAD_1_FV_A + Voltage Magnitude,0,1,1,Volts,Phasor,VPHM,Voltage Magnitude,PM,-98.6,37.5,PPA:8131,2021-08-06 18:04:51
} | MaximumArchiveDays=90 | DesiredRemainingSpace=500,8132,GPA_SPSTCH_500_PM_04-PA4:VH,,304,8736f6c7-ad41-4b43-b4f6-e684e0d4ad20,SPSTCH_500_PM_04,Spstch_500_Pm_04,60,1,companyAcronym= | protocolName=IEEE C37.118.2-2011 | vendorAcronym= | vendorDeviceName= | interconnectionName=,,,,10,STTP,Streaming Telemetry Transport Protocol,4,4,LTRJSTAD_1_FV_A,V,+,0,SPSTCH_500_PM_04-PA4,0.0,1.0,Spstch_500_Pm_04 LTRJSTAD_1_FV_A + Voltage Phase Angle,0,1,1,Degrees,Phasor,VPHA,Voltage Phase Angle,PA,-98.6,37.5,PPA:8132,2021-08-06 18:04:51
} | MaximumArchiveDays=90 | DesiredRemainingSpace=500,8133,GPA_SPSTCH_500_PM_04-PM5:V,,304,8736f6c7-ad41-4b43-b4f6-e684e0d4ad20,SPSTCH_500_PM_04,Spstch_500_Pm_04,60,1,companyAcronym= | protocolName=IEEE C37.118.2-2011 | vendorAcronym= | vendorDeviceName= | interconnectionName=,,,,10,STTP,Streaming Telemetry Transport Protocol,3,5,LTRJSTAD_1_FV_B,V,+,0,SPSTCH_500_PM_04-PM5,0.0,1.0,Spstch_500_Pm_04 LTRJSTAD_1_FV_B + Voltage Magnitude,0,1,1,Volts,Phasor,VPHM,Voltage Magnitude,PM,-98.6,37.5,PPA:8133,2021-08-06 18:04:51
} | MaximumArchiveDays=90 | DesiredRemainingSpace=500,8134,GPA_SPSTCH_500_PM_04-PA5:VH,,304,8736f6c7-ad41-4b43-b4f6-e684e0d4ad20,SPSTCH_500_PM_04,Spstch_500_Pm_04,60,1,companyAcronym= | protocolName=IEEE C37.118.2-2011 | vendorAcronym= | vendorDeviceName= | interconnectionName=,,,,10,STTP,Streaming Telemetry Transport Protocol,4,5,LTRJSTAD_1_FV_B,V,+,0,SPSTCH_500_PM_04-PA5,0.0,1.0,Spstch_500_Pm_04 LTRJSTAD_1_FV_B + Voltage Phase Angle,0,1,1,Degrees,Phasor,VPHA,Voltage Phase Angle,PA,-98.6,37.5,PPA:8134,2021-08-06 18:04:51
} | MaximumArchiveDays=90 | DesiredRemainingSpace=500,8135,GPA_SPSTCH_500_PM_04-PM6:V,,304,8736f6c7-ad41-4b43-b4f6-e684e0d4ad20,SPSTCH_500_PM_04,Spstch_500_Pm_04,60,1,companyAcronym= | protocolName=IEEE C37.118.2-2011 | vendorAcronym= | vendorDeviceName= | interconnectionName=,,,,10,STTP,Streaming Telemetry Transport Protocol,3,6,LTRJSTAD_1_FV_C,V,+,0,SPSTCH_500_PM_04-PM6,0.0,1.0,Spstch_500_Pm_04 LTRJSTAD_1_FV_C + Voltage Magnitude,0,1,1,Volts,Phasor,VPHM,Voltage Magnitude,PM,-98.6,37.5,PPA:8135,2021-08-06 18:04:51
} | MaximumArchiveDays=90 | DesiredRemainingSpace=500,8136,GPA_SPSTCH_500_PM_04-PA6:VH,,304,8736f6c7-ad41-4b43-b4f6-e684e0d4ad20,SPSTCH_500_PM_04,Spstch_500_Pm_04,60,1,companyAcronym= | protocolName=IEEE C37.118.2-2011 | vendorAcronym= | vendorDeviceName= | interconnectionName=,,,,10,STTP,Streaming Telemetry Transport Protocol,4,6,LTRJSTAD_1_FV_C,V,+,0,SPSTCH_500_PM_04-PA6,0.0,1.0,Spstch_500_Pm_04 LTRJSTAD_1_FV_C + Voltage Phase Angle,0,1,1,Degrees,Phasor,VPHA,Voltage Phase Angle,PA,-98.6,37.5,PPA:8136,2021-08-06 18:04:51
} | MaximumArchiveDays=90 | DesiredRemainingSpace=500,8137,GPA_SPSTCH_500_PM_04-PM7:I,,304,8736f6c7-ad41-4b43-b4f6-e684e0d4ad20,SPSTCH_500_PM_04,Spstch_500_Pm_04,60,1,companyAcronym= | protocolName=IEEE C37.118.2-2011 | vendorAcronym= | vendorDeviceName= | interconnectionName=,,,,10,STTP,Streaming Telemetry Transport Protocol,1,7,LTRJSTAD_1_FA_P,I,+,0,SPSTCH_500_PM_04-PM7,0.0,1.0,Spstch_500_Pm_04 LTRJSTAD_1_FA_P + Current Magnitude,0,1,1,Amps,Phasor,IPHM,Current Magnitude,PM,-98.6,37.5,PPA:8137,2021-08-06 18:04:51
} | MaximumArchiveDays=90 | DesiredRemainingSpace=500,8138,GPA_SPSTCH_500_PM_04-PA7:IH,,304,8736f6c7-ad41-4b43-b4f6-e684e0d4ad20,SPSTCH_500_PM_04,Spstch_500_Pm_04,60,1,companyAcronym= | protocolName=IEEE C37.118.2-2011 | vendorAcronym= | vendorDeviceName= | interconnectionName=,,,,10,STTP,Streaming Telemetry Transport Protocol,2,7,LTRJSTAD_1_FA_P,I,+,0,SPSTCH_500_PM_04-PA7,0.0,1.0,Spstch_500_Pm_04 LTRJSTAD_1_FA_P + Current Phase Angle,0,1,1,Degrees,Phasor,IPHA,Current Phase Angle,PA,-98.6,37.5,PPA:8138,2021-08-06 18:04:51
} | MaximumArchiveDays=90 | DesiredRemainingSpace=500,8139,GPA_SPSTCH_500_PM_04-PM8:V,,304,8736f6c7-ad41-4b43-b4f6-e684e0d4ad20,SPSTCH_500_PM_04,Spstch_500_Pm_04,60,1,companyAcronym= | protocolName=IEEE C37.118.2-2011 | vendorAcronym= | vendorDeviceName= | interconnectionName=,,,,10,STTP,Streaming Telemetry Transport Protocol,3,8,LTRJSTAD_1_FV_P,V,+,0,SPSTCH_500_PM_04-PM8,0.0,1.0,Spstch_500_Pm_04 LTRJSTAD_1_FV_P + Voltage Magnitude,0,1,1,Volts,Phasor,VPHM,Voltage Magnitude,PM,-98.6,37.5,PPA:8139,2021-08-06 18:04:51
} | MaximumArchiveDays=90 | DesiredRemainingSpace=500,8140,GPA_SPSTCH_500_PM_04-PA8:VH,,304,8736f6c7-ad41-4b43-b4f6-e684e0d4ad20,SPSTCH_500_PM_04,Spstch_500_Pm_04,60,1,companyAcronym= | protocolName=IEEE C37.118.2-2011 | vendorAcronym= | vendorDeviceName= | interconnectionName=,,,,10,STTP,Streaming Telemetry Transport Protocol,4,8,LTRJSTAD_1_FV_P,V,+,0,SPSTCH_500_PM_04-PA8,0.0,1.0,Spstch_500_Pm_04 LTRJSTAD_1_FV_P + Voltage Phase Angle,0,1,1,Degrees,Phasor,VPHA,Voltage Phase Angle,PA,-98.6,37.5,PPA:8140,2021-08-06 18:04:51
} | MaximumArchiveDays=90 | DesiredRemainingSpace=500,8141,GPA_SPSTCH_500_PM_05:F,,305,8736f6c7-ad41-4b43-b4f6-e684e0d4ad20,SPSTCH_500_PM_05,Spstch_500_Pm_05,60,1,companyAcronym= | protocolName=IEEE C37.118.2-2011 | vendorAcronym= | vendorDeviceName= | interconnectionName=,,,,10,STTP,Streaming Telemetry Transport Protocol,5,,,,,,SPSTCH_500_PM_05-FQ,0.0,1.0,Spstch_500_Pm_05 Frequency,0,1,1,Hz,PMU,FREQ,Frequency,FQ,-98.6,37.5,PPA:8141,2021-08-06 18:04:51
} | MaximumArchiveDays=90 | DesiredRemainingSpace=500,8142,GPA_SPSTCH_500_PM_05:DF,,305,8736f6c7-ad41-4b43-b4f6-e684e0d4ad20,SPSTCH_500_PM_05,Spstch_500_Pm_05,60,1,companyAcronym= | protocolName=IEEE C37.118.2-2011 | vendorAcronym= | vendorDeviceName= | interconnectionName=,,,,10,STTP,Streaming Telemetry Transport Protocol,6,,,,,,SPSTCH_500_PM_05-DF,0.0,1.0,Spstch_500_Pm_05 Frequency Delta (dF/dt),0,1,1,,PMU,DFDT,Frequency Delta (dF/dt),DF,-98.6,37.5,PPA:8142,2021-08-06 18:04:51
} | MaximumArchiveDays=90 | DesiredRemainingSpace=500,8143,GPA_SPSTCH_500_PM_05:S,,305,8736f6c7-ad41-4b43-b4f6-e684e0d4ad20,SPSTCH_500_PM_05,Spstch_500_Pm_05,60,1,companyAcronym= | protocolName=IEEE C37.118.2-2011 | vendorAcronym= | vendorDeviceName= | interconnectionName=,,,,10,STTP,Streaming Telemetry Transport Protocol,8,,,,,,SPSTCH_500_PM_05-SF,0.0,1.0,Spstch_500_Pm_05 Status Flags,0,1,1,,PMU,FLAG,Status Flags,SF,-98.6,37.5,PPA:8143,2021-08-06 18:04:51
} | MaximumArchiveDays=90 | DesiredRemainingSpace=500,8144,GPA_SPSTCH_500_PM_05-PM1:I,,305,8736f6c7-ad41-4b43-b4f6-e684e0d4ad20,SPSTCH_500_PM_05,Spstch_500_Pm_05,60,1,companyAcronym= | protocolName=IEEE C37.118.2-2011 | vendorAcronym= | vendorDeviceName= | interconnectionName=,,,,10,STTP,Streaming Telemetry Transport Protocol,1,1,LTRJSTBF_1_FA_A,I,+,0,SPSTCH_500_PM_05-PM1,0.0,1.0,Spstch_500_Pm_05 LTRJSTBF_1_FA_A + Current Magnitude,0,1,1,Amps,Phasor,IPHM,Current Magnitude,PM,-98.6,37.5,PPA:8144,2021-08-06 18:04:51
} | MaximumArchiveDays=90 | DesiredRemainingSpace=500,8145,GPA_SPSTCH_500_PM_05-PA1:IH,,305,8736f6c7-ad41-4b43-b4f6-e684e0d4ad20,SPSTCH_500_PM_05,Spstch_500_Pm_05,60,1,companyAcronym= | protocolName=IEEE C37.118.2-2011 | vendorAcronym= | vendorDeviceName= | interconnectionName=,,,,10,STTP,Streaming Telemetry Transport Protocol,2,1,LTRJSTBF_1_FA_A,I,+,0,SPSTCH_500_PM_05-PA1,0.0,1.0,Spstch_500_Pm_05 LTRJSTBF_1_FA_A + Current Phase Angle,0,1,1,Degrees,Phasor,IPHA,Current Phase Angle,PA,-98.6,37.5,PPA:8145,2021-08-06 18:04:51
} | MaximumArchiveDays=90 | DesiredRemainingSpace=500,8146,GPA_SPSTCH_500_PM_05-PM2:I,,305,8736f6c7-ad41-4b43-b4f6-e684e0d4ad20,SPSTCH_500_PM_05,Spstch_500_Pm_05,60,1,companyAcronym= | protocolName=IEEE C37.118.2-2011 | vendorAcronym= | vendorDeviceName= | interconnectionName=,,,,10,STTP,Streaming Telemetry Transport Protocol,1,2,LTRJSTBF_1_FA_B,I,+,0,SPSTCH_500_PM_05-PM2,0.0,1.0,Spstch_500_Pm_05 LTRJSTBF_1_FA_B + Current Magnitude,0,1,1,Amps,Phasor,IPHM,Current Magnitude,PM,-98.6,37.5,PPA:8146,2021-08-06 18:04:51
} | MaximumArchiveDays=90 | DesiredRemainingSpace=500,8147,GPA_SPSTCH_500_PM_05-PA2:IH,,305,8736f6c7-ad41-4b43-b4f6-e684e0d4ad20,SPSTCH_500_PM_05,Spstch_500_Pm_05,60,1,companyAcronym= | protocolName=IEEE C37.118.2-2011 | vendorAcronym= | vendorDeviceName= | interconnectionName=,,,,10,STTP,Streaming Telemetry Transport Protocol,2,2,LTRJSTBF_1_FA_B,I,+,0,SPSTCH_500_PM_05-PA2,0.0,1.0,Spstch_500_Pm_05 LTRJSTBF_1_FA_B + Current Phase Angle,0,1,1,Degrees,Phasor,IPHA,Current Phase Angle,PA,-98.6,37.5,PPA:8147,2021-08-06 18:04:51
} | MaximumArchiveDays=90 | DesiredRemainingSpace=500,8148,GPA_SPSTCH_500_PM_05-PM3:I,,305,8736f6c7-ad41-4b43-b4f6-e684e0d4ad20,SPSTCH_500_PM_05,Spstch_500_Pm_05,60,1,companyAcronym= | protocolName=IEEE C37.118.2-2011 | vendorAcronym= | vendorDeviceName= | interconnectionName=,,,,10,STTP,Streaming Telemetry Transport Protocol,1,3,LTRJSTBF_1_FA_C,I,+,0,SPSTCH_500_PM_05-PM3,0.0,1.0,Spstch_500_Pm_05 LTRJSTBF_1_FA_C + Current Magnitude,0,1,1,Amps,Phasor,IPHM,Current Magnitude,PM,-98.6,37.5,PPA:8148,2021-08-06 18:04:51
} | MaximumArchiveDays=90 | DesiredRemainingSpace=500,8149,GPA_SPSTCH_500_PM_05-PA3:IH,,305,8736f6c7-ad41-4b43-b4f6-e684e0d4ad20,SPSTCH_500_PM_05,Spstch_500_Pm_05,60,1,companyAcronym= | protocolName=IEEE C37.118.2-2011 | vendorAcronym= | vendorDeviceName= | interconnectionName=,,,,10,STTP,Streaming Telemetry Transport Protocol,2,3,LTRJSTBF_1_FA_C,I,+,0,SPSTCH_500_PM_05-PA3,0.0,1.0,Spstch_500_Pm_05 LTRJSTBF_1_FA_C + Current Phase Angle,0,1,1,Degrees,Phasor,IPHA,Current Phase Angle,PA,-98.6,37.5,PPA:8149,2021-08-06 18:04:51
} | MaximumArchiveDays=90 | DesiredRemainingSpace=500,8150,GPA_SPSTCH_500_PM_05-PM4:V,,305,8736f6c7-ad41-4b43-b4f6-e684e0d4ad20,SPSTCH_500_PM_05,Spstch_500_Pm_05,60,1,companyAcronym= | protocolName=IEEE C37.118.2-2011 | vendorAcronym= | vendorDeviceName= | interconnectionName=,,,,10,STTP,Streaming Telemetry Transport Protocol,3,4,LTRJSTBF_1_FV_A,V,+,0,SPSTCH_500_PM_05-PM4,0.0,1.0,Spstch_500_Pm_05 LTRJSTBF_1_FV_A + Voltage Magnitude,0,1,1,Volts,Phasor,VPHM,Voltage Magnitude,PM,-98.6,37.5,PPA:8150,2021-08-06 18:04:51
} | MaximumArchiveDays=90 | DesiredRemainingSpace=500,8151,GPA_SPSTCH_500_PM_05-PA4:VH,,305,8736f6c7-ad41-4b43-b4f6-e684e0d4ad20,SPSTCH_500_PM_05,Spstch_500_Pm_05,60,1,companyAcronym= | protocolName=IEEE C37.118.2-2011 | vendorAcronym= | vendorDeviceName= | interconnectionName=,,,,10,STTP,Streaming Telemetry Transport Protocol,4,4,LTRJSTBF_1_FV_A,V,+,0,SPSTCH_500_PM_05-PA4,0.0,1.0,Spstch_500_Pm_05 LTRJSTBF_1_FV_A + Voltage Phase Angle,0,1,1,Degrees,Phasor,VPHA,Voltage Phase Angle,PA,-98.6,37.5,PPA:8151,2021-08-06 18:04:51
} | MaximumArchiveDays=90 | DesiredRemainingSpace=500,8152,GPA_SPSTCH_500_PM_05-PM5:V,,305,8736f6c7-ad41-4b43-b4f6-e684e0d4ad20,SPSTCH_500_PM_05,Spstch_500_Pm_05,60,1,companyAcronym= | protocolName=IEEE C37.118.2-2011 | vendorAcronym= | vendorDeviceName= | interconnectionName=,,,,10,STTP,Streaming Telemetry Transport Protocol,3,5,LTRJSTBF_1_FV_B,V,+,0,SPSTCH_500_PM_05-PM5,0.0,1.0,Spstch_500_Pm_05 LTRJSTBF_1_FV_B + Voltage Magnitude,0,1,1,Volts,Phasor,VPHM,Voltage Magnitude,PM,-98.6,37.5,PPA:8152,2021-08-06 18:04:51
} | MaximumArchiveDays=90 | DesiredRemainingSpace=500,8153,GPA_SPSTCH_500_PM_05-PA5:VH,,305,8736f6c7-ad41-4b43-b4f6-e684e0d4ad20,SPSTCH_500_PM_05,Spstch_500_Pm_05,60,1,companyAcronym= | protocolName=IEEE C37.118.2-2011 | vendorAcronym= | vendorDeviceName= | interconnectionName=,,,,10,STTP,Streaming Telemetry Transport Protocol,4,5,LTRJSTBF_1_FV_B,V,+,0,SPSTCH_500_PM_05-PA5,0.0,1.0,Spstch_500_Pm_05 LTRJSTBF_1_FV_B + Voltage Phase Angle,0,1,1,Degrees,Phasor,VPHA,Voltage Phase Angle,PA,-98.6,37.5,PPA:8153,2021-08-06 18:04:51
} | MaximumArchiveDays=90 | DesiredRemainingSpace=500,8154,GPA_SPSTCH_500_PM_05-PM6:V,,305,8736f6c7-ad41-4b43-b4f6-e684e0d4ad20,SPSTCH_500_PM_05,Spstch_500_Pm_05,60,1,companyAcronym= | protocolName=IEEE C37.118.2-2011 | vendorAcronym= | vendorDeviceName= | interconnectionName=,,,,10,STTP,Streaming Telemetry Transport Protocol,3,6,LTRJSTBF_1_FV_C,V,+,0,SPSTCH_500_PM_05-PM6,0.0,1.0,Spstch_500_Pm_05 LTRJSTBF_1_FV_C + Voltage Magnitude,0,1,1,Volts,Phasor,VPHM,Voltage Magnitude,PM,-98.6,37.5,PPA:8154,2021-08-06 18:04:51
} | MaximumArchiveDays=90 | DesiredRemainingSpace=500,8155,GPA_SPSTCH_500_PM_05-PA6:VH,,305,8736f6c7-ad41-4b43-b4f6-e684e0d4ad20,SPSTCH_500_PM_05,Spstch_500_Pm_05,60,1,companyAcronym= | protocolName=IEEE C37.118.2-2011 | vendorAcronym= | vendorDeviceName= | interconnectionName=,,,,10,STTP,Streaming Telemetry Transport Protocol,4,6,LTRJSTBF_1_FV_C,V,+,0,SPSTCH_500_PM_05-PA6,0.0,1.0,Spstch_500_Pm_05 LTRJSTBF_1_FV_C + Voltage Phase Angle,0,1,1,Degrees,Phasor,VPHA,Voltage Phase Angle,PA,-98.6,37.5,PPA:8155,2021-08-06 18:04:51
} | MaximumArchiveDays=90 | DesiredRemainingSpace=500,8156,GPA_SPSTCH_500_PM_05-PM7:I,,305,8736f6c7-ad41-4b43-b4f6-e684e0d4ad20,SPSTCH_500_PM_05,Spstch_500_Pm_05,60,1,companyAcronym= | protocolName=IEEE C37.118.2-2011 | vendorAcronym= | vendorDeviceName= | interconnectionName=,,,,10,STTP,Streaming Telemetry Transport Protocol,1,7,LTRJSTBF_1_FA_P,I,+,0,SPSTCH_500_PM_05-PM7,0.0,1.0,Spstch_500_Pm_05 LTRJSTBF_1_FA_P + Current Magnitude,0,1,1,Amps,Phasor,IPHM,Current Magnitude,PM,-98.6,37.5,PPA:8156,2021-08-06 18:04:51
} | MaximumArchiveDays=90 | DesiredRemainingSpace=500,8157,GPA_SPSTCH_500_PM_05-PA7:IH,,305,8736f6c7-ad41-4b43-b4f6-e684e0d4ad20,SPSTCH_500_PM_05,Spstch_500_Pm_05,60,1,companyAcronym= | protocolName=IEEE C37.118.2-2011 | vendorAcronym= | vendorDeviceName= | interconnectionName=,,,,10,STTP,Streaming Telemetry Transport Protocol,2,7,LTRJSTBF_1_FA_P,I,+,0,SPSTCH_500_PM_05-PA7,0.0,1.0,Spstch_500_Pm_05 LTRJSTBF_1_FA_P + Current Phase Angle,0,1,1,Degrees,Phasor,IPHA,Current Phase Angle,PA,-98.6,37.5,PPA:8157,2021-08-06 18:04:51
} | MaximumArchiveDays=90 | DesiredRemainingSpace=500,8158,GPA_SPSTCH_500_PM_05-PM8:V,,305,8736f6c7-ad41-4b43-b4f6-e684e0d4ad20,SPSTCH_500_PM_05,Spstch_500_Pm_05,60,1,companyAcronym= | protocolName=IEEE C37.118.2-2011 | vendorAcronym= | vendorDeviceName= | interconnectionName=,,,,10,STTP,Streaming Telemetry Transport Protocol,3,8,LTRJSTBF_1_FV_P,V,+,0,SPSTCH_500_PM_05-PM8,0.0,1.0,Spstch_500_Pm_05 LTRJSTBF_1_FV_P + Voltage Magnitude,0,1,1,Volts,Phasor,VPHM,Voltage Magnitude,PM,-98.6,37.5,PPA:8158,2021-08-06 18:04:51
} | MaximumArchiveDays=90 | DesiredRemainingSpace=500,8159,GPA_SPSTCH_500_PM_05-PA8:VH,,305,8736f6c7-ad41-4b43-b4f6-e684e0d4ad20,SPSTCH_500_PM_05,Spstch_500_Pm_05,60,1,companyAcronym= | protocolName=IEEE C37.118.2-2011 | vendorAcronym= | vendorDeviceName= | interconnectionName=,,,,10,STTP,Streaming Telemetry Transport Protocol,4,8,LTRJSTBF_1_FV_P,V,+,0,SPSTCH_500_PM_05-PA8,0.0,1.0,Spstch_500_Pm_05 LTRJSTBF_1_FV_P + Voltage Phase Angle,0,1,1,Degrees,Phasor,VPHA,Voltage Phase Angle,PA,-98.6,37.5,PPA:8159,2021-08-06 18:04:51
} | MaximumArchiveDays=90 | DesiredRemainingSpace=500,8160,GPA_SPSTCH_500_PM_06:F,,306,8736f6c7-ad41-4b43-b4f6-e684e0d4ad20,SPSTCH_500_PM_06,Spstch_500_Pm_06,60,1,companyAcronym= | protocolName=IEEE C37.118.2-2011 | vendorAcronym= | vendorDeviceName= | interconnectionName=,,,,10,STTP,Streaming Telemetry Transport Protocol,5,,,,,,SPSTCH_500_PM_06-FQ,0.0,1.0,Spstch_500_Pm_06 Frequency,0,1,1,Hz,PMU,FREQ,Frequency,FQ,-98.6,37.5,PPA:8160,2021-08-06 18:04:51
} | MaximumArchiveDays=90 | DesiredRemainingSpace=500,8161,GPA_SPSTCH_500_PM_06:DF,,306,8736f6c7-ad41-4b43-b4f6-e684e0d4ad20,SPSTCH_500_PM_06,Spstch_500_Pm_06,60,1,companyAcronym= | protocolName=IEEE C37.118.2-2011 | vendorAcronym= | vendorDeviceName= | interconnectionName=,,,,10,STTP,Streaming Telemetry Transport Protocol,6,,,,,,SPSTCH_500_PM_06-DF,0.0,1.0,Spstch_500_Pm_06 Frequency Delta (dF/dt),0,1,1,,PMU,DFDT,Frequency Delta (dF/dt),DF,-98.6,37.5,PPA:8161,2021-08-06 18:04:51
} | MaximumArchiveDays=90 | DesiredRemainingSpace=500,8162,GPA_SPSTCH_500_PM_06:S,,306,8736f6c7-ad41-4b43-b4f6-e684e0d4ad20,SPSTCH_500_PM_06,Spstch_500_Pm_06,60,1,companyAcronym= | protocolName=IEEE C37.118.2-2011 | vendorAcronym= | vendorDeviceName= | interconnectionName=,,,,10,STTP,Streaming Telemetry Transport Protocol,8,,,,,,SPSTCH_500_PM_06-SF,0.0,1.0,Spstch_500_Pm_06 Status Flags,0,1,1,,PMU,FLAG,Status Flags,SF,-98.6,37.5,PPA:8162,2021-08-06 18:04:51
} | MaximumArchiveDays=90 | DesiredRemainingSpace=500,8163,GPA_SPSTCH_500_PM_06-PM1:I,,306,8736f6c7-ad41-4b43-b4f6-e684e0d4ad20,SPSTCH_500_PM_06,Spstch_500_Pm_06,60,1,companyAcronym= | protocolName=IEEE C37.118.2-2011 | vendorAcronym= | vendorDeviceName= | interconnectionName=,,,,10,STTP,Streaming Telemetry Transport Protocol,1,1,LTRJSTRS_1_FA_A,I,+,0,SPSTCH_500_PM_06-PM1,0.0,1.0,Spstch_500_Pm_06 LTRJSTRS_1_FA_A + Current Magnitude,0,1,1,Amps,Phasor,IPHM,Current Magnitude,PM,-98.6,37.5,PPA:8163,2021-08-06 18:04:51
} | MaximumArchiveDays=90 | DesiredRemainingSpace=500,8164,GPA_SPSTCH_500_PM_06-PA1:IH,,306,8736f6c7-ad41-4b43-b4f6-e684e0d4ad20,SPSTCH_500_PM_06,Spstch_500_Pm_06,60,1,companyAcronym= | protocolName=IEEE C37.118.2-2011 | vendorAcronym= | vendorDeviceName= | interconnectionName=,,,,10,STTP,Streaming Telemetry Transport Protocol,2,1,LTRJSTRS_1_FA_A,I,+,0,SPSTCH_500_PM_06-PA1,0.0,1.0,Spstch_500_Pm_06 LTRJSTRS_1_FA_A + Current Phase Angle,0,1,1,Degrees,Phasor,IPHA,Current Phase Angle,PA,-98.6,37.5,PPA:8164,2021-08-06 18:04:51
} | MaximumArchiveDays=90 | DesiredRemainingSpace=500,8165,GPA_SPSTCH_500_PM_06-PM2:I,,306,8736f6c7-ad41-4b43-b4f6-e684e0d4ad20,SPSTCH_500_PM_06,Spstch_500_Pm_06,60,1,companyAcronym= | protocolName=IEEE C37.118.2-2011 | vendorAcronym= | vendorDeviceName= | interconnectionName=,,,,10,STTP,Streaming Telemetry Transport Protocol,1,2,LTRJSTRS_1_FA_B,I,+,0,SPSTCH_500_PM_06-PM2,0.0,1.0,Spstch_500_Pm_06 LTRJSTRS_1_FA_B + Current Magnitude,0,1,1,Amps,Phasor,IPHM,Current Magnitude,PM,-98.6,37.5,PPA:8165,2021-08-06 18:04:51
} | MaximumArchiveDays=90 | DesiredRemainingSpace=500,8166,GPA_SPSTCH_500_PM_06-PA2:IH,,306,8736f6c7-ad41-4b43-b4f6-e684e0d4ad20,SPSTCH_500_PM_06,Spstch_500_Pm_06,60,1,companyAcronym= | protocolName=IEEE C37.118.2-2011 | vendorAcronym= | vendorDeviceName= | interconnectionName=,,,,10,STTP,Streaming Telemetry Transport Protocol,2,2,LTRJSTRS_1_FA_B,I,+,0,SPSTCH_500_PM_06-PA2,0.0,1.0,Spstch_500_Pm_06 LTRJSTRS_1_FA_B + Current Phase Angle,0,1,1,Degrees,Phasor,IPHA,Current Phase Angle,PA,-98.6,37.5,PPA:8166,2021-08-06 18:04:51
} | MaximumArchiveDays=90 | DesiredRemainingSpace=500,8167,GPA_SPSTCH_500_PM_06-PM3:I,,306,8736f6c7-ad41-4b43-b4f6-e684e0d4ad20,SPSTCH_500_PM_06,Spstch_500_Pm_06,60,1,companyAcronym= | protocolName=IEEE C37.118.2-2011 | vendorAcronym= | vendorDeviceName= | interconnectionName=,,,,10,STTP,Streaming Telemetry Transport Protocol,1,3,LTRJSTRS_1_FA_C,I,+,0,SPSTCH_500_PM_06-PM3,0.0,1.0,Spstch_500_Pm_06 LTRJSTRS_1_FA_C + Current Magnitude,0,1,1,Amps,Phasor,IPHM,Current Magnitude,PM,-98.6,37.5,PPA:8167,2021-08-06 18:04:51
} | MaximumArchiveDays=90 | DesiredRemainingSpace=500,8168,GPA_SPSTCH_500_PM_06-PA3:IH,,306,8736f6c7-ad41-4b43-b4f6-e684e0d4ad20,SPSTCH_500_PM_06,Spstch_500_Pm_06,60,1,companyAcronym= | protocolName=IEEE C37.118.2-2011 | vendorAcronym= | vendorDeviceName= | interconnectionName=,,,,10,STTP,Streaming Telemetry Transport Protocol,2,3,LTRJSTRS_1_FA_C,I,+,0,SPSTCH_500_PM_06-PA3,0.0,1.0,Spstch_500_Pm_06 LTRJSTRS_1_FA_C + Current Phase Angle,0,1,1,Degrees,Phasor,IPHA,Current Phase Angle,PA,-98.6,37.5,PPA:8168,2021-08-06 18:04:51
} | MaximumArchiveDays=90 | DesiredRemainingSpace=500,8169,GPA_SPSTCH_500_PM_06-PM4:V,,306,8736f6c7-ad41-4b43-b4f6-e684e0d4ad20,SPSTCH_500_PM_06,Spstch_500_Pm_06,60,1,companyAcronym= | protocolName=IEEE C37.118.2-2011 | vendorAcronym= | vendorDeviceName= | interconnectionName=,,,,10,STTP,Streaming Telemetry Transport Protocol,3,4,LTRJSTRS_1_FV_A,V,+,0,SPSTCH_500_PM_06-PM4,0.0,1.0,Spstch_500_Pm_06 LTRJSTRS_1_FV_A + Voltage Magnitude,0,1,1,Volts,Phasor,VPHM,Voltage Magnitude,PM,-98.6,37.5,PPA:8169,2021-08-06 18:04:51
} | MaximumArchiveDays=90 | DesiredRemainingSpace=500,8170,GPA_SPSTCH_500_PM_06-PA4:VH,,306,8736f6c7-ad41-4b43-b4f6-e684e0d4ad20,SPSTCH_500_PM_06,Spstch_500_Pm_06,60,1,companyAcronym= | protocolName=IEEE C37.118.2-2011 | vendorAcronym= | vendorDeviceName= | interconnectionName=,,,,10,STTP,Streaming Telemetry Transport Protocol,4,4,LTRJSTRS_1_FV_A,V,+,0,SPSTCH_500_PM_06-PA4,0.0,1.0,Spstch_500_Pm_06 LTRJSTRS_1_FV_A + Voltage Phase Angle,0,1,1,Degrees,Phasor,VPHA,Voltage Phase Angle,PA,-98.6,37.5,PPA:8170,2021-08-06 18:04:51
} | MaximumArchiveDays=90 | DesiredRemainingSpace=500,8171,GPA_SPSTCH_500_PM_06-PM5:V,,306,8736f6c7-ad41-4b43-b4f6-e684e0d4ad20,SPSTCH_500_PM_06,Spstch_500_Pm_06,60,1,companyAcronym= | protocolName=IEEE C37.118.2-2011 | vendorAcronym= | vendorDeviceName= | interconnectionName=,,,,10,STTP,Streaming Telemetry Transport Protocol,3,5,LTRJSTRS_1_FV_B,V,+,0,SPSTCH_500_PM_06-PM5,0.0,1.0,Spstch_500_Pm_06 LTRJSTRS_1_FV_B + Voltage Magnitude,0,1,1,Volts,Phasor,VPHM,Voltage Magnitude,PM,-98.6,37.5,PPA:8171,2021-08-06 18:04:51
} | MaximumArchiveDays=90 | DesiredRemainingSpace=500,8172,GPA_SPSTCH_500_PM_06-PA5:VH,,306,8736f6c7-ad41-4b43-b4f6-e684e0d4ad20,SPSTCH_500_PM_06,Spstch_500_Pm_06,60,1,companyAcronym= | protocolName=IEEE C37.118.2-2011 | vendorAcronym= | vendorDeviceName= | interconnectionName=,,,,10,STTP,Streaming Telemetry Transport Protocol,4,5,LTRJSTRS_1_FV_B,V,+,0,SPSTCH_500_PM_06-PA5,0.0,1.0,Spstch_500_Pm_06 LTRJSTRS_1_FV_B + Voltage Phase Angle,0,1,1,Degrees,Phasor,VPHA,Voltage Phase Angle,PA,-98.6,37.5,PPA:8172,2021-08-06 18:04:51
} | MaximumArchiveDays=90 | DesiredRemainingSpace=500,8173,GPA_SPSTCH_500_PM_06-PM6:V,,306,8736f6c7-ad41-4b43-b4f6-e684e0d4ad20,SPSTCH_500_PM_06,Spstch_500_Pm_06,60,1,companyAcronym= | protocolName=IEEE C37.118.2-2011 | vendorAcronym= | vendorDeviceName= | interconnectionName=,,,,10,STTP,Streaming Telemetry Transport Protocol,3,6,LTRJSTRS_1_FV_C,V,+,0,SPSTCH_500_PM_06-PM6,0.0,1.0,Spstch_500_Pm_06 LTRJSTRS_1_FV_C + Voltage Magnitude,0,1,1,Volts,Phasor,VPHM,Voltage Magnitude,PM,-98.6,37.5,PPA:8173,2021-08-06 18:04:51
} | MaximumArchiveDays=90 | DesiredRemainingSpace=500,8174,GPA_SPSTCH_500_PM_06-PA6:VH,,306,8736f6c7-ad41-4b43-b4f6-e684e0d4ad20,SPSTCH_500_PM_06,Spstch_500_Pm_06,60,1,companyAcronym= | protocolName=IEEE C37.118.2-2011 | vendorAcronym= | vendorDeviceName= | interconnectionName=,,,,10,STTP,Streaming Telemetry Transport Protocol,4,6,LTRJSTRS_1_FV_C,V,+,0,SPSTCH_500_PM_06-PA6,0.0,1.0,Spstch_500_Pm_06 LTRJSTRS_1_FV_C + Voltage Phase Angle,0,1,1,Degrees,Phasor,VPHA,Voltage Phase Angle,PA,-98.6,37.5,PPA:8174,2021-08-06 18:04:51
} | MaximumArchiveDays=90 | DesiredRemainingSpace=500,8175,GPA_SPSTCH_500_PM_06-PM7:I,,306,8736f6c7-ad41-4b43-b4f6-e684e0d4ad20,SPSTCH_500_PM_06,Spstch_500_Pm_06,60,1,companyAcronym= | protocolName=IEEE C37.118.2-2011 | vendorAcronym= | vendorDeviceName= | interconnectionName=,,,,10,STTP,Streaming Telemetry Transport Protocol,1,7,LTRJSTRS_1_FA_P,I,+,0,SPSTCH_500_PM_06-PM7,0.0,1.0,Spstch_500_Pm_06 LTRJSTRS_1_FA_P + Current Magnitude,0,1,1,Amps,Phasor,IPHM,Current Magnitude,PM,-98.6,37.5,PPA:8175,2021-08-06 18:04:51
} | MaximumArchiveDays=90 | DesiredRemainingSpace=500,8176,GPA_SPSTCH_500_PM_06-PA7:IH,,306,8736f6c7-ad41-4b43-b4f6-e684e0d4ad20,SPSTCH_500_PM_06,Spstch_500_Pm_06,60,1,companyAcronym= | protocolName=IEEE C37.118.2-2011 | vendorAcronym= | vendorDeviceName= | interconnectionName=,,,,10,STTP,Streaming Telemetry Transport Protocol,2,7,LTRJSTRS_1_FA_P,I,+,0,SPSTCH_500_PM_06-PA7,0.0,1.0,Spstch_500_Pm_06 LTRJSTRS_1_FA_P + Current Phase Angle,0,1,1,Degrees,Phasor,IPHA,Current Phase Angle,PA,-98.6,37.5,PPA:8176,2021-08-06 18:04:51
} | MaximumArchiveDays=90 | DesiredRemainingSpace=500,8177,GPA_SPSTCH_500_PM_06-PM8:V,,306,8736f6c7-ad41-4b43-b4f6-e684e0d4ad20,SPSTCH_500_PM_06,Spstch_500_Pm_06,60,1,companyAcronym= | protocolName=IEEE C37.118.2-2011 | vendorAcronym= | vendorDeviceName= | interconnectionName=,,,,10,STTP,Streaming Telemetry Transport Protocol,3,8,LTRJSTRS_1_FV_P,V,+,0,SPSTCH_500_PM_06-PM8,0.0,1.0,Spstch_500_Pm_06 LTRJSTRS_1_FV_P + Voltage Magnitude,0,1,1,Volts,Phasor,VPHM,Voltage Magnitude,PM,-98.6,37.5,PPA:8177,2021-08-06 18:04:51
} | MaximumArchiveDays=90 | DesiredRemainingSpace=500,8178,GPA_SPSTCH_500_PM_06-PA8:VH,,306,8736f6c7-ad41-4b43-b4f6-e684e0d4ad20,SPSTCH_500_PM_06,Spstch_500_Pm_06,60,1,companyAcronym= | protocolName=IEEE C37.118.2-2011 | vendorAcronym= | vendorDeviceName= | interconnectionName=,,,,10,STTP,Streaming Telemetry Transport Protocol,4,8,LTRJSTRS_1_FV_P,V,+,0,SPSTCH_500_PM_06-PA8,0.0,1.0,Spstch_500_Pm_06 LTRJSTRS_1_FV_P + Voltage Phase Angle,0,1,1,Degrees,Phasor,VPHA,Voltage Phase Angle,PA,-98.6,37.5,PPA:8178,2021-08-06 18:04:51
} | MaximumArchiveDays=90 | DesiredRemainingSpace=500,8179,GPA_SPSTCH_500_PM_07:F,,307,8736f6c7-ad41-4b43-b4f6-e684e0d4ad20,SPSTCH_500_PM_07,Spstch_500_Pm_07,60,1,companyAcronym= | protocolName=IEEE C37.118.2-2011 | vendorAcronym= | vendorDeviceName= | interconnectionName=,,,,10,STTP,Streaming Telemetry Transport Protocol,5,,,,,,SPSTCH_500_PM_07-FQ,0.0,1.0,Spstch_500_Pm_07 Frequency,0,1,1,Hz,PMU,FREQ,Frequency,FQ,-98.6,37.5,PPA:8179,2021-08-06 18:04:51
} | MaximumArchiveDays=90 | DesiredRemainingSpace=500,8180,GPA_SPSTCH_500_PM_07:DF,,307,8736f6c7-ad41-4b43-b4f6-e684e0d4ad20,SPSTCH_500_PM_07,Spstch_500_Pm_07,60,1,companyAcronym= | protocolName=IEEE C37.118.2-2011 | vendorAcronym= | vendorDeviceName= | interconnectionName=,,,,10,STTP,Streaming Telemetry Transport Protocol,6,,,,,,SPSTCH_500_PM_07-DF,0.0,1.0,Spstch_500_Pm_07 Frequency Delta (dF/dt),0,1,1,,PMU,DFDT,Frequency Delta (dF/dt),DF,-98.6,37.5,PPA:8180,2021-08-06 18:04:51
} | MaximumArchiveDays=90 | DesiredRemainingSpace=500,8181,GPA_SPSTCH_500_PM_07:S,,307,8736f6c7-ad41-4b43-b4f6-e684e0d4ad20,SPSTCH_500_PM_07,Spstch_500_Pm_07,60,1,companyAcronym= | protocolName=IEEE C37.118.2-2011 | vendorAcronym= | vendorDeviceName= | interconnectionName=,,,,10,STTP,Streaming Telemetry Transport Protocol,8,,,,,,SPSTCH_500_PM_07-SF,0.0,1.0,Spstch_500_Pm_07 Status Flags,0,1,1,,PMU,FLAG,Status Flags,SF,-98.6,37.5,PPA:8181,2021-08-06 18:04:51
} | MaximumArchiveDays=90 | DesiredRemainingSpace=500,8182,GPA_SPSTCH_500_PM_07-PM1:I,,307,8736f6c7-ad41-4b43-b4f6-e684e0d4ad20,SPSTCH_500_PM_07,Spstch_500_Pm_07,60,1,companyAcronym= | protocolName=IEEE C37.118.2-2011 | vendorAcronym= | vendorDeviceName= | interconnectionName=,,,,10,STTP,Streaming Telemetry Transport Protocol,1,1,LTSPTAU_1_FA_A,I,+,0,SPSTCH_500_PM_07-PM1,0.0,1.0,Spstch_500_Pm_07 LTSPTAU_1_FA_A + Current Magnitude,0,1,1,Amps,Phasor,IPHM,Current Magnitude,PM,-98.6,37.5,PPA:8182,2021-08-06 18:04:51
} | MaximumArchiveDays=90 | DesiredRemainingSpace=500,8183,GPA_SPSTCH_500_PM_07-PA1:IH,,307,8736f6c7-ad41-4b43-b4f6-e684e0d4ad20,SPSTCH_500_PM_07,Spstch_500_Pm_07,60,1,companyAcronym= | protocolName=IEEE C37.118.2-2011 | vendorAcronym= | vendorDeviceName= | interconnectionName=,,,,10,STTP,Streaming Telemetry Transport Protocol,2,1,LTSPTAU_1_FA_A,I,+,0,SPSTCH_500_PM_07-PA1,0.0,1.0,Spstch_500_Pm_07 LTSPTAU_1_FA_A + Current Phase Angle,0,1,1,Degrees,Phasor,IPHA,Current Phase Angle,PA,-98.6,37.5,PPA:8183,2021-08-06 18:04:51
} | MaximumArchiveDays=90 | DesiredRemainingSpace=500,8184,GPA_SPSTCH_500_PM_07-PM2:I,,307,8736f6c7-ad41-4b43-b4f6-e684e0d4ad20,SPSTCH_500_PM_07,Spstch_500_Pm_07,60,1,companyAcronym= | protocolName=IEEE C37.118.2-2011 | vendorAcronym= | vendorDeviceName= | interconnectionName=,,,,10,STTP,Streaming Telemetry Transport Protocol,1,2,LTSPTAU_1_FA_B,I,+,0,SPSTCH_500_PM_07-PM2,0.0,1.0,Spstch_500_Pm_07 LTSPTAU_1_FA_B + Current Magnitude,0,1,1,Amps,Phasor,IPHM,Current Magnitude,PM,-98.6,37.5,PPA:8184,2021-08-06 18:04:51
} | MaximumArchiveDays=90 | DesiredRemainingSpace=500,8185,GPA_SPSTCH_500_PM_07-PA2:IH,,307,8736f6c7-ad41-4b43-b4f6-e684e0d4ad20,SPSTCH_500_PM_07,Spstch_500_Pm_07,60,1,companyAcronym= | protocolName=IEEE C37.118.2-2011 | vendorAcronym= | vendorDeviceName= | interconnectionName=,,,,10,STTP,Streaming Telemetry Transport Protocol,2,2,LTSPTAU_1_FA_B,I,+,0,SPSTCH_500_PM_07-PA2,0.0,1.0,Spstch_500_Pm_07 LTSPTAU_1_FA_B + Current Phase Angle,0,1,1,Degrees,Phasor,IPHA,Current Phase Angle,PA,-98.6,37.5,PPA:8185,2021-08-06 18:04:51
} | MaximumArchiveDays=90 | DesiredRemainingSpace=500,8186,GPA_SPSTCH_500_PM_07-PM3:I,,307,8736f6c7-ad41-4b43-b4f6-e684e0d4ad20,SPSTCH_500_PM_07,Spstch_500_Pm_07,60,1,companyAcronym= | protocolName=IEEE C37.118.2-2011 | vendorAcronym= | vendorDeviceName= | interconnectionName=,,,,10,STTP,Streaming Telemetry Transport Protocol,1,3,LTSPTAU_1_FA_C,I,+,0,SPSTCH_500_PM_07-PM3,0.0,1.0,Spstch_500_Pm_07 LTSPTAU_1_FA_C + Current Magnitude,0,1,1,Amps,Phasor,IPHM,Current Magnitude,PM,-98.6,37.5,PPA:8186,2021-08-06 18:04:51
} | MaximumArchiveDays=90 | DesiredRemainingSpace=500,8187,GPA_SPSTCH_500_PM_07-PA3:IH,,307,8736f6c7-ad41-4b43-b4f6-e684e0d4ad20,SPSTCH_500_PM_07,Spstch_500_Pm_07,60,1,companyAcronym= | protocolName=IEEE C37.118.2-2011 | vendorAcronym= | vendorDeviceName= | interconnectionName=,,,,10,STTP,Streaming Telemetry Transport Protocol,2,3,LTSPTAU_1_FA_C,I,+,0,SPSTCH_500_PM_07-PA3,0.0,1.0,Spstch_500_Pm_07 LTSPTAU_1_FA_C + Current Phase Angle,0,1,1,Degrees,Phasor,IPHA,Current Phase Angle,PA,-98.6,37.5,PPA:8187,2021-08-06 18:04:51
} | MaximumArchiveDays=90 | DesiredRemainingSpace=500,8188,GPA_SPSTCH_500_PM_07-PM4:V,,307,8736f6c7-ad41-4b43-b4f6-e684e0d4ad20,SPSTCH_500_PM_07,Spstch_500_Pm_07,60,1,companyAcronym= | protocolName=IEEE C37.118.2-2011 | vendorAcronym= | vendorDeviceName= | interconnectionName=,,,,10,STTP,Streaming Telemetry Transport Protocol,3,4,LTSPTAU_1_FV_A,V,+,0,SPSTCH_500_PM_07-PM4,0.0,1.0,Spstch_500_Pm_07 LTSPTAU_1_FV_A + Voltage Magnitude,0,1,1,Volts,Phasor,VPHM,Voltage Magnitude,PM,-98.6,37.5,PPA:8188,2021-08-06 18:04:51
} | MaximumArchiveDays=90 | DesiredRemainingSpace=500,8189,GPA_SPSTCH_500_PM_07-PA4:VH,,307,8736f6c7-ad41-4b43-b4f6-e684e0d4ad20,SPSTCH_500_PM_07,Spstch_500_Pm_07,60,1,companyAcronym= | protocolName=IEEE C37.118.2-2011 | vendorAcronym= | vendorDeviceName= | interconnectionName=,,,,10,STTP,Streaming Telemetry Transport Protocol,4,4,LTSPTAU_1_FV_A,V,+,0,SPSTCH_500_PM_07-PA4,0.0,1.0,Spstch_500_Pm_07 LTSPTAU_1_FV_A + Voltage Phase Angle,0,1,1,Degrees,Phasor,VPHA,Voltage Phase Angle,PA,-98.6,37.5,PPA:8189,2021-08-06 18:04:51
} | MaximumArchiveDays=90 | DesiredRemainingSpace=500,8190,GPA_SPSTCH_500_PM_07-PM5:V,,307,8736f6c7-ad41-4b43-b4f6-e684e0d4ad20,SPSTCH_500_PM_07,Spstch_500_Pm_07,60,1,companyAcronym= | protocolName=IEEE C37.118.2-2011 | vendorAcronym= | vendorDeviceName= | interconnectionName=,,,,10,STTP,Streaming Telemetry Transport Protocol,3,5,LTSPTAU_1_FV_B,V,+,0,SPSTCH_500_PM_07-PM5,0.0,1.0,Spstch_500_Pm_07 LTSPTAU_1_FV_B + Voltage Magnitude,0,1,1,Volts,Phasor,VPHM,Voltage Magnitude,PM,-98.6,37.5,PPA:8190,2021-08-06 18:04:51
} | MaximumArchiveDays=90 | DesiredRemainingSpace=500,8191,GPA_SPSTCH_500_PM_07-PA5:VH,,307,8736f6c7-ad41-4b43-b4f6-e684e0d4ad20,SPSTCH_500_PM_07,Spstch_500_Pm_07,60,1,companyAcronym= | protocolName=IEEE C37.118.2-2011 | vendorAcronym= | vendorDeviceName= | interconnectionName=,,,,10,STTP,Streaming Telemetry Transport Protocol,4,5,LTSPTAU_1_FV_B,V,+,0,SPSTCH_500_PM_07-PA5,0.0,1.0,Spstch_500_Pm_07 LTSPTAU_1_FV_B + Voltage Phase Angle,0,1,1,Degrees,Phasor,VPHA,Voltage Phase Angle,PA,-98.6,37.5,PPA:8191,2021-08-06 18:04:51
} | MaximumArchiveDays=90 | DesiredRemainingSpace=500,8192,GPA_SPSTCH_500_PM_07-PM6:V,,307,8736f6c7-ad41-4b43-b4f6-e684e0d4ad20,SPSTCH_500_PM_07,Spstch_500_Pm_07,60,1,companyAcronym= | protocolName=IEEE C37.118.2-2011 | vendorAcronym= | vendorDeviceName= | interconnectionName=,,,,10,STTP,Streaming Telemetry Transport Protocol,3,6,LTSPTAU_1_FV_C,V,+,0,SPSTCH_500_PM_07-PM6,0.0,1.0,Spstch_500_Pm_07 LTSPTAU_1_FV_C + Voltage Magnitude,0,1,1,Volts,Phasor,VPHM,Voltage Magnitude,PM,-98.6,37.5,PPA:8192,2021-08-06 18:04:51
} | MaximumArchiveDays=90 | DesiredRemainingSpace=500,8193,GPA_SPSTCH_500_PM_07-PA6:VH,,307,8736f6c7-ad41-4b43-b4f6-e684e0d4ad20,SPSTCH_500_PM_07,Spstch_500_Pm_07,60,1,companyAcronym= | protocolName=IEEE C37.118.2-2011 | vendorAcronym= | vendorDeviceName= | interconnectionName=,,,,10,STTP,Streaming Telemetry Transport Protocol,4,6,LTSPTAU_1_FV_C,V,+,0,SPSTCH_500_PM_07-PA6,0.0,1.0,Spstch_500_Pm_07 LTSPTAU_1_FV_C + Voltage Phase Angle,0,1,1,Degrees,Phasor,VPHA,Voltage Phase Angle,PA,-98.6,37.5,PPA:8193,2021-08-06 18:04:51
} | MaximumArchiveDays=90 | DesiredRemainingSpace=500,8194,GPA_SPSTCH_500_PM_07-PM7:I,,307,8736f6c7-ad41-4b43-b4f6-e684e0d4ad20,SPSTCH_500_PM_07,Spstch_500_Pm_07,60,1,companyAcronym= | protocolName=IEEE C37.118.2-2011 | vendorAcronym= | vendorDeviceName= | interconnectionName=,,,,10,STTP,Streaming Telemetry Transport Protocol,1,7,LTSPTAU_1_FA_P,I,+,0,SPSTCH_500_PM_07-PM7,0.0,1.0,Spstch_500_Pm_07 LTSPTAU_1_FA_P + Current Magnitude,0,1,1,Amps,Phasor,IPHM,Current Magnitude,PM,-98.6,37.5,PPA:8194,2021-08-06 18:04:51
} | MaximumArchiveDays=90 | DesiredRemainingSpace=500,8195,GPA_SPSTCH_500_PM_07-PA7:IH,,307,8736f6c7-ad41-4b43-b4f6-e684e0d4ad20,SPSTCH_500_PM_07,Spstch_500_Pm_07,60,1,companyAcronym= | protocolName=IEEE C37.118.2-2011 | vendorAcronym= | vendorDeviceName= | interconnectionName=,,,,10,STTP,Streaming Telemetry Transport Protocol,2,7,LTSPTAU_1_FA_P,I,+,0,SPSTCH_500_PM_07-PA7,0.0,1.0,Spstch_500_Pm_07 LTSPTAU_1_FA_P + Current Phase Angle,0,1,1,Degrees,Phasor,IPHA,Current Phase Angle,PA,-98.6,37.5,PPA:8195,2021-08-06 18:04:51
} | MaximumArchiveDays=90 | DesiredRemainingSpace=500,8196,GPA_SPSTCH_500_PM_07-PM8:V,,307,8736f6c7-ad41-4b43-b4f6-e684e0d4ad20,SPSTCH_500_PM_07,Spstch_500_Pm_07,60,1,companyAcronym= | protocolName=IEEE C37.118.2-2011 | vendorAcronym= | vendorDeviceName= | interconnectionName=,,,,10,STTP,Streaming Telemetry Transport Protocol,3,8,LTSPTAU_1_FV_P,V,+,0,SPSTCH_500_PM_07-PM8,0.0,1.0,Spstch_500_Pm_07 LTSPTAU_1_FV_P + Voltage Magnitude,0,1,1,Volts,Phasor,VPHM,Voltage Magnitude,PM,-98.6,37.5,PPA:8196,2021-08-06 18:04:51
} | MaximumArchiveDays=90 | DesiredRemainingSpace=500,8197,GPA_SPSTCH_500_PM_07-PA8:VH,,307,8736f6c7-ad41-4b43-b4f6-e684e0d4ad20,SPSTCH_500_PM_07,Spstch_500_Pm_07,60,1,companyAcronym= | protocolName=IEEE C37.118.2-2011 | vendorAcronym= | vendorDeviceName= | interconnectionName=,,,,10,STTP,Streaming Telemetry Transport Protocol,4,8,LTSPTAU_1_FV_P,V,+,0,SPSTCH_500_PM_07-PA8,0.0,1.0,Spstch_500_Pm_07 LTSPTAU_1_FV_P + Voltage Phase Angle,0,1,1,Degrees,Phasor,VPHA,Voltage Phase Angle,PA,-98.6,37.5,PPA:8197,2021-08-06 18:04:51
} | MaximumArchiveDays=90 | DesiredRemainingSpace=500,8198,GPA_SPSTCH_500_PM_08:F,,308,8736f6c7-ad41-4b43-b4f6-e684e0d4ad20,SPSTCH_500_PM_08,Spstch_500_Pm_08,60,1,companyAcronym= | protocolName=IEEE C37.118.2-2011 | vendorAcronym= | vendorDeviceName= | interconnectionName=,,,,10,STTP,Streaming Telemetry Transport Protocol,5,,,,,,SPSTCH_500_PM_08-FQ,0.0,1.0,Spstch_500_Pm_08 Frequency,0,1,1,Hz,PMU,FREQ,Frequency,FQ,-98.6,37.5,PPA:8198,2021-08-06 18:04:51
} | MaximumArchiveDays=90 | DesiredRemainingSpace=500,8199,GPA_SPSTCH_500_PM_08:DF,,308,8736f6c7-ad41-4b43-b4f6-e684e0d4ad20,SPSTCH_500_PM_08,Spstch_500_Pm_08,60,1,companyAcronym= | protocolName=IEEE C37.118.2-2011 | vendorAcronym= | vendorDeviceName= | interconnectionName=,,,,10,STTP,Streaming Telemetry Transport Protocol,6,,,,,,SPSTCH_500_PM_08-DF,0.0,1.0,Spstch_500_Pm_08 Frequency Delta (dF/dt),0,1,1,,PMU,DFDT,Frequency Delta (dF/dt),DF,-98.6,37.5,PPA:8199,2021-08-06 18:04:51
} | MaximumArchiveDays=90 | DesiredRemainingSpace=500,8200,GPA_SPSTCH_500_PM_08:S,,308,8736f6c7-ad41-4b43-b4f6-e684e0d4ad20,SPSTCH_500_PM_08,Spstch_500_Pm_08,60,1,companyAcronym= | protocolName=IEEE C37.118.2-2011 | vendorAcronym= | vendorDeviceName= | interconnectionName=,,,,10,STTP,Streaming Telemetry Transport Protocol,8,,,,,,SPSTCH_500_PM_08-SF,0.0,1.0,Spstch_500_Pm_08 Status Flags,0,1,1,,PMU,FLAG,Status Flags,SF,-98.6,37.5,PPA:8200,2021-08-06 18:04:51
} | MaximumArchiveDays=90 | DesiredRemainingSpace=500,8201,GPA_SPSTCH_500_PM_08-PM1:I,,308,8736f6c7-ad41-4b43-b4f6-e684e0d4ad20,SPSTCH_500_PM_08,Spstch_500_Pm_08,60,1,companyAcronym= | protocolName=IEEE C37.118.2-2011 | vendorAcronym= | vendorDeviceName= | interconnectionName=,,,,10,STTP,Streaming Telemetry Transport Protocol,1,1,LTSPSTTP_1_FA_A,I,+,0,SPSTCH_500_PM_08-PM1,0.0,1.0,Spstch_500_Pm_08 LTSPSTTP_1_FA_A + Current Magnitude,0,1,1,Amps,Phasor,IPHM,Current Magnitude,PM,-98.6,37.5,PPA:8201,2021-08-06 18:04:51
} | MaximumArchiveDays=90 | DesiredRemainingSpace=500,8202,GPA_SPSTCH_500_PM_08-PA1:IH,,308,8736f6c7-ad41-4b43-b4f6-e684e0d4ad20,SPSTCH_500_PM_08,Spstch_500_Pm_08,60,1,companyAcronym= | protocolName=IEEE C37.118.2-2011 | vendorAcronym= | vendorDeviceName= | interconnectionName=,,,,10,STTP,Streaming Telemetry Transport Protocol,2,1,LTSPSTTP_1_FA_A,I,+,0,SPSTCH_500_PM_08-PA1,0.0,1.0,Spstch_500_Pm_08 LTSPSTTP_1_FA_A + Current Phase Angle,0,1,1,Degrees,Phasor,IPHA,Current Phase Angle,PA,-98.6,37.5,PPA:8202,2021-08-06 18:04:51
} | MaximumArchiveDays=90 | DesiredRemainingSpace=500,8203,GPA_SPSTCH_500_PM_08-PM2:I,,308,8736f6c7-ad41-4b43-b4f6-e684e0d4ad20,SPSTCH_500_PM_08,Spstch_500_Pm_08,60,1,companyAcronym= | protocolName=IEEE C37.118.2-2011 | vendorAcronym= | vendorDeviceName= | interconnectionName=,,,,10,STTP,Streaming Telemetry Transport Protocol,1,2,LTSPSTTP_1_FA_B,I,+,0,SPSTCH_500_PM_08-PM2,0.0,1.0,Spstch_500_Pm_08 LTSPSTTP_1_FA_B + Current Magnitude,0,1,1,Amps,Phasor,IPHM,Current Magnitude,PM,-98.6,37.5,PPA:8203,2021-08-06 18:04:51
} | MaximumArchiveDays=90 | DesiredRemainingSpace=500,8204,GPA_SPSTCH_500_PM_08-PA2:IH,,308,8736f6c7-ad41-4b43-b4f6-e684e0d4ad20,SPSTCH_500_PM_08,Spstch_500_Pm_08,60,1,companyAcronym= | protocolName=IEEE C37.118.2-2011 | vendorAcronym= | vendorDeviceName= | interconnectionName=,,,,10,STTP,Streaming Telemetry Transport Protocol,2,2,LTSPSTTP_1_FA_B,I,+,0,SPSTCH_500_PM_08-PA2,0.0,1.0,Spstch_500_Pm_08 LTSPSTTP_1_FA_B + Current Phase Angle,0,1,1,Degrees,Phasor,IPHA,Current Phase Angle,PA,-98.6,37.5,PPA:8204,2021-08-06 18:04:51
} | MaximumArchiveDays=90 | DesiredRemainingSpace=500,8205,GPA_SPSTCH_500_PM_08-PM3:I,,308,8736f6c7-ad41-4b43-b4f6-e684e0d4ad20,SPSTCH_500_PM_08,Spstch_500_Pm_08,60,1,companyAcronym= | protocolName=IEEE C37.118.2-2011 | vendorAcronym= | vendorDeviceName= | interconnectionName=,,,,10,STTP,Streaming Telemetry Transport Protocol,1,3,LTSPSTTP_1_FA_C,I,+,0,SPSTCH_500_PM_08-PM3,0.0,1.0,Spstch_500_Pm_08 LTSPSTTP_1_FA_C + Current Magnitude,0,1,1,Amps,Phasor,IPHM,Current Magnitude,PM,-98.6,37.5,PPA:8205,2021-08-06 18:04:51
} | MaximumArchiveDays=90 | DesiredRemainingSpace=500,8206,GPA_SPSTCH_500_PM_08-PA3:IH,,308,8736f6c7-ad41-4b43-b4f6-e684e0d4ad20,SPSTCH_500_PM_08,Spstch_500_Pm_08,60,1,companyAcronym= | protocolName=IEEE C37.118.2-2011 | vendorAcronym= | vendorDeviceName= | interconnectionName=,,,,10,STTP,Streaming Telemetry Transport Protocol,2,3,LTSPSTTP_1_FA_C,I,+,0,SPSTCH_500_PM_08-PA3,0.0,1.0,Spstch_500_Pm_08 LTSPSTTP_1_FA_C + Current Phase Angle,0,1,1,Degrees,Phasor,IPHA,Current Phase Angle,PA,-98.6,37.5,PPA:8206,2021-08-06 18:04:51
} | MaximumArchiveDays=90 | DesiredRemainingSpace=500,8207,GPA_SPSTCH_500_PM_08-PM4:V,,308,8736f6c7-ad41-4b43-b4f6-e684e0d4ad20,SPSTCH_500_PM_08,Spstch_500_Pm_08,60,1,companyAcronym= | protocolName=IEEE C37.118.2-2011 | vendorAcronym= | vendorDeviceName= | interconnectionName=,,,,10,STTP,Streaming Telemetry Transport Protocol,3,4,LTSPSTTP_1_FV_A,V,+,0,SPSTCH_500_PM_08-PM4,0.0,1.0,Spstch_500_Pm_08 LTSPSTTP_1_FV_A + Voltage Magnitude,0,1,1,Volts,Phasor,VPHM,Voltage Magnitude,PM,-98.6,37.5,PPA:8207,2021-08-06 18:04:51
} | MaximumArchiveDays=90 | DesiredRemainingSpace=500,8208,GPA_SPSTCH_500_PM_08-PA4:VH,,308,8736f6c7-ad41-4b43-b4f6-e684e0d4ad20,SPSTCH_500_PM_08,Spstch_500_Pm_08,60,1,companyAcronym= | protocolName=IEEE C37.118.2-2011 | vendorAcronym= | vendorDeviceName= | interconnectionName=,,,,10,STTP,Streaming Telemetry Transport Protocol,4,4,LTSPSTTP_1_FV_A,V,+,0,SPSTCH_500_PM_08-PA4,0.0,1.0,Spstch_500_Pm_08 LTSPSTTP_1_FV_A + Voltage Phase Angle,0,1,1,Degrees,Phasor,VPHA,Voltage Phase Angle,PA,-98.6,37.5,PPA:8208,2021-08-06 18:04:51
} | MaximumArchiveDays=90 | DesiredRemainingSpace=500,8209,GPA_SPSTCH_500_PM_08-PM5:V,,308,8736f6c7-ad41-4b43-b4f6-e684e0d4ad20,SPSTCH_500_PM_08,Spstch_500_Pm_08,60,1,companyAcronym= | protocolName=IEEE C37.118.2-2011 | vendorAcronym= | vendorDeviceName= | interconnectionName=,,,,10,STTP,Streaming Telemetry Transport Protocol,3,5,LTSPSTTP_1_FV_B,V,+,0,SPSTCH_500_PM_08-PM5,0.0,1.0,Spstch_500_Pm_08 LTSPSTTP_1_FV_B + Voltage Magnitude,0,1,1,Volts,Phasor,VPHM,Voltage Magnitude,PM,-98.6,37.5,PPA:8209,2021-08-06 18:04:51
} | MaximumArchiveDays=90 | DesiredRemainingSpace=500,8210,GPA_SPSTCH_500_PM_08-PA5:VH,,308,8736f6c7-ad41-4b43-b4f6-e684e0d4ad20,SPSTCH_500_PM_08,Spstch_500_Pm_08,60,1,companyAcronym= | protocolName=IEEE C37.118.2-2011 | vendorAcronym= | vendorDeviceName= | interconnectionName=,,,,10,STTP,Streaming Telemetry Transport Protocol,4,5,LTSPSTTP_1_FV_B,V,+,0,SPSTCH_500_PM_08-PA5,0.0,1.0,Spstch_500_Pm_08 LTSPSTTP_1_FV_B + Voltage Phase Angle,0,1,1,Degrees,Phasor,VPHA,Voltage Phase Angle,PA,-98.6,37.5,PPA:8210,2021-08-06 18:04:51
} | MaximumArchiveDays=90 | DesiredRemainingSpace=500,8211,GPA_SPSTCH_500_PM_08-PM6:V,,308,8736f6c7-ad41-4b43-b4f6-e684e0d4ad20,SPSTCH_500_PM_08,Spstch_500_Pm_08,60,1,companyAcronym= | protocolName=IEEE C37.118.2-2011 | vendorAcronym= | vendorDeviceName= | interconnectionName=,,,,10,STTP,Streaming Telemetry Transport Protocol,3,6,LTSPSTTP_1_FV_C,V,+,0,SPSTCH_500_PM_08-PM6,0.0,1.0,Spstch_500_Pm_08 LTSPSTTP_1_FV_C + Voltage Magnitude,0,1,1,Volts,Phasor,VPHM,Voltage Magnitude,PM,-98.6,37.5,PPA:8211,2021-08-06 18:04:51
} | MaximumArchiveDays=90 | DesiredRemainingSpace=500,8212,GPA_SPSTCH_500_PM_08-PA6:VH,,308,8736f6c7-ad41-4b43-b4f6-e684e0d4ad20,SPSTCH_500_PM_08,Spstch_500_Pm_08,60,1,companyAcronym= | protocolName=IEEE C37.118.2-2011 | vendorAcronym= | vendorDeviceName= | interconnectionName=,,,,10,STTP,Streaming Telemetry Transport Protocol,4,6,LTSPSTTP_1_FV_C,V,+,0,SPSTCH_500_PM_08-PA6,0.0,1.0,Spstch_500_Pm_08 LTSPSTTP_1_FV_C + Voltage Phase Angle,0,1,1,Degrees,Phasor,VPHA,Voltage Phase Angle,PA,-98.6,37.5,PPA:8212,2021-08-06 18:04:51
} | MaximumArchiveDays=90 | DesiredRemainingSpace=500,8213,GPA_SPSTCH_500_PM_08-PM7:I,,308,8736f6c7-ad41-4b43-b4f6-e684e0d4ad20,SPSTCH_500_PM_08,Spstch_500_Pm_08,60,1,companyAcronym= | protocolName=IEEE C37.118.2-2011 | vendorAcronym= | vendorDeviceName= | interconnectionName=,,,,10,STTP,Streaming Telemetry Transport Protocol,1,7,LTSPSTTP_1_FA_P,I,+,0,SPSTCH_500_PM_08-PM7,0.0,1.0,Spstch_500_Pm_08 LTSPSTTP_1_FA_P + Current Magnitude,0,1,1,Amps,Phasor,IPHM,Current Magnitude,PM,-98.6,37.5,PPA:8213,2021-08-06 18:04:51
} | MaximumArchiveDays=90 | DesiredRemainingSpace=500,8214,GPA_SPSTCH_500_PM_08-PA7:IH,,308,8736f6c7-ad41-4b43-b4f6-e684e0d4ad20,SPSTCH_500_PM_08,Spstch_500_Pm_08,60,1,companyAcronym= | protocolName=IEEE C37.118.2-2011 | vendorAcronym= | vendorDeviceName= | interconnectionName=,,,,10,STTP,Streaming Telemetry Transport Protocol,2,7,LTSPSTTP_1_FA_P,I,+,0,SPSTCH_500_PM_08-PA7,0.0,1.0,Spstch_500_Pm_08 LTSPSTTP_1_FA_P + Current Phase Angle,0,1,1,Degrees,Phasor,IPHA,Current Phase Angle,PA,-98.6,37.5,PPA:8214,2021-08-06 18:04:51
} | MaximumArchiveDays=90 | DesiredRemainingSpace=500,8215,GPA_SPSTCH_500_PM_08-PM8:V,,308,8736f6c7-ad41-4b43-b4f6-e684e0d4ad20,SPSTCH_500_PM_08,Spstch_500_Pm_08,60,1,companyAcronym= | protocolName=IEEE C37.118.2-2011 | vendorAcronym= | vendorDeviceName= | interconnectionName=,,,,10,STTP,Streaming Telemetry Transport Protocol,3,8,LTSPSTTP_1_FV_P,V,+,0,SPSTCH_500_PM_08-PM8,0.0,1.0,Spstch_500_Pm_08 LTSPSTTP_1_FV_P + Voltage Magnitude,0,1,1,Volts,Phasor,VPHM,Voltage Magnitude,PM,-98.6,37.5,PPA:8215,2021-08-06 18:04:51
} | MaximumArchiveDays=90 | DesiredRemainingSpace=500,8216,GPA_SPSTCH_500_PM_08-PA8:VH,,308,8736f6c7-ad41-4b43-b4f6-e684e0d4ad20,SPSTCH_500_PM_08,Spstch_500_Pm_08,60,1,companyAcronym= | protocolName=IEEE C37.118.2-2011 | vendorAcronym= | vendorDeviceName= | interconnectionName=,,,,10,STTP,Streaming Telemetry Transport Protocol,4,8,LTSPSTTP_1_FV_P,V,+,0,SPSTCH_500_PM_08-PA8,0.0,1.0,Spstch_500_Pm_08 LTSPSTTP_1_FV_P + Voltage Phase Angle,0,1,1,Degrees,Phasor,VPHA,Voltage Phase Angle,PA,-98.6,37.5,PPA:8216,2021-08-06 18:04:51
} | MaximumArchiveDays=90 | DesiredRemainingSpace=500,8217,GPA_MGOPR2_345_PM_01:F,,309,8736f6c7-ad41-4b43-b4f6-e684e0d4ad20,MGOPR2_345_PM_01,Mgopr2_345_Pm_01,60,1,companyAcronym= | protocolName=IEEE C37.118.2-2011 | vendorAcronym= | vendorDeviceName= | interconnectionName=,,,,10,STTP,Streaming Telemetry Transport Protocol,5,,,,,,MGOPR2_345_PM_01-FQ,0.0,1.0,Mgopr2_345_Pm_01 Frequency,0,1,1,Hz,PMU,FREQ,Frequency,FQ,-98.6,37.5,PPA:8217,2021-08-06 18:04:51
} | MaximumArchiveDays=90 | DesiredRemainingSpace=500,8218,GPA_MGOPR2_345_PM_01:DF,,309,8736f6c7-ad41-4b43-b4f6-e684e0d4ad20,MGOPR2_345_PM_01,Mgopr2_345_Pm_01,60,1,companyAcronym= | protocolName=IEEE C37.118.2-2011 | vendorAcronym= | vendorDeviceName= | interconnectionName=,,,,10,STTP,Streaming Telemetry Transport Protocol,6,,,,,,MGOPR2_345_PM_01-DF,0.0,1.0,Mgopr2_345_Pm_01 Frequency Delta (dF/dt),0,1,1,,PMU,DFDT,Frequency Delta (dF/dt),DF,-98.6,37.5,PPA:8218,2021-08-06 18:04:51
} | MaximumArchiveDays=90 | DesiredRemainingSpace=500,8219,GPA_MGOPR2_345_PM_01:S,,309,8736f6c7-ad41-4b43-b4f6-e684e0d4ad20,MGOPR2_345_PM_01,Mgopr2_345_Pm_01,60,1,companyAcronym= | protocolName=IEEE C37.118.2-2011 | vendorAcronym= | vendorDeviceName= | interconnectionName=,,,,10,STTP,Streaming Telemetry Transport Protocol,8,,,,,,MGOPR2_345_PM_01-SF,0.0,1.0,Mgopr2_345_Pm_01 Status Flags,0,1,1,,PMU,FLAG,Status Flags,SF,-98.6,37.5,PPA:8219,2021-08-06 18:04:51
} | MaximumArchiveDays=90 | DesiredRemainingSpace=500,8220,GPA_MGOPR2_345_PM_01-PM1:I,,309,8736f6c7-ad41-4b43-b4f6-e684e0d4ad20,MGOPR2_345_PM_01,Mgopr2_345_Pm_01,60,1,companyAcronym= | protocolName=IEEE C37.118.2-2011 | vendorAcronym= | vendorDeviceName= | interconnectionName=,,,,10,STTP,Streaming Telemetry Transport Protocol,1,1,LTMGSTBB_1_FA_A,I,+,0,MGOPR2_345_PM_01-PM1,0.0,1.0,Mgopr2_345_Pm_01 LTMGSTBB_1_FA_A + Current Magnitude,0,1,1,Amps,Phasor,IPHM,Current Magnitude,PM,-98.6,37.5,PPA:8220,2021-08-06 18:04:51
} | MaximumArchiveDays=90 | DesiredRemainingSpace=500,8221,GPA_MGOPR2_345_PM_01-PA1:IH,,309,8736f6c7-ad41-4b43-b4f6-e684e0d4ad20,MGOPR2_345_PM_01,Mgopr2_345_Pm_01,60,1,companyAcronym= | protocolName=IEEE C37.118.2-2011 | vendorAcronym= | vendorDeviceName= | interconnectionName=,,,,10,STTP,Streaming Telemetry Transport Protocol,2,1,LTMGSTBB_1_FA_A,I,+,0,MGOPR2_345_PM_01-PA1,0.0,1.0,Mgopr2_345_Pm_01 LTMGSTBB_1_FA_A + Current Phase Angle,0,1,1,Degrees,Phasor,IPHA,Current Phase Angle,PA,-98.6,37.5,PPA:8221,2021-08-06 18:04:51
} | MaximumArchiveDays=90 | DesiredRemainingSpace=500,8222,GPA_MGOPR2_345_PM_01-PM2:I,,309,8736f6c7-ad41-4b43-b4f6-e684e0d4ad20,MGOPR2_345_PM_01,Mgopr2_345_Pm_01,60,1,companyAcronym= | protocolName=IEEE C37.118.2-2011 | vendorAcronym= | vendorDeviceName= | interconnectionName=,,,,10,STTP,Streaming Telemetry Transport Protocol,1,2,LTMGSTBB_1_FA_B,I,+,0,MGOPR2_345_PM_01-PM2,0.0,1.0,Mgopr2_345_Pm_01 LTMGSTBB_1_FA_B + Current Magnitude,0,1,1,Amps,Phasor,IPHM,Current Magnitude,PM,-98.6,37.5,PPA:8222,2021-08-06 18:04:51
} | MaximumArchiveDays=90 | DesiredRemainingSpace=500,8223,GPA_MGOPR2_345_PM_01-PA2:IH,,309,8736f6c7-ad41-4b43-b4f6-e684e0d4ad20,MGOPR2_345_PM_01,Mgopr2_345_Pm_01,60,1,companyAcronym= | protocolName=IEEE C37.118.2-2011 | vendorAcronym= | vendorDeviceName= | interconnectionName=,,,,10,STTP,Streaming Telemetry Transport Protocol,2,2,LTMGSTBB_1_FA_B,I,+,0,MGOPR2_345_PM_01-PA2,0.0,1.0,Mgopr2_345_Pm_01 LTMGSTBB_1_FA_B + Current Phase Angle,0,1,1,Degrees,Phasor,IPHA,Current Phase Angle,PA,-98.6,37.5,PPA:8223,2021-08-06 18:04:51
} | MaximumArchiveDays=90 | DesiredRemainingSpace=500,8224,GPA_MGOPR2_345_PM_01-PM3:I,,309,8736f6c7-ad41-4b43-b4f6-e684e0d4ad20,MGOPR2_345_PM_01,Mgopr2_345_Pm_01,60,1,companyAcronym= | protocolName=IEEE C37.118.2-2011 | vendorAcronym= | vendorDeviceName= | interconnectionName=,,,,10,STTP,Streaming Telemetry Transport Protocol,1,3,LTMGSTBB_1_FA_C,I,+,0,MGOPR2_345_PM_01-PM3,0.0,1.0,Mgopr2_345_Pm_01 LTMGSTBB_1_FA_C + Current Magnitude,0,1,1,Amps,Phasor,IPHM,Current Magnitude,PM,-98.6,37.5,PPA:8224,2021-08-06 18:04:51
} | MaximumArchiveDays=90 | DesiredRemainingSpace=500,8225,GPA_MGOPR2_345_PM_01-PA3:IH,,309,8736f6c7-ad41-4b43-b4f6-e684e0d4ad20,MGOPR2_345_PM_01,Mgopr2_345_Pm_01,60,1,companyAcronym= | protocolName=IEEE C37.118.2-2011 | vendorAcronym= | vendorDeviceName= | interconnectionName=,,,,10,STTP,Streaming Telemetry Transport Protocol,2,3,LTMGSTBB_1_FA_C,I,+,0,MGOPR2_345_PM_01-PA3,0.0,1.0,Mgopr2_345_Pm_01 LTMGSTBB_1_FA_C + Current Phase Angle,0,1,1,Degrees,Phasor,IPHA,Current Phase Angle,PA,-98.6,37.5,PPA:8225,2021-08-06 18:04:51
} | MaximumArchiveDays=90 | DesiredRemainingSpace=500,8226,GPA_MGOPR2_345_PM_01-PM4:V,,309,8736f6c7-ad41-4b43-b4f6-e684e0d4ad20,MGOPR2_345_PM_01,Mgopr2_345_Pm_01,60,1,companyAcronym= | protocolName=IEEE C37.118.2-2011 | vendorAcronym= | vendorDeviceName= | interconnectionName=,,,,10,STTP,Streaming Telemetry Transport Protocol,3,4,LTMGSTBB_1_FV_A,V,+,0,MGOPR2_345_PM_01-PM4,0.0,1.0,Mgopr2_345_Pm_01 LTMGSTBB_1_FV_A + Voltage Magnitude,0,1,1,Volts,Phasor,VPHM,Voltage Magnitude,PM,-98.6,37.5,PPA:8226,2021-08-06 18:04:51
} | MaximumArchiveDays=90 | DesiredRemainingSpace=500,8227,GPA_MGOPR2_345_PM_01-PA4:VH,,309,8736f6c7-ad41-4b43-b4f6-e684e0d4ad20,MGOPR2_345_PM_01,Mgopr2_345_Pm_01,60,1,companyAcronym= | protocolName=IEEE C37.118.2-2011 | vendorAcronym= | vendorDeviceName= | interconnectionName=,,,,10,STTP,Streaming Telemetry Transport Protocol,4,4,LTMGSTBB_1_FV_A,V,+,0,MGOPR2_345_PM_01-PA4,0.0,1.0,Mgopr2_345_Pm_01 LTMGSTBB_1_FV_A + Voltage Phase Angle,0,1,1,Degrees,Phasor,VPHA,Voltage Phase Angle,PA,-98.6,37.5,PPA:8227,2021-08-06 18:04:51
} | MaximumArchiveDays=90 | DesiredRemainingSpace=500,8228,GPA_MGOPR2_345_PM_01-PM5:V,,309,8736f6c7-ad41-4b43-b4f6-e684e0d4ad20,MGOPR2_345_PM_01,Mgopr2_345_Pm_01,60,1,companyAcronym= | protocolName=IEEE C37.118.2-2011 | vendorAcronym= | vendorDeviceName= | interconnectionName=,,,,10,STTP,Streaming Telemetry Transport Protocol,3,5,LTMGSTBB_1_FV_B,V,+,0,MGOPR2_345_PM_01-PM5,0.0,1.0,Mgopr2_345_Pm_01 LTMGSTBB_1_FV_B + Voltage Magnitude,0,1,1,Volts,Phasor,VPHM,Voltage Magnitude,PM,-98.6,37.5,PPA:8228,2021-08-06 18:04:51
} | MaximumArchiveDays=90 | DesiredRemainingSpace=500,8229,GPA_MGOPR2_345_PM_01-PA5:VH,,309,8736f6c7-ad41-4b43-b4f6-e684e0d4ad20,MGOPR2_345_PM_01,Mgopr2_345_Pm_01,60,1,companyAcronym= | protocolName=IEEE C37.118.2-2011 | vendorAcronym= | vendorDeviceName= | interconnectionName=,,,,10,STTP,Streaming Telemetry Transport Protocol,4,5,LTMGSTBB_1_FV_B,V,+,0,MGOPR2_345_PM_01-PA5,0.0,1.0,Mgopr2_345_Pm_01 LTMGSTBB_1_FV_B + Voltage Phase Angle,0,1,1,Degrees,Phasor,VPHA,Voltage Phase Angle,PA,-98.6,37.5,PPA:8229,2021-08-06 18:04:51
} | MaximumArchiveDays=90 | DesiredRemainingSpace=500,8230,GPA_MGOPR2_345_PM_01-PM6:V,,309,8736f6c7-ad41-4b43-b4f6-e684e0d4ad20,MGOPR2_345_PM_01,Mgopr2_345_Pm_01,60,1,companyAcronym= | protocolName=IEEE C37.118.2-2011 | vendorAcronym= | vendorDeviceName= | interconnectionName=,,,,10,STTP,Streaming Telemetry Transport Protocol,3,6,LTMGSTBB_1_FV_C,V,+,0,MGOPR2_345_PM_01-PM6,0.0,1.0,Mgopr2_345_Pm_01 LTMGSTBB_1_FV_C + Voltage Magnitude,0,1,1,Volts,Phasor,VPHM,Voltage Magnitude,PM,-98.6,37.5,PPA:8230,2021-08-06 18:04:51
} | MaximumArchiveDays=90 | DesiredRemainingSpace=500,8231,GPA_MGOPR2_345_PM_01-PA6:VH,,309,8736f6c7-ad41-4b43-b4f6-e684e0d4ad20,MGOPR2_345_PM_01,Mgopr2_345_Pm_01,60,1,companyAcronym= | protocolName=IEEE C37.118.2-2011 | vendorAcronym= | vendorDeviceName= | interconnectionName=,,,,10,STTP,Streaming Telemetry Transport Protocol,4,6,LTMGSTBB_1_FV_C,V,+,0,MGOPR2_345_PM_01-PA6,0.0,1.0,Mgopr2_345_Pm_01 LTMGSTBB_1_FV_C + Voltage Phase Angle,0,1,1,Degrees,Phasor,VPHA,Voltage Phase Angle,PA,-98.6,37.5,PPA:8231,2021-08-06 18:04:51
} | MaximumArchiveDays=90 | DesiredRemainingSpace=500,8232,GPA_MGOPR2_345_PM_01-PM7:V,,309,8736f6c7-ad41-4b43-b4f6-e684e0d4ad20,MGOPR2_345_PM_01,Mgopr2_345_Pm_01,60,1,companyAcronym= | protocolName=IEEE C37.118.2-2011 | vendorAcronym= | vendorDeviceName= | interconnectionName=,,,,10,STTP,Streaming Telemetry Transport Protocol,3,7,LTMGSTBB_1_FV_P,V,+,0,MGOPR2_345_PM_01-PM7,0.0,1.0,Mgopr2_345_Pm_01 LTMGSTBB_1_FV_P + Voltage Magnitude,0,1,1,Volts,Phasor,VPHM,Voltage Magnitude,PM,-98.6,37.5,PPA:8232,2021-08-06 18:04:51
} | MaximumArchiveDays=90 | DesiredRemainingSpace=500,8233,GPA_MGOPR2_345_PM_01-PA7:VH,,309,8736f6c7-ad41-4b43-b4f6-e684e0d4ad20,MGOPR2_345_PM_01,Mgopr2_345_Pm_01,60,1,companyAcronym= | protocolName=IEEE C37.118.2-2011 | vendorAcronym= | vendorDeviceName= | interconnectionName=,,,,10,STTP,Streaming Telemetry Transport Protocol,4,7,LTMGSTBB_1_FV_P,V,+,0,MGOPR2_345_PM_01-PA7,0.0,1.0,Mgopr2_345_Pm_01 LTMGSTBB_1_FV_P + Voltage Phase Angle,0,1,1,Degrees,Phasor,VPHA,Voltage Phase Angle,PA,-98.6,37.5,PPA:8233,2021-08-06 18:04:51
} | MaximumArchiveDays=90 | DesiredRemainingSpace=500,8234,GPA_MGOPR2_345_PM_01-PM8:I,,309,8736f6c7-ad41-4b43-b4f6-e684e0d4ad20,MGOPR2_345_PM_01,Mgopr2_345_Pm_01,60,1,companyAcronym= | protocolName=IEEE C37.118.2-2011 | vendorAcronym= | vendorDeviceName= | interconnectionName=,,,,10,STTP,Streaming Telemetry Transport Protocol,1,8,LTMGSTBB_1_FA_P,I,+,0,MGOPR2_345_PM_01-PM8,0.0,1.0,Mgopr2_345_Pm_01 LTMGSTBB_1_FA_P + Current Magnitude,0,1,1,Amps,Phasor,IPHM,Current Magnitude,PM,-98.6,37.5,PPA:8234,2021-08-06 18:04:51
} | MaximumArchiveDays=90 | DesiredRemainingSpace=500,8235,GPA_MGOPR2_345_PM_01-PA8:IH,,309,8736f6c7-ad41-4b43-b4f6-e684e0d4ad20,MGOPR2_345_PM_01,Mgopr2_345_Pm_01,60,1,companyAcronym= | protocolName=IEEE C37.118.2-2011 | vendorAcronym= | vendorDeviceName= | interconnectionName=,,,,10,STTP,Streaming Telemetry Transport Protocol,2,8,LTMGSTBB_1_FA_P,I,+,0,MGOPR2_345_PM_01-PA8,0.0,1.0,Mgopr2_345_Pm_01 LTMGSTBB_1_FA_P + Current Phase Angle,0,1,1,Degrees,Phasor,IPHA,Current Phase Angle,PA,-98.6,37.5,PPA:8235,2021-08-06 18:04:51
} | MaximumArchiveDays=90 | DesiredRemainingSpace=500,8236,GPA_MGOPR2_345_PM_02:F,,310,8736f6c7-ad41-4b43-b4f6-e684e0d4ad20,MGOPR2_345_PM_02,Mgopr2_345_Pm_02,60,1,companyAcronym= | protocolName=IEEE C37.118.2-2011 | vendorAcronym= | vendorDeviceName= | interconnectionName=,,,,10,STTP,Streaming Telemetry Transport Protocol,5,,,,,,MGOPR2_345_PM_02-FQ,0.0,1.0,Mgopr2_345_Pm_02 Frequency,0,1,1,Hz,PMU,FREQ,Frequency,FQ,-98.6,37.5,PPA:8236,2021-08-06 18:04:51
} | MaximumArchiveDays=90 | DesiredRemainingSpace=500,8237,GPA_MGOPR2_345_PM_02:DF,,310,8736f6c7-ad41-4b43-b4f6-e684e0d4ad20,MGOPR2_345_PM_02,Mgopr2_345_Pm_02,60,1,companyAcronym= | protocolName=IEEE C37.118.2-2011 | vendorAcronym= | vendorDeviceName= | interconnectionName=,,,,10,STTP,Streaming Telemetry Transport Protocol,6,,,,,,MGOPR2_345_PM_02-DF,0.0,1.0,Mgopr2_345_Pm_02 Frequency Delta (dF/dt),0,1,1,,PMU,DFDT,Frequency Delta (dF/dt),DF,-98.6,37.5,PPA:8237,2021-08-06 18:04:51
} | MaximumArchiveDays=90 | DesiredRemainingSpace=500,8238,GPA_MGOPR2_345_PM_02:S,,310,8736f6c7-ad41-4b43-b4f6-e684e0d4ad20,MGOPR2_345_PM_02,Mgopr2_345_Pm_02,60,1,companyAcronym= | protocolName=IEEE C37.118.2-2011 | vendorAcronym= | vendorDeviceName= | interconnectionName=,,,,10,STTP,Streaming Telemetry Transport Protocol,8,,,,,,MGOPR2_345_PM_02-SF,0.0,1.0,Mgopr2_345_Pm_02 Status Flags,0,1,1,,PMU,FLAG,Status Flags,SF,-98.6,37.5,PPA:8238,2021-08-06 18:04:51
} | MaximumArchiveDays=90 | DesiredRemainingSpace=500,8239,GPA_MGOPR2_345_PM_02-PM1:V,,310,8736f6c7-ad41-4b43-b4f6-e684e0d4ad20,MGOPR2_345_PM_02,Mgopr2_345_Pm_02,60,1,companyAcronym= | protocolName=IEEE C37.118.2-2011 | vendorAcronym= | vendorDeviceName= | interconnectionName=,,,,10,STTP,Streaming Telemetry Transport Protocol,3,1,BA2_FV_B,V,+,0,MGOPR2_345_PM_02-PM1,0.0,1.0,Mgopr2_345_Pm_02 BA2_FV_B + Voltage Magnitude,0,1,1,Volts,Phasor,VPHM,Voltage Magnitude,PM,-98.6,37.5,PPA:8239,2021-08-06 18:04:51
} | MaximumArchiveDays=90 | DesiredRemainingSpace=500,8240,GPA_MGOPR2_345_PM_02-PA1:VH,,310,8736f6c7-ad41-4b43-b4f6-e684e0d4ad20,MGOPR2_345_PM_02,Mgopr2_345_Pm_02,60,1,companyAcronym= | protocolName=IEEE C37.118.2-2011 | vendorAcronym= | vendorDeviceName= | interconnectionName=,,,,10,STTP,Streaming Telemetry Transport Protocol,4,1,BA2_FV_B,V,+,0,MGOPR2_345_PM_02-PA1,0.0,1.0,Mgopr2_345_Pm_02 BA2_FV_B + Voltage Phase Angle,0,1,1,Degrees,Phasor,VPHA,Voltage Phase Angle,PA,-98.6,37.5,PPA:8240,2021-08-06 18:04:51
} | MaximumArchiveDays=90 | DesiredRemainingSpace=500,8241,GPA_ESSRNS_345_PM_03:F,,311,8736f6c7-ad41-4b43-b4f6-e684e0d4ad20,ESSRNS_345_PM_03,Essrns_345_Pm_03,60,1,companyAcronym= | protocolName=IEEE C37.118.2-2011 | vendorAcronym= | vendorDeviceName= | interconnectionName=,,,,10,STTP,Streaming Telemetry Transport Protocol,5,,,,,,ESSRNS_345_PM_03-FQ,0.0,1.0,Essrns_345_Pm_03 Frequency,0,1,1,Hz,PMU,FREQ,Frequency,FQ,-98.6,37.5,PPA:8241,2021-08-06 18:04:51
} | MaximumArchiveDays=90 | DesiredRemainingSpace=500,8242,GPA_ESSRNS_345_PM_03:DF,,311,8736f6c7-ad41-4b43-b4f6-e684e0d4ad20,ESSRNS_345_PM_03,Essrns_345_Pm_03,60,1,companyAcronym= | protocolName=IEEE C37.118.2-2011 | vendorAcronym= | vendorDeviceName= | interconnectionName=,,,,10,STTP,Streaming Telemetry Transport Protocol,6,,,,,,ESSRNS_345_PM_03-DF,0.0,1.0,Essrns_345_Pm_03 Frequency Delta (dF/dt),0,1,1,,PMU,DFDT,Frequency Delta (dF/dt),DF,-98.6,37.5,PPA:8242,2021-08-06 18:04:51
} | MaximumArchiveDays=90 | DesiredRemainingSpace=500,8243,GPA_ESSRNS_345_PM_03:S,,311,8736f6c7-ad41-4b43-b4f6-e684e0d4ad20,ESSRNS_345_PM_03,Essrns_345_Pm_03,60,1,companyAcronym= | protocolName=IEEE C37.118.2-2011 | vendorAcronym= | vendorDeviceName= | interconnectionName=,,,,10,STTP,Streaming Telemetry Transport Protocol,8,,,,,,ESSRNS_345_PM_03-SF,0.0,1.0,Essrns_345_Pm_03 Status Flags,0,1,1,,PMU,FLAG,Status Flags,SF,-98.6,37.5,PPA:8243,2021-08-06 18:04:51
} | MaximumArchiveDays=90 | DesiredRemainingSpace=500,8244,GPA_ESSRNS_345_PM_03-PM1:V,,311,8736f6c7-ad41-4b43-b4f6-e684e0d4ad20,ESSRNS_345_PM_03,Essrns_345_Pm_03,60,1,companyAcronym= | protocolName=IEEE C37.118.2-2011 | vendorAcronym= | vendorDeviceName= | interconnectionName=,,,,10,STTP,Streaming Telemetry Transport Protocol,3,1,LTESSTVT_1_FV_A,V,+,0,ESSRNS_345_PM_03-PM1,0.0,1.0,Essrns_345_Pm_03 LTESSTVT_1_FV_A + Voltage Magnitude,0,1,1,Volts,Phasor,VPHM,Voltage Magnitude,PM,-98.6,37.5,PPA:8244,2021-08-06 18:04:51
} | MaximumArchiveDays=90 | DesiredRemainingSpace=500,8245,GPA_ESSRNS_345_PM_03-PA1:VH,,311,8736f6c7-ad41-4b43-b4f6-e684e0d4ad20,ESSRNS_345_PM_03,Essrns_345_Pm_03,60,1,companyAcronym= | protocolName=IEEE C37.118.2-2011 | vendorAcronym= | vendorDeviceName= | interconnectionName=,,,,10,STTP,Streaming Telemetry Transport Protocol,4,1,LTESSTVT_1_FV_A,V,+,0,ESSRNS_345_PM_03-PA1,0.0,1.0,Essrns_345_Pm_03 LTESSTVT_1_FV_A + Voltage Phase Angle,0,1,1,Degrees,Phasor,VPHA,Voltage Phase Angle,PA,-98.6,37.5,PPA:8245,2021-08-06 18:04:51
} | MaximumArchiveDays=90 | DesiredRemainingSpace=500,8246,GPA_ESSRNS_345_PM_03-PM2:V,,311,8736f6c7-ad41-4b43-b4f6-e684e0d4ad20,ESSRNS_345_PM_03,Essrns_345_Pm_03,60,1,companyAcronym= | protocolName=IEEE C37.118.2-2011 | vendorAcronym= | vendorDeviceName= | interconnectionName=,,,,10,STTP,Streaming Telemetry Transport Protocol,3,2,LTESSTVT_1_FV_B,V,+,0,ESSRNS_345_PM_03-PM2,0.0,1.0,Essrns_345_Pm_03 LTESSTVT_1_FV_B + Voltage Magnitude,0,1,1,Volts,Phasor,VPHM,Voltage Magnitude,PM,-98.6,37.5,PPA:8246,2021-08-06 18:04:51
} | MaximumArchiveDays=90 | DesiredRemainingSpace=500,8247,GPA_ESSRNS_345_PM_03-PA2:VH,,311,8736f6c7-ad41-4b43-b4f6-e684e0d4ad20,ESSRNS_345_PM_03,Essrns_345_Pm_03,60,1,companyAcronym= | protocolName=IEEE C37.118.2-2011 | vendorAcronym= | vendorDeviceName= | interconnectionName=,,,,10,STTP,Streaming Telemetry Transport Protocol,4,2,LTESSTVT_1_FV_B,V,+,0,ESSRNS_345_PM_03-PA2,0.0,1.0,Essrns_345_Pm_03 LTESSTVT_1_FV_B + Voltage Phase Angle,0,1,1,Degrees,Phasor,VPHA,Voltage Phase Angle,PA,-98.6,37.5,PPA:8247,2021-08-06 18:04:51
} | MaximumArchiveDays=90 | DesiredRemainingSpace=500,8248,GPA_ESSRNS_345_PM_03-PM3:V,,311,8736f6c7-ad41-4b43-b4f6-e684e0d4ad20,ESSRNS_345_PM_03,Essrns_345_Pm_03,60,1,companyAcronym= | protocolName=IEEE C37.118.2-2011 | vendorAcronym= | vendorDeviceName= | interconnectionName=,,,,10,STTP,Streaming Telemetry Transport Protocol,3,3,LTESSTVT_1_FV_C,V,+,0,ESSRNS_345_PM_03-PM3,0.0,1.0,Essrns_345_Pm_03 LTESSTVT_1_FV_C + Voltage Magnitude,0,1,1,Volts,Phasor,VPHM,Voltage Magnitude,PM,-98.6,37.5,PPA:8248,2021-08-06 18:04:51
} | MaximumArchiveDays=90 | DesiredRemainingSpace=500,8249,GPA_ESSRNS_345_PM_03-PA3:VH,,311,8736f6c7-ad41-4b43-b4f6-e684e0d4ad20,ESSRNS_345_PM_03,Essrns_345_Pm_03,60,1,companyAcronym= | protocolName=IEEE C37.118.2-2011 | vendorAcronym= | vendorDeviceName= | interconnectionName=,,,,10,STTP,Streaming Telemetry Transport Protocol,4,3,LTESSTVT_1_FV_C,V,+,0,ESSRNS_345_PM_03-PA3,0.0,1.0,Essrns_345_Pm_03 LTESSTVT_1_FV_C + Voltage Phase Angle,0,1,1,Degrees,Phasor,VPHA,Voltage Phase Angle,PA,-98.6,37.5,PPA:8249,2021-08-06 18:04:51
} | MaximumArchiveDays=90 | DesiredRemainingSpace=500,8250,GPA_ESSRNS_345_PM_03-PM4:I,,311,8736f6c7-ad41-4b43-b4f6-e684e0d4ad20,ESSRNS_345_PM_03,Essrns_345_Pm_03,60,1,companyAcronym= | protocolName=IEEE C37.118.2-2011 | vendorAcronym= | vendorDeviceName= | interconnectionName=,,,,10,STTP,Streaming Telemetry Transport Protocol,1,4,LTESSTVT_1_FA_A,I,+,0,ESSRNS_345_PM_03-PM4,0.0,1.0,Essrns_345_Pm_03 LTESSTVT_1_FA_A + Current Magnitude,0,1,1,Amps,Phasor,IPHM,Current Magnitude,PM,-98.6,37.5,PPA:8250,2021-08-06 18:04:51
} | MaximumArchiveDays=90 | DesiredRemainingSpace=500,8251,GPA_ESSRNS_345_PM_03-PA4:IH,,311,8736f6c7-ad41-4b43-b4f6-e684e0d4ad20,ESSRNS_345_PM_03,Essrns_345_Pm_03,60,1,companyAcronym= | protocolName=IEEE C37.118.2-2011 | vendorAcronym= | vendorDeviceName= | interconnectionName=,,,,10,STTP,Streaming Telemetry Transport Protocol,2,4,LTESSTVT_1_FA_A,I,+,0,ESSRNS_345_PM_03-PA4,0.0,1.0,Essrns_345_Pm_03 LTESSTVT_1_FA_A + Current Phase Angle,0,1,1,Degrees,Phasor,IPHA,Current Phase Angle,PA,-98.6,37.5,PPA:8251,2021-08-06 18:04:51
} | MaximumArchiveDays=90 | DesiredRemainingSpace=500,8252,GPA_ESSRNS_345_PM_03-PM5:I,,311,8736f6c7-ad41-4b43-b4f6-e684e0d4ad20,ESSRNS_345_PM_03,Essrns_345_Pm_03,60,1,companyAcronym= | protocolName=IEEE C37.118.2-2011 | vendorAcronym= | vendorDeviceName= | interconnectionName=,,,,10,STTP,Streaming Telemetry Transport Protocol,1,5,LTESSTVT_1_FA_B,I,+,0,ESSRNS_345_PM_03-PM5,0.0,1.0,Essrns_345_Pm_03 LTESSTVT_1_FA_B + Current Magnitude,0,1,1,Amps,Phasor,IPHM,Current Magnitude,PM,-98.6,37.5,PPA:8252,2021-08-06 18:04:51
} | MaximumArchiveDays=90 | DesiredRemainingSpace=500,8253,GPA_ESSRNS_345_PM_03-PA5:IH,,311,8736f6c7-ad41-4b43-b4f6-e684e0d4ad20,ESSRNS_345_PM_03,Essrns_345_Pm_03,60,1,companyAcronym= | protocolName=IEEE C37.118.2-2011 | vendorAcronym= | vendorDeviceName= | interconnectionName=,,,,10,STTP,Streaming Telemetry Transport Protocol,2,5,LTESSTVT_1_FA_B,I,+,0,ESSRNS_345_PM_03-PA5,0.0,1.0,Essrns_345_Pm_03 LTESSTVT_1_FA_B + Current Phase Angle,0,1,1,Degrees,Phasor,IPHA,Current Phase Angle,PA,-98.6,37.5,PPA:8253,2021-08-06 18:04:51
} | MaximumArchiveDays=90 | DesiredRemainingSpace=500,8254,GPA_ESSRNS_345_PM_03-PM6:I,,311,8736f6c7-ad41-4b43-b4f6-e684e0d4ad20,ESSRNS_345_PM_03,Essrns_345_Pm_03,60,1,companyAcronym= | protocolName=IEEE C37.118.2-2011 | vendorAcronym= | vendorDeviceName= | interconnectionName=,,,,10,STTP,Streaming Telemetry Transport Protocol,1,6,LTESSTVT_1_FA_C,I,+,0,ESSRNS_345_PM_03-PM6,0.0,1.0,Essrns_345_Pm_03 LTESSTVT_1_FA_C + Current Magnitude,0,1,1,Amps,Phasor,IPHM,Current Magnitude,PM,-98.6,37.5,PPA:8254,2021-08-06 18:04:51
} | MaximumArchiveDays=90 | DesiredRemainingSpace=500,8255,GPA_ESSRNS_345_PM_03-PA6:IH,,311,8736f6c7-ad41-4b43-b4f6-e684e0d4ad20,ESSRNS_345_PM_03,Essrns_345_Pm_03,60,1,companyAcronym= | protocolName=IEEE C37.118.2-2011 | vendorAcronym= | vendorDeviceName= | interconnectionName=,,,,10,STTP,Streaming Telemetry Transport Protocol,2,6,LTESSTVT_1_FA_C,I,+,0,ESSRNS_345_PM_03-PA6,0.0,1.0,Essrns_345_Pm_03 LTESSTVT_1_FA_C + Current Phase Angle,0,1,1,Degrees,Phasor,IPHA,Current Phase Angle,PA,-98.6,37.5,PPA:8255,2021-08-06 18:04:51
} | MaximumArchiveDays=90 | DesiredRemainingSpace=500,8256,GPA_ESSRNS_345_PM_03-PM7:V,,311,8736f6c7-ad41-4b43-b4f6-e684e0d4ad20,ESSRNS_345_PM_03,Essrns_345_Pm_03,60,1,companyAcronym= | protocolName=IEEE C37.118.2-2011 | vendorAcronym= | vendorDeviceName= | interconnectionName=,,,,10,STTP,Streaming Telemetry Transport Protocol,3,7,LTESSTVT_1_FV_P,V,+,0,ESSRNS_345_PM_03-PM7,0.0,1.0,Essrns_345_Pm_03 LTESSTVT_1_FV_P + Voltage Magnitude,0,1,1,Volts,Phasor,VPHM,Voltage Magnitude,PM,-98.6,37.5,PPA:8256,2021-08-06 18:04:51
} | MaximumArchiveDays=90 | DesiredRemainingSpace=500,8257,GPA_ESSRNS_345_PM_03-PA7:VH,,311,8736f6c7-ad41-4b43-b4f6-e684e0d4ad20,ESSRNS_345_PM_03,Essrns_345_Pm_03,60,1,companyAcronym= | protocolName=IEEE C37.118.2-2011 | vendorAcronym= | vendorDeviceName= | interconnectionName=,,,,10,STTP,Streaming Telemetry Transport Protocol,4,7,LTESSTVT_1_FV_P,V,+,0,ESSRNS_345_PM_03-PA7,0.0,1.0,Essrns_345_Pm_03 LTESSTVT_1_FV_P + Voltage Phase Angle,0,1,1,Degrees,Phasor,VPHA,Voltage Phase Angle,PA,-98.6,37.5,PPA:8257,2021-08-06 18:04:51
} | MaximumArchiveDays=90 | DesiredRemainingSpace=500,8258,GPA_ESSRNS_345_PM_03-PM8:I,,311,8736f6c7-ad41-4b43-b4f6-e684e0d4ad20,ESSRNS_345_PM_03,Essrns_345_Pm_03,60,1,companyAcronym= | protocolName=IEEE C37.118.2-2011 | vendorAcronym= | vendorDeviceName= | interconnectionName=,,,,10,STTP,Streaming Telemetry Transport Protocol,1,8,LTESSTVT_1_FA_P,I,+,0,ESSRNS_345_PM_03-PM8,0.0,1.0,Essrns_345_Pm_03 LTESSTVT_1_FA_P + Current Magnitude,0,1,1,Amps,Phasor,IPHM,Current Magnitude,PM,-98.6,37.5,PPA:8258,2021-08-06 18:04:51
} | MaximumArchiveDays=90 | DesiredRemainingSpace=500,8259,GPA_ESSRNS_345_PM_03-PA8:IH,,311,8736f6c7-ad41-4b43-b4f6-e684e0d4ad20,ESSRNS_345_PM_03,Essrns_345_Pm_03,60,1,companyAcronym= | protocolName=IEEE C37.118.2-2011 | vendorAcronym= | vendorDeviceName= | interconnectionName=,,,,10,STTP,Streaming Telemetry Transport Protocol,2,8,LTESSTVT_1_FA_P,I,+,0,ESSRNS_345_PM_03-PA8,0.0,1.0,Essrns_345_Pm_03 LTESSTVT_1_FA_P + Current Phase Angle,0,1,1,Degrees,Phasor,IPHA,Current Phase Angle,PA,-98.6,37.5,PPA:8259,2021-08-06 18:04:51
} | MaximumArchiveDays=90 | DesiredRemainingSpace=500,8260,GPA_ESSRNS_345_PM_04:F,,312,8736f6c7-ad41-4b43-b4f6-e684e0d4ad20,ESSRNS_345_PM_04,Essrns_345_Pm_04,60,1,companyAcronym= | protocolName=IEEE C37.118.2-2011 | vendorAcronym= | vendorDeviceName= | interconnectionName=,,,,10,STTP,Streaming Telemetry Transport Protocol,5,,,,,,ESSRNS_345_PM_04-FQ,0.0,1.0,Essrns_345_Pm_04 Frequency,0,1,1,Hz,PMU,FREQ,Frequency,FQ,-98.6,37.5,PPA:8260,2021-08-06 18:04:51
} | MaximumArchiveDays=90 | DesiredRemainingSpace=500,8261,GPA_ESSRNS_345_PM_04:DF,,312,8736f6c7-ad41-4b43-b4f6-e684e0d4ad20,ESSRNS_345_PM_04,Essrns_345_Pm_04,60,1,companyAcronym= | protocolName=IEEE C37.118.2-2011 | vendorAcronym= | vendorDeviceName= | interconnectionName=,,,,10,STTP,Streaming Telemetry Transport Protocol,6,,,,,,ESSRNS_345_PM_04-DF,0.0,1.0,Essrns_345_Pm_04 Frequency Delta (dF/dt),0,1,1,,PMU,DFDT,Frequency Delta (dF/dt),DF,-98.6,37.5,PPA:8261,2021-08-06 18:04:51
} | MaximumArchiveDays=90 | DesiredRemainingSpace=500,8262,GPA_ESSRNS_345_PM_04:S,,312,8736f6c7-ad41-4b43-b4f6-e684e0d4ad20,ESSRNS_345_PM_04,Essrns_345_Pm_04,60,1,companyAcronym= | protocolName=IEEE C37.118.2-2011 | vendorAcronym= | vendorDeviceName= | interconnectionName=,,,,10,STTP,Streaming Telemetry Transport Protocol,8,,,,,,ESSRNS_345_PM_04-SF,0.0,1.0,Essrns_345_Pm_04 Status Flags,0,1,1,,PMU,FLAG,Status Flags,SF,-98.6,37.5,PPA:8262,2021-08-06 18:04:51
} | MaximumArchiveDays=90 | DesiredRemainingSpace=500,8263,GPA_ESSRNS_345_PM_04-PM1:V,,312,8736f6c7-ad41-4b43-b4f6-e684e0d4ad20,ESSRNS_345_PM_04,Essrns_345_Pm_04,60,1,companyAcronym= | protocolName=IEEE C37.118.2-2011 | vendorAcronym= | vendorDeviceName= | interconnectionName=,,,,10,STTP,Streaming Telemetry Transport Protocol,3,1,LTESSTVA_1_FV_A,V,A,0,ESSRNS_345_PM_04-PM1,0.0,1.0,Essrns_345_Pm_04 LTESSTVA_1_FV_A A Voltage Magnitude,0,1,1,Volts,Phasor,VPHM,Voltage Magnitude,PM,-98.6,37.5,PPA:8263,2021-08-06 18:04:51
} | MaximumArchiveDays=90 | DesiredRemainingSpace=500,8264,GPA_ESSRNS_345_PM_04-PA1:VH,,312,8736f6c7-ad41-4b43-b4f6-e684e0d4ad20,ESSRNS_345_PM_04,Essrns_345_Pm_04,60,1,companyAcronym= | protocolName=IEEE C37.118.2-2011 | vendorAcronym= | vendorDeviceName= | interconnectionName=,,,,10,STTP,Streaming Telemetry Transport Protocol,4,1,LTESSTVA_1_FV_A,V,A,0,ESSRNS_345_PM_04-PA1,0.0,1.0,Essrns_345_Pm_04 LTESSTVA_1_FV_A A Voltage Phase Angle,0,1,1,Degrees,Phasor,VPHA,Voltage Phase Angle,PA,-98.6,37.5,PPA:8264,2021-08-06 18:04:51
} | MaximumArchiveDays=90 | DesiredRemainingSpace=500,8265,GPA_ESSRNS_345_PM_04-PM2:V,,312,8736f6c7-ad41-4b43-b4f6-e684e0d4ad20,ESSRNS_345_PM_04,Essrns_345_Pm_04,60,1,companyAcronym= | protocolName=IEEE C37.118.2-2011 | vendorAcronym= | vendorDeviceName= | interconnectionName=,,,,10,STTP,Streaming Telemetry Transport Protocol,3,2,LTESSTVA_1_FV_B,V,A,0,ESSRNS_345_PM_04-PM2,0.0,1.0,Essrns_345_Pm_04 LTESSTVA_1_FV_B A Voltage Magnitude,0,1,1,Volts,Phasor,VPHM,Voltage Magnitude,PM,-98.6,37.5,PPA:8265,2021-08-06 18:04:51
} | MaximumArchiveDays=90 | DesiredRemainingSpace=500,8266,GPA_ESSRNS_345_PM_04-PA2:VH,,312,8736f6c7-ad41-4b43-b4f6-e684e0d4ad20,ESSRNS_345_PM_04,Essrns_345_Pm_04,60,1,companyAcronym= | protocolName=IEEE C37.118.2-2011 | vendorAcronym= | vendorDeviceName= | interconnectionName=,,,,10,STTP,Streaming Telemetry Transport Protocol,4,2,LTESSTVA_1_FV_B,V,A,0,ESSRNS_345_PM_04-PA2,0.0,1.0,Essrns_345_Pm_04 LTESSTVA_1_FV_B A Voltage Phase Angle,0,1,1,Degrees,Phasor,VPHA,Voltage Phase Angle,PA,-98.6,37.5,PPA:8266,2021-08-06 18:04:51
} | MaximumArchiveDays=90 | DesiredRemainingSpace=500,8267,GPA_ESSRNS_345_PM_04-PM3:V,,312,8736f6c7-ad41-4b43-b4f6-e684e0d4ad20,ESSRNS_345_PM_04,Essrns_345_Pm_04,60,1,companyAcronym= | protocolName=IEEE C37.118.2-2011 | vendorAcronym= | vendorDeviceName= | interconnectionName=,,,,10,STTP,Streaming Telemetry Transport Protocol,3,3,LTESSTVA_1_FV_C,V,A,0,ESSRNS_345_PM_04-PM3,0.0,1.0,Essrns_345_Pm_04 LTESSTVA_1_FV_C A Voltage Magnitude,0,1,1,Volts,Phasor,VPHM,Voltage Magnitude,PM,-98.6,37.5,PPA:8267,2021-08-06 18:04:51
} | MaximumArchiveDays=90 | DesiredRemainingSpace=500,8268,GPA_ESSRNS_345_PM_04-PA3:VH,,312,8736f6c7-ad41-4b43-b4f6-e684e0d4ad20,ESSRNS_345_PM_04,Essrns_345_Pm_04,60,1,companyAcronym= | protocolName=IEEE C37.118.2-2011 | vendorAcronym= | vendorDeviceName= | interconnectionName=,,,,10,STTP,Streaming Telemetry Transport Protocol,4,3,LTESSTVA_1_FV_C,V,A,0,ESSRNS_345_PM_04-PA3,0.0,1.0,Essrns_345_Pm_04 LTESSTVA_1_FV_C A Voltage Phase Angle,0,1,1,Degrees,Phasor,VPHA,Voltage Phase Angle,PA,-98.6,37.5,PPA:8268,2021-08-06 18:04:51
} | MaximumArchiveDays=90 | DesiredRemainingSpace=500,8269,GPA_ESSRNS_345_PM_04-PM4:I,,312,8736f6c7-ad41-4b43-b4f6-e684e0d4ad20,ESSRNS_345_PM_04,Essrns_345_Pm_04,60,1,companyAcronym= | protocolName=IEEE C37.118.2-2011 | vendorAcronym= | vendorDeviceName= | interconnectionName=,,,,10,STTP,Streaming Telemetry Transport Protocol,1,4,LTESSTVA_1_FA_A,I,A,0,ESSRNS_345_PM_04-PM4,0.0,1.0,Essrns_345_Pm_04 LTESSTVA_1_FA_A A Current Magnitude,0,1,1,Amps,Phasor,IPHM,Current Magnitude,PM,-98.6,37.5,PPA:8269,2021-08-06 18:04:51
} | MaximumArchiveDays=90 | DesiredRemainingSpace=500,8270,GPA_ESSRNS_345_PM_04-PA4:IH,,312,8736f6c7-ad41-4b43-b4f6-e684e0d4ad20,ESSRNS_345_PM_04,Essrns_345_Pm_04,60,1,companyAcronym= | protocolName=IEEE C37.118.2-2011 | vendorAcronym= | vendorDeviceName= | interconnectionName=,,,,10,STTP,Streaming Telemetry Transport Protocol,2,4,LTESSTVA_1_FA_A,I,A,0,ESSRNS_345_PM_04-PA4,0.0,1.0,Essrns_345_Pm_04 LTESSTVA_1_FA_A A Current Phase Angle,0,1,1,Degrees,Phasor,IPHA,Current Phase Angle,PA,-98.6,37.5,PPA:8270,2021-08-06 18:04:51
} | MaximumArchiveDays=90 | DesiredRemainingSpace=500,8271,GPA_ESSRNS_345_PM_04-PM5:I,,312,8736f6c7-ad41-4b43-b4f6-e684e0d4ad20,ESSRNS_345_PM_04,Essrns_345_Pm_04,60,1,companyAcronym= | protocolName=IEEE C37.118.2-2011 | vendorAcronym= | vendorDeviceName= | interconnectionName=,,,,10,STTP,Streaming Telemetry Transport Protocol,1,5,LTESSTVA_1_FA_B,I,A,0,ESSRNS_345_PM_04-PM5,0.0,1.0,Essrns_345_Pm_04 LTESSTVA_1_FA_B A Current Magnitude,0,1,1,Amps,Phasor,IPHM,Current Magnitude,PM,-98.6,37.5,PPA:8271,2021-08-06 18:04:51
} | MaximumArchiveDays=90 | DesiredRemainingSpace=500,8272,GPA_ESSRNS_345_PM_04-PA5:IH,,312,8736f6c7-ad41-4b43-b4f6-e684e0d4ad20,ESSRNS_345_PM_04,Essrns_345_Pm_04,60,1,companyAcronym= | protocolName=IEEE C37.118.2-2011 | vendorAcronym= | vendorDeviceName= | interconnectionName=,,,,10,STTP,Streaming Telemetry Transport Protocol,2,5,LTESSTVA_1_FA_B,I,A,0,ESSRNS_345_PM_04-PA5,0.0,1.0,Essrns_345_Pm_04 LTESSTVA_1_FA_B A Current Phase Angle,0,1,1,Degrees,Phasor,IPHA,Current Phase Angle,PA,-98.6,37.5,PPA:8272,2021-08-06 18:04:51
} | MaximumArchiveDays=90 | DesiredRemainingSpace=500,8273,GPA_ESSRNS_345_PM_04-PM6:I,,312,8736f6c7-ad41-4b43-b4f6-e684e0d4ad20,ESSRNS_345_PM_04,Essrns_345_Pm_04,60,1,companyAcronym= | protocolName=IEEE C37.118.2-2011 | vendorAcronym= | vendorDeviceName= | interconnectionName=,,,,10,STTP,Streaming Telemetry Transport Protocol,1,6,LTESSTVA_1_FA_C,I,A,0,ESSRNS_345_PM_04-PM6,0.0,1.0,Essrns_345_Pm_04 LTESSTVA_1_FA_C A Current Magnitude,0,1,1,Amps,Phasor,IPHM,Current Magnitude,PM,-98.6,37.5,PPA:8273,2021-08-06 18:04:51
} | MaximumArchiveDays=90 | DesiredRemainingSpace=500,8274,GPA_ESSRNS_345_PM_04-PA6:IH,,312,8736f6c7-ad41-4b43-b4f6-e684e0d4ad20,ESSRNS_345_PM_04,Essrns_345_Pm_04,60,1,companyAcronym= | protocolName=IEEE C37.118.2-2011 | vendorAcronym= | vendorDeviceName= | interconnectionName=,,,,10,STTP,Streaming Telemetry Transport Protocol,2,6,LTESSTVA_1_FA_C,I,A,0,ESSRNS_345_PM_04-PA6,0.0,1.0,Essrns_345_Pm_04 LTESSTVA_1_FA_C A Current Phase Angle,0,1,1,Degrees,Phasor,IPHA,Current Phase Angle,PA,-98.6,37.5,PPA:8274,2021-08-06 18:04:51
} | MaximumArchiveDays=90 | DesiredRemainingSpace=500,8275,GPA_ESSRNS_345_PM_04-PM7:V,,312,8736f6c7-ad41-4b43-b4f6-e684e0d4ad20,ESSRNS_345_PM_04,Essrns_345_Pm_04,60,1,companyAcronym= | protocolName=IEEE C37.118.2-2011 | vendorAcronym= | vendorDeviceName= | interconnectionName=,,,,10,STTP,Streaming Telemetry Transport Protocol,3,7,LTESSTVA_1_FV_P,V,A,0,ESSRNS_345_PM_04-PM7,0.0,1.0,Essrns_345_Pm_04 LTESSTVA_1_FV_P A Voltage Magnitude,0,1,1,Volts,Phasor,VPHM,Voltage Magnitude,PM,-98.6,37.5,PPA:8275,2021-08-06 18:04:51
} | MaximumArchiveDays=90 | DesiredRemainingSpace=500,8276,GPA_ESSRNS_345_PM_04-PA7:VH,,312,8736f6c7-ad41-4b43-b4f6-e684e0d4ad20,ESSRNS_345_PM_04,Essrns_345_Pm_04,60,1,companyAcronym= | protocolName=IEEE C37.118.2-2011 | vendorAcronym= | vendorDeviceName= | interconnectionName=,,,,10,STTP,Streaming Telemetry Transport Protocol,4,7,LTESSTVA_1_FV_P,V,A,0,ESSRNS_345_PM_04-PA7,0.0,1.0,Essrns_345_Pm_04 LTESSTVA_1_FV_P A Voltage Phase Angle,0,1,1,Degrees,Phasor,VPHA,Voltage Phase Angle,PA,-98.6,37.5,PPA:8276,2021-08-06 18:04:51
} | MaximumArchiveDays=90 | DesiredRemainingSpace=500,8277,GPA_ESSRNS_345_PM_04-PM8:I,,312,8736f6c7-ad41-4b43-b4f6-e684e0d4ad20,ESSRNS_345_PM_04,Essrns_345_Pm_04,60,1,companyAcronym= | protocolName=IEEE C37.118.2-2011 | vendorAcronym= | vendorDeviceName= | interconnectionName=,,,,10,STTP,Streaming Telemetry Transport Protocol,1,8,LTESSTVA_1_FA_P,I,A,0,ESSRNS_345_PM_04-PM8,0.0,1.0,Essrns_345_Pm_04 LTESSTVA_1_FA_P A Current Magnitude,0,1,1,Amps,Phasor,IPHM,Current Magnitude,PM,-98.6,37.5,PPA:8277,2021-08-06 18:04:51
} | MaximumArchiveDays=90 | DesiredRemainingSpace=500,8278,GPA_ESSRNS_345_PM_04-PA8:IH,,312,8736f6c7-ad41-4b43-b4f6-e684e0d4ad20,ESSRNS_345_PM_04,Essrns_345_Pm_04,60,1,companyAcronym= | protocolName=IEEE C37.118.2-2011 | vendorAcronym= | vendorDeviceName= | interconnectionName=,,,,10,STTP,Streaming Telemetry Transport Protocol,2,8,LTESSTVA_1_FA_P,I,A,0,ESSRNS_345_PM_04-PA8,0.0,1.0,Essrns_345_Pm_04 LTESSTVA_1_FA_P A Current Phase Angle,0,1,1,Degrees,Phasor,IPHA,Current Phase Angle,PA,-98.6,37.5,PPA:8278,2021-08-06 18:04:51
} | MaximumArchiveDays=90 | DesiredRemainingSpace=500,8279,GPA_ESSRNS_345_PM_05:F,,313,8736f6c7-ad41-4b43-b4f6-e684e0d4ad20,ESSRNS_345_PM_05,Essrns_345_Pm_05,60,1,companyAcronym= | protocolName=IEEE C37.118.2-2011 | vendorAcronym= | vendorDeviceName= | interconnectionName=,,,,10,STTP,Streaming Telemetry Transport Protocol,5,,,,,,ESSRNS_345_PM_05-FQ,0.0,1.0,Essrns_345_Pm_05 Frequency,0,1,1,Hz,PMU,FREQ,Frequency,FQ,-98.6,37.5,PPA:8279,2021-08-06 18:04:51
} | MaximumArchiveDays=90 | DesiredRemainingSpace=500,8280,GPA_ESSRNS_345_PM_05:DF,,313,8736f6c7-ad41-4b43-b4f6-e684e0d4ad20,ESSRNS_345_PM_05,Essrns_345_Pm_05,60,1,companyAcronym= | protocolName=IEEE C37.118.2-2011 | vendorAcronym= | vendorDeviceName= | interconnectionName=,,,,10,STTP,Streaming Telemetry Transport Protocol,6,,,,,,ESSRNS_345_PM_05-DF,0.0,1.0,Essrns_345_Pm_05 Frequency Delta (dF/dt),0,1,1,,PMU,DFDT,Frequency Delta (dF/dt),DF,-98.6,37.5,PPA:8280,2021-08-06 18:04:51
} | MaximumArchiveDays=90 | DesiredRemainingSpace=500,8281,GPA_ESSRNS_345_PM_05:S,,313,8736f6c7-ad41-4b43-b4f6-e684e0d4ad20,ESSRNS_345_PM_05,Essrns_345_Pm_05,60,1,companyAcronym= | protocolName=IEEE C37.118.2-2011 | vendorAcronym= | vendorDeviceName= | interconnectionName=,,,,10,STTP,Streaming Telemetry Transport Protocol,8,,,,,,ESSRNS_345_PM_05-SF,0.0,1.0,Essrns_345_Pm_05 Status Flags,0,1,1,,PMU,FLAG,Status Flags,SF,-98.6,37.5,PPA:8281,2021-08-06 18:04:51
} | MaximumArchiveDays=90 | DesiredRemainingSpace=500,8282,GPA_ESSRNS_345_PM_05-PM1:V,,313,8736f6c7-ad41-4b43-b4f6-e684e0d4ad20,ESSRNS_345_PM_05,Essrns_345_Pm_05,60,1,companyAcronym= | protocolName=IEEE C37.118.2-2011 | vendorAcronym= | vendorDeviceName= | interconnectionName=,,,,10,STTP,Streaming Telemetry Transport Protocol,3,1,LTRJSTCM_2_FV_A,V,+,0,ESSRNS_345_PM_05-PM1,0.0,1.0,Essrns_345_Pm_05 LTRJSTCM_2_FV_A + Voltage Magnitude,0,1,1,Volts,Phasor,VPHM,Voltage Magnitude,PM,-98.6,37.5,PPA:8282,2021-08-06 18:04:51
} | MaximumArchiveDays=90 | DesiredRemainingSpace=500,8283,GPA_ESSRNS_345_PM_05-PA1:VH,,313,8736f6c7-ad41-4b43-b4f6-e684e0d4ad20,ESSRNS_345_PM_05,Essrns_345_Pm_05,60,1,companyAcronym= | protocolName=IEEE C37.118.2-2011 | vendorAcronym= | vendorDeviceName= | interconnectionName=,,,,10,STTP,Streaming Telemetry Transport Protocol,4,1,LTRJSTCM_2_FV_A,V,+,0,ESSRNS_345_PM_05-PA1,0.0,1.0,Essrns_345_Pm_05 LTRJSTCM_2_FV_A + Voltage Phase Angle,0,1,1,Degrees,Phasor,VPHA,Voltage Phase Angle,PA,-98.6,37.5,PPA:8283,2021-08-06 18:04:51
} | MaximumArchiveDays=90 | DesiredRemainingSpace=500,8284,GPA_ESSRNS_345_PM_05-PM2:V,,313,8736f6c7-ad41-4b43-b4f6-e684e0d4ad20,ESSRNS_345_PM_05,Essrns_345_Pm_05,60,1,companyAcronym= | protocolName=IEEE C37.118.2-2011 | vendorAcronym= | vendorDeviceName= | interconnectionName=,,,,10,STTP,Streaming Telemetry Transport Protocol,3,2,LTRJSTCM_2_FV_B,V,+,0,ESSRNS_345_PM_05-PM2,0.0,1.0,Essrns_345_Pm_05 LTRJSTCM_2_FV_B + Voltage Magnitude,0,1,1,Volts,Phasor,VPHM,Voltage Magnitude,PM,-98.6,37.5,PPA:8284,2021-08-06 18:04:51
} | MaximumArchiveDays=90 | DesiredRemainingSpace=500,8285,GPA_ESSRNS_345_PM_05-PA2:VH,,313,8736f6c7-ad41-4b43-b4f6-e684e0d4ad20,ESSRNS_345_PM_05,Essrns_345_Pm_05,60,1,companyAcronym= | protocolName=IEEE C37.118.2-2011 | vendorAcronym= | vendorDeviceName= | interconnectionName=,,,,10,STTP,Streaming Telemetry Transport Protocol,4,2,LTRJSTCM_2_FV_B,V,+,0,ESSRNS_345_PM_05-PA2,0.0,1.0,Essrns_345_Pm_05 LTRJSTCM_2_FV_B + Voltage Phase Angle,0,1,1,Degrees,Phasor,VPHA,Voltage Phase Angle,PA,-98.6,37.5,PPA:8285,2021-08-06 18:04:51
} | MaximumArchiveDays=90 | DesiredRemainingSpace=500,8286,GPA_ESSRNS_345_PM_05-PM3:V,,313,8736f6c7-ad41-4b43-b4f6-e684e0d4ad20,ESSRNS_345_PM_05,Essrns_345_Pm_05,60,1,companyAcronym= | protocolName=IEEE C37.118.2-2011 | vendorAcronym= | vendorDeviceName= | interconnectionName=,,,,10,STTP,Streaming Telemetry Transport Protocol,3,3,LTRJSTCM_2_FV_C,V,+,0,ESSRNS_345_PM_05-PM3,0.0,1.0,Essrns_345_Pm_05 LTRJSTCM_2_FV_C + Voltage Magnitude,0,1,1,Volts,Phasor,VPHM,Voltage Magnitude,PM,-98.6,37.5,PPA:8286,2021-08-06 18:04:51
} | MaximumArchiveDays=90 | DesiredRemainingSpace=500,8287,GPA_ESSRNS_345_PM_05-PA3:VH,,313,8736f6c7-ad41-4b43-b4f6-e684e0d4ad20,ESSRNS_345_PM_05,Essrns_345_Pm_05,60,1,companyAcronym= | protocolName=IEEE C37.118.2-2011 | vendorAcronym= | vendorDeviceName= | interconnectionName=,,,,10,STTP,Streaming Telemetry Transport Protocol,4,3,LTRJSTCM_2_FV_C,V,+,0,ESSRNS_345_PM_05-PA3,0.0,1.0,Essrns_345_Pm_05 LTRJSTCM_2_FV_C + Voltage Phase Angle,0,1,1,Degrees,Phasor,VPHA,Voltage Phase Angle,PA,-98.6,37.5,PPA:8287,2021-08-06 18:04:51
} | MaximumArchiveDays=90 | DesiredRemainingSpace=500,8288,GPA_ESSRNS_345_PM_05-PM4:I,,313,8736f6c7-ad41-4b43-b4f6-e684e0d4ad20,ESSRNS_345_PM_05,Essrns_345_Pm_05,60,1,companyAcronym= | protocolName=IEEE C37.118.2-2011 | vendorAcronym= | vendorDeviceName= | interconnectionName=,,,,10,STTP,Streaming Telemetry Transport Protocol,1,4,LTRJSTCM_2_FA_A,I,+,0,ESSRNS_345_PM_05-PM4,0.0,1.0,Essrns_345_Pm_05 LTRJSTCM_2_FA_A + Current Magnitude,0,1,1,Amps,Phasor,IPHM,Current Magnitude,PM,-98.6,37.5,PPA:8288,2021-08-06 18:04:51
} | MaximumArchiveDays=90 | DesiredRemainingSpace=500,8289,GPA_ESSRNS_345_PM_05-PA4:IH,,313,8736f6c7-ad41-4b43-b4f6-e684e0d4ad20,ESSRNS_345_PM_05,Essrns_345_Pm_05,60,1,companyAcronym= | protocolName=IEEE C37.118.2-2011 | vendorAcronym= | vendorDeviceName= | interconnectionName=,,,,10,STTP,Streaming Telemetry Transport Protocol,2,4,LTRJSTCM_2_FA_A,I,+,0,ESSRNS_345_PM_05-PA4,0.0,1.0,Essrns_345_Pm_05 LTRJSTCM_2_FA_A + Current Phase Angle,0,1,1,Degrees,Phasor,IPHA,Current Phase Angle,PA,-98.6,37.5,PPA:8289,2021-08-06 18:04:51
} | MaximumArchiveDays=90 | DesiredRemainingSpace=500,8290,GPA_ESSRNS_345_PM_05-PM5:I,,313,8736f6c7-ad41-4b43-b4f6-e684e0d4ad20,ESSRNS_345_PM_05,Essrns_345_Pm_05,60,1,companyAcronym= | protocolName=IEEE C37.118.2-2011 | vendorAcronym= | vendorDeviceName= | interconnectionName=,,,,10,STTP,Streaming Telemetry Transport Protocol,1,5,LTRJSTCM_2_FA_B,I,+,0,ESSRNS_345_PM_05-PM5,0.0,1.0,Essrns_345_Pm_05 LTRJSTCM_2_FA_B + Current Magnitude,0,1,1,Amps,Phasor,IPHM,Current Magnitude,PM,-98.6,37.5,PPA:8290,2021-08-06 18:04:51
} | MaximumArchiveDays=90 | DesiredRemainingSpace=500,8291,GPA_ESSRNS_345_PM_05-PA5:IH,,313,8736f6c7-ad41-4b43-b4f6-e684e0d4ad20,ESSRNS_345_PM_05,Essrns_345_Pm_05,60,1,companyAcronym= | protocolName=IEEE C37.118.2-2011 | vendorAcronym= | vendorDeviceName= | interconnectionName=,,,,10,STTP,Streaming Telemetry Transport Protocol,2,5,LTRJSTCM_2_FA_B,I,+,0,ESSRNS_345_PM_05-PA5,0.0,1.0,Essrns_345_Pm_05 LTRJSTCM_2_FA_B + Current Phase Angle,0,1,1,Degrees,Phasor,IPHA,Current Phase Angle,PA,-98.6,37.5,PPA:8291,2021-08-06 18:04:51
} | MaximumArchiveDays=90 | DesiredRemainingSpace=500,8292,GPA_ESSRNS_345_PM_05-PM6:I,,313,8736f6c7-ad41-4b43-b4f6-e684e0d4ad20,ESSRNS_345_PM_05,Essrns_345_Pm_05,60,1,companyAcronym= | protocolName=IEEE C37.118.2-2011 | vendorAcronym= | vendorDeviceName= | interconnectionName=,,,,10,STTP,Streaming Telemetry Transport Protocol,1,6,LTRJSTCM_2_FA_C,I,+,0,ESSRNS_345_PM_05-PM6,0.0,1.0,Essrns_345_Pm_05 LTRJSTCM_2_FA_C + Current Magnitude,0,1,1,Amps,Phasor,IPHM,Current Magnitude,PM,-98.6,37.5,PPA:8292,2021-08-06 18:04:51
} | MaximumArchiveDays=90 | DesiredRemainingSpace=500,8293,GPA_ESSRNS_345_PM_05-PA6:IH,,313,8736f6c7-ad41-4b43-b4f6-e684e0d4ad20,ESSRNS_345_PM_05,Essrns_345_Pm_05,60,1,companyAcronym= | protocolName=IEEE C37.118.2-2011 | vendorAcronym= | vendorDeviceName= | interconnectionName=,,,,10,STTP,Streaming Telemetry Transport Protocol,2,6,LTRJSTCM_2_FA_C,I,+,0,ESSRNS_345_PM_05-PA6,0.0,1.0,Essrns_345_Pm_05 LTRJSTCM_2_FA_C + Current Phase Angle,0,1,1,Degrees,Phasor,IPHA,Current Phase Angle,PA,-98.6,37.5,PPA:8293,2021-08-06 18:04:51
} | MaximumArchiveDays=90 | DesiredRemainingSpace=500,8294,GPA_ESSRNS_345_PM_05-PM7:V,,313,8736f6c7-ad41-4b43-b4f6-e684e0d4ad20,ESSRNS_345_PM_05,Essrns_345_Pm_05,60,1,companyAcronym= | protocolName=IEEE C37.118.2-2011 | vendorAcronym= | vendorDeviceName= | interconnectionName=,,,,10,STTP,Streaming Telemetry Transport Protocol,3,7,LTRJSTCM_2_FV_P,V,+,0,ESSRNS_345_PM_05-PM7,0.0,1.0,Essrns_345_Pm_05 LTRJSTCM_2_FV_P + Voltage Magnitude,0,1,1,Volts,Phasor,VPHM,Voltage Magnitude,PM,-98.6,37.5,PPA:8294,2021-08-06 18:04:51
} | MaximumArchiveDays=90 | DesiredRemainingSpace=500,8295,GPA_ESSRNS_345_PM_05-PA7:VH,,313,8736f6c7-ad41-4b43-b4f6-e684e0d4ad20,ESSRNS_345_PM_05,Essrns_345_Pm_05,60,1,companyAcronym= | protocolName=IEEE C37.118.2-2011 | vendorAcronym= | vendorDeviceName= | interconnectionName=,,,,10,STTP,Streaming Telemetry Transport Protocol,4,7,LTRJSTCM_2_FV_P,V,+,0,ESSRNS_345_PM_05-PA7,0.0,1.0,Essrns_345_Pm_05 LTRJSTCM_2_FV_P + Voltage Phase Angle,0,1,1,Degrees,Phasor,VPHA,Voltage Phase Angle,PA,-98.6,37.5,PPA:8295,2021-08-06 18:04:51
} | MaximumArchiveDays=90 | DesiredRemainingSpace=500,8296,GPA_ESSRNS_345_PM_05-PM8:I,,313,8736f6c7-ad41-4b43-b4f6-e684e0d4ad20,ESSRNS_345_PM_05,Essrns_345_Pm_05,60,1,companyAcronym= | protocolName=IEEE C37.118.2-2011 | vendorAcronym= | vendorDeviceName= | interconnectionName=,,,,10,STTP,Streaming Telemetry Transport Protocol,1,8,LTRJSTCM_2_FA_P,I,+,0,ESSRNS_345_PM_05-PM8,0.0,1.0,Essrns_345_Pm_05 LTRJSTCM_2_FA_P + Current Magnitude,0,1,1,Amps,Phasor,IPHM,Current Magnitude,PM,-98.6,37.5,PPA:8296,2021-08-06 18:04:51
} | MaximumArchiveDays=90 | DesiredRemainingSpace=500,8297,GPA_ESSRNS_345_PM_05-PA8:IH,,313,8736f6c7-ad41-4b43-b4f6-e684e0d4ad20,ESSRNS_345_PM_05,Essrns_345_Pm_05,60,1,companyAcronym= | protocolName=IEEE C37.118.2-2011 | vendorAcronym= | vendorDeviceName= | interconnectionName=,,,,10,STTP,Streaming Telemetry Transport Protocol,2,8,LTRJSTCM_2_FA_P,I,+,0,ESSRNS_345_PM_05-PA8,0.0,1.0,Essrns_345_Pm_05 LTRJSTCM_2_FA_P + Current Phase Angle,0,1,1,Degrees,Phasor,IPHA,Current Phase Angle,PA,-98.6,37.5,PPA:8297,2021-08-06 18:04:51
} | MaximumArchiveDays=90 | DesiredRemainingSpace=500,8298,GPA_ESSRNS_345_PM_07:F,,314,8736f6c7-ad41-4b43-b4f6-e684e0d4ad20,ESSRNS_345_PM_07,Essrns_345_Pm_07,60,1,companyAcronym= | protocolName=IEEE C37.118.2-2011 | vendorAcronym= | vendorDeviceName= | interconnectionName=,,,,10,STTP,Streaming Telemetry Transport Protocol,5,,,,,,ESSRNS_345_PM_07-FQ,0.0,1.0,Essrns_345_Pm_07 Frequency,0,1,1,Hz,PMU,FREQ,Frequency,FQ,-98.6,37.5,PPA:8298,2021-08-06 18:04:51
} | MaximumArchiveDays=90 | DesiredRemainingSpace=500,8299,GPA_ESSRNS_345_PM_07:DF,,314,8736f6c7-ad41-4b43-b4f6-e684e0d4ad20,ESSRNS_345_PM_07,Essrns_345_Pm_07,60,1,companyAcronym= | protocolName=IEEE C37.118.2-2011 | vendorAcronym= | vendorDeviceName= | interconnectionName=,,,,10,STTP,Streaming Telemetry Transport Protocol,6,,,,,,ESSRNS_345_PM_07-DF,0.0,1.0,Essrns_345_Pm_07 Frequency Delta (dF/dt),0,1,1,,PMU,DFDT,Frequency Delta (dF/dt),DF,-98.6,37.5,PPA:8299,2021-08-06 18:04:51
} | MaximumArchiveDays=90 | DesiredRemainingSpace=500,8300,GPA_ESSRNS_345_PM_07:S,,314,8736f6c7-ad41-4b43-b4f6-e684e0d4ad20,ESSRNS_345_PM_07,Essrns_345_Pm_07,60,1,companyAcronym= | protocolName=IEEE C37.118.2-2011 | vendorAcronym= | vendorDeviceName= | interconnectionName=,,,,10,STTP,Streaming Telemetry Transport Protocol,8,,,,,,ESSRNS_345_PM_07-SF,0.0,1.0,Essrns_345_Pm_07 Status Flags,0,1,1,,PMU,FLAG,Status Flags,SF,-98.6,37.5,PPA:8300,2021-08-06 18:04:51
} | MaximumArchiveDays=90 | DesiredRemainingSpace=500,8301,GPA_ESSRNS_345_PM_07-PM1:V,,314,8736f6c7-ad41-4b43-b4f6-e684e0d4ad20,ESSRNS_345_PM_07,Essrns_345_Pm_07,60,1,companyAcronym= | protocolName=IEEE C37.118.2-2011 | vendorAcronym= | vendorDeviceName= | interconnectionName=,,,,10,STTP,Streaming Telemetry Transport Protocol,3,1,LTRJSTCM_1_FV_A,V,+,0,ESSRNS_345_PM_07-PM1,0.0,1.0,Essrns_345_Pm_07 LTRJSTCM_1_FV_A + Voltage Magnitude,0,1,1,Volts,Phasor,VPHM,Voltage Magnitude,PM,-98.6,37.5,PPA:8301,2021-08-06 18:04:51
} | MaximumArchiveDays=90 | DesiredRemainingSpace=500,8302,GPA_ESSRNS_345_PM_07-PA1:VH,,314,8736f6c7-ad41-4b43-b4f6-e684e0d4ad20,ESSRNS_345_PM_07,Essrns_345_Pm_07,60,1,companyAcronym= | protocolName=IEEE C37.118.2-2011 | vendorAcronym= | vendorDeviceName= | interconnectionName=,,,,10,STTP,Streaming Telemetry Transport Protocol,4,1,LTRJSTCM_1_FV_A,V,+,0,ESSRNS_345_PM_07-PA1,0.0,1.0,Essrns_345_Pm_07 LTRJSTCM_1_FV_A + Voltage Phase Angle,0,1,1,Degrees,Phasor,VPHA,Voltage Phase Angle,PA,-98.6,37.5,PPA:8302,2021-08-06 18:04:51
} | MaximumArchiveDays=90 | DesiredRemainingSpace=500,8303,GPA_ESSRNS_345_PM_07-PM2:V,,314,8736f6c7-ad41-4b43-b4f6-e684e0d4ad20,ESSRNS_345_PM_07,Essrns_345_Pm_07,60,1,companyAcronym= | protocolName=IEEE C37.118.2-2011 | vendorAcronym= | vendorDeviceName= | interconnectionName=,,,,10,STTP,Streaming Telemetry Transport Protocol,3,2,LTRJSTCM_1_FV_B,V,+,0,ESSRNS_345_PM_07-PM2,0.0,1.0,Essrns_345_Pm_07 LTRJSTCM_1_FV_B + Voltage Magnitude,0,1,1,Volts,Phasor,VPHM,Voltage Magnitude,PM,-98.6,37.5,PPA:8303,2021-08-06 18:04:51
} | MaximumArchiveDays=90 | DesiredRemainingSpace=500,8304,GPA_ESSRNS_345_PM_07-PA2:VH,,314,8736f6c7-ad41-4b43-b4f6-e684e0d4ad20,ESSRNS_345_PM_07,Essrns_345_Pm_07,60,1,companyAcronym= | protocolName=IEEE C37.118.2-2011 | vendorAcronym= | vendorDeviceName= | interconnectionName=,,,,10,STTP,Streaming Telemetry Transport Protocol,4,2,LTRJSTCM_1_FV_B,V,+,0,ESSRNS_345_PM_07-PA2,0.0,1.0,Essrns_345_Pm_07 LTRJSTCM_1_FV_B + Voltage Phase Angle,0,1,1,Degrees,Phasor,VPHA,Voltage Phase Angle,PA,-98.6,37.5,PPA:8304,2021-08-06 18:04:51
} | MaximumArchiveDays=90 | DesiredRemainingSpace=500,8305,GPA_ESSRNS_345_PM_07-PM3:V,,314,8736f6c7-ad41-4b43-b4f6-e684e0d4ad20,ESSRNS_345_PM_07,Essrns_345_Pm_07,60,1,companyAcronym= | protocolName=IEEE C37.118.2-2011 | vendorAcronym= | vendorDeviceName= | interconnectionName=,,,,10,STTP,Streaming Telemetry Transport Protocol,3,3,LTRJSTCM_1_FV_C,V,+,0,ESSRNS_345_PM_07-PM3,0.0,1.0,Essrns_345_Pm_07 LTRJSTCM_1_FV_C + Voltage Magnitude,0,1,1,Volts,Phasor,VPHM,Voltage Magnitude,PM,-98.6,37.5,PPA:8305,2021-08-06 18:04:51
} | MaximumArchiveDays=90 | DesiredRemainingSpace=500,8306,GPA_ESSRNS_345_PM_07-PA3:VH,,314,8736f6c7-ad41-4b43-b4f6-e684e0d4ad20,ESSRNS_345_PM_07,Essrns_345_Pm_07,60,1,companyAcronym= | protocolName=IEEE C37.118.2-2011 | vendorAcronym= | vendorDeviceName= | interconnectionName=,,,,10,STTP,Streaming Telemetry Transport Protocol,4,3,LTRJSTCM_1_FV_C,V,+,0,ESSRNS_345_PM_07-PA3,0.0,1.0,Essrns_345_Pm_07 LTRJSTCM_1_FV_C + Voltage Phase Angle,0,1,1,Degrees,Phasor,VPHA,Voltage Phase Angle,PA,-98.6,37.5,PPA:8306,2021-08-06 18:04:51
} | MaximumArchiveDays=90 | DesiredRemainingSpace=500,8307,GPA_ESSRNS_345_PM_07-PM4:I,,314,8736f6c7-ad41-4b43-b4f6-e684e0d4ad20,ESSRNS_345_PM_07,Essrns_345_Pm_07,60,1,companyAcronym= | protocolName=IEEE C37.118.2-2011 | vendorAcronym= | vendorDeviceName= | interconnectionName=,,,,10,STTP,Streaming Telemetry Transport Protocol,1,4,LTRJSTCM_1_FA_A,I,+,0,ESSRNS_345_PM_07-PM4,0.0,1.0,Essrns_345_Pm_07 LTRJSTCM_1_FA_A + Current Magnitude,0,1,1,Amps,Phasor,IPHM,Current Magnitude,PM,-98.6,37.5,PPA:8307,2021-08-06 18:04:51
} | MaximumArchiveDays=90 | DesiredRemainingSpace=500,8308,GPA_ESSRNS_345_PM_07-PA4:IH,,314,8736f6c7-ad41-4b43-b4f6-e684e0d4ad20,ESSRNS_345_PM_07,Essrns_345_Pm_07,60,1,companyAcronym= | protocolName=IEEE C37.118.2-2011 | vendorAcronym= | vendorDeviceName= | interconnectionName=,,,,10,STTP,Streaming Telemetry Transport Protocol,2,4,LTRJSTCM_1_FA_A,I,+,0,ESSRNS_345_PM_07-PA4,0.0,1.0,Essrns_345_Pm_07 LTRJSTCM_1_FA_A + Current Phase Angle,0,1,1,Degrees,Phasor,IPHA,Current Phase Angle,PA,-98.6,37.5,PPA:8308,2021-08-06 18:04:51
} | MaximumArchiveDays=90 | DesiredRemainingSpace=500,8309,GPA_ESSRNS_345_PM_07-PM5:I,,314,8736f6c7-ad41-4b43-b4f6-e684e0d4ad20,ESSRNS_345_PM_07,Essrns_345_Pm_07,60,1,companyAcronym= | protocolName=IEEE C37.118.2-2011 | vendorAcronym= | vendorDeviceName= | interconnectionName=,,,,10,STTP,Streaming Telemetry Transport Protocol,1,5,LTRJSTCM_1_FA_B,I,+,0,ESSRNS_345_PM_07-PM5,0.0,1.0,Essrns_345_Pm_07 LTRJSTCM_1_FA_B + Current Magnitude,0,1,1,Amps,Phasor,IPHM,Current Magnitude,PM,-98.6,37.5,PPA:8309,2021-08-06 18:04:51
} | MaximumArchiveDays=90 | DesiredRemainingSpace=500,8310,GPA_ESSRNS_345_PM_07-PA5:IH,,314,8736f6c7-ad41-4b43-b4f6-e684e0d4ad20,ESSRNS_345_PM_07,Essrns_345_Pm_07,60,1,companyAcronym= | protocolName=IEEE C37.118.2-2011 | vendorAcronym= | vendorDeviceName= | interconnectionName=,,,,10,STTP,Streaming Telemetry Transport Protocol,2,5,LTRJSTCM_1_FA_B,I,+,0,ESSRNS_345_PM_07-PA5,0.0,1.0,Essrns_345_Pm_07 LTRJSTCM_1_FA_B + Current Phase Angle,0,1,1,Degrees,Phasor,IPHA,Current Phase Angle,PA,-98.6,37.5,PPA:8310,2021-08-06 18:04:51
} | MaximumArchiveDays=90 | DesiredRemainingSpace=500,8311,GPA_ESSRNS_345_PM_07-PM6:I,,314,8736f6c7-ad41-4b43-b4f6-e684e0d4ad20,ESSRNS_345_PM_07,Essrns_345_Pm_07,60,1,companyAcronym= | protocolName=IEEE C37.118.2-2011 | vendorAcronym= | vendorDeviceName= | interconnectionName=,,,,10,STTP,Streaming Telemetry Transport Protocol,1,6,LTRJSTCM_1_FA_C,I,+,0,ESSRNS_345_PM_07-PM6,0.0,1.0,Essrns_345_Pm_07 LTRJSTCM_1_FA_C + Current Magnitude,0,1,1,Amps,Phasor,IPHM,Current Magnitude,PM,-98.6,37.5,PPA:8311,2021-08-06 18:04:51
} | MaximumArchiveDays=90 | DesiredRemainingSpace=500,8312,GPA_ESSRNS_345_PM_07-PA6:IH,,314,8736f6c7-ad41-4b43-b4f6-e684e0d4ad20,ESSRNS_345_PM_07,Essrns_345_Pm_07,60,1,companyAcronym= | protocolName=IEEE C37.118.2-2011 | vendorAcronym= | vendorDeviceName= | interconnectionName=,,,,10,STTP,Streaming Telemetry Transport Protocol,2,6,LTRJSTCM_1_FA_C,I,+,0,ESSRNS_345_PM_07-PA6,0.0,1.0,Essrns_345_Pm_07 LTRJSTCM_1_FA_C + Current Phase Angle,0,1,1,Degrees,Phasor,IPHA,Current Phase Angle,PA,-98.6,37.5,PPA:8312,2021-08-06 18:04:51
} | MaximumArchiveDays=90 | DesiredRemainingSpace=500,8313,GPA_ESSRNS_345_PM_07-PM7:V,,314,8736f6c7-ad41-4b43-b4f6-e684e0d4ad20,ESSRNS_345_PM_07,Essrns_345_Pm_07,60,1,companyAcronym= | protocolName=IEEE C37.118.2-2011 | vendorAcronym= | vendorDeviceName= | interconnectionName=,,,,10,STTP,Streaming Telemetry Transport Protocol,3,7,LTRJSTCM_1_FV_P,V,+,0,ESSRNS_345_PM_07-PM7,0.0,1.0,Essrns_345_Pm_07 LTRJSTCM_1_FV_P + Voltage Magnitude,0,1,1,Volts,Phasor,VPHM,Voltage Magnitude,PM,-98.6,37.5,PPA:8313,2021-08-06 18:04:51
} | MaximumArchiveDays=90 | DesiredRemainingSpace=500,8314,GPA_ESSRNS_345_PM_07-PA7:VH,,314,8736f6c7-ad41-4b43-b4f6-e684e0d4ad20,ESSRNS_345_PM_07,Essrns_345_Pm_07,60,1,companyAcronym= | protocolName=IEEE C37.118.2-2011 | vendorAcronym= | vendorDeviceName= | interconnectionName=,,,,10,STTP,Streaming Telemetry Transport Protocol,4,7,LTRJSTCM_1_FV_P,V,+,0,ESSRNS_345_PM_07-PA7,0.0,1.0,Essrns_345_Pm_07 LTRJSTCM_1_FV_P + Voltage Phase Angle,0,1,1,Degrees,Phasor,VPHA,Voltage Phase Angle,PA,-98.6,37.5,PPA:8314,2021-08-06 18:04:51
} | MaximumArchiveDays=90 | DesiredRemainingSpace=500,8315,GPA_ESSRNS_345_PM_07-PM8:I,,314,8736f6c7-ad41-4b43-b4f6-e684e0d4ad20,ESSRNS_345_PM_07,Essrns_345_Pm_07,60,1,companyAcronym= | protocolName=IEEE C37.118.2-2011 | vendorAcronym= | vendorDeviceName= | interconnectionName=,,,,10,STTP,Streaming Telemetry Transport Protocol,1,8,LTRJSTCM_1_FA_P,I,+,0,ESSRNS_345_PM_07-PM8,0.0,1.0,Essrns_345_Pm_07 LTRJSTCM_1_FA_P + Current Magnitude,0,1,1,Amps,Phasor,IPHM,Current Magnitude,PM,-98.6,37.5,PPA:8315,2021-08-06 18:04:51
} | MaximumArchiveDays=90 | DesiredRemainingSpace=500,8316,GPA_ESSRNS_345_PM_07-PA8:IH,,314,8736f6c7-ad41-4b43-b4f6-e684e0d4ad20,ESSRNS_345_PM_07,Essrns_345_Pm_07,60,1,companyAcronym= | protocolName=IEEE C37.118.2-2011 | vendorAcronym= | vendorDeviceName= | interconnectionName=,,,,10,STTP,Streaming Telemetry Transport Protocol,2,8,LTRJSTCM_1_FA_P,I,+,0,ESSRNS_345_PM_07-PA8,0.0,1.0,Essrns_345_Pm_07 LTRJSTCM_1_FA_P + Current Phase Angle,0,1,1,Degrees,Phasor,IPHA,Current Phase Angle,PA,-98.6,37.5,PPA:8316,2021-08-06 18:04:51
} | MaximumArchiveDays=90 | DesiredRemainingSpace=500,8730,ONS_PRSTF6_765_PM_01!PMU:ST1,,256,8736f6c7-ad41-4b43-b4f6-e684e0d4ad20,PRSTF6_765_PM_01,Prstf6_765_Pm_01,60,1,companyAcronym= | protocolName=IEEE C37.118.2-2011 | vendorAcronym= | vendorDeviceName= | interconnectionName=,,,,10,STTP,Streaming Telemetry Transport Protocol,11,,,,,,PRSTF6_765_PM_01!PMU-ST1,0.0,1.0,Device statistic for Number of data quality errors reported by device during last reporting interval.,0,1,1,,Any,STAT,Statistic,ST,-98.6,37.5,PPA:8730,2021-08-06 18:05:03
} | MaximumArchiveDays=90 | DesiredRemainingSpace=500,8731,ONS_PRSTF6_765_PM_01!PMU:ST2,,256,8736f6c7-ad41-4b43-b4f6-e684e0d4ad20,PRSTF6_765_PM_01,Prstf6_765_Pm_01,60,1,companyAcronym= | protocolName=IEEE C37.118.2-2011 | vendorAcronym= | vendorDeviceName= | interconnectionName=,,,,10,STTP,Streaming Telemetry Transport Protocol,11,,,,,,PRSTF6_765_PM_01!PMU-ST2,0.0,1.0,Device statistic for Number of time quality errors reported by device during last reporting interval.,0,1,1,,Any,STAT,Statistic,ST,-98.6,37.5,PPA:8731,2021-08-06 18:05:03
} | MaximumArchiveDays=90 | DesiredRemainingSpace=500,8732,ONS_PRSTF6_765_PM_01!PMU:ST3,,256,8736f6c7-ad41-4b43-b4f6-e684e0d4ad20,PRSTF6_765_PM_01,Prstf6_765_Pm_01,60,1,companyAcronym= | protocolName=IEEE C37.118.2-2011 | vendorAcronym= | vendorDeviceName= | interconnectionName=,,,,10,STTP,Streaming Telemetry Transport Protocol,11,,,,,,PRSTF6_765_PM_01!PMU-ST3,0.0,1.0,Device statistic for Number of device errors reported by device during last reporting interval.,0,1,1,,Any,STAT,Statistic,ST,-98.6,37.5,PPA:8732,2021-08-06 18:05:03
} | MaximumArchiveDays=90 | DesiredRemainingSpace=500,8733,ONS_PRSTF6_765_PM_01!PMU:ST4,,256,8736f6c7-ad41-4b43-b4f6-e684e0d4ad20,PRSTF6_765_PM_01,Prstf6_765_Pm_01,60,1,companyAcronym= | protocolName=IEEE C37.118.2-2011 | vendorAcronym= | vendorDeviceName= | interconnectionName=,,,,10,STTP,Streaming Telemetry Transport Protocol,11,,,,,,PRSTF6_765_PM_01!PMU-ST4,0.0,1.0,Device statistic for Number of measurements received from device during last reporting interval.,0,1,1,,Any,STAT,Statistic,ST,-98.6,37.5,PPA:8733,2021-08-06 18:05:03
} | MaximumArchiveDays=90 | DesiredRemainingSpace=500,8734,ONS_PRSTF6_765_PM_01!PMU:ST5,,256,8736f6c7-ad41-4b43-b4f6-e684e0d4ad20,PRSTF6_765_PM_01,Prstf6_765_Pm_01,60,1,companyAcronym= | protocolName=IEEE C37.118.2-2011 | vendorAcronym= | vendorDeviceName= | interconnectionName=,,,,10,STTP,Streaming Telemetry Transport Protocol,11,,,,,,PRSTF6_765_PM_01!PMU-ST5,0.0,1.0,Device statistic for Expected number of measurements received from device during last reporting interval.,0,1,1,,Any,STAT,Statistic,ST,-98.6,37.5,PPA:8734,2021-08-06 18:05:03
} | MaximumArchiveDays=90 | DesiredRemainingSpace=500,8735,ONS_PRSTF6_765_PM_01!PMU:ST6,,256,8736f6c7-ad41-4b43-b4f6-e684e0d4ad20,PRSTF6_765_PM_01,Prstf6_765_Pm_01,60,1,companyAcronym= | protocolName=IEEE C37.118.2-2011 | vendorAcronym= | vendorDeviceName= | interconnectionName=,,,,10,STTP,Streaming Telemetry Transport Protocol,11,,,,,,PRSTF6_765_PM_01!PMU-ST6,0.0,1.0,Device statistic for Number of measurements received while device was reporting errors during last reporting interval.,0,1,1,,Any,STAT,Statistic,ST,-98.6,37.5,PPA:8735,2021-08-06 18:05:03
} | MaximumArchiveDays=90 | DesiredRemainingSpace=500,8736,ONS_PRSTF6_765_PM_01!PMU:ST7,,256,8736f6c7-ad41-4b43-b4f6-e684e0d4ad20,PRSTF6_765_PM_01,Prstf6_765_Pm_01,60,1,companyAcronym= | protocolName=IEEE C37.118.2-2011 | vendorAcronym= | vendorDeviceName= | interconnectionName=,,,,10,STTP,Streaming Telemetry Transport Protocol,11,,,,,,PRSTF6_765_PM_01!PMU-ST7,0.0,1.0,Device statistic for Number of defined measurements (per frame) from device during last reporting interval.,0,1,1,,Any,STAT,Statistic,ST,-98.6,37.5,PPA:8736,2021-08-06 18:05:03
} | MaximumArchiveDays=90 | DesiredRemainingSpace=500,8737,ONS_PRSTF6_765_PM_02!PMU:ST1,,257,8736f6c7-ad41-4b43-b4f6-e684e0d4ad20,PRSTF6_765_PM_02,Prstf6_765_Pm_02,60,1,companyAcronym= | protocolName=IEEE C37.118.2-2011 | vendorAcronym= | vendorDeviceName= | interconnectionName=,,,,10,STTP,Streaming Telemetry Transport Protocol,11,,,,,,PRSTF6_765_PM_02!PMU-ST1,0.0,1.0,Device statistic for Number of data quality errors reported by device during last reporting interval.,0,1,1,,Any,STAT,Statistic,ST,-98.6,37.5,PPA:8737,2021-08-06 18:05:03
} | MaximumArchiveDays=90 | DesiredRemainingSpace=500,8738,ONS_PRSTF6_765_PM_02!PMU:ST2,,257,8736f6c7-ad41-4b43-b4f6-e684e0d4ad20,PRSTF6_765_PM_02,Prstf6_765_Pm_02,60,1,companyAcronym= | protocolName=IEEE C37.118.2-2011 | vendorAcronym= | vendorDeviceName= | interconnectionName=,,,,10,STTP,Streaming Telemetry Transport Protocol,11,,,,,,PRSTF6_765_PM_02!PMU-ST2,0.0,1.0,Device statistic for Number of time quality errors reported by device during last reporting interval.,0,1,1,,Any,STAT,Statistic,ST,-98.6,37.5,PPA:8738,2021-08-06 18:05:03
} | MaximumArchiveDays=90 | DesiredRemainingSpace=500,8739,ONS_PRSTF6_765_PM_02!PMU:ST3,,257,8736f6c7-ad41-4b43-b4f6-e684e0d4ad20,PRSTF6_765_PM_02,Prstf6_765_Pm_02,60,1,companyAcronym= | protocolName=IEEE C37.118.2-2011 | vendorAcronym= | vendorDeviceName= | interconnectionName=,,,,10,STTP,Streaming Telemetry Transport Protocol,11,,,,,,PRSTF6_765_PM_02!PMU-ST3,0.0,1.0,Device statistic for Number of device errors reported by device during last reporting interval.,0,1,1,,Any,STAT,Statistic,ST,-98.6,37.5,PPA:8739,2021-08-06 18:05:03
} | MaximumArchiveDays=90 | DesiredRemainingSpace=500,8740,ONS_PRSTF6_765_PM_02!PMU:ST4,,257,8736f6c7-ad41-4b43-b4f6-e684e0d4ad20,PRSTF6_765_PM_02,Prstf6_765_Pm_02,60,1,companyAcronym= | protocolName=IEEE C37.118.2-2011 | vendorAcronym= | vendorDeviceName= | interconnectionName=,,,,10,STTP,Streaming Telemetry Transport Protocol,11,,,,,,PRSTF6_765_PM_02!PMU-ST4,0.0,1.0,Device statistic for Number of measurements received from device during last reporting interval.,0,1,1,,Any,STAT,Statistic,ST,-98.6,37.5,PPA:8740,2021-08-06 18:05:03
} | MaximumArchiveDays=90 | DesiredRemainingSpace=500,8741,ONS_PRSTF6_765_PM_02!PMU:ST5,,257,8736f6c7-ad41-4b43-b4f6-e684e0d4ad20,PRSTF6_765_PM_02,Prstf6_765_Pm_02,60,1,companyAcronym= | protocolName=IEEE C37.118.2-2011 | vendorAcronym= | vendorDeviceName= | interconnectionName=,,,,10,STTP,Streaming Telemetry Transport Protocol,11,,,,,,PRSTF6_765_PM_02!PMU-ST5,0.0,1.0,Device statistic for Expected number of measurements received from device during last reporting interval.,0,1,1,,Any,STAT,Statistic,ST,-98.6,37.5,PPA:8741,2021-08-06 18:05:03
} | MaximumArchiveDays=90 | DesiredRemainingSpace=500,8742,ONS_PRSTF6_765_PM_02!PMU:ST6,,257,8736f6c7-ad41-4b43-b4f6-e684e0d4ad20,PRSTF6_765_PM_02,Prstf6_765_Pm_02,60,1,companyAcronym= | protocolName=IEEE C37.118.2-2011 | vendorAcronym= | vendorDeviceName= | interconnectionName=,,,,10,STTP,Streaming Telemetry Transport Protocol,11,,,,,,PRSTF6_765_PM_02!PMU-ST6,0.0,1.0,Device statistic for Number of measurements received while device was reporting errors during last reporting interval.,0,1,1,,Any,STAT,Statistic,ST,-98.6,37.5,PPA:8742,2021-08-06 18:05:03
} | MaximumArchiveDays=90 | DesiredRemainingSpace=500,8743,ONS_PRSTF6_765_PM_02!PMU:ST7,,257,8736f6c7-ad41-4b43-b4f6-e684e0d4ad20,PRSTF6_765_PM_02,Prstf6_765_Pm_02,60,1,companyAcronym= | protocolName=IEEE C37.118.2-2011 | vendorAcronym= | vendorDeviceName= | interconnectionName=,,,,10,STTP,Streaming Telemetry Transport Protocol,11,,,,,,PRSTF6_765_PM_02!PMU-ST7,0.0,1.0,Device statistic for Number of defined measurements (per frame) from device during last reporting interval.,0,1,1,,Any,STAT,Statistic,ST,-98.6,37.5,PPA:8743,2021-08-06 18:05:03
} | MaximumArchiveDays=90 | DesiredRemainingSpace=500,8744,ONS_PRSTF6_765_PM_03!PMU:ST1,,258,8736f6c7-ad41-4b43-b4f6-e684e0d4ad20,PRSTF6_765_PM_03,Prstf6_765_Pm_03,60,1,companyAcronym= | protocolName=IEEE C37.118.2-2011 | vendorAcronym= | vendorDeviceName= | interconnectionName=,,,,10,STTP,Streaming Telemetry Transport Protocol,11,,,,,,PRSTF6_765_PM_03!PMU-ST1,0.0,1.0,Device statistic for Number of data quality errors reported by device during last reporting interval.,0,1,1,,Any,STAT,Statistic,ST,-98.6,37.5,PPA:8744,2021-08-06 18:05:03
} | MaximumArchiveDays=90 | DesiredRemainingSpace=500,8745,ONS_PRSTF6_765_PM_03!PMU:ST2,,258,8736f6c7-ad41-4b43-b4f6-e684e0d4ad20,PRSTF6_765_PM_03,Prstf6_765_Pm_03,60,1,companyAcronym= | protocolName=IEEE C37.118.2-2011 | vendorAcronym= | vendorDeviceName= | interconnectionName=,,,,10,STTP,Streaming Telemetry Transport Protocol,11,,,,,,PRSTF6_765_PM_03!PMU-ST2,0.0,1.0,Device statistic for Number of time quality errors reported by device during last reporting interval.,0,1,1,,Any,STAT,Statistic,ST,-98.6,37.5,PPA:8745,2021-08-06 18:05:03
} | MaximumArchiveDays=90 | DesiredRemainingSpace=500,8746,ONS_PRSTF6_765_PM_03!PMU:ST3,,258,8736f6c7-ad41-4b43-b4f6-e684e0d4ad20,PRSTF6_765_PM_03,Prstf6_765_Pm_03,60,1,companyAcronym= | protocolName=IEEE C37.118.2-2011 | vendorAcronym= | vendorDeviceName= | interconnectionName=,,,,10,STTP,Streaming Telemetry Transport Protocol,11,,,,,,PRSTF6_765_PM_03!PMU-ST3,0.0,1.0,Device statistic for Number of device errors reported by device during last reporting interval.,0,1,1,,Any,STAT,Statistic,ST,-98.6,37.5,PPA:8746,2021-08-06 18:05:03
} | MaximumArchiveDays=90 | DesiredRemainingSpace=500,8747,ONS_PRSTF6_765_PM_03!PMU:ST4,,258,8736f6c7-ad41-4b43-b4f6-e684e0d4ad20,PRSTF6_765_PM_03,Prstf6_765_Pm_03,60,1,companyAcronym= | protocolName=IEEE C37.118.2-2011 | vendorAcronym= | vendorDeviceName= | interconnectionName=,,,,10,STTP,Streaming Telemetry Transport Protocol,11,,,,,,PRSTF6_765_PM_03!PMU-ST4,0.0,1.0,Device statistic for Number of measurements received from device during last reporting interval.,0,1,1,,Any,STAT,Statistic,ST,-98.6,37.5,PPA:8747,2021-08-06 18:05:03
} | MaximumArchiveDays=90 | DesiredRemainingSpace=500,8748,ONS_PRSTF6_765_PM_03!PMU:ST5,,258,8736f6c7-ad41-4b43-b4f6-e684e0d4ad20,PRSTF6_765_PM_03,Prstf6_765_Pm_03,60,1,companyAcronym= | protocolName=IEEE C37.118.2-2011 | vendorAcronym= | vendorDeviceName= | interconnectionName=,,,,10,STTP,Streaming Telemetry Transport Protocol,11,,,,,,PRSTF6_765_PM_03!PMU-ST5,0.0,1.0,Device statistic for Expected number of measurements received from device during last reporting interval.,0,1,1,,Any,STAT,Statistic,ST,-98.6,37.5,PPA:8748,2021-08-06 18:05:03
} | MaximumArchiveDays=90 | DesiredRemainingSpace=500,8749,ONS_PRSTF6_765_PM_03!PMU:ST6,,258,8736f6c7-ad41-4b43-b4f6-e684e0d4ad20,PRSTF6_765_PM_03,Prstf6_765_Pm_03,60,1,companyAcronym= | protocolName=IEEE C37.118.2-2011 | vendorAcronym= | vendorDeviceName= | interconnectionName=,,,,10,STTP,Streaming Telemetry Transport Protocol,11,,,,,,PRSTF6_765_PM_03!PMU-ST6,0.0,1.0,Device statistic for Number of measurements received while device was reporting errors during last reporting interval.,0,1,1,,Any,STAT,Statistic,ST,-98.6,37.5,PPA:8749,2021-08-06 18:05:03
} | MaximumArchiveDays=90 | DesiredRemainingSpace=500,8750,ONS_PRSTF6_765_PM_03!PMU:ST7,,258,8736f6c7-ad41-4b43-b4f6-e684e0d4ad20,PRSTF6_765_PM_03,Prstf6_765_Pm_03,60,1,companyAcronym= | protocolName=IEEE C37.118.2-2011 | vendorAcronym= | vendorDeviceName= | interconnectionName=,,,,10,STTP,Streaming Telemetry Transport Protocol,11,,,,,,PRSTF6_765_PM_03!PMU-ST7,0.0,1.0,Device statistic for Number of defined measurements (per frame) from device during last reporting interval.,0,1,1,,Any,STAT,Statistic,ST,-98.6,37.5,PPA:8750,2021-08-06 18:05:03
} | MaximumArchiveDays=90 | DesiredRemainingSpace=500,8751,ONS_PRSTF6_765_PM_04!PMU:ST1,,259,8736f6c7-ad41-4b43-b4f6-e684e0d4ad20,PRSTF6_765_PM_04,Prstf6_765_Pm_04,60,1,companyAcronym= | protocolName=IEEE C37.118.2-2011 | vendorAcronym= | vendorDeviceName= | interconnectionName=,,,,10,STTP,Streaming Telemetry Transport Protocol,11,,,,,,PRSTF6_765_PM_04!PMU-ST1,0.0,1.0,Device statistic for Number of data quality errors reported by device during last reporting interval.,0,1,1,,Any,STAT,Statistic,ST,-98.6,37.5,PPA:8751,2021-08-06 18:05:03
} | MaximumArchiveDays=90 | DesiredRemainingSpace=500,8752,ONS_PRSTF6_765_PM_04!PMU:ST2,,259,8736f6c7-ad41-4b43-b4f6-e684e0d4ad20,PRSTF6_765_PM_04,Prstf6_765_Pm_04,60,1,companyAcronym= | protocolName=IEEE C37.118.2-2011 | vendorAcronym= | vendorDeviceName= | interconnectionName=,,,,10,STTP,Streaming Telemetry Transport Protocol,11,,,,,,PRSTF6_765_PM_04!PMU-ST2,0.0,1.0,Device statistic for Number of time quality errors reported by device during last reporting interval.,0,1,1,,Any,STAT,Statistic,ST,-98.6,37.5,PPA:8752,2021-08-06 18:05:03
} | MaximumArchiveDays=90 | DesiredRemainingSpace=500,8753,ONS_PRSTF6_765_PM_04!PMU:ST3,,259,8736f6c7-ad41-4b43-b4f6-e684e0d4ad20,PRSTF6_765_PM_04,Prstf6_765_Pm_04,60,1,companyAcronym= | protocolName=IEEE C37.118.2-2011 | vendorAcronym= | vendorDeviceName= | interconnectionName=,,,,10,STTP,Streaming Telemetry Transport Protocol,11,,,,,,PRSTF6_765_PM_04!PMU-ST3,0.0,1.0,Device statistic for Number of device errors reported by device during last reporting interval.,0,1,1,,Any,STAT,Statistic,ST,-98.6,37.5,PPA:8753,2021-08-06 18:05:03
} | MaximumArchiveDays=90 | DesiredRemainingSpace=500,8754,ONS_PRSTF6_765_PM_04!PMU:ST4,,259,8736f6c7-ad41-4b43-b4f6-e684e0d4ad20,PRSTF6_765_PM_04,Prstf6_765_Pm_04,60,1,companyAcronym= | protocolName=IEEE C37.118.2-2011 | vendorAcronym= | vendorDeviceName= | interconnectionName=,,,,10,STTP,Streaming Telemetry Transport Protocol,11,,,,,,PRSTF6_765_PM_04!PMU-ST4,0.0,1.0,Device statistic for Number of measurements received from device during last reporting interval.,0,1,1,,Any,STAT,Statistic,ST,-98.6,37.5,PPA:8754,2021-08-06 18:05:03
} | MaximumArchiveDays=90 | DesiredRemainingSpace=500,8755,ONS_PRSTF6_765_PM_04!PMU:ST5,,259,8736f6c7-ad41-4b43-b4f6-e684e0d4ad20,PRSTF6_765_PM_04,Prstf6_765_Pm_04,60,1,companyAcronym= | protocolName=IEEE C37.118.2-2011 | vendorAcronym= | vendorDeviceName= | interconnectionName=,,,,10,STTP,Streaming Telemetry Transport Protocol,11,,,,,,PRSTF6_765_PM_04!PMU-ST5,0.0,1.0,Device statistic for Expected number of measurements received from device during last reporting interval.,0,1,1,,Any,STAT,Statistic,ST,-98.6,37.5,PPA:8755,2021-08-06 18:05:03
} | MaximumArchiveDays=90 | DesiredRemainingSpace=500,8756,ONS_PRSTF6_765_PM_04!PMU:ST6,,259,8736f6c7-ad41-4b43-b4f6-e684e0d4ad20,PRSTF6_765_PM_04,Prstf6_765_Pm_04,60,1,companyAcronym= | protocolName=IEEE C37.118.2-2011 | vendorAcronym= | vendorDeviceName= | interconnectionName=,,,,10,STTP,Streaming Telemetry Transport Protocol,11,,,,,,PRSTF6_765_PM_04!PMU-ST6,0.0,1.0,Device statistic for Number of measurements received while device was reporting errors during last reporting interval.,0,1,1,,Any,STAT,Statistic,ST,-98.6,37.5,PPA:8756,2021-08-06 18:05:03
} | MaximumArchiveDays=90 | DesiredRemainingSpace=500,8757,ONS_PRSTF6_765_PM_04!PMU:ST7,,259,8736f6c7-ad41-4b43-b4f6-e684e0d4ad20,PRSTF6_765_PM_04,Prstf6_765_Pm_04,60,1,companyAcronym= | protocolName=IEEE C37.118.2-2011 | vendorAcronym= | vendorDeviceName= | interconnectionName=,,,,10,STTP,Streaming Telemetry Transport Protocol,11,,,,,,PRSTF6_765_PM_04!PMU-ST7,0.0,1.0,Device statistic for Number of defined measurements (per frame) from device during last reporting interval.,0,1,1,,Any,STAT,Statistic,ST,-98.6,37.5,PPA:8757,2021-08-06 18:05:03
} | MaximumArchiveDays=90 | DesiredRemainingSpace=500,8758,ONS_PRSTF6_765_PM_05!PMU:ST1,,260,8736f6c7-ad41-4b43-b4f6-e684e0d4ad20,PRSTF6_765_PM_05,Prstf6_765_Pm_05,60,1,companyAcronym= | protocolName=IEEE C37.118.2-2011 | vendorAcronym= | vendorDeviceName= | interconnectionName=,,,,10,STTP,Streaming Telemetry Transport Protocol,11,,,,,,PRSTF6_765_PM_05!PMU-ST1,0.0,1.0,Device statistic for Number of data quality errors reported by device during last reporting interval.,0,1,1,,Any,STAT,Statistic,ST,-98.6,37.5,PPA:8758,2021-08-06 18:05:03
} | MaximumArchiveDays=90 | DesiredRemainingSpace=500,8759,ONS_PRSTF6_765_PM_05!PMU:ST2,,260,8736f6c7-ad41-4b43-b4f6-e684e0d4ad20,PRSTF6_765_PM_05,Prstf6_765_Pm_05,60,1,companyAcronym= | protocolName=IEEE C37.118.2-2011 | vendorAcronym= | vendorDeviceName= | interconnectionName=,,,,10,STTP,Streaming Telemetry Transport Protocol,11,,,,,,PRSTF6_765_PM_05!PMU-ST2,0.0,1.0,Device statistic for Number of time quality errors reported by device during last reporting interval.,0,1,1,,Any,STAT,Statistic,ST,-98.6,37.5,PPA:8759,2021-08-06 18:05:03
} | MaximumArchiveDays=90 | DesiredRemainingSpace=500,8760,ONS_PRSTF6_765_PM_05!PMU:ST3,,260,8736f6c7-ad41-4b43-b4f6-e684e0d4ad20,PRSTF6_765_PM_05,Prstf6_765_Pm_05,60,1,companyAcronym= | protocolName=IEEE C37.118.2-2011 | vendorAcronym= | vendorDeviceName= | interconnectionName=,,,,10,STTP,Streaming Telemetry Transport Protocol,11,,,,,,PRSTF6_765_PM_05!PMU-ST3,0.0,1.0,Device statistic for Number of device errors reported by device during last reporting interval.,0,1,1,,Any,STAT,Statistic,ST,-98.6,37.5,PPA:8760,2021-08-06 18:05:03
} | MaximumArchiveDays=90 | DesiredRemainingSpace=500,8761,ONS_PRSTF6_765_PM_05!PMU:ST4,,260,8736f6c7-ad41-4b43-b4f6-e684e0d4ad20,PRSTF6_765_PM_05,Prstf6_765_Pm_05,60,1,companyAcronym= | protocolName=IEEE C37.118.2-2011 | vendorAcronym= | vendorDeviceName= | interconnectionName=,,,,10,STTP,Streaming Telemetry Transport Protocol,11,,,,,,PRSTF6_765_PM_05!PMU-ST4,0.0,1.0,Device statistic for Number of measurements received from device during last reporting interval.,0,1,1,,Any,STAT,Statistic,ST,-98.6,37.5,PPA:8761,2021-08-06 18:05:03
} | MaximumArchiveDays=90 | DesiredRemainingSpace=500,8762,ONS_PRSTF6_765_PM_05!PMU:ST5,,260,8736f6c7-ad41-4b43-b4f6-e684e0d4ad20,PRSTF6_765_PM_05,Prstf6_765_Pm_05,60,1,companyAcronym= | protocolName=IEEE C37.118.2-2011 | vendorAcronym= | vendorDeviceName= | interconnectionName=,,,,10,STTP,Streaming Telemetry Transport Protocol,11,,,,,,PRSTF6_765_PM_05!PMU-ST5,0.0,1.0,Device statistic for Expected number of measurements received from device during last reporting interval.,0,1,1,,Any,STAT,Statistic,ST,-98.6,37.5,PPA:8762,2021-08-06 18:05:03
} | MaximumArchiveDays=90 | DesiredRemainingSpace=500,8763,ONS_PRSTF6_765_PM_05!PMU:ST6,,260,8736f6c7-ad41-4b43-b4f6-e684e0d4ad20,PRSTF6_765_PM_05,Prstf6_765_Pm_05,60,1,companyAcronym= | protocolName=IEEE C37.118.2-2011 | vendorAcronym= | vendorDeviceName= | interconnectionName=,,,,10,STTP,Streaming Telemetry Transport Protocol,11,,,,,,PRSTF6_765_PM_05!PMU-ST6,0.0,1.0,Device statistic for Number of measurements received while device was reporting errors during last reporting interval.,0,1,1,,Any,STAT,Statistic,ST,-98.6,37.5,PPA:8763,2021-08-06 18:05:03
} | MaximumArchiveDays=90 | DesiredRemainingSpace=500,8764,ONS_PRSTF6_765_PM_05!PMU:ST7,,260,8736f6c7-ad41-4b43-b4f6-e684e0d4ad20,PRSTF6_765_PM_05,Prstf6_765_Pm_05,60,1,companyAcronym= | protocolName=IEEE C37.118.2-2011 | vendorAcronym= | vendorDeviceName= | interconnectionName=,,,,10,STTP,Streaming Telemetry Transport Protocol,11,,,,,,PRSTF6_765_PM_05!PMU-ST7,0.0,1.0,Device statistic for Number of defined measurements (per frame) from device during last reporting interval.,0,1,1,,Any,STAT,Statistic,ST,-98.6,37.5,PPA:8764,2021-08-06 18:05:03
} | MaximumArchiveDays=90 | DesiredRemainingSpace=500,8765,ONS_PRSTIV_765_PM_01!PMU:ST1,,261,8736f6c7-ad41-4b43-b4f6-e684e0d4ad20,PRSTIV_765_PM_01,Prstiv_765_Pm_01,60,1,companyAcronym= | protocolName=IEEE C37.118.2-2011 | vendorAcronym= | vendorDeviceName= | interconnectionName=,,,,10,STTP,Streaming Telemetry Transport Protocol,11,,,,,,PRSTIV_765_PM_01!PMU-ST1,0.0,1.0,Device statistic for Number of data quality errors reported by device during last reporting interval.,0,1,1,,Any,STAT,Statistic,ST,-98.6,37.5,PPA:8765,2021-08-06 18:05:03
} | MaximumArchiveDays=90 | DesiredRemainingSpace=500,8766,ONS_PRSTIV_765_PM_01!PMU:ST2,,261,8736f6c7-ad41-4b43-b4f6-e684e0d4ad20,PRSTIV_765_PM_01,Prstiv_765_Pm_01,60,1,companyAcronym= | protocolName=IEEE C37.118.2-2011 | vendorAcronym= | vendorDeviceName= | interconnectionName=,,,,10,STTP,Streaming Telemetry Transport Protocol,11,,,,,,PRSTIV_765_PM_01!PMU-ST2,0.0,1.0,Device statistic for Number of time quality errors reported by device during last reporting interval.,0,1,1,,Any,STAT,Statistic,ST,-98.6,37.5,PPA:8766,2021-08-06 18:05:03
} | MaximumArchiveDays=90 | DesiredRemainingSpace=500,8767,ONS_PRSTIV_765_PM_01!PMU:ST3,,261,8736f6c7-ad41-4b43-b4f6-e684e0d4ad20,PRSTIV_765_PM_01,Prstiv_765_Pm_01,60,1,companyAcronym= | protocolName=IEEE C37.118.2-2011 | vendorAcronym= | vendorDeviceName= | interconnectionName=,,,,10,STTP,Streaming Telemetry Transport Protocol,11,,,,,,PRSTIV_765_PM_01!PMU-ST3,0.0,1.0,Device statistic for Number of device errors reported by device during last reporting interval.,0,1,1,,Any,STAT,Statistic,ST,-98.6,37.5,PPA:8767,2021-08-06 18:05:03
} | MaximumArchiveDays=90 | DesiredRemainingSpace=500,8768,ONS_PRSTIV_765_PM_01!PMU:ST4,,261,8736f6c7-ad41-4b43-b4f6-e684e0d4ad20,PRSTIV_765_PM_01,Prstiv_765_Pm_01,60,1,companyAcronym= | protocolName=IEEE C37.118.2-2011 | vendorAcronym= | vendorDeviceName= | interconnectionName=,,,,10,STTP,Streaming Telemetry Transport Protocol,11,,,,,,PRSTIV_765_PM_01!PMU-ST4,0.0,1.0,Device statistic for Number of measurements received from device during last reporting interval.,0,1,1,,Any,STAT,Statistic,ST,-98.6,37.5,PPA:8768,2021-08-06 18:05:03
} | MaximumArchiveDays=90 | DesiredRemainingSpace=500,8769,ONS_PRSTIV_765_PM_01!PMU:ST5,,261,8736f6c7-ad41-4b43-b4f6-e684e0d4ad20,PRSTIV_765_PM_01,Prstiv_765_Pm_01,60,1,companyAcronym= | protocolName=IEEE C37.118.2-2011 | vendorAcronym= | vendorDeviceName= | interconnectionName=,,,,10,STTP,Streaming Telemetry Transport Protocol,11,,,,,,PRSTIV_765_PM_01!PMU-ST5,0.0,1.0,Device statistic for Expected number of measurements received from device during last reporting interval.,0,1,1,,Any,STAT,Statistic,ST,-98.6,37.5,PPA:8769,2021-08-06 18:05:03
} | MaximumArchiveDays=90 | DesiredRemainingSpace=500,8770,ONS_PRSTIV_765_PM_01!PMU:ST6,,261,8736f6c7-ad41-4b43-b4f6-e684e0d4ad20,PRSTIV_765_PM_01,Prstiv_765_Pm_01,60,1,companyAcronym= | protocolName=IEEE C37.118.2-2011 | vendorAcronym= | vendorDeviceName= | interconnectionName=,,,,10,STTP,Streaming Telemetry Transport Protocol,11,,,,,,PRSTIV_765_PM_01!PMU-ST6,0.0,1.0,Device statistic for Number of measurements received while device was reporting errors during last reporting interval.,0,1,1,,Any,STAT,Statistic,ST,-98.6,37.5,PPA:8770,2021-08-06 18:05:03
} | MaximumArchiveDays=90 | DesiredRemainingSpace=500,8771,ONS_PRSTIV_765_PM_01!PMU:ST7,,261,8736f6c7-ad41-4b43-b4f6-e684e0d4ad20,PRSTIV_765_PM_01,Prstiv_765_Pm_01,60,1,companyAcronym= | protocolName=IEEE C37.118.2-2011 | vendorAcronym= | vendorDeviceName= | interconnectionName=,,,,10,STTP,Streaming Telemetry Transport Protocol,11,,,,,,PRSTIV_765_PM_01!PMU-ST7,0.0,1.0,Device statistic for Number of defined measurements (per frame) from device during last reporting interval.,0,1,1,,Any,STAT,Statistic,ST,-98.6,37.5,PPA:8771,2021-08-06 18:05:03
} | MaximumArchiveDays=90 | DesiredRemainingSpace=500,8772,ONS_PRIVP_765_PM_02!PMU:ST1,,262,8736f6c7-ad41-4b43-b4f6-e684e0d4ad20,PRIVP_765_PM_02,Privp_765_Pm_02,60,1,companyAcronym= | protocolName=IEEE C37.118.2-2011 | vendorAcronym= | vendorDeviceName= | interconnectionName=,,,,10,STTP,Streaming Telemetry Transport Protocol,11,,,,,,PRIVP_765_PM_02!PMU-ST1,0.0,1.0,Device statistic for Number of data quality errors reported by device during last reporting interval.,0,1,1,,Any,STAT,Statistic,ST,-98.6,37.5,PPA:8772,2021-08-06 18:05:03
} | MaximumArchiveDays=90 | DesiredRemainingSpace=500,8773,ONS_PRIVP_765_PM_02!PMU:ST2,,262,8736f6c7-ad41-4b43-b4f6-e684e0d4ad20,PRIVP_765_PM_02,Privp_765_Pm_02,60,1,companyAcronym= | protocolName=IEEE C37.118.2-2011 | vendorAcronym= | vendorDeviceName= | interconnectionName=,,,,10,STTP,Streaming Telemetry Transport Protocol,11,,,,,,PRIVP_765_PM_02!PMU-ST2,0.0,1.0,Device statistic for Number of time quality errors reported by device during last reporting interval.,0,1,1,,Any,STAT,Statistic,ST,-98.6,37.5,PPA:8773,2021-08-06 18:05:03
} | MaximumArchiveDays=90 | DesiredRemainingSpace=500,8774,ONS_PRIVP_765_PM_02!PMU:ST3,,262,8736f6c7-ad41-4b43-b4f6-e684e0d4ad20,PRIVP_765_PM_02,Privp_765_Pm_02,60,1,companyAcronym= | protocolName=IEEE C37.118.2-2011 | vendorAcronym= | vendorDeviceName= | interconnectionName=,,,,10,STTP,Streaming Telemetry Transport Protocol,11,,,,,,PRIVP_765_PM_02!PMU-ST3,0.0,1.0,Device statistic for Number of device errors reported by device during last reporting interval.,0,1,1,,Any,STAT,Statistic,ST,-98.6,37.5,PPA:8774,2021-08-06 18:05:03
} | MaximumArchiveDays=90 | DesiredRemainingSpace=500,8775,ONS_PRIVP_765_PM_02!PMU:ST4,,262,8736f6c7-ad41-4b43-b4f6-e684e0d4ad20,PRIVP_765_PM_02,Privp_765_Pm_02,60,1,companyAcronym= | protocolName=IEEE C37.118.2-2011 | vendorAcronym= | vendorDeviceName= | interconnectionName=,,,,10,STTP,Streaming Telemetry Transport Protocol,11,,,,,,PRIVP_765_PM_02!PMU-ST4,0.0,1.0,Device statistic for Number of measurements received from device during last reporting interval.,0,1,1,,Any,STAT,Statistic,ST,-98.6,37.5,PPA:8775,2021-08-06 18:05:03
} | MaximumArchiveDays=90 | DesiredRemainingSpace=500,8776,ONS_PRIVP_765_PM_02!PMU:ST5,,262,8736f6c7-ad41-4b43-b4f6-e684e0d4ad20,PRIVP_765_PM_02,Privp_765_Pm_02,60,1,companyAcronym= | protocolName=IEEE C37.118.2-2011 | vendorAcronym= | vendorDeviceName= | interconnectionName=,,,,10,STTP,Streaming Telemetry Transport Protocol,11,,,,,,PRIVP_765_PM_02!PMU-ST5,0.0,1.0,Device statistic for Expected number of measurements received from device during last reporting interval.,0,1,1,,Any,STAT,Statistic,ST,-98.6,37.5,PPA:8776,2021-08-06 18:05:03
} | MaximumArchiveDays=90 | DesiredRemainingSpace=500,8777,ONS_PRIVP_765_PM_02!PMU:ST6,,262,8736f6c7-ad41-4b43-b4f6-e684e0d4ad20,PRIVP_765_PM_02,Privp_765_Pm_02,60,1,companyAcronym= | protocolName=IEEE C37.118.2-2011 | vendorAcronym= | vendorDeviceName= | interconnectionName=,,,,10,STTP,Streaming Telemetry Transport Protocol,11,,,,,,PRIVP_765_PM_02!PMU-ST6,0.0,1.0,Device statistic for Number of measurements received while device was reporting errors during last reporting interval.,0,1,1,,Any,STAT,Statistic,ST,-98.6,37.5,PPA:8777,2021-08-06 18:05:03
} | MaximumArchiveDays=90 | DesiredRemainingSpace=500,8778,ONS_PRIVP_765_PM_02!PMU:ST7,,262,8736f6c7-ad41-4b43-b4f6-e684e0d4ad20,PRIVP_765_PM_02,Privp_765_Pm_02,60,1,companyAcronym= | protocolName=IEEE C37.118.2-2011 | vendorAcronym= | vendorDeviceName= | interconnectionName=,,,,10,STTP,Streaming Telemetry Transport Protocol,11,,,,,,PRIVP_765_PM_02!PMU-ST7,0.0,1.0,Device statistic for Number of defined measurements (per frame) from device during last reporting interval.,0,1,1,,Any,STAT,Statistic,ST,-98.6,37.5,PPA:8778,2021-08-06 18:05:03
} | MaximumArchiveDays=90 | DesiredRemainingSpace=500,8779,ONS_PRSTIV_765_PM_03!PMU:ST1,,263,8736f6c7-ad41-4b43-b4f6-e684e0d4ad20,PRSTIV_765_PM_03,Prstiv_765_Pm_03,60,1,companyAcronym= | protocolName=IEEE C37.118.2-2011 | vendorAcronym= | vendorDeviceName= | interconnectionName=,,,,10,STTP,Streaming Telemetry Transport Protocol,11,,,,,,PRSTIV_765_PM_03!PMU-ST1,0.0,1.0,Device statistic for Number of data quality errors reported by device during last reporting interval.,0,1,1,,Any,STAT,Statistic,ST,-98.6,37.5,PPA:8779,2021-08-06 18:05:03
} | MaximumArchiveDays=90 | DesiredRemainingSpace=500,8780,ONS_PRSTIV_765_PM_03!PMU:ST2,,263,8736f6c7-ad41-4b43-b4f6-e684e0d4ad20,PRSTIV_765_PM_03,Prstiv_765_Pm_03,60,1,companyAcronym= | protocolName=IEEE C37.118.2-2011 | vendorAcronym= | vendorDeviceName= | interconnectionName=,,,,10,STTP,Streaming Telemetry Transport Protocol,11,,,,,,PRSTIV_765_PM_03!PMU-ST2,0.0,1.0,Device statistic for Number of time quality errors reported by device during last reporting interval.,0,1,1,,Any,STAT,Statistic,ST,-98.6,37.5,PPA:8780,2021-08-06 18:05:03
} | MaximumArchiveDays=90 | DesiredRemainingSpace=500,8781,ONS_PRSTIV_765_PM_03!PMU:ST3,,263,8736f6c7-ad41-4b43-b4f6-e684e0d4ad20,PRSTIV_765_PM_03,Prstiv_765_Pm_03,60,1,companyAcronym= | protocolName=IEEE C37.118.2-2011 | vendorAcronym= | vendorDeviceName= | interconnectionName=,,,,10,STTP,Streaming Telemetry Transport Protocol,11,,,,,,PRSTIV_765_PM_03!PMU-ST3,0.0,1.0,Device statistic for Number of device errors reported by device during last reporting interval.,0,1,1,,Any,STAT,Statistic,ST,-98.6,37.5,PPA:8781,2021-08-06 18:05:03
} | MaximumArchiveDays=90 | DesiredRemainingSpace=500,8782,ONS_PRSTIV_765_PM_03!PMU:ST4,,263,8736f6c7-ad41-4b43-b4f6-e684e0d4ad20,PRSTIV_765_PM_03,Prstiv_765_Pm_03,60,1,companyAcronym= | protocolName=IEEE C37.118.2-2011 | vendorAcronym= | vendorDeviceName= | interconnectionName=,,,,10,STTP,Streaming Telemetry Transport Protocol,11,,,,,,PRSTIV_765_PM_03!PMU-ST4,0.0,1.0,Device statistic for Number of measurements received from device during last reporting interval.,0,1,1,,Any,STAT,Statistic,ST,-98.6,37.5,PPA:8782,2021-08-06 18:05:03
} | MaximumArchiveDays=90 | DesiredRemainingSpace=500,8783,ONS_PRSTIV_765_PM_03!PMU:ST5,,263,8736f6c7-ad41-4b43-b4f6-e684e0d4ad20,PRSTIV_765_PM_03,Prstiv_765_Pm_03,60,1,companyAcronym= | protocolName=IEEE C37.118.2-2011 | vendorAcronym= | vendorDeviceName= | interconnectionName=,,,,10,STTP,Streaming Telemetry Transport Protocol,11,,,,,,PRSTIV_765_PM_03!PMU-ST5,0.0,1.0,Device statistic for Expected number of measurements received from device during last reporting interval.,0,1,1,,Any,STAT,Statistic,ST,-98.6,37.5,PPA:8783,2021-08-06 18:05:03
} | MaximumArchiveDays=90 | DesiredRemainingSpace=500,8784,ONS_PRSTIV_765_PM_03!PMU:ST6,,263,8736f6c7-ad41-4b43-b4f6-e684e0d4ad20,PRSTIV_765_PM_03,Prstiv_765_Pm_03,60,1,companyAcronym= | protocolName=IEEE C37.118.2-2011 | vendorAcronym= | vendorDeviceName= | interconnectionName=,,,,10,STTP,Streaming Telemetry Transport Protocol,11,,,,,,PRSTIV_765_PM_03!PMU-ST6,0.0,1.0,Device statistic for Number of measurements received while device was reporting errors during last reporting interval.,0,1,1,,Any,STAT,Statistic,ST,-98.6,37.5,PPA:8784,2021-08-06 18:05:03
} | MaximumArchiveDays=90 | DesiredRemainingSpace=500,8785,ONS_PRSTIV_765_PM_03!PMU:ST7,,263,8736f6c7-ad41-4b43-b4f6-e684e0d4ad20,PRSTIV_765_PM_03,Prstiv_765_Pm_03,60,1,companyAcronym= | protocolName=IEEE C37.118.2-2011 | vendorAcronym= | vendorDeviceName= | interconnectionName=,,,,10,STTP,Streaming Telemetry Transport Protocol,11,,,,,,PRSTIV_765_PM_03!PMU-ST7,0.0,1.0,Device statistic for Number of defined measurements (per frame) from device during last reporting interval.,0,1,1,,Any,STAT,Statistic,ST,-98.6,37.5,PPA:8785,2021-08-06 18:05:03
} | MaximumArchiveDays=90 | DesiredRemainingSpace=500,8786,ONS_PRSTIV_765_PM_04!PMU:ST1,,264,8736f6c7-ad41-4b43-b4f6-e684e0d4ad20,PRSTIV_765_PM_04,Prstiv_765_Pm_04,60,1,companyAcronym= | protocolName=IEEE C37.118.2-2011 | vendorAcronym= | vendorDeviceName= | interconnectionName=,,,,10,STTP,Streaming Telemetry Transport Protocol,11,,,,,,PRSTIV_765_PM_04!PMU-ST1,0.0,1.0,Device statistic for Number of data quality errors reported by device during last reporting interval.,0,1,1,,Any,STAT,Statistic,ST,-98.6,37.5,PPA:8786,2021-08-06 18:05:03
} | MaximumArchiveDays=90 | DesiredRemainingSpace=500,8787,ONS_PRSTIV_765_PM_04!PMU:ST2,,264,8736f6c7-ad41-4b43-b4f6-e684e0d4ad20,PRSTIV_765_PM_04,Prstiv_765_Pm_04,60,1,companyAcronym= | protocolName=IEEE C37.118.2-2011 | vendorAcronym= | vendorDeviceName= | interconnectionName=,,,,10,STTP,Streaming Telemetry Transport Protocol,11,,,,,,PRSTIV_765_PM_04!PMU-ST2,0.0,1.0,Device statistic for Number of time quality errors reported by device during last reporting interval.,0,1,1,,Any,STAT,Statistic,ST,-98.6,37.5,PPA:8787,2021-08-06 18:05:03
} | MaximumArchiveDays=90 | DesiredRemainingSpace=500,8788,ONS_PRSTIV_765_PM_04!PMU:ST3,,264,8736f6c7-ad41-4b43-b4f6-e684e0d4ad20,PRSTIV_765_PM_04,Prstiv_765_Pm_04,60,1,companyAcronym= | protocolName=IEEE C37.118.2-2011 | vendorAcronym= | vendorDeviceName= | interconnectionName=,,,,10,STTP,Streaming Telemetry Transport Protocol,11,,,,,,PRSTIV_765_PM_04!PMU-ST3,0.0,1.0,Device statistic for Number of device errors reported by device during last reporting interval.,0,1,1,,Any,STAT,Statistic,ST,-98.6,37.5,PPA:8788,2021-08-06 18:05:03
} | MaximumArchiveDays=90 | DesiredRemainingSpace=500,8789,ONS_PRSTIV_765_PM_04!PMU:ST4,,264,8736f6c7-ad41-4b43-b4f6-e684e0d4ad20,PRSTIV_765_PM_04,Prstiv_765_Pm_04,60,1,companyAcronym= | protocolName=IEEE C37.118.2-2011 | vendorAcronym= | vendorDeviceName= | interconnectionName=,,,,10,STTP,Streaming Telemetry Transport Protocol,11,,,,,,PRSTIV_765_PM_04!PMU-ST4,0.0,1.0,Device statistic for Number of measurements received from device during last reporting interval.,0,1,1,,Any,STAT,Statistic,ST,-98.6,37.5,PPA:8789,2021-08-06 18:05:03
} | MaximumArchiveDays=90 | DesiredRemainingSpace=500,8790,ONS_PRSTIV_765_PM_04!PMU:ST5,,264,8736f6c7-ad41-4b43-b4f6-e684e0d4ad20,PRSTIV_765_PM_04,Prstiv_765_Pm_04,60,1,companyAcronym= | protocolName=IEEE C37.118.2-2011 | vendorAcronym= | vendorDeviceName= | interconnectionName=,,,,10,STTP,Streaming Telemetry Transport Protocol,11,,,,,,PRSTIV_765_PM_04!PMU-ST5,0.0,1.0,Device statistic for Expected number of measurements received from device during last reporting interval.,0,1,1,,Any,STAT,Statistic,ST,-98.6,37.5,PPA:8790,2021-08-06 18:05:03
} | MaximumArchiveDays=90 | DesiredRemainingSpace=500,8791,ONS_PRSTIV_765_PM_04!PMU:ST6,,264,8736f6c7-ad41-4b43-b4f6-e684e0d4ad20,PRSTIV_765_PM_04,Prstiv_765_Pm_04,60,1,companyAcronym= | protocolName=IEEE C37.118.2-2011 | vendorAcronym= | vendorDeviceName= | interconnectionName=,,,,10,STTP,Streaming Telemetry Transport Protocol,11,,,,,,PRSTIV_765_PM_04!PMU-ST6,0.0,1.0,Device statistic for Number of measurements received while device was reporting errors during last reporting interval.,0,1,1,,Any,STAT,Statistic,ST,-98.6,37.5,PPA:8791,2021-08-06 18:05:03
} | MaximumArchiveDays=90 | DesiredRemainingSpace=500,8792,ONS_PRSTIV_765_PM_04!PMU:ST7,,264,8736f6c7-ad41-4b43-b4f6-e684e0d4ad20,PRSTIV_765_PM_04,Prstiv_765_Pm_04,60,1,companyAcronym= | protocolName=IEEE C37.118.2-2011 | vendorAcronym= | vendorDeviceName= | interconnectionName=,,,,10,STTP,Streaming Telemetry Transport Protocol,11,,,,,,PRSTIV_765_PM_04!PMU-ST7,0.0,1.0,Device statistic for Number of defined measurements (per frame) from device during last reporting interval.,0,1,1,,Any,STAT,Statistic,ST,-98.6,37.5,PPA:8792,2021-08-06 18:05:03
} | MaximumArchiveDays=90 | DesiredRemainingSpace=500,8793,ONS_PRSTIV_765_PM_05!PMU:ST1,,265,8736f6c7-ad41-4b43-b4f6-e684e0d4ad20,PRSTIV_765_PM_05,Prstiv_765_Pm_05,60,1,companyAcronym= | protocolName=IEEE C37.118.2-2011 | vendorAcronym= | vendorDeviceName= | interconnectionName=,,,,10,STTP,Streaming Telemetry Transport Protocol,11,,,,,,PRSTIV_765_PM_05!PMU-ST1,0.0,1.0,Device statistic for Number of data quality errors reported by device during last reporting interval.,0,1,1,,Any,STAT,Statistic,ST,-98.6,37.5,PPA:8793,2021-08-06 18:05:03
} | MaximumArchiveDays=90 | DesiredRemainingSpace=500,8794,ONS_PRSTIV_765_PM_05!PMU:ST2,,265,8736f6c7-ad41-4b43-b4f6-e684e0d4ad20,PRSTIV_765_PM_05,Prstiv_765_Pm_05,60,1,companyAcronym= | protocolName=IEEE C37.118.2-2011 | vendorAcronym= | vendorDeviceName= | interconnectionName=,,,,10,STTP,Streaming Telemetry Transport Protocol,11,,,,,,PRSTIV_765_PM_05!PMU-ST2,0.0,1.0,Device statistic for Number of time quality errors reported by device during last reporting interval.,0,1,1,,Any,STAT,Statistic,ST,-98.6,37.5,PPA:8794,2021-08-06 18:05:03
} | MaximumArchiveDays=90 | DesiredRemainingSpace=500,8795,ONS_PRSTIV_765_PM_05!PMU:ST3,,265,8736f6c7-ad41-4b43-b4f6-e684e0d4ad20,PRSTIV_765_PM_05,Prstiv_765_Pm_05,60,1,companyAcronym= | protocolName=IEEE C37.118.2-2011 | vendorAcronym= | vendorDeviceName= | interconnectionName=,,,,10,STTP,Streaming Telemetry Transport Protocol,11,,,,,,PRSTIV_765_PM_05!PMU-ST3,0.0,1.0,Device statistic for Number of device errors reported by device during last reporting interval.,0,1,1,,Any,STAT,Statistic,ST,-98.6,37.5,PPA:8795,2021-08-06 18:05:03
} | MaximumArchiveDays=90 | DesiredRemainingSpace=500,8796,ONS_PRSTIV_765_PM_05!PMU:ST4,,265,8736f6c7-ad41-4b43-b4f6-e684e0d4ad20,PRSTIV_765_PM_05,Prstiv_765_Pm_05,60,1,companyAcronym= | protocolName=IEEE C37.118.2-2011 | vendorAcronym= | vendorDeviceName= | interconnectionName=,,,,10,STTP,Streaming Telemetry Transport Protocol,11,,,,,,PRSTIV_765_PM_05!PMU-ST4,0.0,1.0,Device statistic for Number of measurements received from device during last reporting interval.,0,1,1,,Any,STAT,Statistic,ST,-98.6,37.5,PPA:8796,2021-08-06 18:05:03
} | MaximumArchiveDays=90 | DesiredRemainingSpace=500,8797,ONS_PRSTIV_765_PM_05!PMU:ST5,,265,8736f6c7-ad41-4b43-b4f6-e684e0d4ad20,PRSTIV_765_PM_05,Prstiv_765_Pm_05,60,1,companyAcronym= | protocolName=IEEE C37.118.2-2011 | vendorAcronym= | vendorDeviceName= | interconnectionName=,,,,10,STTP,Streaming Telemetry Transport Protocol,11,,,,,,PRSTIV_765_PM_05!PMU-ST5,0.0,1.0,Device statistic for Expected number of measurements received from device during last reporting interval.,0,1,1,,Any,STAT,Statistic,ST,-98.6,37.5,PPA:8797,2021-08-06 18:05:03
} | MaximumArchiveDays=90 | DesiredRemainingSpace=500,8798,ONS_PRSTIV_765_PM_05!PMU:ST6,,265,8736f6c7-ad41-4b43-b4f6-e684e0d4ad20,PRSTIV_765_PM_05,Prstiv_765_Pm_05,60,1,companyAcronym= | protocolName=IEEE C37.118.2-2011 | vendorAcronym= | vendorDeviceName= | interconnectionName=,,,,10,STTP,Streaming Telemetry Transport Protocol,11,,,,,,PRSTIV_765_PM_05!PMU-ST6,0.0,1.0,Device statistic for Number of measurements received while device was reporting errors during last reporting interval.,0,1,1,,Any,STAT,Statistic,ST,-98.6,37.5,PPA:8798,2021-08-06 18:05:03
} | MaximumArchiveDays=90 | DesiredRemainingSpace=500,8799,ONS_PRSTIV_765_PM_05!PMU:ST7,,265,8736f6c7-ad41-4b43-b4f6-e684e0d4ad20,PRSTIV_765_PM_05,Prstiv_765_Pm_05,60,1,companyAcronym= | protocolName=IEEE C37.118.2-2011 | vendorAcronym= | vendorDeviceName= | interconnectionName=,,,,10,STTP,Streaming Telemetry Transport Protocol,11,,,,,,PRSTIV_765_PM_05!PMU-ST7,0.0,1.0,Device statistic for Number of defined measurements (per frame) from device during last reporting interval.,0,1,1,,Any,STAT,Statistic,ST,-98.6,37.5,PPA:8799,2021-08-06 18:05:03
} | MaximumArchiveDays=90 | DesiredRemainingSpace=500,8800,ONS_PRSTIV_765_PM_06!PMU:ST1,,266,8736f6c7-ad41-4b43-b4f6-e684e0d4ad20,PRSTIV_765_PM_06,Prstiv_765_Pm_06,60,1,companyAcronym= | protocolName=IEEE C37.118.2-2011 | vendorAcronym= | vendorDeviceName= | interconnectionName=,,,,10,STTP,Streaming Telemetry Transport Protocol,11,,,,,,PRSTIV_765_PM_06!PMU-ST1,0.0,1.0,Device statistic for Number of data quality errors reported by device during last reporting interval.,0,1,1,,Any,STAT,Statistic,ST,-98.6,37.5,PPA:8800,2021-08-06 18:05:03
} | MaximumArchiveDays=90 | DesiredRemainingSpace=500,8801,ONS_PRSTIV_765_PM_06!PMU:ST2,,266,8736f6c7-ad41-4b43-b4f6-e684e0d4ad20,PRSTIV_765_PM_06,Prstiv_765_Pm_06,60,1,companyAcronym= | protocolName=IEEE C37.118.2-2011 | vendorAcronym= | vendorDeviceName= | interconnectionName=,,,,10,STTP,Streaming Telemetry Transport Protocol,11,,,,,,PRSTIV_765_PM_06!PMU-ST2,0.0,1.0,Device statistic for Number of time quality errors reported by device during last reporting interval.,0,1,1,,Any,STAT,Statistic,ST,-98.6,37.5,PPA:8801,2021-08-06 18:05:03
} | MaximumArchiveDays=90 | DesiredRemainingSpace=500,8802,ONS_PRSTIV_765_PM_06!PMU:ST3,,266,8736f6c7-ad41-4b43-b4f6-e684e0d4ad20,PRSTIV_765_PM_06,Prstiv_765_Pm_06,60,1,companyAcronym= | protocolName=IEEE C37.118.2-2011 | vendorAcronym= | vendorDeviceName= | interconnectionName=,,,,10,STTP,Streaming Telemetry Transport Protocol,11,,,,,,PRSTIV_765_PM_06!PMU-ST3,0.0,1.0,Device statistic for Number of device errors reported by device during last reporting interval.,0,1,1,,Any,STAT,Statistic,ST,-98.6,37.5,PPA:8802,2021-08-06 18:05:03
} | MaximumArchiveDays=90 | DesiredRemainingSpace=500,8803,ONS_PRSTIV_765_PM_06!PMU:ST4,,266,8736f6c7-ad41-4b43-b4f6-e684e0d4ad20,PRSTIV_765_PM_06,Prstiv_765_Pm_06,60,1,companyAcronym= | protocolName=IEEE C37.118.2-2011 | vendorAcronym= | vendorDeviceName= | interconnectionName=,,,,10,STTP,Streaming Telemetry Transport Protocol,11,,,,,,PRSTIV_765_PM_06!PMU-ST4,0.0,1.0,Device statistic for Number of measurements received from device during last reporting interval.,0,1,1,,Any,STAT,Statistic,ST,-98.6,37.5,PPA:8803,2021-08-06 18:05:03
} | MaximumArchiveDays=90 | DesiredRemainingSpace=500,8804,ONS_PRSTIV_765_PM_06!PMU:ST5,,266,8736f6c7-ad41-4b43-b4f6-e684e0d4ad20,PRSTIV_765_PM_06,Prstiv_765_Pm_06,60,1,companyAcronym= | protocolName=IEEE C37.118.2-2011 | vendorAcronym= | vendorDeviceName= | interconnectionName=,,,,10,STTP,Streaming Telemetry Transport Protocol,11,,,,,,PRSTIV_765_PM_06!PMU-ST5,0.0,1.0,Device statistic for Expected number of measurements received from device during last reporting interval.,0,1,1,,Any,STAT,Statistic,ST,-98.6,37.5,PPA:8804,2021-08-06 18:05:03
} | MaximumArchiveDays=90 | DesiredRemainingSpace=500,8805,ONS_PRSTIV_765_PM_06!PMU:ST6,,266,8736f6c7-ad41-4b43-b4f6-e684e0d4ad20,PRSTIV_765_PM_06,Prstiv_765_Pm_06,60,1,companyAcronym= | protocolName=IEEE C37.118.2-2011 | vendorAcronym= | vendorDeviceName= | interconnectionName=,,,,10,STTP,Streaming Telemetry Transport Protocol,11,,,,,,PRSTIV_765_PM_06!PMU-ST6,0.0,1.0,Device statistic for Number of measurements received while device was reporting errors during last reporting interval.,0,1,1,,Any,STAT,Statistic,ST,-98.6,37.5,PPA:8805,2021-08-06 18:05:03
} | MaximumArchiveDays=90 | DesiredRemainingSpace=500,8806,ONS_PRSTIV_765_PM_06!PMU:ST7,,266,8736f6c7-ad41-4b43-b4f6-e684e0d4ad20,PRSTIV_765_PM_06,Prstiv_765_Pm_06,60,1,companyAcronym= | protocolName=IEEE C37.118.2-2011 | vendorAcronym= | vendorDeviceName= | interconnectionName=,,,,10,STTP,Streaming Telemetry Transport Protocol,11,,,,,,PRSTIV_765_PM_06!PMU-ST7,0.0,1.0,Device statistic for Number of defined measurements (per frame) from device during last reporting interval.,0,1,1,,Any,STAT,Statistic,ST,-98.6,37.5,PPA:8806,2021-08-06 18:05:03
} | MaximumArchiveDays=90 | DesiredRemainingSpace=500,8807,ONS_PRSTIV_765_PM_07!PMU:ST1,,267,8736f6c7-ad41-4b43-b4f6-e684e0d4ad20,PRSTIV_765_PM_07,Prstiv_765_Pm_07,60,1,companyAcronym= | protocolName=IEEE C37.118.2-2011 | vendorAcronym= | vendorDeviceName= | interconnectionName=,,,,10,STTP,Streaming Telemetry Transport Protocol,11,,,,,,PRSTIV_765_PM_07!PMU-ST1,0.0,1.0,Device statistic for Number of data quality errors reported by device during last reporting interval.,0,1,1,,Any,STAT,Statistic,ST,-98.6,37.5,PPA:8807,2021-08-06 18:05:03
} | MaximumArchiveDays=90 | DesiredRemainingSpace=500,8808,ONS_PRSTIV_765_PM_07!PMU:ST2,,267,8736f6c7-ad41-4b43-b4f6-e684e0d4ad20,PRSTIV_765_PM_07,Prstiv_765_Pm_07,60,1,companyAcronym= | protocolName=IEEE C37.118.2-2011 | vendorAcronym= | vendorDeviceName= | interconnectionName=,,,,10,STTP,Streaming Telemetry Transport Protocol,11,,,,,,PRSTIV_765_PM_07!PMU-ST2,0.0,1.0,Device statistic for Number of time quality errors reported by device during last reporting interval.,0,1,1,,Any,STAT,Statistic,ST,-98.6,37.5,PPA:8808,2021-08-06 18:05:03
} | MaximumArchiveDays=90 | DesiredRemainingSpace=500,8809,ONS_PRSTIV_765_PM_07!PMU:ST3,,267,8736f6c7-ad41-4b43-b4f6-e684e0d4ad20,PRSTIV_765_PM_07,Prstiv_765_Pm_07,60,1,companyAcronym= | protocolName=IEEE C37.118.2-2011 | vendorAcronym= | vendorDeviceName= | interconnectionName=,,,,10,STTP,Streaming Telemetry Transport Protocol,11,,,,,,PRSTIV_765_PM_07!PMU-ST3,0.0,1.0,Device statistic for Number of device errors reported by device during last reporting interval.,0,1,1,,Any,STAT,Statistic,ST,-98.6,37.5,PPA:8809,2021-08-06 18:05:03
} | MaximumArchiveDays=90 | DesiredRemainingSpace=500,8810,ONS_PRSTIV_765_PM_07!PMU:ST4,,267,8736f6c7-ad41-4b43-b4f6-e684e0d4ad20,PRSTIV_765_PM_07,Prstiv_765_Pm_07,60,1,companyAcronym= | protocolName=IEEE C37.118.2-2011 | vendorAcronym= | vendorDeviceName= | interconnectionName=,,,,10,STTP,Streaming Telemetry Transport Protocol,11,,,,,,PRSTIV_765_PM_07!PMU-ST4,0.0,1.0,Device statistic for Number of measurements received from device during last reporting interval.,0,1,1,,Any,STAT,Statistic,ST,-98.6,37.5,PPA:8810,2021-08-06 18:05:03
} | MaximumArchiveDays=90 | DesiredRemainingSpace=500,8811,ONS_PRSTIV_765_PM_07!PMU:ST5,,267,8736f6c7-ad41-4b43-b4f6-e684e0d4ad20,PRSTIV_765_PM_07,Prstiv_765_Pm_07,60,1,companyAcronym= | protocolName=IEEE C37.118.2-2011 | vendorAcronym= | vendorDeviceName= | interconnectionName=,,,,10,STTP,Streaming Telemetry Transport Protocol,11,,,,,,PRSTIV_765_PM_07!PMU-ST5,0.0,1.0,Device statistic for Expected number of measurements received from device during last reporting interval.,0,1,1,,Any,STAT,Statistic,ST,-98.6,37.5,PPA:8811,2021-08-06 18:05:03
} | MaximumArchiveDays=90 | DesiredRemainingSpace=500,8812,ONS_PRSTIV_765_PM_07!PMU:ST6,,267,8736f6c7-ad41-4b43-b4f6-e684e0d4ad20,PRSTIV_765_PM_07,Prstiv_765_Pm_07,60,1,companyAcronym= | protocolName=IEEE C37.118.2-2011 | vendorAcronym= | vendorDeviceName= | interconnectionName=,,,,10,STTP,Streaming Telemetry Transport Protocol,11,,,,,,PRSTIV_765_PM_07!PMU-ST6,0.0,1.0,Device statistic for Number of measurements received while device was reporting errors during last reporting interval.,0,1,1,,Any,STAT,Statistic,ST,-98.6,37.5,PPA:8812,2021-08-06 18:05:03
} | MaximumArchiveDays=90 | DesiredRemainingSpace=500,8813,ONS_PRSTIV_765_PM_07!PMU:ST7,,267,8736f6c7-ad41-4b43-b4f6-e684e0d4ad20,PRSTIV_765_PM_07,Prstiv_765_Pm_07,60,1,companyAcronym= | protocolName=IEEE C37.118.2-2011 | vendorAcronym= | vendorDeviceName= | interconnectionName=,,,,10,STTP,Streaming Telemetry Transport Protocol,11,,,,,,PRSTIV_765_PM_07!PMU-ST7,0.0,1.0,Device statistic for Number of defined measurements (per frame) from device during last reporting interval.,0,1,1,,Any,STAT,Statistic,ST,-98.6,37.5,PPA:8813,2021-08-06 18:05:03
} | MaximumArchiveDays=90 | DesiredRemainingSpace=500,8814,ONS_PRSTIV_765_PM_08!PMU:ST1,,268,8736f6c7-ad41-4b43-b4f6-e684e0d4ad20,PRSTIV_765_PM_08,Prstiv_765_Pm_08,60,1,companyAcronym= | protocolName=IEEE C37.118.2-2011 | vendorAcronym= | vendorDeviceName= | interconnectionName=,,,,10,STTP,Streaming Telemetry Transport Protocol,11,,,,,,PRSTIV_765_PM_08!PMU-ST1,0.0,1.0,Device statistic for Number of data quality errors reported by device during last reporting interval.,0,1,1,,Any,STAT,Statistic,ST,-98.6,37.5,PPA:8814,2021-08-06 18:05:03
} | MaximumArchiveDays=90 | DesiredRemainingSpace=500,8815,ONS_PRSTIV_765_PM_08!PMU:ST2,,268,8736f6c7-ad41-4b43-b4f6-e684e0d4ad20,PRSTIV_765_PM_08,Prstiv_765_Pm_08,60,1,companyAcronym= | protocolName=IEEE C37.118.2-2011 | vendorAcronym= | vendorDeviceName= | interconnectionName=,,,,10,STTP,Streaming Telemetry Transport Protocol,11,,,,,,PRSTIV_765_PM_08!PMU-ST2,0.0,1.0,Device statistic for Number of time quality errors reported by device during last reporting interval.,0,1,1,,Any,STAT,Statistic,ST,-98.6,37.5,PPA:8815,2021-08-06 18:05:03
} | MaximumArchiveDays=90 | DesiredRemainingSpace=500,8816,ONS_PRSTIV_765_PM_08!PMU:ST3,,268,8736f6c7-ad41-4b43-b4f6-e684e0d4ad20,PRSTIV_765_PM_08,Prstiv_765_Pm_08,60,1,companyAcronym= | protocolName=IEEE C37.118.2-2011 | vendorAcronym= | vendorDeviceName= | interconnectionName=,,,,10,STTP,Streaming Telemetry Transport Protocol,11,,,,,,PRSTIV_765_PM_08!PMU-ST3,0.0,1.0,Device statistic for Number of device errors reported by device during last reporting interval.,0,1,1,,Any,STAT,Statistic,ST,-98.6,37.5,PPA:8816,2021-08-06 18:05:03
} | MaximumArchiveDays=90 | DesiredRemainingSpace=500,8817,ONS_PRSTIV_765_PM_08!PMU:ST4,,268,8736f6c7-ad41-4b43-b4f6-e684e0d4ad20,PRSTIV_765_PM_08,Prstiv_765_Pm_08,60,1,companyAcronym= | protocolName=IEEE C37.118.2-2011 | vendorAcronym= | vendorDeviceName= | interconnectionName=,,,,10,STTP,Streaming Telemetry Transport Protocol,11,,,,,,PRSTIV_765_PM_08!PMU-ST4,0.0,1.0,Device statistic for Number of measurements received from device during last reporting interval.,0,1,1,,Any,STAT,Statistic,ST,-98.6,37.5,PPA:8817,2021-08-06 18:05:03
} | MaximumArchiveDays=90 | DesiredRemainingSpace=500,8818,ONS_PRSTIV_765_PM_08!PMU:ST5,,268,8736f6c7-ad41-4b43-b4f6-e684e0d4ad20,PRSTIV_765_PM_08,Prstiv_765_Pm_08,60,1,companyAcronym= | protocolName=IEEE C37.118.2-2011 | vendorAcronym= | vendorDeviceName= | interconnectionName=,,,,10,STTP,Streaming Telemetry Transport Protocol,11,,,,,,PRSTIV_765_PM_08!PMU-ST5,0.0,1.0,Device statistic for Expected number of measurements received from device during last reporting interval.,0,1,1,,Any,STAT,Statistic,ST,-98.6,37.5,PPA:8818,2021-08-06 18:05:03
} | MaximumArchiveDays=90 | DesiredRemainingSpace=500,8819,ONS_PRSTIV_765_PM_08!PMU:ST6,,268,8736f6c7-ad41-4b43-b4f6-e684e0d4ad20,PRSTIV_765_PM_08,Prstiv_765_Pm_08,60,1,companyAcronym= | protocolName=IEEE C37.118.2-2011 | vendorAcronym= | vendorDeviceName= | interconnectionName=,,,,10,STTP,Streaming Telemetry Transport Protocol,11,,,,,,PRSTIV_765_PM_08!PMU-ST6,0.0,1.0,Device statistic for Number of measurements received while device was reporting errors during last reporting interval.,0,1,1,,Any,STAT,Statistic,ST,-98.6,37.5,PPA:8819,2021-08-06 18:05:03
} | MaximumArchiveDays=90 | DesiredRemainingSpace=500,8820,ONS_PRSTIV_765_PM_08!PMU:ST7,,268,8736f6c7-ad41-4b43-b4f6-e684e0d4ad20,PRSTIV_765_PM_08,Prstiv_765_Pm_08,60,1,companyAcronym= | protocolName=IEEE C37.118.2-2011 | vendorAcronym= | vendorDeviceName= | interconnectionName=,,,,10,STTP,Streaming Telemetry Transport Protocol,11,,,,,,PRSTIV_765_PM_08!PMU-ST7,0.0,1.0,Device statistic for Number of defined measurements (per frame) from device during last reporting interval.,0,1,1,,Any,STAT,Statistic,ST,-98.6,37.5,PPA:8820,2021-08-06 18:05:03
} | MaximumArchiveDays=90 | DesiredRemainingSpace=500,8821,ONS_SPSTIA_765_PM_01!PMU:ST1,,269,8736f6c7-ad41-4b43-b4f6-e684e0d4ad20,SPSTIA_765_PM_01,Spstia_765_Pm_01,60,1,companyAcronym= | protocolName=IEEE C37.118.2-2011 | vendorAcronym= | vendorDeviceName= | interconnectionName=,,,,10,STTP,Streaming Telemetry Transport Protocol,11,,,,,,SPSTIA_765_PM_01!PMU-ST1,0.0,1.0,Device statistic for Number of data quality errors reported by device during last reporting interval.,0,1,1,,Any,STAT,Statistic,ST,-98.6,37.5,PPA:8821,2021-08-06 18:05:03
} | MaximumArchiveDays=90 | DesiredRemainingSpace=500,8822,ONS_SPSTIA_765_PM_01!PMU:ST2,,269,8736f6c7-ad41-4b43-b4f6-e684e0d4ad20,SPSTIA_765_PM_01,Spstia_765_Pm_01,60,1,companyAcronym= | protocolName=IEEE C37.118.2-2011 | vendorAcronym= | vendorDeviceName= | interconnectionName=,,,,10,STTP,Streaming Telemetry Transport Protocol,11,,,,,,SPSTIA_765_PM_01!PMU-ST2,0.0,1.0,Device statistic for Number of time quality errors reported by device during last reporting interval.,0,1,1,,Any,STAT,Statistic,ST,-98.6,37.5,PPA:8822,2021-08-06 18:05:03
} | MaximumArchiveDays=90 | DesiredRemainingSpace=500,8823,ONS_SPSTIA_765_PM_01!PMU:ST3,,269,8736f6c7-ad41-4b43-b4f6-e684e0d4ad20,SPSTIA_765_PM_01,Spstia_765_Pm_01,60,1,companyAcronym= | protocolName=IEEE C37.118.2-2011 | vendorAcronym= | vendorDeviceName= | interconnectionName=,,,,10,STTP,Streaming Telemetry Transport Protocol,11,,,,,,SPSTIA_765_PM_01!PMU-ST3,0.0,1.0,Device statistic for Number of device errors reported by device during last reporting interval.,0,1,1,,Any,STAT,Statistic,ST,-98.6,37.5,PPA:8823,2021-08-06 18:05:03
} | MaximumArchiveDays=90 | DesiredRemainingSpace=500,8824,ONS_SPSTIA_765_PM_01!PMU:ST4,,269,8736f6c7-ad41-4b43-b4f6-e684e0d4ad20,SPSTIA_765_PM_01,Spstia_765_Pm_01,60,1,companyAcronym= | protocolName=IEEE C37.118.2-2011 | vendorAcronym= | vendorDeviceName= | interconnectionName=,,,,10,STTP,Streaming Telemetry Transport Protocol,11,,,,,,SPSTIA_765_PM_01!PMU-ST4,0.0,1.0,Device statistic for Number of measurements received from device during last reporting interval.,0,1,1,,Any,STAT,Statistic,ST,-98.6,37.5,PPA:8824,2021-08-06 18:05:03
} | MaximumArchiveDays=90 | DesiredRemainingSpace=500,8825,ONS_SPSTIA_765_PM_01!PMU:ST5,,269,8736f6c7-ad41-4b43-b4f6-e684e0d4ad20,SPSTIA_765_PM_01,Spstia_765_Pm_01,60,1,companyAcronym= | protocolName=IEEE C37.118.2-2011 | vendorAcronym= | vendorDeviceName= | interconnectionName=,,,,10,STTP,Streaming Telemetry Transport Protocol,11,,,,,,SPSTIA_765_PM_01!PMU-ST5,0.0,1.0,Device statistic for Expected number of measurements received from device during last reporting interval.,0,1,1,,Any,STAT,Statistic,ST,-98.6,37.5,PPA:8825,2021-08-06 18:05:03
} | MaximumArchiveDays=90 | DesiredRemainingSpace=500,8826,ONS_SPSTIA_765_PM_01!PMU:ST6,,269,8736f6c7-ad41-4b43-b4f6-e684e0d4ad20,SPSTIA_765_PM_01,Spstia_765_Pm_01,60,1,companyAcronym= | protocolName=IEEE C37.118.2-2011 | vendorAcronym= | vendorDeviceName= | interconnectionName=,,,,10,STTP,Streaming Telemetry Transport Protocol,11,,,,,,SPSTIA_765_PM_01!PMU-ST6,0.0,1.0,Device statistic for Number of measurements received while device was reporting errors during last reporting interval.,0,1,1,,Any,STAT,Statistic,ST,-98.6,37.5,PPA:8826,2021-08-06 18:05:03
} | MaximumArchiveDays=90 | DesiredRemainingSpace=500,8827,ONS_SPSTIA_765_PM_01!PMU:ST7,,269,8736f6c7-ad41-4b43-b4f6-e684e0d4ad20,SPSTIA_765_PM_01,Spstia_765_Pm_01,60,1,companyAcronym= | protocolName=IEEE C37.118.2-2011 | vendorAcronym= | vendorDeviceName= | interconnectionName=,,,,10,STTP,Streaming Telemetry Transport Protocol,11,,,,,,SPSTIA_765_PM_01!PMU-ST7,0.0,1.0,Device statistic for Number of defined measurements (per frame) from device during last reporting interval.,0,1,1,,Any,STAT,Statistic,ST,-98.6,37.5,PPA:8827,2021-08-06 18:05:03
} | MaximumArchiveDays=90 | DesiredRemainingSpace=500,8828,ONS_SPSTIA_765_PM_02!PMU:ST1,,270,8736f6c7-ad41-4b43-b4f6-e684e0d4ad20,SPSTIA_765_PM_02,Spstia_765_Pm_02,60,1,companyAcronym= | protocolName=IEEE C37.118.2-2011 | vendorAcronym= | vendorDeviceName= | interconnectionName=,,,,10,STTP,Streaming Telemetry Transport Protocol,11,,,,,,SPSTIA_765_PM_02!PMU-ST1,0.0,1.0,Device statistic for Number of data quality errors reported by device during last reporting interval.,0,1,1,,Any,STAT,Statistic,ST,-98.6,37.5,PPA:8828,2021-08-06 18:05:03
} | MaximumArchiveDays=90 | DesiredRemainingSpace=500,8829,ONS_SPSTIA_765_PM_02!PMU:ST2,,270,8736f6c7-ad41-4b43-b4f6-e684e0d4ad20,SPSTIA_765_PM_02,Spstia_765_Pm_02,60,1,companyAcronym= | protocolName=IEEE C37.118.2-2011 | vendorAcronym= | vendorDeviceName= | interconnectionName=,,,,10,STTP,Streaming Telemetry Transport Protocol,11,,,,,,SPSTIA_765_PM_02!PMU-ST2,0.0,1.0,Device statistic for Number of time quality errors reported by device during last reporting interval.,0,1,1,,Any,STAT,Statistic,ST,-98.6,37.5,PPA:8829,2021-08-06 18:05:03
} | MaximumArchiveDays=90 | DesiredRemainingSpace=500,8830,ONS_SPSTIA_765_PM_02!PMU:ST3,,270,8736f6c7-ad41-4b43-b4f6-e684e0d4ad20,SPSTIA_765_PM_02,Spstia_765_Pm_02,60,1,companyAcronym= | protocolName=IEEE C37.118.2-2011 | vendorAcronym= | vendorDeviceName= | interconnectionName=,,,,10,STTP,Streaming Telemetry Transport Protocol,11,,,,,,SPSTIA_765_PM_02!PMU-ST3,0.0,1.0,Device statistic for Number of device errors reported by device during last reporting interval.,0,1,1,,Any,STAT,Statistic,ST,-98.6,37.5,PPA:8830,2021-08-06 18:05:03
} | MaximumArchiveDays=90 | DesiredRemainingSpace=500,8831,ONS_SPSTIA_765_PM_02!PMU:ST4,,270,8736f6c7-ad41-4b43-b4f6-e684e0d4ad20,SPSTIA_765_PM_02,Spstia_765_Pm_02,60,1,companyAcronym= | protocolName=IEEE C37.118.2-2011 | vendorAcronym= | vendorDeviceName= | interconnectionName=,,,,10,STTP,Streaming Telemetry Transport Protocol,11,,,,,,SPSTIA_765_PM_02!PMU-ST4,0.0,1.0,Device statistic for Number of measurements received from device during last reporting interval.,0,1,1,,Any,STAT,Statistic,ST,-98.6,37.5,PPA:8831,2021-08-06 18:05:03
} | MaximumArchiveDays=90 | DesiredRemainingSpace=500,8832,ONS_SPSTIA_765_PM_02!PMU:ST5,,270,8736f6c7-ad41-4b43-b4f6-e684e0d4ad20,SPSTIA_765_PM_02,Spstia_765_Pm_02,60,1,companyAcronym= | protocolName=IEEE C37.118.2-2011 | vendorAcronym= | vendorDeviceName= | interconnectionName=,,,,10,STTP,Streaming Telemetry Transport Protocol,11,,,,,,SPSTIA_765_PM_02!PMU-ST5,0.0,1.0,Device statistic for Expected number of measurements received from device during last reporting interval.,0,1,1,,Any,STAT,Statistic,ST,-98.6,37.5,PPA:8832,2021-08-06 18:05:03
} | MaximumArchiveDays=90 | DesiredRemainingSpace=500,8833,ONS_SPSTIA_765_PM_02!PMU:ST6,,270,8736f6c7-ad41-4b43-b4f6-e684e0d4ad20,SPSTIA_765_PM_02,Spstia_765_Pm_02,60,1,companyAcronym= | protocolName=IEEE C37.118.2-2011 | vendorAcronym= | vendorDeviceName= | interconnectionName=,,,,10,STTP,Streaming Telemetry Transport Protocol,11,,,,,,SPSTIA_765_PM_02!PMU-ST6,0.0,1.0,Device statistic for Number of measurements received while device was reporting errors during last reporting interval.,0,1,1,,Any,STAT,Statistic,ST,-98.6,37.5,PPA:8833,2021-08-06 18:05:03
} | MaximumArchiveDays=90 | DesiredRemainingSpace=500,8834,ONS_SPSTIA_765_PM_02!PMU:ST7,,270,8736f6c7-ad41-4b43-b4f6-e684e0d4ad20,SPSTIA_765_PM_02,Spstia_765_Pm_02,60,1,companyAcronym= | protocolName=IEEE C37.118.2-2011 | vendorAcronym= | vendorDeviceName= | interconnectionName=,,,,10,STTP,Streaming Telemetry Transport Protocol,11,,,,,,SPSTIA_765_PM_02!PMU-ST7,0.0,1.0,Device statistic for Number of defined measurements (per frame) from device during last reporting interval.,0,1,1,,Any,STAT,Statistic,ST,-98.6,37.5,PPA:8834,2021-08-06 18:05:03
} | MaximumArchiveDays=90 | DesiredRemainingSpace=500,8835,ONS_SPSTIA_765_PM_03!PMU:ST1,,271,8736f6c7-ad41-4b43-b4f6-e684e0d4ad20,SPSTIA_765_PM_03,Spstia_765_Pm_03,60,1,companyAcronym= | protocolName=IEEE C37.118.2-2011 | vendorAcronym= | vendorDeviceName= | interconnectionName=,,,,10,STTP,Streaming Telemetry Transport Protocol,11,,,,,,SPSTIA_765_PM_03!PMU-ST1,0.0,1.0,Device statistic for Number of data quality errors reported by device during last reporting interval.,0,1,1,,Any,STAT,Statistic,ST,-98.6,37.5,PPA:8835,2021-08-06 18:05:03
} | MaximumArchiveDays=90 | DesiredRemainingSpace=500,8836,ONS_SPSTIA_765_PM_03!PMU:ST2,,271,8736f6c7-ad41-4b43-b4f6-e684e0d4ad20,SPSTIA_765_PM_03,Spstia_765_Pm_03,60,1,companyAcronym= | protocolName=IEEE C37.118.2-2011 | vendorAcronym= | vendorDeviceName= | interconnectionName=,,,,10,STTP,Streaming Telemetry Transport Protocol,11,,,,,,SPSTIA_765_PM_03!PMU-ST2,0.0,1.0,Device statistic for Number of time quality errors reported by device during last reporting interval.,0,1,1,,Any,STAT,Statistic,ST,-98.6,37.5,PPA:8836,2021-08-06 18:05:03
} | MaximumArchiveDays=90 | DesiredRemainingSpace=500,8837,ONS_SPSTIA_765_PM_03!PMU:ST3,,271,8736f6c7-ad41-4b43-b4f6-e684e0d4ad20,SPSTIA_765_PM_03,Spstia_765_Pm_03,60,1,companyAcronym= | protocolName=IEEE C37.118.2-2011 | vendorAcronym= | vendorDeviceName= | interconnectionName=,,,,10,STTP,Streaming Telemetry Transport Protocol,11,,,,,,SPSTIA_765_PM_03!PMU-ST3,0.0,1.0,Device statistic for Number of device errors reported by device during last reporting interval.,0,1,1,,Any,STAT,Statistic,ST,-98.6,37.5,PPA:8837,2021-08-06 18:05:03
} | MaximumArchiveDays=90 | DesiredRemainingSpace=500,8838,ONS_SPSTIA_765_PM_03!PMU:ST4,,271,8736f6c7-ad41-4b43-b4f6-e684e0d4ad20,SPSTIA_765_PM_03,Spstia_765_Pm_03,60,1,companyAcronym= | protocolName=IEEE C37.118.2-2011 | vendorAcronym= | vendorDeviceName= | interconnectionName=,,,,10,STTP,Streaming Telemetry Transport Protocol,11,,,,,,SPSTIA_765_PM_03!PMU-ST4,0.0,1.0,Device statistic for Number of measurements received from device during last reporting interval.,0,1,1,,Any,STAT,Statistic,ST,-98.6,37.5,PPA:8838,2021-08-06 18:05:03
} | MaximumArchiveDays=90 | DesiredRemainingSpace=500,8839,ONS_SPSTIA_765_PM_03!PMU:ST5,,271,8736f6c7-ad41-4b43-b4f6-e684e0d4ad20,SPSTIA_765_PM_03,Spstia_765_Pm_03,60,1,companyAcronym= | protocolName=IEEE C37.118.2-2011 | vendorAcronym= | vendorDeviceName= | interconnectionName=,,,,10,STTP,Streaming Telemetry Transport Protocol,11,,,,,,SPSTIA_765_PM_03!PMU-ST5,0.0,1.0,Device statistic for Expected number of measurements received from device during last reporting interval.,0,1,1,,Any,STAT,Statistic,ST,-98.6,37.5,PPA:8839,2021-08-06 18:05:03
} | MaximumArchiveDays=90 | DesiredRemainingSpace=500,8840,ONS_SPSTIA_765_PM_03!PMU:ST6,,271,8736f6c7-ad41-4b43-b4f6-e684e0d4ad20,SPSTIA_765_PM_03,Spstia_765_Pm_03,60,1,companyAcronym= | protocolName=IEEE C37.118.2-2011 | vendorAcronym= | vendorDeviceName= | interconnectionName=,,,,10,STTP,Streaming Telemetry Transport Protocol,11,,,,,,SPSTIA_765_PM_03!PMU-ST6,0.0,1.0,Device statistic for Number of measurements received while device was reporting errors during last reporting interval.,0,1,1,,Any,STAT,Statistic,ST,-98.6,37.5,PPA:8840,2021-08-06 18:05:03
} | MaximumArchiveDays=90 | DesiredRemainingSpace=500,8841,ONS_SPSTIA_765_PM_03!PMU:ST7,,271,8736f6c7-ad41-4b43-b4f6-e684e0d4ad20,SPSTIA_765_PM_03,Spstia_765_Pm_03,60,1,companyAcronym= | protocolName=IEEE C37.118.2-2011 | vendorAcronym= | vendorDeviceName= | interconnectionName=,,,,10,STTP,Streaming Telemetry Transport Protocol,11,,,,,,SPSTIA_765_PM_03!PMU-ST7,0.0,1.0,Device statistic for Number of defined measurements (per frame) from device during last reporting interval.,0,1,1,,Any,STAT,Statistic,ST,-98.6,37.5,PPA:8841,2021-08-06 18:05:03
} | MaximumArchiveDays=90 | DesiredRemainingSpace=500,8842,ONS_SPSTIA_765_PM_04!PMU:ST1,,272,8736f6c7-ad41-4b43-b4f6-e684e0d4ad20,SPSTIA_765_PM_04,Spstia_765_Pm_04,60,1,companyAcronym= | protocolName=IEEE C37.118.2-2011 | vendorAcronym= | vendorDeviceName= | interconnectionName=,,,,10,STTP,Streaming Telemetry Transport Protocol,11,,,,,,SPSTIA_765_PM_04!PMU-ST1,0.0,1.0,Device statistic for Number of data quality errors reported by device during last reporting interval.,0,1,1,,Any,STAT,Statistic,ST,-98.6,37.5,PPA:8842,2021-08-06 18:05:03
} | MaximumArchiveDays=90 | DesiredRemainingSpace=500,8843,ONS_SPSTIA_765_PM_04!PMU:ST2,,272,8736f6c7-ad41-4b43-b4f6-e684e0d4ad20,SPSTIA_765_PM_04,Spstia_765_Pm_04,60,1,companyAcronym= | protocolName=IEEE C37.118.2-2011 | vendorAcronym= | vendorDeviceName= | interconnectionName=,,,,10,STTP,Streaming Telemetry Transport Protocol,11,,,,,,SPSTIA_765_PM_04!PMU-ST2,0.0,1.0,Device statistic for Number of time quality errors reported by device during last reporting interval.,0,1,1,,Any,STAT,Statistic,ST,-98.6,37.5,PPA:8843,2021-08-06 18:05:03
} | MaximumArchiveDays=90 | DesiredRemainingSpace=500,8844,ONS_SPSTIA_765_PM_04!PMU:ST3,,272,8736f6c7-ad41-4b43-b4f6-e684e0d4ad20,SPSTIA_765_PM_04,Spstia_765_Pm_04,60,1,companyAcronym= | protocolName=IEEE C37.118.2-2011 | vendorAcronym= | vendorDeviceName= | interconnectionName=,,,,10,STTP,Streaming Telemetry Transport Protocol,11,,,,,,SPSTIA_765_PM_04!PMU-ST3,0.0,1.0,Device statistic for Number of device errors reported by device during last reporting interval.,0,1,1,,Any,STAT,Statistic,ST,-98.6,37.5,PPA:8844,2021-08-06 18:05:03
} | MaximumArchiveDays=90 | DesiredRemainingSpace=500,8845,ONS_SPSTIA_765_PM_04!PMU:ST4,,272,8736f6c7-ad41-4b43-b4f6-e684e0d4ad20,SPSTIA_765_PM_04,Spstia_765_Pm_04,60,1,companyAcronym= | protocolName=IEEE C37.118.2-2011 | vendorAcronym= | vendorDeviceName= | interconnectionName=,,,,10,STTP,Streaming Telemetry Transport Protocol,11,,,,,,SPSTIA_765_PM_04!PMU-ST4,0.0,1.0,Device statistic for Number of measurements received from device during last reporting interval.,0,1,1,,Any,STAT,Statistic,ST,-98.6,37.5,PPA:8845,2021-08-06 18:05:03
} | MaximumArchiveDays=90 | DesiredRemainingSpace=500,8846,ONS_SPSTIA_765_PM_04!PMU:ST5,,272,8736f6c7-ad41-4b43-b4f6-e684e0d4ad20,SPSTIA_765_PM_04,Spstia_765_Pm_04,60,1,companyAcronym= | protocolName=IEEE C37.118.2-2011 | vendorAcronym= | vendorDeviceName= | interconnectionName=,,,,10,STTP,Streaming Telemetry Transport Protocol,11,,,,,,SPSTIA_765_PM_04!PMU-ST5,0.0,1.0,Device statistic for Expected number of measurements received from device during last reporting interval.,0,1,1,,Any,STAT,Statistic,ST,-98.6,37.5,PPA:8846,2021-08-06 18:05:03
} | MaximumArchiveDays=90 | DesiredRemainingSpace=500,8847,ONS_SPSTIA_765_PM_04!PMU:ST6,,272,8736f6c7-ad41-4b43-b4f6-e684e0d4ad20,SPSTIA_765_PM_04,Spstia_765_Pm_04,60,1,companyAcronym= | protocolName=IEEE C37.118.2-2011 | vendorAcronym= | vendorDeviceName= | interconnectionName=,,,,10,STTP,Streaming Telemetry Transport Protocol,11,,,,,,SPSTIA_765_PM_04!PMU-ST6,0.0,1.0,Device statistic for Number of measurements received while device was reporting errors during last reporting interval.,0,1,1,,Any,STAT,Statistic,ST,-98.6,37.5,PPA:8847,2021-08-06 18:05:03
} | MaximumArchiveDays=90 | DesiredRemainingSpace=500,8848,ONS_SPSTIA_765_PM_04!PMU:ST7,,272,8736f6c7-ad41-4b43-b4f6-e684e0d4ad20,SPSTIA_765_PM_04,Spstia_765_Pm_04,60,1,companyAcronym= | protocolName=IEEE C37.118.2-2011 | vendorAcronym= | vendorDeviceName= | interconnectionName=,,,,10,STTP,Streaming Telemetry Transport Protocol,11,,,,,,SPSTIA_765_PM_04!PMU-ST7,0.0,1.0,Device statistic for Number of defined measurements (per frame) from device during last reporting interval.,0,1,1,,Any,STAT,Statistic,ST,-98.6,37.5,PPA:8848,2021-08-06 18:05:03
} | MaximumArchiveDays=90 | DesiredRemainingSpace=500,8849,ONS_SPSTIA_765_PM_05!PMU:ST1,,273,8736f6c7-ad41-4b43-b4f6-e684e0d4ad20,SPSTIA_765_PM_05,Spstia_765_Pm_05,60,1,companyAcronym= | protocolName=IEEE C37.118.2-2011 | vendorAcronym= | vendorDeviceName= | interconnectionName=,,,,10,STTP,Streaming Telemetry Transport Protocol,11,,,,,,SPSTIA_765_PM_05!PMU-ST1,0.0,1.0,Device statistic for Number of data quality errors reported by device during last reporting interval.,0,1,1,,Any,STAT,Statistic,ST,-98.6,37.5,PPA:8849,2021-08-06 18:05:03
} | MaximumArchiveDays=90 | DesiredRemainingSpace=500,8850,ONS_SPSTIA_765_PM_05!PMU:ST2,,273,8736f6c7-ad41-4b43-b4f6-e684e0d4ad20,SPSTIA_765_PM_05,Spstia_765_Pm_05,60,1,companyAcronym= | protocolName=IEEE C37.118.2-2011 | vendorAcronym= | vendorDeviceName= | interconnectionName=,,,,10,STTP,Streaming Telemetry Transport Protocol,11,,,,,,SPSTIA_765_PM_05!PMU-ST2,0.0,1.0,Device statistic for Number of time quality errors reported by device during last reporting interval.,0,1,1,,Any,STAT,Statistic,ST,-98.6,37.5,PPA:8850,2021-08-06 18:05:03
} | MaximumArchiveDays=90 | DesiredRemainingSpace=500,8851,ONS_SPSTIA_765_PM_05!PMU:ST3,,273,8736f6c7-ad41-4b43-b4f6-e684e0d4ad20,SPSTIA_765_PM_05,Spstia_765_Pm_05,60,1,companyAcronym= | protocolName=IEEE C37.118.2-2011 | vendorAcronym= | vendorDeviceName= | interconnectionName=,,,,10,STTP,Streaming Telemetry Transport Protocol,11,,,,,,SPSTIA_765_PM_05!PMU-ST3,0.0,1.0,Device statistic for Number of device errors reported by device during last reporting interval.,0,1,1,,Any,STAT,Statistic,ST,-98.6,37.5,PPA:8851,2021-08-06 18:05:03
} | MaximumArchiveDays=90 | DesiredRemainingSpace=500,8852,ONS_SPSTIA_765_PM_05!PMU:ST4,,273,8736f6c7-ad41-4b43-b4f6-e684e0d4ad20,SPSTIA_765_PM_05,Spstia_765_Pm_05,60,1,companyAcronym= | protocolName=IEEE C37.118.2-2011 | vendorAcronym= | vendorDeviceName= | interconnectionName=,,,,10,STTP,Streaming Telemetry Transport Protocol,11,,,,,,SPSTIA_765_PM_05!PMU-ST4,0.0,1.0,Device statistic for Number of measurements received from device during last reporting interval.,0,1,1,,Any,STAT,Statistic,ST,-98.6,37.5,PPA:8852,2021-08-06 18:05:03
} | MaximumArchiveDays=90 | DesiredRemainingSpace=500,8853,ONS_SPSTIA_765_PM_05!PMU:ST5,,273,8736f6c7-ad41-4b43-b4f6-e684e0d4ad20,SPSTIA_765_PM_05,Spstia_765_Pm_05,60,1,companyAcronym= | protocolName=IEEE C37.118.2-2011 | vendorAcronym= | vendorDeviceName= | interconnectionName=,,,,10,STTP,Streaming Telemetry Transport Protocol,11,,,,,,SPSTIA_765_PM_05!PMU-ST5,0.0,1.0,Device statistic for Expected number of measurements received from device during last reporting interval.,0,1,1,,Any,STAT,Statistic,ST,-98.6,37.5,PPA:8853,2021-08-06 18:05:03
} | MaximumArchiveDays=90 | DesiredRemainingSpace=500,8854,ONS_SPSTIA_765_PM_05!PMU:ST6,,273,8736f6c7-ad41-4b43-b4f6-e684e0d4ad20,SPSTIA_765_PM_05,Spstia_765_Pm_05,60,1,companyAcronym= | protocolName=IEEE C37.118.2-2011 | vendorAcronym= | vendorDeviceName= | interconnectionName=,,,,10,STTP,Streaming Telemetry Transport Protocol,11,,,,,,SPSTIA_765_PM_05!PMU-ST6,0.0,1.0,Device statistic for Number of measurements received while device was reporting errors during last reporting interval.,0,1,1,,Any,STAT,Statistic,ST,-98.6,37.5,PPA:8854,2021-08-06 18:05:03
} | MaximumArchiveDays=90 | DesiredRemainingSpace=500,8855,ONS_SPSTIA_765_PM_05!PMU:ST7,,273,8736f6c7-ad41-4b43-b4f6-e684e0d4ad20,SPSTIA_765_PM_05,Spstia_765_Pm_05,60,1,companyAcronym= | protocolName=IEEE C37.118.2-2011 | vendorAcronym= | vendorDeviceName= | interconnectionName=,,,,10,STTP,Streaming Telemetry Transport Protocol,11,,,,,,SPSTIA_765_PM_05!PMU-ST7,0.0,1.0,Device statistic for Number of defined measurements (per frame) from device during last reporting interval.,0,1,1,,Any,STAT,Statistic,ST,-98.6,37.5,PPA:8855,2021-08-06 18:05:03
} | MaximumArchiveDays=90 | DesiredRemainingSpace=500,8856,ONS_SPSTIA_765_PM_06!PMU:ST1,,274,8736f6c7-ad41-4b43-b4f6-e684e0d4ad20,SPSTIA_765_PM_06,Spstia_765_Pm_06,60,1,companyAcronym= | protocolName=IEEE C37.118.2-2011 | vendorAcronym= | vendorDeviceName= | interconnectionName=,,,,10,STTP,Streaming Telemetry Transport Protocol,11,,,,,,SPSTIA_765_PM_06!PMU-ST1,0.0,1.0,Device statistic for Number of data quality errors reported by device during last reporting interval.,0,1,1,,Any,STAT,Statistic,ST,-98.6,37.5,PPA:8856,2021-08-06 18:05:03
} | MaximumArchiveDays=90 | DesiredRemainingSpace=500,8857,ONS_SPSTIA_765_PM_06!PMU:ST2,,274,8736f6c7-ad41-4b43-b4f6-e684e0d4ad20,SPSTIA_765_PM_06,Spstia_765_Pm_06,60,1,companyAcronym= | protocolName=IEEE C37.118.2-2011 | vendorAcronym= | vendorDeviceName= | interconnectionName=,,,,10,STTP,Streaming Telemetry Transport Protocol,11,,,,,,SPSTIA_765_PM_06!PMU-ST2,0.0,1.0,Device statistic for Number of time quality errors reported by device during last reporting interval.,0,1,1,,Any,STAT,Statistic,ST,-98.6,37.5,PPA:8857,2021-08-06 18:05:03
} | MaximumArchiveDays=90 | DesiredRemainingSpace=500,8858,ONS_SPSTIA_765_PM_06!PMU:ST3,,274,8736f6c7-ad41-4b43-b4f6-e684e0d4ad20,SPSTIA_765_PM_06,Spstia_765_Pm_06,60,1,companyAcronym= | protocolName=IEEE C37.118.2-2011 | vendorAcronym= | vendorDeviceName= | interconnectionName=,,,,10,STTP,Streaming Telemetry Transport Protocol,11,,,,,,SPSTIA_765_PM_06!PMU-ST3,0.0,1.0,Device statistic for Number of device errors reported by device during last reporting interval.,0,1,1,,Any,STAT,Statistic,ST,-98.6,37.5,PPA:8858,2021-08-06 18:05:03
} | MaximumArchiveDays=90 | DesiredRemainingSpace=500,8859,ONS_SPSTIA_765_PM_06!PMU:ST4,,274,8736f6c7-ad41-4b43-b4f6-e684e0d4ad20,SPSTIA_765_PM_06,Spstia_765_Pm_06,60,1,companyAcronym= | protocolName=IEEE C37.118.2-2011 | vendorAcronym= | vendorDeviceName= | interconnectionName=,,,,10,STTP,Streaming Telemetry Transport Protocol,11,,,,,,SPSTIA_765_PM_06!PMU-ST4,0.0,1.0,Device statistic for Number of measurements received from device during last reporting interval.,0,1,1,,Any,STAT,Statistic,ST,-98.6,37.5,PPA:8859,2021-08-06 18:05:03
} | MaximumArchiveDays=90 | DesiredRemainingSpace=500,8860,ONS_SPSTIA_765_PM_06!PMU:ST5,,274,8736f6c7-ad41-4b43-b4f6-e684e0d4ad20,SPSTIA_765_PM_06,Spstia_765_Pm_06,60,1,companyAcronym= | protocolName=IEEE C37.118.2-2011 | vendorAcronym= | vendorDeviceName= | interconnectionName=,,,,10,STTP,Streaming Telemetry Transport Protocol,11,,,,,,SPSTIA_765_PM_06!PMU-ST5,0.0,1.0,Device statistic for Expected number of measurements received from device during last reporting interval.,0,1,1,,Any,STAT,Statistic,ST,-98.6,37.5,PPA:8860,2021-08-06 18:05:03
} | MaximumArchiveDays=90 | DesiredRemainingSpace=500,8861,ONS_SPSTIA_765_PM_06!PMU:ST6,,274,8736f6c7-ad41-4b43-b4f6-e684e0d4ad20,SPSTIA_765_PM_06,Spstia_765_Pm_06,60,1,companyAcronym= | protocolName=IEEE C37.118.2-2011 | vendorAcronym= | vendorDeviceName= | interconnectionName=,,,,10,STTP,Streaming Telemetry Transport Protocol,11,,,,,,SPSTIA_765_PM_06!PMU-ST6,0.0,1.0,Device statistic for Number of measurements received while device was reporting errors during last reporting interval.,0,1,1,,Any,STAT,Statistic,ST,-98.6,37.5,PPA:8861,2021-08-06 18:05:03
} | MaximumArchiveDays=90 | DesiredRemainingSpace=500,8862,ONS_SPSTIA_765_PM_06!PMU:ST7,,274,8736f6c7-ad41-4b43-b4f6-e684e0d4ad20,SPSTIA_765_PM_06,Spstia_765_Pm_06,60,1,companyAcronym= | protocolName=IEEE C37.118.2-2011 | vendorAcronym= | vendorDeviceName= | interconnectionName=,,,,10,STTP,Streaming Telemetry Transport Protocol,11,,,,,,SPSTIA_765_PM_06!PMU-ST7,0.0,1.0,Device statistic for Number of defined measurements (per frame) from device during last reporting interval.,0,1,1,,Any,STAT,Statistic,ST,-98.6,37.5,PPA:8862,2021-08-06 18:05:03
} | MaximumArchiveDays=90 | DesiredRemainingSpace=500,8863,ONS_SPSTIA_765_PM_07!PMU:ST1,,275,8736f6c7-ad41-4b43-b4f6-e684e0d4ad20,SPSTIA_765_PM_07,Spstia_765_Pm_07,60,1,companyAcronym= | protocolName=IEEE C37.118.2-2011 | vendorAcronym= | vendorDeviceName= | interconnectionName=,,,,10,STTP,Streaming Telemetry Transport Protocol,11,,,,,,SPSTIA_765_PM_07!PMU-ST1,0.0,1.0,Device statistic for Number of data quality errors reported by device during last reporting interval.,0,1,1,,Any,STAT,Statistic,ST,-98.6,37.5,PPA:8863,2021-08-06 18:05:03
} | MaximumArchiveDays=90 | DesiredRemainingSpace=500,8864,ONS_SPSTIA_765_PM_07!PMU:ST2,,275,8736f6c7-ad41-4b43-b4f6-e684e0d4ad20,SPSTIA_765_PM_07,Spstia_765_Pm_07,60,1,companyAcronym= | protocolName=IEEE C37.118.2-2011 | vendorAcronym= | vendorDeviceName= | interconnectionName=,,,,10,STTP,Streaming Telemetry Transport Protocol,11,,,,,,SPSTIA_765_PM_07!PMU-ST2,0.0,1.0,Device statistic for Number of time quality errors reported by device during last reporting interval.,0,1,1,,Any,STAT,Statistic,ST,-98.6,37.5,PPA:8864,2021-08-06 18:05:03
} | MaximumArchiveDays=90 | DesiredRemainingSpace=500,8865,ONS_SPSTIA_765_PM_07!PMU:ST3,,275,8736f6c7-ad41-4b43-b4f6-e684e0d4ad20,SPSTIA_765_PM_07,Spstia_765_Pm_07,60,1,companyAcronym= | protocolName=IEEE C37.118.2-2011 | vendorAcronym= | vendorDeviceName= | interconnectionName=,,,,10,STTP,Streaming Telemetry Transport Protocol,11,,,,,,SPSTIA_765_PM_07!PMU-ST3,0.0,1.0,Device statistic for Number of device errors reported by device during last reporting interval.,0,1,1,,Any,STAT,Statistic,ST,-98.6,37.5,PPA:8865,2021-08-06 18:05:03
} | MaximumArchiveDays=90 | DesiredRemainingSpace=500,8866,ONS_SPSTIA_765_PM_07!PMU:ST4,,275,8736f6c7-ad41-4b43-b4f6-e684e0d4ad20,SPSTIA_765_PM_07,Spstia_765_Pm_07,60,1,companyAcronym= | protocolName=IEEE C37.118.2-2011 | vendorAcronym= | vendorDeviceName= | interconnectionName=,,,,10,STTP,Streaming Telemetry Transport Protocol,11,,,,,,SPSTIA_765_PM_07!PMU-ST4,0.0,1.0,Device statistic for Number of measurements received from device during last reporting interval.,0,1,1,,Any,STAT,Statistic,ST,-98.6,37.5,PPA:8866,2021-08-06 18:05:03
} | MaximumArchiveDays=90 | DesiredRemainingSpace=500,8867,ONS_SPSTIA_765_PM_07!PMU:ST5,,275,8736f6c7-ad41-4b43-b4f6-e684e0d4ad20,SPSTIA_765_PM_07,Spstia_765_Pm_07,60,1,companyAcronym= | protocolName=IEEE C37.118.2-2011 | vendorAcronym= | vendorDeviceName= | interconnectionName=,,,,10,STTP,Streaming Telemetry Transport Protocol,11,,,,,,SPSTIA_765_PM_07!PMU-ST5,0.0,1.0,Device statistic for Expected number of measurements received from device during last reporting interval.,0,1,1,,Any,STAT,Statistic,ST,-98.6,37.5,PPA:8867,2021-08-06 18:05:03
} | MaximumArchiveDays=90 | DesiredRemainingSpace=500,8868,ONS_SPSTIA_765_PM_07!PMU:ST6,,275,8736f6c7-ad41-4b43-b4f6-e684e0d4ad20,SPSTIA_765_PM_07,Spstia_765_Pm_07,60,1,companyAcronym= | protocolName=IEEE C37.118.2-2011 | vendorAcronym= | vendorDeviceName= | interconnectionName=,,,,10,STTP,Streaming Telemetry Transport Protocol,11,,,,,,SPSTIA_765_PM_07!PMU-ST6,0.0,1.0,Device statistic for Number of measurements received while device was reporting errors during last reporting interval.,0,1,1,,Any,STAT,Statistic,ST,-98.6,37.5,PPA:8868,2021-08-06 18:05:03
} | MaximumArchiveDays=90 | DesiredRemainingSpace=500,8869,ONS_SPSTIA_765_PM_07!PMU:ST7,,275,8736f6c7-ad41-4b43-b4f6-e684e0d4ad20,SPSTIA_765_PM_07,Spstia_765_Pm_07,60,1,companyAcronym= | protocolName=IEEE C37.118.2-2011 | vendorAcronym= | vendorDeviceName= | interconnectionName=,,,,10,STTP,Streaming Telemetry Transport Protocol,11,,,,,,SPSTIA_765_PM_07!PMU-ST7,0.0,1.0,Device statistic for Number of defined measurements (per frame) from device during last reporting interval.,0,1,1,,Any,STAT,Statistic,ST,-98.6,37.5,PPA:8869,2021-08-06 18:05:03
} | MaximumArchiveDays=90 | DesiredRemainingSpace=500,8870,ONS_SPSTIA_765_PM_08!PMU:ST1,,276,8736f6c7-ad41-4b43-b4f6-e684e0d4ad20,SPSTIA_765_PM_08,Spstia_765_Pm_08,60,1,companyAcronym= | protocolName=IEEE C37.118.2-2011 | vendorAcronym= | vendorDeviceName= | interconnectionName=,,,,10,STTP,Streaming Telemetry Transport Protocol,11,,,,,,SPSTIA_765_PM_08!PMU-ST1,0.0,1.0,Device statistic for Number of data quality errors reported by device during last reporting interval.,0,1,1,,Any,STAT,Statistic,ST,-98.6,37.5,PPA:8870,2021-08-06 18:05:03
} | MaximumArchiveDays=90 | DesiredRemainingSpace=500,8871,ONS_SPSTIA_765_PM_08!PMU:ST2,,276,8736f6c7-ad41-4b43-b4f6-e684e0d4ad20,SPSTIA_765_PM_08,Spstia_765_Pm_08,60,1,companyAcronym= | protocolName=IEEE C37.118.2-2011 | vendorAcronym= | vendorDeviceName= | interconnectionName=,,,,10,STTP,Streaming Telemetry Transport Protocol,11,,,,,,SPSTIA_765_PM_08!PMU-ST2,0.0,1.0,Device statistic for Number of time quality errors reported by device during last reporting interval.,0,1,1,,Any,STAT,Statistic,ST,-98.6,37.5,PPA:8871,2021-08-06 18:05:03
} | MaximumArchiveDays=90 | DesiredRemainingSpace=500,8872,ONS_SPSTIA_765_PM_08!PMU:ST3,,276,8736f6c7-ad41-4b43-b4f6-e684e0d4ad20,SPSTIA_765_PM_08,Spstia_765_Pm_08,60,1,companyAcronym= | protocolName=IEEE C37.118.2-2011 | vendorAcronym= | vendorDeviceName= | interconnectionName=,,,,10,STTP,Streaming Telemetry Transport Protocol,11,,,,,,SPSTIA_765_PM_08!PMU-ST3,0.0,1.0,Device statistic for Number of device errors reported by device during last reporting interval.,0,1,1,,Any,STAT,Statistic,ST,-98.6,37.5,PPA:8872,2021-08-06 18:05:03
} | MaximumArchiveDays=90 | DesiredRemainingSpace=500,8873,ONS_SPSTIA_765_PM_08!PMU:ST4,,276,8736f6c7-ad41-4b43-b4f6-e684e0d4ad20,SPSTIA_765_PM_08,Spstia_765_Pm_08,60,1,companyAcronym= | protocolName=IEEE C37.118.2-2011 | vendorAcronym= | vendorDeviceName= | interconnectionName=,,,,10,STTP,Streaming Telemetry Transport Protocol,11,,,,,,SPSTIA_765_PM_08!PMU-ST4,0.0,1.0,Device statistic for Number of measurements received from device during last reporting interval.,0,1,1,,Any,STAT,Statistic,ST,-98.6,37.5,PPA:8873,2021-08-06 18:05:03
} | MaximumArchiveDays=90 | DesiredRemainingSpace=500,8874,ONS_SPSTIA_765_PM_08!PMU:ST5,,276,8736f6c7-ad41-4b43-b4f6-e684e0d4ad20,SPSTIA_765_PM_08,Spstia_765_Pm_08,60,1,companyAcronym= | protocolName=IEEE C37.118.2-2011 | vendorAcronym= | vendorDeviceName= | interconnectionName=,,,,10,STTP,Streaming Telemetry Transport Protocol,11,,,,,,SPSTIA_765_PM_08!PMU-ST5,0.0,1.0,Device statistic for Expected number of measurements received from device during last reporting interval.,0,1,1,,Any,STAT,Statistic,ST,-98.6,37.5,PPA:8874,2021-08-06 18:05:03
} | MaximumArchiveDays=90 | DesiredRemainingSpace=500,8875,ONS_SPSTIA_765_PM_08!PMU:ST6,,276,8736f6c7-ad41-4b43-b4f6-e684e0d4ad20,SPSTIA_765_PM_08,Spstia_765_Pm_08,60,1,companyAcronym= | protocolName=IEEE C37.118.2-2011 | vendorAcronym= | vendorDeviceName= | interconnectionName=,,,,10,STTP,Streaming Telemetry Transport Protocol,11,,,,,,SPSTIA_765_PM_08!PMU-ST6,0.0,1.0,Device statistic for Number of measurements received while device was reporting errors during last reporting interval.,0,1,1,,Any,STAT,Statistic,ST,-98.6,37.5,PPA:8875,2021-08-06 18:05:03
} | MaximumArchiveDays=90 | DesiredRemainingSpace=500,8876,ONS_SPSTIA_765_PM_08!PMU:ST7,,276,8736f6c7-ad41-4b43-b4f6-e684e0d4ad20,SPSTIA_765_PM_08,Spstia_765_Pm_08,60,1,companyAcronym= | protocolName=IEEE C37.118.2-2011 | vendorAcronym= | vendorDeviceName= | interconnectionName=,,,,10,STTP,Streaming Telemetry Transport Protocol,11,,,,,,SPSTIA_765_PM_08!PMU-ST7,0.0,1.0,Device statistic for Number of defined measurements (per frame) from device during last reporting interval.,0,1,1,,Any,STAT,Statistic,ST,-98.6,37.5,PPA:8876,2021-08-06 18:05:03
} | MaximumArchiveDays=90 | DesiredRemainingSpace=500,8877,ONS_SPSTTP_765_PM_01!PMU:ST1,,277,8736f6c7-ad41-4b43-b4f6-e684e0d4ad20,SPSTTP_765_PM_01,Spsttp_765_Pm_01,60,1,companyAcronym= | protocolName=IEEE C37.118.2-2011 | vendorAcronym= | vendorDeviceName= | interconnectionName=,,,,10,STTP,Streaming Telemetry Transport Protocol,11,,,,,,SPSTTP_765_PM_01!PMU-ST1,0.0,1.0,Device statistic for Number of data quality errors reported by device during last reporting interval.,0,1,1,,Any,STAT,Statistic,ST,-98.6,37.5,PPA:8877,2021-08-06 18:05:03
} | MaximumArchiveDays=90 | DesiredRemainingSpace=500,8878,ONS_SPSTTP_765_PM_01!PMU:ST2,,277,8736f6c7-ad41-4b43-b4f6-e684e0d4ad20,SPSTTP_765_PM_01,Spsttp_765_Pm_01,60,1,companyAcronym= | protocolName=IEEE C37.118.2-2011 | vendorAcronym= | vendorDeviceName= | interconnectionName=,,,,10,STTP,Streaming Telemetry Transport Protocol,11,,,,,,SPSTTP_765_PM_01!PMU-ST2,0.0,1.0,Device statistic for Number of time quality errors reported by device during last reporting interval.,0,1,1,,Any,STAT,Statistic,ST,-98.6,37.5,PPA:8878,2021-08-06 18:05:03
} | MaximumArchiveDays=90 | DesiredRemainingSpace=500,8879,ONS_SPSTTP_765_PM_01!PMU:ST3,,277,8736f6c7-ad41-4b43-b4f6-e684e0d4ad20,SPSTTP_765_PM_01,Spsttp_765_Pm_01,60,1,companyAcronym= | protocolName=IEEE C37.118.2-2011 | vendorAcronym= | vendorDeviceName= | interconnectionName=,,,,10,STTP,Streaming Telemetry Transport Protocol,11,,,,,,SPSTTP_765_PM_01!PMU-ST3,0.0,1.0,Device statistic for Number of device errors reported by device during last reporting interval.,0,1,1,,Any,STAT,Statistic,ST,-98.6,37.5,PPA:8879,2021-08-06 18:05:03
} | MaximumArchiveDays=90 | DesiredRemainingSpace=500,8880,ONS_SPSTTP_765_PM_01!PMU:ST4,,277,8736f6c7-ad41-4b43-b4f6-e684e0d4ad20,SPSTTP_765_PM_01,Spsttp_765_Pm_01,60,1,companyAcronym= | protocolName=IEEE C37.118.2-2011 | vendorAcronym= | vendorDeviceName= | interconnectionName=,,,,10,STTP,Streaming Telemetry Transport Protocol,11,,,,,,SPSTTP_765_PM_01!PMU-ST4,0.0,1.0,Device statistic for Number of measurements received from device during last reporting interval.,0,1,1,,Any,STAT,Statistic,ST,-98.6,37.5,PPA:8880,2021-08-06 18:05:03
} | MaximumArchiveDays=90 | DesiredRemainingSpace=500,8881,ONS_SPSTTP_765_PM_01!PMU:ST5,,277,8736f6c7-ad41-4b43-b4f6-e684e0d4ad20,SPSTTP_765_PM_01,Spsttp_765_Pm_01,60,1,companyAcronym= | protocolName=IEEE C37.118.2-2011 | vendorAcronym= | vendorDeviceName= | interconnectionName=,,,,10,STTP,Streaming Telemetry Transport Protocol,11,,,,,,SPSTTP_765_PM_01!PMU-ST5,0.0,1.0,Device statistic for Expected number of measurements received from device during last reporting interval.,0,1,1,,Any,STAT,Statistic,ST,-98.6,37.5,PPA:8881,2021-08-06 18:05:03
} | MaximumArchiveDays=90 | DesiredRemainingSpace=500,8882,ONS_SPSTTP_765_PM_01!PMU:ST6,,277,8736f6c7-ad41-4b43-b4f6-e684e0d4ad20,SPSTTP_765_PM_01,Spsttp_765_Pm_01,60,1,companyAcronym= | protocolName=IEEE C37.118.2-2011 | vendorAcronym= | vendorDeviceName= | interconnectionName=,,,,10,STTP,Streaming Telemetry Transport Protocol,11,,,,,,SPSTTP_765_PM_01!PMU-ST6,0.0,1.0,Device statistic for Number of measurements received while device was reporting errors during last reporting interval.,0,1,1,,Any,STAT,Statistic,ST,-98.6,37.5,PPA:8882,2021-08-06 18:05:03
} | MaximumArchiveDays=90 | DesiredRemainingSpace=500,8883,ONS_SPSTTP_765_PM_01!PMU:ST7,,277,8736f6c7-ad41-4b43-b4f6-e684e0d4ad20,SPSTTP_765_PM_01,Spsttp_765_Pm_01,60,1,companyAcronym= | protocolName=IEEE C37.118.2-2011 | vendorAcronym= | vendorDeviceName= | interconnectionName=,,,,10,STTP,Streaming Telemetry Transport Protocol,11,,,,,,SPSTTP_765_PM_01!PMU-ST7,0.0,1.0,Device statistic for Number of defined measurements (per frame) from device during last reporting interval.,0,1,1,,Any,STAT,Statistic,ST,-98.6,37.5,PPA:8883,2021-08-06 18:05:03
} | MaximumArchiveDays=90 | DesiredRemainingSpace=500,8884,ONS_SPSTTP_765_PM_02!PMU:ST1,,278,8736f6c7-ad41-4b43-b4f6-e684e0d4ad20,SPSTTP_765_PM_02,Spsttp_765_Pm_02,60,1,companyAcronym= | protocolName=IEEE C37.118.2-2011 | vendorAcronym= | vendorDeviceName= | interconnectionName=,,,,10,STTP,Streaming Telemetry Transport Protocol,11,,,,,,SPSTTP_765_PM_02!PMU-ST1,0.0,1.0,Device statistic for Number of data quality errors reported by device during last reporting interval.,0,1,1,,Any,STAT,Statistic,ST,-98.6,37.5,PPA:8884,2021-08-06 18:05:03
} | MaximumArchiveDays=90 | DesiredRemainingSpace=500,8885,ONS_SPSTTP_765_PM_02!PMU:ST2,,278,8736f6c7-ad41-4b43-b4f6-e684e0d4ad20,SPSTTP_765_PM_02,Spsttp_765_Pm_02,60,1,companyAcronym= | protocolName=IEEE C37.118.2-2011 | vendorAcronym= | vendorDeviceName= | interconnectionName=,,,,10,STTP,Streaming Telemetry Transport Protocol,11,,,,,,SPSTTP_765_PM_02!PMU-ST2,0.0,1.0,Device statistic for Number of time quality errors reported by device during last reporting interval.,0,1,1,,Any,STAT,Statistic,ST,-98.6,37.5,PPA:8885,2021-08-06 18:05:03
} | MaximumArchiveDays=90 | DesiredRemainingSpace=500,8886,ONS_SPSTTP_765_PM_02!PMU:ST3,,278,8736f6c7-ad41-4b43-b4f6-e684e0d4ad20,SPSTTP_765_PM_02,Spsttp_765_Pm_02,60,1,companyAcronym= | protocolName=IEEE C37.118.2-2011 | vendorAcronym= | vendorDeviceName= | interconnectionName=,,,,10,STTP,Streaming Telemetry Transport Protocol,11,,,,,,SPSTTP_765_PM_02!PMU-ST3,0.0,1.0,Device statistic for Number of device errors reported by device during last reporting interval.,0,1,1,,Any,STAT,Statistic,ST,-98.6,37.5,PPA:8886,2021-08-06 18:05:03
} | MaximumArchiveDays=90 | DesiredRemainingSpace=500,8887,ONS_SPSTTP_765_PM_02!PMU:ST4,,278,8736f6c7-ad41-4b43-b4f6-e684e0d4ad20,SPSTTP_765_PM_02,Spsttp_765_Pm_02,60,1,companyAcronym= | protocolName=IEEE C37.118.2-2011 | vendorAcronym= | vendorDeviceName= | interconnectionName=,,,,10,STTP,Streaming Telemetry Transport Protocol,11,,,,,,SPSTTP_765_PM_02!PMU-ST4,0.0,1.0,Device statistic for Number of measurements received from device during last reporting interval.,0,1,1,,Any,STAT,Statistic,ST,-98.6,37.5,PPA:8887,2021-08-06 18:05:03
} | MaximumArchiveDays=90 | DesiredRemainingSpace=500,8888,ONS_SPSTTP_765_PM_02!PMU:ST5,,278,8736f6c7-ad41-4b43-b4f6-e684e0d4ad20,SPSTTP_765_PM_02,Spsttp_765_Pm_02,60,1,companyAcronym= | protocolName=IEEE C37.118.2-2011 | vendorAcronym= | vendorDeviceName= | interconnectionName=,,,,10,STTP,Streaming Telemetry Transport Protocol,11,,,,,,SPSTTP_765_PM_02!PMU-ST5,0.0,1.0,Device statistic for Expected number of measurements received from device during last reporting interval.,0,1,1,,Any,STAT,Statistic,ST,-98.6,37.5,PPA:8888,2021-08-06 18:05:03
} | MaximumArchiveDays=90 | DesiredRemainingSpace=500,8889,ONS_SPSTTP_765_PM_02!PMU:ST6,,278,8736f6c7-ad41-4b43-b4f6-e684e0d4ad20,SPSTTP_765_PM_02,Spsttp_765_Pm_02,60,1,companyAcronym= | protocolName=IEEE C37.118.2-2011 | vendorAcronym= | vendorDeviceName= | interconnectionName=,,,,10,STTP,Streaming Telemetry Transport Protocol,11,,,,,,SPSTTP_765_PM_02!PMU-ST6,0.0,1.0,Device statistic for Number of measurements received while device was reporting errors during last reporting interval.,0,1,1,,Any,STAT,Statistic,ST,-98.6,37.5,PPA:8889,2021-08-06 18:05:03
} | MaximumArchiveDays=90 | DesiredRemainingSpace=500,8890,ONS_SPSTTP_765_PM_02!PMU:ST7,,278,8736f6c7-ad41-4b43-b4f6-e684e0d4ad20,SPSTTP_765_PM_02,Spsttp_765_Pm_02,60,1,companyAcronym= | protocolName=IEEE C37.118.2-2011 | vendorAcronym= | vendorDeviceName= | interconnectionName=,,,,10,STTP,Streaming Telemetry Transport Protocol,11,,,,,,SPSTTP_765_PM_02!PMU-ST7,0.0,1.0,Device statistic for Number of defined measurements (per frame) from device during last reporting interval.,0,1,1,,Any,STAT,Statistic,ST,-98.6,37.5,PPA:8890,2021-08-06 18:05:03
} | MaximumArchiveDays=90 | DesiredRemainingSpace=500,8891,ONS_SPSTTP_765_PM_03!PMU:ST1,,279,8736f6c7-ad41-4b43-b4f6-e684e0d4ad20,SPSTTP_765_PM_03,Spsttp_765_Pm_03,60,1,companyAcronym= | protocolName=IEEE C37.118.2-2011 | vendorAcronym= | vendorDeviceName= | interconnectionName=,,,,10,STTP,Streaming Telemetry Transport Protocol,11,,,,,,SPSTTP_765_PM_03!PMU-ST1,0.0,1.0,Device statistic for Number of data quality errors reported by device during last reporting interval.,0,1,1,,Any,STAT,Statistic,ST,-98.6,37.5,PPA:8891,2021-08-06 18:05:03
} | MaximumArchiveDays=90 | DesiredRemainingSpace=500,8892,ONS_SPSTTP_765_PM_03!PMU:ST2,,279,8736f6c7-ad41-4b43-b4f6-e684e0d4ad20,SPSTTP_765_PM_03,Spsttp_765_Pm_03,60,1,companyAcronym= | protocolName=IEEE C37.118.2-2011 | vendorAcronym= | vendorDeviceName= | interconnectionName=,,,,10,STTP,Streaming Telemetry Transport Protocol,11,,,,,,SPSTTP_765_PM_03!PMU-ST2,0.0,1.0,Device statistic for Number of time quality errors reported by device during last reporting interval.,0,1,1,,Any,STAT,Statistic,ST,-98.6,37.5,PPA:8892,2021-08-06 18:05:03
} | MaximumArchiveDays=90 | DesiredRemainingSpace=500,8893,ONS_SPSTTP_765_PM_03!PMU:ST3,,279,8736f6c7-ad41-4b43-b4f6-e684e0d4ad20,SPSTTP_765_PM_03,Spsttp_765_Pm_03,60,1,companyAcronym= | protocolName=IEEE C37.118.2-2011 | vendorAcronym= | vendorDeviceName= | interconnectionName=,,,,10,STTP,Streaming Telemetry Transport Protocol,11,,,,,,SPSTTP_765_PM_03!PMU-ST3,0.0,1.0,Device statistic for Number of device errors reported by device during last reporting interval.,0,1,1,,Any,STAT,Statistic,ST,-98.6,37.5,PPA:8893,2021-08-06 18:05:03
} | MaximumArchiveDays=90 | DesiredRemainingSpace=500,8894,ONS_SPSTTP_765_PM_03!PMU:ST4,,279,8736f6c7-ad41-4b43-b4f6-e684e0d4ad20,SPSTTP_765_PM_03,Spsttp_765_Pm_03,60,1,companyAcronym= | protocolName=IEEE C37.118.2-2011 | vendorAcronym= | vendorDeviceName= | interconnectionName=,,,,10,STTP,Streaming Telemetry Transport Protocol,11,,,,,,SPSTTP_765_PM_03!PMU-ST4,0.0,1.0,Device statistic for Number of measurements received from device during last reporting interval.,0,1,1,,Any,STAT,Statistic,ST,-98.6,37.5,PPA:8894,2021-08-06 18:05:03
} | MaximumArchiveDays=90 | DesiredRemainingSpace=500,8895,ONS_SPSTTP_765_PM_03!PMU:ST5,,279,8736f6c7-ad41-4b43-b4f6-e684e0d4ad20,SPSTTP_765_PM_03,Spsttp_765_Pm_03,60,1,companyAcronym= | protocolName=IEEE C37.118.2-2011 | vendorAcronym= | vendorDeviceName= | interconnectionName=,,,,10,STTP,Streaming Telemetry Transport Protocol,11,,,,,,SPSTTP_765_PM_03!PMU-ST5,0.0,1.0,Device statistic for Expected number of measurements received from device during last reporting interval.,0,1,1,,Any,STAT,Statistic,ST,-98.6,37.5,PPA:8895,2021-08-06 18:05:03
} | MaximumArchiveDays=90 | DesiredRemainingSpace=500,8896,ONS_SPSTTP_765_PM_03!PMU:ST6,,279,8736f6c7-ad41-4b43-b4f6-e684e0d4ad20,SPSTTP_765_PM_03,Spsttp_765_Pm_03,60,1,companyAcronym= | protocolName=IEEE C37.118.2-2011 | vendorAcronym= | vendorDeviceName= | interconnectionName=,,,,10,STTP,Streaming Telemetry Transport Protocol,11,,,,,,SPSTTP_765_PM_03!PMU-ST6,0.0,1.0,Device statistic for Number of measurements received while device was reporting errors during last reporting interval.,0,1,1,,Any,STAT,Statistic,ST,-98.6,37.5,PPA:8896,2021-08-06 18:05:03
} | MaximumArchiveDays=90 | DesiredRemainingSpace=500,8897,ONS_SPSTTP_765_PM_03!PMU:ST7,,279,8736f6c7-ad41-4b43-b4f6-e684e0d4ad20,SPSTTP_765_PM_03,Spsttp_765_Pm_03,60,1,companyAcronym= | protocolName=IEEE C37.118.2-2011 | vendorAcronym= | vendorDeviceName= | interconnectionName=,,,,10,STTP,Streaming Telemetry Transport Protocol,11,,,,,,SPSTTP_765_PM_03!PMU-ST7,0.0,1.0,Device statistic for Number of defined measurements (per frame) from device during last reporting interval.,0,1,1,,Any,STAT,Statistic,ST,-98.6,37.5,PPA:8897,2021-08-06 18:05:03
} | MaximumArchiveDays=90 | DesiredRemainingSpace=500,8898,ONS_SPSTTP_765_PM_04!PMU:ST1,,280,8736f6c7-ad41-4b43-b4f6-e684e0d4ad20,SPSTTP_765_PM_04,Spsttp_765_Pm_04,60,1,companyAcronym= | protocolName=IEEE C37.118.2-2011 | vendorAcronym= | vendorDeviceName= | interconnectionName=,,,,10,STTP,Streaming Telemetry Transport Protocol,11,,,,,,SPSTTP_765_PM_04!PMU-ST1,0.0,1.0,Device statistic for Number of data quality errors reported by device during last reporting interval.,0,1,1,,Any,STAT,Statistic,ST,-98.6,37.5,PPA:8898,2021-08-06 18:05:03
} | MaximumArchiveDays=90 | DesiredRemainingSpace=500,8899,ONS_SPSTTP_765_PM_04!PMU:ST2,,280,8736f6c7-ad41-4b43-b4f6-e684e0d4ad20,SPSTTP_765_PM_04,Spsttp_765_Pm_04,60,1,companyAcronym= | protocolName=IEEE C37.118.2-2011 | vendorAcronym= | vendorDeviceName= | interconnectionName=,,,,10,STTP,Streaming Telemetry Transport Protocol,11,,,,,,SPSTTP_765_PM_04!PMU-ST2,0.0,1.0,Device statistic for Number of time quality errors reported by device during last reporting interval.,0,1,1,,Any,STAT,Statistic,ST,-98.6,37.5,PPA:8899,2021-08-06 18:05:03
} | MaximumArchiveDays=90 | DesiredRemainingSpace=500,8900,ONS_SPSTTP_765_PM_04!PMU:ST3,,280,8736f6c7-ad41-4b43-b4f6-e684e0d4ad20,SPSTTP_765_PM_04,Spsttp_765_Pm_04,60,1,companyAcronym= | protocolName=IEEE C37.118.2-2011 | vendorAcronym= | vendorDeviceName= | interconnectionName=,,,,10,STTP,Streaming Telemetry Transport Protocol,11,,,,,,SPSTTP_765_PM_04!PMU-ST3,0.0,1.0,Device statistic for Number of device errors reported by device during last reporting interval.,0,1,1,,Any,STAT,Statistic,ST,-98.6,37.5,PPA:8900,2021-08-06 18:05:03
} | MaximumArchiveDays=90 | DesiredRemainingSpace=500,8901,ONS_SPSTTP_765_PM_04!PMU:ST4,,280,8736f6c7-ad41-4b43-b4f6-e684e0d4ad20,SPSTTP_765_PM_04,Spsttp_765_Pm_04,60,1,companyAcronym= | protocolName=IEEE C37.118.2-2011 | vendorAcronym= | vendorDeviceName= | interconnectionName=,,,,10,STTP,Streaming Telemetry Transport Protocol,11,,,,,,SPSTTP_765_PM_04!PMU-ST4,0.0,1.0,Device statistic for Number of measurements received from device during last reporting interval.,0,1,1,,Any,STAT,Statistic,ST,-98.6,37.5,PPA:8901,2021-08-06 18:05:03
} | MaximumArchiveDays=90 | DesiredRemainingSpace=500,8902,ONS_SPSTTP_765_PM_04!PMU:ST5,,280,8736f6c7-ad41-4b43-b4f6-e684e0d4ad20,SPSTTP_765_PM_04,Spsttp_765_Pm_04,60,1,companyAcronym= | protocolName=IEEE C37.118.2-2011 | vendorAcronym= | vendorDeviceName= | interconnectionName=,,,,10,STTP,Streaming Telemetry Transport Protocol,11,,,,,,SPSTTP_765_PM_04!PMU-ST5,0.0,1.0,Device statistic for Expected number of measurements received from device during last reporting interval.,0,1,1,,Any,STAT,Statistic,ST,-98.6,37.5,PPA:8902,2021-08-06 18:05:03
} | MaximumArchiveDays=90 | DesiredRemainingSpace=500,8903,ONS_SPSTTP_765_PM_04!PMU:ST6,,280,8736f6c7-ad41-4b43-b4f6-e684e0d4ad20,SPSTTP_765_PM_04,Spsttp_765_Pm_04,60,1,companyAcronym= | protocolName=IEEE C37.118.2-2011 | vendorAcronym= | vendorDeviceName= | interconnectionName=,,,,10,STTP,Streaming Telemetry Transport Protocol,11,,,,,,SPSTTP_765_PM_04!PMU-ST6,0.0,1.0,Device statistic for Number of measurements received while device was reporting errors during last reporting interval.,0,1,1,,Any,STAT,Statistic,ST,-98.6,37.5,PPA:8903,2021-08-06 18:05:03
} | MaximumArchiveDays=90 | DesiredRemainingSpace=500,8904,ONS_SPSTTP_765_PM_04!PMU:ST7,,280,8736f6c7-ad41-4b43-b4f6-e684e0d4ad20,SPSTTP_765_PM_04,Spsttp_765_Pm_04,60,1,companyAcronym= | protocolName=IEEE C37.118.2-2011 | vendorAcronym= | vendorDeviceName= | interconnectionName=,,,,10,STTP,Streaming Telemetry Transport Protocol,11,,,,,,SPSTTP_765_PM_04!PMU-ST7,0.0,1.0,Device statistic for Number of defined measurements (per frame) from device during last reporting interval.,0,1,1,,Any,STAT,Statistic,ST,-98.6,37.5,PPA:8904,2021-08-06 18:05:03
} | MaximumArchiveDays=90 | DesiredRemainingSpace=500,8905,ONS_SPSTTP_765_PM_05!PMU:ST1,,281,8736f6c7-ad41-4b43-b4f6-e684e0d4ad20,SPSTTP_765_PM_05,Spsttp_765_Pm_05,60,1,companyAcronym= | protocolName=IEEE C37.118.2-2011 | vendorAcronym= | vendorDeviceName= | interconnectionName=,,,,10,STTP,Streaming Telemetry Transport Protocol,11,,,,,,SPSTTP_765_PM_05!PMU-ST1,0.0,1.0,Device statistic for Number of data quality errors reported by device during last reporting interval.,0,1,1,,Any,STAT,Statistic,ST,-98.6,37.5,PPA:8905,2021-08-06 18:05:03
} | MaximumArchiveDays=90 | DesiredRemainingSpace=500,8906,ONS_SPSTTP_765_PM_05!PMU:ST2,,281,8736f6c7-ad41-4b43-b4f6-e684e0d4ad20,SPSTTP_765_PM_05,Spsttp_765_Pm_05,60,1,companyAcronym= | protocolName=IEEE C37.118.2-2011 | vendorAcronym= | vendorDeviceName= | interconnectionName=,,,,10,STTP,Streaming Telemetry Transport Protocol,11,,,,,,SPSTTP_765_PM_05!PMU-ST2,0.0,1.0,Device statistic for Number of time quality errors reported by device during last reporting interval.,0,1,1,,Any,STAT,Statistic,ST,-98.6,37.5,PPA:8906,2021-08-06 18:05:03
} | MaximumArchiveDays=90 | DesiredRemainingSpace=500,8907,ONS_SPSTTP_765_PM_05!PMU:ST3,,281,8736f6c7-ad41-4b43-b4f6-e684e0d4ad20,SPSTTP_765_PM_05,Spsttp_765_Pm_05,60,1,companyAcronym= | protocolName=IEEE C37.118.2-2011 | vendorAcronym= | vendorDeviceName= | interconnectionName=,,,,10,STTP,Streaming Telemetry Transport Protocol,11,,,,,,SPSTTP_765_PM_05!PMU-ST3,0.0,1.0,Device statistic for Number of device errors reported by device during last reporting interval.,0,1,1,,Any,STAT,Statistic,ST,-98.6,37.5,PPA:8907,2021-08-06 18:05:03
} | MaximumArchiveDays=90 | DesiredRemainingSpace=500,8908,ONS_SPSTTP_765_PM_05!PMU:ST4,,281,8736f6c7-ad41-4b43-b4f6-e684e0d4ad20,SPSTTP_765_PM_05,Spsttp_765_Pm_05,60,1,companyAcronym= | protocolName=IEEE C37.118.2-2011 | vendorAcronym= | vendorDeviceName= | interconnectionName=,,,,10,STTP,Streaming Telemetry Transport Protocol,11,,,,,,SPSTTP_765_PM_05!PMU-ST4,0.0,1.0,Device statistic for Number of measurements received from device during last reporting interval.,0,1,1,,Any,STAT,Statistic,ST,-98.6,37.5,PPA:8908,2021-08-06 18:05:03
} | MaximumArchiveDays=90 | DesiredRemainingSpace=500,8909,ONS_SPSTTP_765_PM_05!PMU:ST5,,281,8736f6c7-ad41-4b43-b4f6-e684e0d4ad20,SPSTTP_765_PM_05,Spsttp_765_Pm_05,60,1,companyAcronym= | protocolName=IEEE C37.118.2-2011 | vendorAcronym= | vendorDeviceName= | interconnectionName=,,,,10,STTP,Streaming Telemetry Transport Protocol,11,,,,,,SPSTTP_765_PM_05!PMU-ST5,0.0,1.0,Device statistic for Expected number of measurements received from device during last reporting interval.,0,1,1,,Any,STAT,Statistic,ST,-98.6,37.5,PPA:8909,2021-08-06 18:05:03
} | MaximumArchiveDays=90 | DesiredRemainingSpace=500,8910,ONS_SPSTTP_765_PM_05!PMU:ST6,,281,8736f6c7-ad41-4b43-b4f6-e684e0d4ad20,SPSTTP_765_PM_05,Spsttp_765_Pm_05,60,1,companyAcronym= | protocolName=IEEE C37.118.2-2011 | vendorAcronym= | vendorDeviceName= | interconnectionName=,,,,10,STTP,Streaming Telemetry Transport Protocol,11,,,,,,SPSTTP_765_PM_05!PMU-ST6,0.0,1.0,Device statistic for Number of measurements received while device was reporting errors during last reporting interval.,0,1,1,,Any,STAT,Statistic,ST,-98.6,37.5,PPA:8910,2021-08-06 18:05:03
} | MaximumArchiveDays=90 | DesiredRemainingSpace=500,8911,ONS_SPSTTP_765_PM_05!PMU:ST7,,281,8736f6c7-ad41-4b43-b4f6-e684e0d4ad20,SPSTTP_765_PM_05,Spsttp_765_Pm_05,60,1,companyAcronym= | protocolName=IEEE C37.118.2-2011 | vendorAcronym= | vendorDeviceName= | interconnectionName=,,,,10,STTP,Streaming Telemetry Transport Protocol,11,,,,,,SPSTTP_765_PM_05!PMU-ST7,0.0,1.0,Device statistic for Number of defined measurements (per frame) from device during last reporting interval.,0,1,1,,Any,STAT,Statistic,ST,-98.6,37.5,PPA:8911,2021-08-06 18:05:03
} | MaximumArchiveDays=90 | DesiredRemainingSpace=500,8912,ONS_PRBTA_500_PM_05!PMU:ST1,,282,8736f6c7-ad41-4b43-b4f6-e684e0d4ad20,PRBTA_500_PM_05,Prbta_500_Pm_05,60,1,companyAcronym= | protocolName=IEEE C37.118.2-2011 | vendorAcronym= | vendorDeviceName= | interconnectionName=,,,,10,STTP,Streaming Telemetry Transport Protocol,11,,,,,,PRBTA_500_PM_05!PMU-ST1,0.0,1.0,Device statistic for Number of data quality errors reported by device during last reporting interval.,0,1,1,,Any,STAT,Statistic,ST,-98.6,37.5,PPA:8912,2021-08-06 18:05:03
} | MaximumArchiveDays=90 | DesiredRemainingSpace=500,8913,ONS_PRBTA_500_PM_05!PMU:ST2,,282,8736f6c7-ad41-4b43-b4f6-e684e0d4ad20,PRBTA_500_PM_05,Prbta_500_Pm_05,60,1,companyAcronym= | protocolName=IEEE C37.118.2-2011 | vendorAcronym= | vendorDeviceName= | interconnectionName=,,,,10,STTP,Streaming Telemetry Transport Protocol,11,,,,,,PRBTA_500_PM_05!PMU-ST2,0.0,1.0,Device statistic for Number of time quality errors reported by device during last reporting interval.,0,1,1,,Any,STAT,Statistic,ST,-98.6,37.5,PPA:8913,2021-08-06 18:05:03
} | MaximumArchiveDays=90 | DesiredRemainingSpace=500,8914,ONS_PRBTA_500_PM_05!PMU:ST3,,282,8736f6c7-ad41-4b43-b4f6-e684e0d4ad20,PRBTA_500_PM_05,Prbta_500_Pm_05,60,1,companyAcronym= | protocolName=IEEE C37.118.2-2011 | vendorAcronym= | vendorDeviceName= | interconnectionName=,,,,10,STTP,Streaming Telemetry Transport Protocol,11,,,,,,PRBTA_500_PM_05!PMU-ST3,0.0,1.0,Device statistic for Number of device errors reported by device during last reporting interval.,0,1,1,,Any,STAT,Statistic,ST,-98.6,37.5,PPA:8914,2021-08-06 18:05:03
} | MaximumArchiveDays=90 | DesiredRemainingSpace=500,8915,ONS_PRBTA_500_PM_05!PMU:ST4,,282,8736f6c7-ad41-4b43-b4f6-e684e0d4ad20,PRBTA_500_PM_05,Prbta_500_Pm_05,60,1,companyAcronym= | protocolName=IEEE C37.118.2-2011 | vendorAcronym= | vendorDeviceName= | interconnectionName=,,,,10,STTP,Streaming Telemetry Transport Protocol,11,,,,,,PRBTA_500_PM_05!PMU-ST4,0.0,1.0,Device statistic for Number of measurements received from device during last reporting interval.,0,1,1,,Any,STAT,Statistic,ST,-98.6,37.5,PPA:8915,2021-08-06 18:05:03
} | MaximumArchiveDays=90 | DesiredRemainingSpace=500,8916,ONS_PRBTA_500_PM_05!PMU:ST5,,282,8736f6c7-ad41-4b43-b4f6-e684e0d4ad20,PRBTA_500_PM_05,Prbta_500_Pm_05,60,1,companyAcronym= | protocolName=IEEE C37.118.2-2011 | vendorAcronym= | vendorDeviceName= | interconnectionName=,,,,10,STTP,Streaming Telemetry Transport Protocol,11,,,,,,PRBTA_500_PM_05!PMU-ST5,0.0,1.0,Device statistic for Expected number of measurements received from device during last reporting interval.,0,1,1,,Any,STAT,Statistic,ST,-98.6,37.5,PPA:8916,2021-08-06 18:05:03
} | MaximumArchiveDays=90 | DesiredRemainingSpace=500,8917,ONS_PRBTA_500_PM_05!PMU:ST6,,282,8736f6c7-ad41-4b43-b4f6-e684e0d4ad20,PRBTA_500_PM_05,Prbta_500_Pm_05,60,1,companyAcronym= | protocolName=IEEE C37.118.2-2011 | vendorAcronym= | vendorDeviceName= | interconnectionName=,,,,10,STTP,Streaming Telemetry Transport Protocol,11,,,,,,PRBTA_500_PM_05!PMU-ST6,0.0,1.0,Device statistic for Number of measurements received while device was reporting errors during last reporting interval.,0,1,1,,Any,STAT,Statistic,ST,-98.6,37.5,PPA:8917,2021-08-06 18:05:03
} | MaximumArchiveDays=90 | DesiredRemainingSpace=500,8918,ONS_PRBTA_500_PM_05!PMU:ST7,,282,8736f6c7-ad41-4b43-b4f6-e684e0d4ad20,PRBTA_500_PM_05,Prbta_500_Pm_05,60,1,companyAcronym= | protocolName=IEEE C37.118.2-2011 | vendorAcronym= | vendorDeviceName= | interconnectionName=,,,,10,STTP,Streaming Telemetry Transport Protocol,11,,,,,,PRBTA_500_PM_05!PMU-ST7,0.0,1.0,Device statistic for Number of defined measurements (per frame) from device during last reporting interval.,0,1,1,,Any,STAT,Statistic,ST,-98.6,37.5,PPA:8918,2021-08-06 18:05:03
} | MaximumArchiveDays=90 | DesiredRemainingSpace=500,8919,ONS_PRBTA_500_PM_02!PMU:ST1,,283,8736f6c7-ad41-4b43-b4f6-e684e0d4ad20,PRBTA_500_PM_02,Prbta_500_Pm_02,60,1,companyAcronym= | protocolName=IEEE C37.118.2-2011 | vendorAcronym= | vendorDeviceName= | interconnectionName=,,,,10,STTP,Streaming Telemetry Transport Protocol,11,,,,,,PRBTA_500_PM_02!PMU-ST1,0.0,1.0,Device statistic for Number of data quality errors reported by device during last reporting interval.,0,1,1,,Any,STAT,Statistic,ST,-98.6,37.5,PPA:8919,2021-08-06 18:05:03
} | MaximumArchiveDays=90 | DesiredRemainingSpace=500,8920,ONS_PRBTA_500_PM_02!PMU:ST2,,283,8736f6c7-ad41-4b43-b4f6-e684e0d4ad20,PRBTA_500_PM_02,Prbta_500_Pm_02,60,1,companyAcronym= | protocolName=IEEE C37.118.2-2011 | vendorAcronym= | vendorDeviceName= | interconnectionName=,,,,10,STTP,Streaming Telemetry Transport Protocol,11,,,,,,PRBTA_500_PM_02!PMU-ST2,0.0,1.0,Device statistic for Number of time quality errors reported by device during last reporting interval.,0,1,1,,Any,STAT,Statistic,ST,-98.6,37.5,PPA:8920,2021-08-06 18:05:03
} | MaximumArchiveDays=90 | DesiredRemainingSpace=500,8921,ONS_PRBTA_500_PM_02!PMU:ST3,,283,8736f6c7-ad41-4b43-b4f6-e684e0d4ad20,PRBTA_500_PM_02,Prbta_500_Pm_02,60,1,companyAcronym= | protocolName=IEEE C37.118.2-2011 | vendorAcronym= | vendorDeviceName= | interconnectionName=,,,,10,STTP,Streaming Telemetry Transport Protocol,11,,,,,,PRBTA_500_PM_02!PMU-ST3,0.0,1.0,Device statistic for Number of device errors reported by device during last reporting interval.,0,1,1,,Any,STAT,Statistic,ST,-98.6,37.5,PPA:8921,2021-08-06 18:05:03
} | MaximumArchiveDays=90 | DesiredRemainingSpace=500,8922,ONS_PRBTA_500_PM_02!PMU:ST4,,283,8736f6c7-ad41-4b43-b4f6-e684e0d4ad20,PRBTA_500_PM_02,Prbta_500_Pm_02,60,1,companyAcronym= | protocolName=IEEE C37.118.2-2011 | vendorAcronym= | vendorDeviceName= | interconnectionName=,,,,10,STTP,Streaming Telemetry Transport Protocol,11,,,,,,PRBTA_500_PM_02!PMU-ST4,0.0,1.0,Device statistic for Number of measurements received from device during last reporting interval.,0,1,1,,Any,STAT,Statistic,ST,-98.6,37.5,PPA:8922,2021-08-06 18:05:03
} | MaximumArchiveDays=90 | DesiredRemainingSpace=500,8923,ONS_PRBTA_500_PM_02!PMU:ST5,,283,8736f6c7-ad41-4b43-b4f6-e684e0d4ad20,PRBTA_500_PM_02,Prbta_500_Pm_02,60,1,companyAcronym= | protocolName=IEEE C37.118.2-2011 | vendorAcronym= | vendorDeviceName= | interconnectionName=,,,,10,STTP,Streaming Telemetry Transport Protocol,11,,,,,,PRBTA_500_PM_02!PMU-ST5,0.0,1.0,Device statistic for Expected number of measurements received from device during last reporting interval.,0,1,1,,Any,STAT,Statistic,ST,-98.6,37.5,PPA:8923,2021-08-06 18:05:03
} | MaximumArchiveDays=90 | DesiredRemainingSpace=500,8924,ONS_PRBTA_500_PM_02!PMU:ST6,,283,8736f6c7-ad41-4b43-b4f6-e684e0d4ad20,PRBTA_500_PM_02,Prbta_500_Pm_02,60,1,companyAcronym= | protocolName=IEEE C37.118.2-2011 | vendorAcronym= | vendorDeviceName= | interconnectionName=,,,,10,STTP,Streaming Telemetry Transport Protocol,11,,,,,,PRBTA_500_PM_02!PMU-ST6,0.0,1.0,Device statistic for Number of measurements received while device was reporting errors during last reporting interval.,0,1,1,,Any,STAT,Statistic,ST,-98.6,37.5,PPA:8924,2021-08-06 18:05:03
} | MaximumArchiveDays=90 | DesiredRemainingSpace=500,8925,ONS_PRBTA_500_PM_02!PMU:ST7,,283,8736f6c7-ad41-4b43-b4f6-e684e0d4ad20,PRBTA_500_PM_02,Prbta_500_Pm_02,60,1,companyAcronym= | protocolName=IEEE C37.118.2-2011 | vendorAcronym= | vendorDeviceName= | interconnectionName=,,,,10,STTP,Streaming Telemetry Transport Protocol,11,,,,,,PRBTA_500_PM_02!PMU-ST7,0.0,1.0,Device statistic for Number of defined measurements (per frame) from device during last reporting interval.,0,1,1,,Any,STAT,Statistic,ST,-98.6,37.5,PPA:8925,2021-08-06 18:05:03
} | MaximumArchiveDays=90 | DesiredRemainingSpace=500,8926,ONS_PRBTA_500_PM_03!PMU:ST1,,284,8736f6c7-ad41-4b43-b4f6-e684e0d4ad20,PRBTA_500_PM_03,Prbta_500_Pm_03,60,1,companyAcronym= | protocolName=IEEE C37.118.2-2011 | vendorAcronym= | vendorDeviceName= | interconnectionName=,,,,10,STTP,Streaming Telemetry Transport Protocol,11,,,,,,PRBTA_500_PM_03!PMU-ST1,0.0,1.0,Device statistic for Number of data quality errors reported by device during last reporting interval.,0,1,1,,Any,STAT,Statistic,ST,-98.6,37.5,PPA:8926,2021-08-06 18:05:03
} | MaximumArchiveDays=90 | DesiredRemainingSpace=500,8927,ONS_PRBTA_500_PM_03!PMU:ST2,,284,8736f6c7-ad41-4b43-b4f6-e684e0d4ad20,PRBTA_500_PM_03,Prbta_500_Pm_03,60,1,companyAcronym= | protocolName=IEEE C37.118.2-2011 | vendorAcronym= | vendorDeviceName= | interconnectionName=,,,,10,STTP,Streaming Telemetry Transport Protocol,11,,,,,,PRBTA_500_PM_03!PMU-ST2,0.0,1.0,Device statistic for Number of time quality errors reported by device during last reporting interval.,0,1,1,,Any,STAT,Statistic,ST,-98.6,37.5,PPA:8927,2021-08-06 18:05:03
} | MaximumArchiveDays=90 | DesiredRemainingSpace=500,8928,ONS_PRBTA_500_PM_03!PMU:ST3,,284,8736f6c7-ad41-4b43-b4f6-e684e0d4ad20,PRBTA_500_PM_03,Prbta_500_Pm_03,60,1,companyAcronym= | protocolName=IEEE C37.118.2-2011 | vendorAcronym= | vendorDeviceName= | interconnectionName=,,,,10,STTP,Streaming Telemetry Transport Protocol,11,,,,,,PRBTA_500_PM_03!PMU-ST3,0.0,1.0,Device statistic for Number of device errors reported by device during last reporting interval.,0,1,1,,Any,STAT,Statistic,ST,-98.6,37.5,PPA:8928,2021-08-06 18:05:03
} | MaximumArchiveDays=90 | DesiredRemainingSpace=500,8929,ONS_PRBTA_500_PM_03!PMU:ST4,,284,8736f6c7-ad41-4b43-b4f6-e684e0d4ad20,PRBTA_500_PM_03,Prbta_500_Pm_03,60,1,companyAcronym= | protocolName=IEEE C37.118.2-2011 | vendorAcronym= | vendorDeviceName= | interconnectionName=,,,,10,STTP,Streaming Telemetry Transport Protocol,11,,,,,,PRBTA_500_PM_03!PMU-ST4,0.0,1.0,Device statistic for Number of measurements received from device during last reporting interval.,0,1,1,,Any,STAT,Statistic,ST,-98.6,37.5,PPA:8929,2021-08-06 18:05:03
} | MaximumArchiveDays=90 | DesiredRemainingSpace=500,8930,ONS_PRBTA_500_PM_03!PMU:ST5,,284,8736f6c7-ad41-4b43-b4f6-e684e0d4ad20,PRBTA_500_PM_03,Prbta_500_Pm_03,60,1,companyAcronym= | protocolName=IEEE C37.118.2-2011 | vendorAcronym= | vendorDeviceName= | interconnectionName=,,,,10,STTP,Streaming Telemetry Transport Protocol,11,,,,,,PRBTA_500_PM_03!PMU-ST5,0.0,1.0,Device statistic for Expected number of measurements received from device during last reporting interval.,0,1,1,,Any,STAT,Statistic,ST,-98.6,37.5,PPA:8930,2021-08-06 18:05:03
} | MaximumArchiveDays=90 | DesiredRemainingSpace=500,8931,ONS_PRBTA_500_PM_03!PMU:ST6,,284,8736f6c7-ad41-4b43-b4f6-e684e0d4ad20,PRBTA_500_PM_03,Prbta_500_Pm_03,60,1,companyAcronym= | protocolName=IEEE C37.118.2-2011 | vendorAcronym= | vendorDeviceName= | interconnectionName=,,,,10,STTP,Streaming Telemetry Transport Protocol,11,,,,,,PRBTA_500_PM_03!PMU-ST6,0.0,1.0,Device statistic for Number of measurements received while device was reporting errors during last reporting interval.,0,1,1,,Any,STAT,Statistic,ST,-98.6,37.5,PPA:8931,2021-08-06 18:05:03
} | MaximumArchiveDays=90 | DesiredRemainingSpace=500,8932,ONS_PRBTA_500_PM_03!PMU:ST7,,284,8736f6c7-ad41-4b43-b4f6-e684e0d4ad20,PRBTA_500_PM_03,Prbta_500_Pm_03,60,1,companyAcronym= | protocolName=IEEE C37.118.2-2011 | vendorAcronym= | vendorDeviceName= | interconnectionName=,,,,10,STTP,Streaming Telemetry Transport Protocol,11,,,,,,PRBTA_500_PM_03!PMU-ST7,0.0,1.0,Device statistic for Number of defined measurements (per frame) from device during last reporting interval.,0,1,1,,Any,STAT,Statistic,ST,-98.6,37.5,PPA:8932,2021-08-06 18:05:03
} | MaximumArchiveDays=90 | DesiredRemainingSpace=500,8933,ONS_PRBTA_500_PM_04!PMU:ST1,,285,8736f6c7-ad41-4b43-b4f6-e684e0d4ad20,PRBTA_500_PM_04,Prbta_500_Pm_04,60,1,companyAcronym= | protocolName=IEEE C37.118.2-2011 | vendorAcronym= | vendorDeviceName= | interconnectionName=,,,,10,STTP,Streaming Telemetry Transport Protocol,11,,,,,,PRBTA_500_PM_04!PMU-ST1,0.0,1.0,Device statistic for Number of data quality errors reported by device during last reporting interval.,0,1,1,,Any,STAT,Statistic,ST,-98.6,37.5,PPA:8933,2021-08-06 18:05:03
} | MaximumArchiveDays=90 | DesiredRemainingSpace=500,8934,ONS_PRBTA_500_PM_04!PMU:ST2,,285,8736f6c7-ad41-4b43-b4f6-e684e0d4ad20,PRBTA_500_PM_04,Prbta_500_Pm_04,60,1,companyAcronym= | protocolName=IEEE C37.118.2-2011 | vendorAcronym= | vendorDeviceName= | interconnectionName=,,,,10,STTP,Streaming Telemetry Transport Protocol,11,,,,,,PRBTA_500_PM_04!PMU-ST2,0.0,1.0,Device statistic for Number of time quality errors reported by device during last reporting interval.,0,1,1,,Any,STAT,Statistic,ST,-98.6,37.5,PPA:8934,2021-08-06 18:05:03
} | MaximumArchiveDays=90 | DesiredRemainingSpace=500,8935,ONS_PRBTA_500_PM_04!PMU:ST3,,285,8736f6c7-ad41-4b43-b4f6-e684e0d4ad20,PRBTA_500_PM_04,Prbta_500_Pm_04,60,1,companyAcronym= | protocolName=IEEE C37.118.2-2011 | vendorAcronym= | vendorDeviceName= | interconnectionName=,,,,10,STTP,Streaming Telemetry Transport Protocol,11,,,,,,PRBTA_500_PM_04!PMU-ST3,0.0,1.0,Device statistic for Number of device errors reported by device during last reporting interval.,0,1,1,,Any,STAT,Statistic,ST,-98.6,37.5,PPA:8935,2021-08-06 18:05:03
} | MaximumArchiveDays=90 | DesiredRemainingSpace=500,8936,ONS_PRBTA_500_PM_04!PMU:ST4,,285,8736f6c7-ad41-4b43-b4f6-e684e0d4ad20,PRBTA_500_PM_04,Prbta_500_Pm_04,60,1,companyAcronym= | protocolName=IEEE C37.118.2-2011 | vendorAcronym= | vendorDeviceName= | interconnectionName=,,,,10,STTP,Streaming Telemetry Transport Protocol,11,,,,,,PRBTA_500_PM_04!PMU-ST4,0.0,1.0,Device statistic for Number of measurements received from device during last reporting interval.,0,1,1,,Any,STAT,Statistic,ST,-98.6,37.5,PPA:8936,2021-08-06 18:05:03
} | MaximumArchiveDays=90 | DesiredRemainingSpace=500,8937,ONS_PRBTA_500_PM_04!PMU:ST5,,285,8736f6c7-ad41-4b43-b4f6-e684e0d4ad20,PRBTA_500_PM_04,Prbta_500_Pm_04,60,1,companyAcronym= | protocolName=IEEE C37.118.2-2011 | vendorAcronym= | vendorDeviceName= | interconnectionName=,,,,10,STTP,Streaming Telemetry Transport Protocol,11,,,,,,PRBTA_500_PM_04!PMU-ST5,0.0,1.0,Device statistic for Expected number of measurements received from device during last reporting interval.,0,1,1,,Any,STAT,Statistic,ST,-98.6,37.5,PPA:8937,2021-08-06 18:05:03
} | MaximumArchiveDays=90 | DesiredRemainingSpace=500,8938,ONS_PRBTA_500_PM_04!PMU:ST6,,285,8736f6c7-ad41-4b43-b4f6-e684e0d4ad20,PRBTA_500_PM_04,Prbta_500_Pm_04,60,1,companyAcronym= | protocolName=IEEE C37.118.2-2011 | vendorAcronym= | vendorDeviceName= | interconnectionName=,,,,10,STTP,Streaming Telemetry Transport Protocol,11,,,,,,PRBTA_500_PM_04!PMU-ST6,0.0,1.0,Device statistic for Number of measurements received while device was reporting errors during last reporting interval.,0,1,1,,Any,STAT,Statistic,ST,-98.6,37.5,PPA:8938,2021-08-06 18:05:03
} | MaximumArchiveDays=90 | DesiredRemainingSpace=500,8939,ONS_PRBTA_500_PM_04!PMU:ST7,,285,8736f6c7-ad41-4b43-b4f6-e684e0d4ad20,PRBTA_500_PM_04,Prbta_500_Pm_04,60,1,companyAcronym= | protocolName=IEEE C37.118.2-2011 | vendorAcronym= | vendorDeviceName= | interconnectionName=,,,,10,STTP,Streaming Telemetry Transport Protocol,11,,,,,,PRBTA_500_PM_04!PMU-ST7,0.0,1.0,Device statistic for Number of defined measurements (per frame) from device during last reporting interval.,0,1,1,,Any,STAT,Statistic,ST,-98.6,37.5,PPA:8939,2021-08-06 18:05:03
} | MaximumArchiveDays=90 | DesiredRemainingSpace=500,8940,ONS_SPSTIN_500_PM_01!PMU:ST1,,286,8736f6c7-ad41-4b43-b4f6-e684e0d4ad20,SPSTIN_500_PM_01,Spstin_500_Pm_01,60,1,companyAcronym= | protocolName=IEEE C37.118.2-2011 | vendorAcronym= | vendorDeviceName= | interconnectionName=,,,,10,STTP,Streaming Telemetry Transport Protocol,11,,,,,,SPSTIN_500_PM_01!PMU-ST1,0.0,1.0,Device statistic for Number of data quality errors reported by device during last reporting interval.,0,1,1,,Any,STAT,Statistic,ST,-98.6,37.5,PPA:8940,2021-08-06 18:05:03
} | MaximumArchiveDays=90 | DesiredRemainingSpace=500,8941,ONS_SPSTIN_500_PM_01!PMU:ST2,,286,8736f6c7-ad41-4b43-b4f6-e684e0d4ad20,SPSTIN_500_PM_01,Spstin_500_Pm_01,60,1,companyAcronym= | protocolName=IEEE C37.118.2-2011 | vendorAcronym= | vendorDeviceName= | interconnectionName=,,,,10,STTP,Streaming Telemetry Transport Protocol,11,,,,,,SPSTIN_500_PM_01!PMU-ST2,0.0,1.0,Device statistic for Number of time quality errors reported by device during last reporting interval.,0,1,1,,Any,STAT,Statistic,ST,-98.6,37.5,PPA:8941,2021-08-06 18:05:03
} | MaximumArchiveDays=90 | DesiredRemainingSpace=500,8942,ONS_SPSTIN_500_PM_01!PMU:ST3,,286,8736f6c7-ad41-4b43-b4f6-e684e0d4ad20,SPSTIN_500_PM_01,Spstin_500_Pm_01,60,1,companyAcronym= | protocolName=IEEE C37.118.2-2011 | vendorAcronym= | vendorDeviceName= | interconnectionName=,,,,10,STTP,Streaming Telemetry Transport Protocol,11,,,,,,SPSTIN_500_PM_01!PMU-ST3,0.0,1.0,Device statistic for Number of device errors reported by device during last reporting interval.,0,1,1,,Any,STAT,Statistic,ST,-98.6,37.5,PPA:8942,2021-08-06 18:05:03
} | MaximumArchiveDays=90 | DesiredRemainingSpace=500,8943,ONS_SPSTIN_500_PM_01!PMU:ST4,,286,8736f6c7-ad41-4b43-b4f6-e684e0d4ad20,SPSTIN_500_PM_01,Spstin_500_Pm_01,60,1,companyAcronym= | protocolName=IEEE C37.118.2-2011 | vendorAcronym= | vendorDeviceName= | interconnectionName=,,,,10,STTP,Streaming Telemetry Transport Protocol,11,,,,,,SPSTIN_500_PM_01!PMU-ST4,0.0,1.0,Device statistic for Number of measurements received from device during last reporting interval.,0,1,1,,Any,STAT,Statistic,ST,-98.6,37.5,PPA:8943,2021-08-06 18:05:03
} | MaximumArchiveDays=90 | DesiredRemainingSpace=500,8944,ONS_SPSTIN_500_PM_01!PMU:ST5,,286,8736f6c7-ad41-4b43-b4f6-e684e0d4ad20,SPSTIN_500_PM_01,Spstin_500_Pm_01,60,1,companyAcronym= | protocolName=IEEE C37.118.2-2011 | vendorAcronym= | vendorDeviceName= | interconnectionName=,,,,10,STTP,Streaming Telemetry Transport Protocol,11,,,,,,SPSTIN_500_PM_01!PMU-ST5,0.0,1.0,Device statistic for Expected number of measurements received from device during last reporting interval.,0,1,1,,Any,STAT,Statistic,ST,-98.6,37.5,PPA:8944,2021-08-06 18:05:03
} | MaximumArchiveDays=90 | DesiredRemainingSpace=500,8945,ONS_SPSTIN_500_PM_01!PMU:ST6,,286,8736f6c7-ad41-4b43-b4f6-e684e0d4ad20,SPSTIN_500_PM_01,Spstin_500_Pm_01,60,1,companyAcronym= | protocolName=IEEE C37.118.2-2011 | vendorAcronym= | vendorDeviceName= | interconnectionName=,,,,10,STTP,Streaming Telemetry Transport Protocol,11,,,,,,SPSTIN_500_PM_01!PMU-ST6,0.0,1.0,Device statistic for Number of measurements received while device was reporting errors during last reporting interval.,0,1,1,,Any,STAT,Statistic,ST,-98.6,37.5,PPA:8945,2021-08-06 18:05:03
} | MaximumArchiveDays=90 | DesiredRemainingSpace=500,8946,ONS_SPSTIN_500_PM_01!PMU:ST7,,286,8736f6c7-ad41-4b43-b4f6-e684e0d4ad20,SPSTIN_500_PM_01,Spstin_500_Pm_01,60,1,companyAcronym= | protocolName=IEEE C37.118.2-2011 | vendorAcronym= | vendorDeviceName= | interconnectionName=,,,,10,STTP,Streaming Telemetry Transport Protocol,11,,,,,,SPSTIN_500_PM_01!PMU-ST7,0.0,1.0,Device statistic for Number of defined measurements (per frame) from device during last reporting interval.,0,1,1,,Any,STAT,Statistic,ST,-98.6,37.5,PPA:8946,2021-08-06 18:05:03
} | MaximumArchiveDays=90 | DesiredRemainingSpace=500,8947,ONS_SPSTIN_500_PM_02!PMU:ST1,,287,8736f6c7-ad41-4b43-b4f6-e684e0d4ad20,SPSTIN_500_PM_02,Spstin_500_Pm_02,60,1,companyAcronym= | protocolName=IEEE C37.118.2-2011 | vendorAcronym= | vendorDeviceName= | interconnectionName=,,,,10,STTP,Streaming Telemetry Transport Protocol,11,,,,,,SPSTIN_500_PM_02!PMU-ST1,0.0,1.0,Device statistic for Number of data quality errors reported by device during last reporting interval.,0,1,1,,Any,STAT,Statistic,ST,-98.6,37.5,PPA:8947,2021-08-06 18:05:03
} | MaximumArchiveDays=90 | DesiredRemainingSpace=500,8948,ONS_SPSTIN_500_PM_02!PMU:ST2,,287,8736f6c7-ad41-4b43-b4f6-e684e0d4ad20,SPSTIN_500_PM_02,Spstin_500_Pm_02,60,1,companyAcronym= | protocolName=IEEE C37.118.2-2011 | vendorAcronym= | vendorDeviceName= | interconnectionName=,,,,10,STTP,Streaming Telemetry Transport Protocol,11,,,,,,SPSTIN_500_PM_02!PMU-ST2,0.0,1.0,Device statistic for Number of time quality errors reported by device during last reporting interval.,0,1,1,,Any,STAT,Statistic,ST,-98.6,37.5,PPA:8948,2021-08-06 18:05:03
} | MaximumArchiveDays=90 | DesiredRemainingSpace=500,8949,ONS_SPSTIN_500_PM_02!PMU:ST3,,287,8736f6c7-ad41-4b43-b4f6-e684e0d4ad20,SPSTIN_500_PM_02,Spstin_500_Pm_02,60,1,companyAcronym= | protocolName=IEEE C37.118.2-2011 | vendorAcronym= | vendorDeviceName= | interconnectionName=,,,,10,STTP,Streaming Telemetry Transport Protocol,11,,,,,,SPSTIN_500_PM_02!PMU-ST3,0.0,1.0,Device statistic for Number of device errors reported by device during last reporting interval.,0,1,1,,Any,STAT,Statistic,ST,-98.6,37.5,PPA:8949,2021-08-06 18:05:03
} | MaximumArchiveDays=90 | DesiredRemainingSpace=500,8950,ONS_SPSTIN_500_PM_02!PMU:ST4,,287,8736f6c7-ad41-4b43-b4f6-e684e0d4ad20,SPSTIN_500_PM_02,Spstin_500_Pm_02,60,1,companyAcronym= | protocolName=IEEE C37.118.2-2011 | vendorAcronym= | vendorDeviceName= | interconnectionName=,,,,10,STTP,Streaming Telemetry Transport Protocol,11,,,,,,SPSTIN_500_PM_02!PMU-ST4,0.0,1.0,Device statistic for Number of measurements received from device during last reporting interval.,0,1,1,,Any,STAT,Statistic,ST,-98.6,37.5,PPA:8950,2021-08-06 18:05:03
} | MaximumArchiveDays=90 | DesiredRemainingSpace=500,8951,ONS_SPSTIN_500_PM_02!PMU:ST5,,287,8736f6c7-ad41-4b43-b4f6-e684e0d4ad20,SPSTIN_500_PM_02,Spstin_500_Pm_02,60,1,companyAcronym= | protocolName=IEEE C37.118.2-2011 | vendorAcronym= | vendorDeviceName= | interconnectionName=,,,,10,STTP,Streaming Telemetry Transport Protocol,11,,,,,,SPSTIN_500_PM_02!PMU-ST5,0.0,1.0,Device statistic for Expected number of measurements received from device during last reporting interval.,0,1,1,,Any,STAT,Statistic,ST,-98.6,37.5,PPA:8951,2021-08-06 18:05:03
} | MaximumArchiveDays=90 | DesiredRemainingSpace=500,8952,ONS_SPSTIN_500_PM_02!PMU:ST6,,287,8736f6c7-ad41-4b43-b4f6-e684e0d4ad20,SPSTIN_500_PM_02,Spstin_500_Pm_02,60,1,companyAcronym= | protocolName=IEEE C37.118.2-2011 | vendorAcronym= | vendorDeviceName= | interconnectionName=,,,,10,STTP,Streaming Telemetry Transport Protocol,11,,,,,,SPSTIN_500_PM_02!PMU-ST6,0.0,1.0,Device statistic for Number of measurements received while device was reporting errors during last reporting interval.,0,1,1,,Any,STAT,Statistic,ST,-98.6,37.5,PPA:8952,2021-08-06 18:05:03
} | MaximumArchiveDays=90 | DesiredRemainingSpace=500,8953,ONS_SPSTIN_500_PM_02!PMU:ST7,,287,8736f6c7-ad41-4b43-b4f6-e684e0d4ad20,SPSTIN_500_PM_02,Spstin_500_Pm_02,60,1,companyAcronym= | protocolName=IEEE C37.118.2-2011 | vendorAcronym= | vendorDeviceName= | interconnectionName=,,,,10,STTP,Streaming Telemetry Transport Protocol,11,,,,,,SPSTIN_500_PM_02!PMU-ST7,0.0,1.0,Device statistic for Number of defined measurements (per frame) from device during last reporting interval.,0,1,1,,Any,STAT,Statistic,ST,-98.6,37.5,PPA:8953,2021-08-06 18:05:03
} | MaximumArchiveDays=90 | DesiredRemainingSpace=500,8954,ONS_SPSTIN_500_PM_03!PMU:ST1,,288,8736f6c7-ad41-4b43-b4f6-e684e0d4ad20,SPSTIN_500_PM_03,Spstin_500_Pm_03,60,1,companyAcronym= | protocolName=IEEE C37.118.2-2011 | vendorAcronym= | vendorDeviceName= | interconnectionName=,,,,10,STTP,Streaming Telemetry Transport Protocol,11,,,,,,SPSTIN_500_PM_03!PMU-ST1,0.0,1.0,Device statistic for Number of data quality errors reported by device during last reporting interval.,0,1,1,,Any,STAT,Statistic,ST,-98.6,37.5,PPA:8954,2021-08-06 18:05:03
} | MaximumArchiveDays=90 | DesiredRemainingSpace=500,8955,ONS_SPSTIN_500_PM_03!PMU:ST2,,288,8736f6c7-ad41-4b43-b4f6-e684e0d4ad20,SPSTIN_500_PM_03,Spstin_500_Pm_03,60,1,companyAcronym= | protocolName=IEEE C37.118.2-2011 | vendorAcronym= | vendorDeviceName= | interconnectionName=,,,,10,STTP,Streaming Telemetry Transport Protocol,11,,,,,,SPSTIN_500_PM_03!PMU-ST2,0.0,1.0,Device statistic for Number of time quality errors reported by device during last reporting interval.,0,1,1,,Any,STAT,Statistic,ST,-98.6,37.5,PPA:8955,2021-08-06 18:05:03
} | MaximumArchiveDays=90 | DesiredRemainingSpace=500,8956,ONS_SPSTIN_500_PM_03!PMU:ST3,,288,8736f6c7-ad41-4b43-b4f6-e684e0d4ad20,SPSTIN_500_PM_03,Spstin_500_Pm_03,60,1,companyAcronym= | protocolName=IEEE C37.118.2-2011 | vendorAcronym= | vendorDeviceName= | interconnectionName=,,,,10,STTP,Streaming Telemetry Transport Protocol,11,,,,,,SPSTIN_500_PM_03!PMU-ST3,0.0,1.0,Device statistic for Number of device errors reported by device during last reporting interval.,0,1,1,,Any,STAT,Statistic,ST,-98.6,37.5,PPA:8956,2021-08-06 18:05:03
} | MaximumArchiveDays=90 | DesiredRemainingSpace=500,8957,ONS_SPSTIN_500_PM_03!PMU:ST4,,288,8736f6c7-ad41-4b43-b4f6-e684e0d4ad20,SPSTIN_500_PM_03,Spstin_500_Pm_03,60,1,companyAcronym= | protocolName=IEEE C37.118.2-2011 | vendorAcronym= | vendorDeviceName= | interconnectionName=,,,,10,STTP,Streaming Telemetry Transport Protocol,11,,,,,,SPSTIN_500_PM_03!PMU-ST4,0.0,1.0,Device statistic for Number of measurements received from device during last reporting interval.,0,1,1,,Any,STAT,Statistic,ST,-98.6,37.5,PPA:8957,2021-08-06 18:05:03
} | MaximumArchiveDays=90 | DesiredRemainingSpace=500,8958,ONS_SPSTIN_500_PM_03!PMU:ST5,,288,8736f6c7-ad41-4b43-b4f6-e684e0d4ad20,SPSTIN_500_PM_03,Spstin_500_Pm_03,60,1,companyAcronym= | protocolName=IEEE C37.118.2-2011 | vendorAcronym= | vendorDeviceName= | interconnectionName=,,,,10,STTP,Streaming Telemetry Transport Protocol,11,,,,,,SPSTIN_500_PM_03!PMU-ST5,0.0,1.0,Device statistic for Expected number of measurements received from device during last reporting interval.,0,1,1,,Any,STAT,Statistic,ST,-98.6,37.5,PPA:8958,2021-08-06 18:05:03
} | MaximumArchiveDays=90 | DesiredRemainingSpace=500,8959,ONS_SPSTIN_500_PM_03!PMU:ST6,,288,8736f6c7-ad41-4b43-b4f6-e684e0d4ad20,SPSTIN_500_PM_03,Spstin_500_Pm_03,60,1,companyAcronym= | protocolName=IEEE C37.118.2-2011 | vendorAcronym= | vendorDeviceName= | interconnectionName=,,,,10,STTP,Streaming Telemetry Transport Protocol,11,,,,,,SPSTIN_500_PM_03!PMU-ST6,0.0,1.0,Device statistic for Number of measurements received while device was reporting errors during last reporting interval.,0,1,1,,Any,STAT,Statistic,ST,-98.6,37.5,PPA:8959,2021-08-06 18:05:03
} | MaximumArchiveDays=90 | DesiredRemainingSpace=500,8960,ONS_SPSTIN_500_PM_03!PMU:ST7,,288,8736f6c7-ad41-4b43-b4f6-e684e0d4ad20,SPSTIN_500_PM_03,Spstin_500_Pm_03,60,1,companyAcronym= | protocolName=IEEE C37.118.2-2011 | vendorAcronym= | vendorDeviceName= | interconnectionName=,,,,10,STTP,Streaming Telemetry Transport Protocol,11,,,,,,SPSTIN_500_PM_03!PMU-ST7,0.0,1.0,Device statistic for Number of defined measurements (per frame) from device during last reporting interval.,0,1,1,,Any,STAT,Statistic,ST,-98.6,37.5,PPA:8960,2021-08-06 18:05:03
} | MaximumArchiveDays=90 | DesiredRemainingSpace=500,8961,ONS_SPSTIN_500_PM_04!PMU:ST1,,289,8736f6c7-ad41-4b43-b4f6-e684e0d4ad20,SPSTIN_500_PM_04,Spstin_500_Pm_04,60,1,companyAcronym= | protocolName=IEEE C37.118.2-2011 | vendorAcronym= | vendorDeviceName= | interconnectionName=,,,,10,STTP,Streaming Telemetry Transport Protocol,11,,,,,,SPSTIN_500_PM_04!PMU-ST1,0.0,1.0,Device statistic for Number of data quality errors reported by device during last reporting interval.,0,1,1,,Any,STAT,Statistic,ST,-98.6,37.5,PPA:8961,2021-08-06 18:05:03
} | MaximumArchiveDays=90 | DesiredRemainingSpace=500,8962,ONS_SPSTIN_500_PM_04!PMU:ST2,,289,8736f6c7-ad41-4b43-b4f6-e684e0d4ad20,SPSTIN_500_PM_04,Spstin_500_Pm_04,60,1,companyAcronym= | protocolName=IEEE C37.118.2-2011 | vendorAcronym= | vendorDeviceName= | interconnectionName=,,,,10,STTP,Streaming Telemetry Transport Protocol,11,,,,,,SPSTIN_500_PM_04!PMU-ST2,0.0,1.0,Device statistic for Number of time quality errors reported by device during last reporting interval.,0,1,1,,Any,STAT,Statistic,ST,-98.6,37.5,PPA:8962,2021-08-06 18:05:03
} | MaximumArchiveDays=90 | DesiredRemainingSpace=500,8963,ONS_SPSTIN_500_PM_04!PMU:ST3,,289,8736f6c7-ad41-4b43-b4f6-e684e0d4ad20,SPSTIN_500_PM_04,Spstin_500_Pm_04,60,1,companyAcronym= | protocolName=IEEE C37.118.2-2011 | vendorAcronym= | vendorDeviceName= | interconnectionName=,,,,10,STTP,Streaming Telemetry Transport Protocol,11,,,,,,SPSTIN_500_PM_04!PMU-ST3,0.0,1.0,Device statistic for Number of device errors reported by device during last reporting interval.,0,1,1,,Any,STAT,Statistic,ST,-98.6,37.5,PPA:8963,2021-08-06 18:05:03
} | MaximumArchiveDays=90 | DesiredRemainingSpace=500,8964,ONS_SPSTIN_500_PM_04!PMU:ST4,,289,8736f6c7-ad41-4b43-b4f6-e684e0d4ad20,SPSTIN_500_PM_04,Spstin_500_Pm_04,60,1,companyAcronym= | protocolName=IEEE C37.118.2-2011 | vendorAcronym= | vendorDeviceName= | interconnectionName=,,,,10,STTP,Streaming Telemetry Transport Protocol,11,,,,,,SPSTIN_500_PM_04!PMU-ST4,0.0,1.0,Device statistic for Number of measurements received from device during last reporting interval.,0,1,1,,Any,STAT,Statistic,ST,-98.6,37.5,PPA:8964,2021-08-06 18:05:03
} | MaximumArchiveDays=90 | DesiredRemainingSpace=500,8965,ONS_SPSTIN_500_PM_04!PMU:ST5,,289,8736f6c7-ad41-4b43-b4f6-e684e0d4ad20,SPSTIN_500_PM_04,Spstin_500_Pm_04,60,1,companyAcronym= | protocolName=IEEE C37.118.2-2011 | vendorAcronym= | vendorDeviceName= | interconnectionName=,,,,10,STTP,Streaming Telemetry Transport Protocol,11,,,,,,SPSTIN_500_PM_04!PMU-ST5,0.0,1.0,Device statistic for Expected number of measurements received from device during last reporting interval.,0,1,1,,Any,STAT,Statistic,ST,-98.6,37.5,PPA:8965,2021-08-06 18:05:03
} | MaximumArchiveDays=90 | DesiredRemainingSpace=500,8966,ONS_SPSTIN_500_PM_04!PMU:ST6,,289,8736f6c7-ad41-4b43-b4f6-e684e0d4ad20,SPSTIN_500_PM_04,Spstin_500_Pm_04,60,1,companyAcronym= | protocolName=IEEE C37.118.2-2011 | vendorAcronym= | vendorDeviceName= | interconnectionName=,,,,10,STTP,Streaming Telemetry Transport Protocol,11,,,,,,SPSTIN_500_PM_04!PMU-ST6,0.0,1.0,Device statistic for Number of measurements received while device was reporting errors during last reporting interval.,0,1,1,,Any,STAT,Statistic,ST,-98.6,37.5,PPA:8966,2021-08-06 18:05:03
} | MaximumArchiveDays=90 | DesiredRemainingSpace=500,8967,ONS_SPSTIN_500_PM_04!PMU:ST7,,289,8736f6c7-ad41-4b43-b4f6-e684e0d4ad20,SPSTIN_500_PM_04,Spstin_500_Pm_04,60,1,companyAcronym= | protocolName=IEEE C37.118.2-2011 | vendorAcronym= | vendorDeviceName= | interconnectionName=,,,,10,STTP,Streaming Telemetry Transport Protocol,11,,,,,,SPSTIN_500_PM_04!PMU-ST7,0.0,1.0,Device statistic for Number of defined measurements (per frame) from device during last reporting interval.,0,1,1,,Any,STAT,Statistic,ST,-98.6,37.5,PPA:8967,2021-08-06 18:05:03
} | MaximumArchiveDays=90 | DesiredRemainingSpace=500,8968,ONS_SPSTIN_500_PM_05!PMU:ST1,,290,8736f6c7-ad41-4b43-b4f6-e684e0d4ad20,SPSTIN_500_PM_05,Spstin_500_Pm_05,60,1,companyAcronym= | protocolName=IEEE C37.118.2-2011 | vendorAcronym= | vendorDeviceName= | interconnectionName=,,,,10,STTP,Streaming Telemetry Transport Protocol,11,,,,,,SPSTIN_500_PM_05!PMU-ST1,0.0,1.0,Device statistic for Number of data quality errors reported by device during last reporting interval.,0,1,1,,Any,STAT,Statistic,ST,-98.6,37.5,PPA:8968,2021-08-06 18:05:03
} | MaximumArchiveDays=90 | DesiredRemainingSpace=500,8969,ONS_SPSTIN_500_PM_05!PMU:ST2,,290,8736f6c7-ad41-4b43-b4f6-e684e0d4ad20,SPSTIN_500_PM_05,Spstin_500_Pm_05,60,1,companyAcronym= | protocolName=IEEE C37.118.2-2011 | vendorAcronym= | vendorDeviceName= | interconnectionName=,,,,10,STTP,Streaming Telemetry Transport Protocol,11,,,,,,SPSTIN_500_PM_05!PMU-ST2,0.0,1.0,Device statistic for Number of time quality errors reported by device during last reporting interval.,0,1,1,,Any,STAT,Statistic,ST,-98.6,37.5,PPA:8969,2021-08-06 18:05:03
} | MaximumArchiveDays=90 | DesiredRemainingSpace=500,8970,ONS_SPSTIN_500_PM_05!PMU:ST3,,290,8736f6c7-ad41-4b43-b4f6-e684e0d4ad20,SPSTIN_500_PM_05,Spstin_500_Pm_05,60,1,companyAcronym= | protocolName=IEEE C37.118.2-2011 | vendorAcronym= | vendorDeviceName= | interconnectionName=,,,,10,STTP,Streaming Telemetry Transport Protocol,11,,,,,,SPSTIN_500_PM_05!PMU-ST3,0.0,1.0,Device statistic for Number of device errors reported by device during last reporting interval.,0,1,1,,Any,STAT,Statistic,ST,-98.6,37.5,PPA:8970,2021-08-06 18:05:03
} | MaximumArchiveDays=90 | DesiredRemainingSpace=500,8971,ONS_SPSTIN_500_PM_05!PMU:ST4,,290,8736f6c7-ad41-4b43-b4f6-e684e0d4ad20,SPSTIN_500_PM_05,Spstin_500_Pm_05,60,1,companyAcronym= | protocolName=IEEE C37.118.2-2011 | vendorAcronym= | vendorDeviceName= | interconnectionName=,,,,10,STTP,Streaming Telemetry Transport Protocol,11,,,,,,SPSTIN_500_PM_05!PMU-ST4,0.0,1.0,Device statistic for Number of measurements received from device during last reporting interval.,0,1,1,,Any,STAT,Statistic,ST,-98.6,37.5,PPA:8971,2021-08-06 18:05:03
} | MaximumArchiveDays=90 | DesiredRemainingSpace=500,8972,ONS_SPSTIN_500_PM_05!PMU:ST5,,290,8736f6c7-ad41-4b43-b4f6-e684e0d4ad20,SPSTIN_500_PM_05,Spstin_500_Pm_05,60,1,companyAcronym= | protocolName=IEEE C37.118.2-2011 | vendorAcronym= | vendorDeviceName= | interconnectionName=,,,,10,STTP,Streaming Telemetry Transport Protocol,11,,,,,,SPSTIN_500_PM_05!PMU-ST5,0.0,1.0,Device statistic for Expected number of measurements received from device during last reporting interval.,0,1,1,,Any,STAT,Statistic,ST,-98.6,37.5,PPA:8972,2021-08-06 18:05:03
} | MaximumArchiveDays=90 | DesiredRemainingSpace=500,8973,ONS_SPSTIN_500_PM_05!PMU:ST6,,290,8736f6c7-ad41-4b43-b4f6-e684e0d4ad20,SPSTIN_500_PM_05,Spstin_500_Pm_05,60,1,companyAcronym= | protocolName=IEEE C37.118.2-2011 | vendorAcronym= | vendorDeviceName= | interconnectionName=,,,,10,STTP,Streaming Telemetry Transport Protocol,11,,,,,,SPSTIN_500_PM_05!PMU-ST6,0.0,1.0,Device statistic for Number of measurements received while device was reporting errors during last reporting interval.,0,1,1,,Any,STAT,Statistic,ST,-98.6,37.5,PPA:8973,2021-08-06 18:05:03
} | MaximumArchiveDays=90 | DesiredRemainingSpace=500,8974,ONS_SPSTIN_500_PM_05!PMU:ST7,,290,8736f6c7-ad41-4b43-b4f6-e684e0d4ad20,SPSTIN_500_PM_05,Spstin_500_Pm_05,60,1,companyAcronym= | protocolName=IEEE C37.118.2-2011 | vendorAcronym= | vendorDeviceName= | interconnectionName=,,,,10,STTP,Streaming Telemetry Transport Protocol,11,,,,,,SPSTIN_500_PM_05!PMU-ST7,0.0,1.0,Device statistic for Number of defined measurements (per frame) from device during last reporting interval.,0,1,1,,Any,STAT,Statistic,ST,-98.6,37.5,PPA:8974,2021-08-06 18:05:03
} | MaximumArchiveDays=90 | DesiredRemainingSpace=500,8975,ONS_GOSTSM_500_PM_01!PMU:ST1,,291,8736f6c7-ad41-4b43-b4f6-e684e0d4ad20,GOSTSM_500_PM_01,Gostsm_500_Pm_01,60,1,companyAcronym= | protocolName=IEEE C37.118.2-2011 | vendorAcronym= | vendorDeviceName= | interconnectionName=,,,,10,STTP,Streaming Telemetry Transport Protocol,11,,,,,,GOSTSM_500_PM_01!PMU-ST1,0.0,1.0,Device statistic for Number of data quality errors reported by device during last reporting interval.,0,1,1,,Any,STAT,Statistic,ST,-98.6,37.5,PPA:8975,2021-08-06 18:05:03
} | MaximumArchiveDays=90 | DesiredRemainingSpace=500,8976,ONS_GOSTSM_500_PM_01!PMU:ST2,,291,8736f6c7-ad41-4b43-b4f6-e684e0d4ad20,GOSTSM_500_PM_01,Gostsm_500_Pm_01,60,1,companyAcronym= | protocolName=IEEE C37.118.2-2011 | vendorAcronym= | vendorDeviceName= | interconnectionName=,,,,10,STTP,Streaming Telemetry Transport Protocol,11,,,,,,GOSTSM_500_PM_01!PMU-ST2,0.0,1.0,Device statistic for Number of time quality errors reported by device during last reporting interval.,0,1,1,,Any,STAT,Statistic,ST,-98.6,37.5,PPA:8976,2021-08-06 18:05:03
} | MaximumArchiveDays=90 | DesiredRemainingSpace=500,8977,ONS_GOSTSM_500_PM_01!PMU:ST3,,291,8736f6c7-ad41-4b43-b4f6-e684e0d4ad20,GOSTSM_500_PM_01,Gostsm_500_Pm_01,60,1,companyAcronym= | protocolName=IEEE C37.118.2-2011 | vendorAcronym= | vendorDeviceName= | interconnectionName=,,,,10,STTP,Streaming Telemetry Transport Protocol,11,,,,,,GOSTSM_500_PM_01!PMU-ST3,0.0,1.0,Device statistic for Number of device errors reported by device during last reporting interval.,0,1,1,,Any,STAT,Statistic,ST,-98.6,37.5,PPA:8977,2021-08-06 18:05:03
} | MaximumArchiveDays=90 | DesiredRemainingSpace=500,8978,ONS_GOSTSM_500_PM_01!PMU:ST4,,291,8736f6c7-ad41-4b43-b4f6-e684e0d4ad20,GOSTSM_500_PM_01,Gostsm_500_Pm_01,60,1,companyAcronym= | protocolName=IEEE C37.118.2-2011 | vendorAcronym= | vendorDeviceName= | interconnectionName=,,,,10,STTP,Streaming Telemetry Transport Protocol,11,,,,,,GOSTSM_500_PM_01!PMU-ST4,0.0,1.0,Device statistic for Number of measurements received from device during last reporting interval.,0,1,1,,Any,STAT,Statistic,ST,-98.6,37.5,PPA:8978,2021-08-06 18:05:03
} | MaximumArchiveDays=90 | DesiredRemainingSpace=500,8979,ONS_GOSTSM_500_PM_01!PMU:ST5,,291,8736f6c7-ad41-4b43-b4f6-e684e0d4ad20,GOSTSM_500_PM_01,Gostsm_500_Pm_01,60,1,companyAcronym= | protocolName=IEEE C37.118.2-2011 | vendorAcronym= | vendorDeviceName= | interconnectionName=,,,,10,STTP,Streaming Telemetry Transport Protocol,11,,,,,,GOSTSM_500_PM_01!PMU-ST5,0.0,1.0,Device statistic for Expected number of measurements received from device during last reporting interval.,0,1,1,,Any,STAT,Statistic,ST,-98.6,37.5,PPA:8979,2021-08-06 18:05:04
} | MaximumArchiveDays=90 | DesiredRemainingSpace=500,8980,ONS_GOSTSM_500_PM_01!PMU:ST6,,291,8736f6c7-ad41-4b43-b4f6-e684e0d4ad20,GOSTSM_500_PM_01,Gostsm_500_Pm_01,60,1,companyAcronym= | protocolName=IEEE C37.118.2-2011 | vendorAcronym= | vendorDeviceName= | interconnectionName=,,,,10,STTP,Streaming Telemetry Transport Protocol,11,,,,,,GOSTSM_500_PM_01!PMU-ST6,0.0,1.0,Device statistic for Number of measurements received while device was reporting errors during last reporting interval.,0,1,1,,Any,STAT,Statistic,ST,-98.6,37.5,PPA:8980,2021-08-06 18:05:04
} | MaximumArchiveDays=90 | DesiredRemainingSpace=500,8981,ONS_GOSTSM_500_PM_01!PMU:ST7,,291,8736f6c7-ad41-4b43-b4f6-e684e0d4ad20,GOSTSM_500_PM_01,Gostsm_500_Pm_01,60,1,companyAcronym= | protocolName=IEEE C37.118.2-2011 | vendorAcronym= | vendorDeviceName= | interconnectionName=,,,,10,STTP,Streaming Telemetry Transport Protocol,11,,,,,,GOSTSM_500_PM_01!PMU-ST7,0.0,1.0,Device statistic for Number of defined measurements (per frame) from device during last reporting interval.,0,1,1,,Any,STAT,Statistic,ST,-98.6,37.5,PPA:8981,2021-08-06 18:05:04
} | MaximumArchiveDays=90 | DesiredRemainingSpace=500,8982,ONS_GOSTSM_500_PM_02!PMU:ST1,,292,8736f6c7-ad41-4b43-b4f6-e684e0d4ad20,GOSTSM_500_PM_02,Gostsm_500_Pm_02,60,1,companyAcronym= | protocolName=IEEE C37.118.2-2011 | vendorAcronym= | vendorDeviceName= | interconnectionName=,,,,10,STTP,Streaming Telemetry Transport Protocol,11,,,,,,GOSTSM_500_PM_02!PMU-ST1,0.0,1.0,Device statistic for Number of data quality errors reported by device during last reporting interval.,0,1,1,,Any,STAT,Statistic,ST,-98.6,37.5,PPA:8982,2021-08-06 18:05:04
} | MaximumArchiveDays=90 | DesiredRemainingSpace=500,8983,ONS_GOSTSM_500_PM_02!PMU:ST2,,292,8736f6c7-ad41-4b43-b4f6-e684e0d4ad20,GOSTSM_500_PM_02,Gostsm_500_Pm_02,60,1,companyAcronym= | protocolName=IEEE C37.118.2-2011 | vendorAcronym= | vendorDeviceName= | interconnectionName=,,,,10,STTP,Streaming Telemetry Transport Protocol,11,,,,,,GOSTSM_500_PM_02!PMU-ST2,0.0,1.0,Device statistic for Number of time quality errors reported by device during last reporting interval.,0,1,1,,Any,STAT,Statistic,ST,-98.6,37.5,PPA:8983,2021-08-06 18:05:04
} | MaximumArchiveDays=90 | DesiredRemainingSpace=500,8984,ONS_GOSTSM_500_PM_02!PMU:ST3,,292,8736f6c7-ad41-4b43-b4f6-e684e0d4ad20,GOSTSM_500_PM_02,Gostsm_500_Pm_02,60,1,companyAcronym= | protocolName=IEEE C37.118.2-2011 | vendorAcronym= | vendorDeviceName= | interconnectionName=,,,,10,STTP,Streaming Telemetry Transport Protocol,11,,,,,,GOSTSM_500_PM_02!PMU-ST3,0.0,1.0,Device statistic for Number of device errors reported by device during last reporting interval.,0,1,1,,Any,STAT,Statistic,ST,-98.6,37.5,PPA:8984,2021-08-06 18:05:04
} | MaximumArchiveDays=90 | DesiredRemainingSpace=500,8985,ONS_GOSTSM_500_PM_02!PMU:ST4,,292,8736f6c7-ad41-4b43-b4f6-e684e0d4ad20,GOSTSM_500_PM_02,Gostsm_500_Pm_02,60,1,companyAcronym= | protocolName=IEEE C37.118.2-2011 | vendorAcronym= | vendorDeviceName= | interconnectionName=,,,,10,STTP,Streaming Telemetry Transport Protocol,11,,,,,,GOSTSM_500_PM_02!PMU-ST4,0.0,1.0,Device statistic for Number of measurements received from device during last reporting interval.,0,1,1,,Any,STAT,Statistic,ST,-98.6,37.5,PPA:8985,2021-08-06 18:05:04
} | MaximumArchiveDays=90 | DesiredRemainingSpace=500,8986,ONS_GOSTSM_500_PM_02!PMU:ST5,,292,8736f6c7-ad41-4b43-b4f6-e684e0d4ad20,GOSTSM_500_PM_02,Gostsm_500_Pm_02,60,1,companyAcronym= | protocolName=IEEE C37.118.2-2011 | vendorAcronym= | vendorDeviceName= | interconnectionName=,,,,10,STTP,Streaming Telemetry Transport Protocol,11,,,,,,GOSTSM_500_PM_02!PMU-ST5,0.0,1.0,Device statistic for Expected number of measurements received from device during last reporting interval.,0,1,1,,Any,STAT,Statistic,ST,-98.6,37.5,PPA:8986,2021-08-06 18:05:04
} | MaximumArchiveDays=90 | DesiredRemainingSpace=500,8987,ONS_GOSTSM_500_PM_02!PMU:ST6,,292,8736f6c7-ad41-4b43-b4f6-e684e0d4ad20,GOSTSM_500_PM_02,Gostsm_500_Pm_02,60,1,companyAcronym= | protocolName=IEEE C37.118.2-2011 | vendorAcronym= | vendorDeviceName= | interconnectionName=,,,,10,STTP,Streaming Telemetry Transport Protocol,11,,,,,,GOSTSM_500_PM_02!PMU-ST6,0.0,1.0,Device statistic for Number of measurements received while device was reporting errors during last reporting interval.,0,1,1,,Any,STAT,Statistic,ST,-98.6,37.5,PPA:8987,2021-08-06 18:05:04
} | MaximumArchiveDays=90 | DesiredRemainingSpace=500,8988,ONS_GOSTSM_500_PM_02!PMU:ST7,,292,8736f6c7-ad41-4b43-b4f6-e684e0d4ad20,GOSTSM_500_PM_02,Gostsm_500_Pm_02,60,1,companyAcronym= | protocolName=IEEE C37.118.2-2011 | vendorAcronym= | vendorDeviceName= | interconnectionName=,,,,10,STTP,Streaming Telemetry Transport Protocol,11,,,,,,GOSTSM_500_PM_02!PMU-ST7,0.0,1.0,Device statistic for Number of defined measurements (per frame) from device during last reporting interval.,0,1,1,,Any,STAT,Statistic,ST,-98.6,37.5,PPA:8988,2021-08-06 18:05:04
} | MaximumArchiveDays=90 | DesiredRemainingSpace=500,8989,ONS_GOSTSM_500_PM_03!PMU:ST1,,293,8736f6c7-ad41-4b43-b4f6-e684e0d4ad20,GOSTSM_500_PM_03,Gostsm_500_Pm_03,60,1,companyAcronym= | protocolName=IEEE C37.118.2-2011 | vendorAcronym= | vendorDeviceName= | interconnectionName=,,,,10,STTP,Streaming Telemetry Transport Protocol,11,,,,,,GOSTSM_500_PM_03!PMU-ST1,0.0,1.0,Device statistic for Number of data quality errors reported by device during last reporting interval.,0,1,1,,Any,STAT,Statistic,ST,-98.6,37.5,PPA:8989,2021-08-06 18:05:04
} | MaximumArchiveDays=90 | DesiredRemainingSpace=500,8990,ONS_GOSTSM_500_PM_03!PMU:ST2,,293,8736f6c7-ad41-4b43-b4f6-e684e0d4ad20,GOSTSM_500_PM_03,Gostsm_500_Pm_03,60,1,companyAcronym= | protocolName=IEEE C37.118.2-2011 | vendorAcronym= | vendorDeviceName= | interconnectionName=,,,,10,STTP,Streaming Telemetry Transport Protocol,11,,,,,,GOSTSM_500_PM_03!PMU-ST2,0.0,1.0,Device statistic for Number of time quality errors reported by device during last reporting interval.,0,1,1,,Any,STAT,Statistic,ST,-98.6,37.5,PPA:8990,2021-08-06 18:05:04
} | MaximumArchiveDays=90 | DesiredRemainingSpace=500,8991,ONS_GOSTSM_500_PM_03!PMU:ST3,,293,8736f6c7-ad41-4b43-b4f6-e684e0d4ad20,GOSTSM_500_PM_03,Gostsm_500_Pm_03,60,1,companyAcronym= | protocolName=IEEE C37.118.2-2011 | vendorAcronym= | vendorDeviceName= | interconnectionName=,,,,10,STTP,Streaming Telemetry Transport Protocol,11,,,,,,GOSTSM_500_PM_03!PMU-ST3,0.0,1.0,Device statistic for Number of device errors reported by device during last reporting interval.,0,1,1,,Any,STAT,Statistic,ST,-98.6,37.5,PPA:8991,2021-08-06 18:05:04
} | MaximumArchiveDays=90 | DesiredRemainingSpace=500,8992,ONS_GOSTSM_500_PM_03!PMU:ST4,,293,8736f6c7-ad41-4b43-b4f6-e684e0d4ad20,GOSTSM_500_PM_03,Gostsm_500_Pm_03,60,1,companyAcronym= | protocolName=IEEE C37.118.2-2011 | vendorAcronym= | vendorDeviceName= | interconnectionName=,,,,10,STTP,Streaming Telemetry Transport Protocol,11,,,,,,GOSTSM_500_PM_03!PMU-ST4,0.0,1.0,Device statistic for Number of measurements received from device during last reporting interval.,0,1,1,,Any,STAT,Statistic,ST,-98.6,37.5,PPA:8992,2021-08-06 18:05:04
} | MaximumArchiveDays=90 | DesiredRemainingSpace=500,8993,ONS_GOSTSM_500_PM_03!PMU:ST5,,293,8736f6c7-ad41-4b43-b4f6-e684e0d4ad20,GOSTSM_500_PM_03,Gostsm_500_Pm_03,60,1,companyAcronym= | protocolName=IEEE C37.118.2-2011 | vendorAcronym= | vendorDeviceName= | interconnectionName=,,,,10,STTP,Streaming Telemetry Transport Protocol,11,,,,,,GOSTSM_500_PM_03!PMU-ST5,0.0,1.0,Device statistic for Expected number of measurements received from device during last reporting interval.,0,1,1,,Any,STAT,Statistic,ST,-98.6,37.5,PPA:8993,2021-08-06 18:05:04
} | MaximumArchiveDays=90 | DesiredRemainingSpace=500,8994,ONS_GOSTSM_500_PM_03!PMU:ST6,,293,8736f6c7-ad41-4b43-b4f6-e684e0d4ad20,GOSTSM_500_PM_03,Gostsm_500_Pm_03,60,1,companyAcronym= | protocolName=IEEE C37.118.2-2011 | vendorAcronym= | vendorDeviceName= | interconnectionName=,,,,10,STTP,Streaming Telemetry Transport Protocol,11,,,,,,GOSTSM_500_PM_03!PMU-ST6,0.0,1.0,Device statistic for Number of measurements received while device was reporting errors during last reporting interval.,0,1,1,,Any,STAT,Statistic,ST,-98.6,37.5,PPA:8994,2021-08-06 18:05:04
} | MaximumArchiveDays=90 | DesiredRemainingSpace=500,8995,ONS_GOSTSM_500_PM_03!PMU:ST7,,293,8736f6c7-ad41-4b43-b4f6-e684e0d4ad20,GOSTSM_500_PM_03,Gostsm_500_Pm_03,60,1,companyAcronym= | protocolName=IEEE C37.118.2-2011 | vendorAcronym= | vendorDeviceName= | interconnectionName=,,,,10,STTP,Streaming Telemetry Transport Protocol,11,,,,,,GOSTSM_500_PM_03!PMU-ST7,0.0,1.0,Device statistic for Number of defined measurements (per frame) from device during last reporting interval.,0,1,1,,Any,STAT,Statistic,ST,-98.6,37.5,PPA:8995,2021-08-06 18:05:04
} | MaximumArchiveDays=90 | DesiredRemainingSpace=500,8996,ONS_GOSTSM_500_PM_04!PMU:ST1,,294,8736f6c7-ad41-4b43-b4f6-e684e0d4ad20,GOSTSM_500_PM_04,Gostsm_500_Pm_04,60,1,companyAcronym= | protocolName=IEEE C37.118.2-2011 | vendorAcronym= | vendorDeviceName= | interconnectionName=,,,,10,STTP,Streaming Telemetry Transport Protocol,11,,,,,,GOSTSM_500_PM_04!PMU-ST1,0.0,1.0,Device statistic for Number of data quality errors reported by device during last reporting interval.,0,1,1,,Any,STAT,Statistic,ST,-98.6,37.5,PPA:8996,2021-08-06 18:05:04
} | MaximumArchiveDays=90 | DesiredRemainingSpace=500,8997,ONS_GOSTSM_500_PM_04!PMU:ST2,,294,8736f6c7-ad41-4b43-b4f6-e684e0d4ad20,GOSTSM_500_PM_04,Gostsm_500_Pm_04,60,1,companyAcronym= | protocolName=IEEE C37.118.2-2011 | vendorAcronym= | vendorDeviceName= | interconnectionName=,,,,10,STTP,Streaming Telemetry Transport Protocol,11,,,,,,GOSTSM_500_PM_04!PMU-ST2,0.0,1.0,Device statistic for Number of time quality errors reported by device during last reporting interval.,0,1,1,,Any,STAT,Statistic,ST,-98.6,37.5,PPA:8997,2021-08-06 18:05:04
} | MaximumArchiveDays=90 | DesiredRemainingSpace=500,8998,ONS_GOSTSM_500_PM_04!PMU:ST3,,294,8736f6c7-ad41-4b43-b4f6-e684e0d4ad20,GOSTSM_500_PM_04,Gostsm_500_Pm_04,60,1,companyAcronym= | protocolName=IEEE C37.118.2-2011 | vendorAcronym= | vendorDeviceName= | interconnectionName=,,,,10,STTP,Streaming Telemetry Transport Protocol,11,,,,,,GOSTSM_500_PM_04!PMU-ST3,0.0,1.0,Device statistic for Number of device errors reported by device during last reporting interval.,0,1,1,,Any,STAT,Statistic,ST,-98.6,37.5,PPA:8998,2021-08-06 18:05:04
} | MaximumArchiveDays=90 | DesiredRemainingSpace=500,8999,ONS_GOSTSM_500_PM_04!PMU:ST4,,294,8736f6c7-ad41-4b43-b4f6-e684e0d4ad20,GOSTSM_500_PM_04,Gostsm_500_Pm_04,60,1,companyAcronym= | protocolName=IEEE C37.118.2-2011 | vendorAcronym= | vendorDeviceName= | interconnectionName=,,,,10,STTP,Streaming Telemetry Transport Protocol,11,,,,,,GOSTSM_500_PM_04!PMU-ST4,0.0,1.0,Device statistic for Number of measurements received from device during last reporting interval.,0,1,1,,Any,STAT,Statistic,ST,-98.6,37.5,PPA:8999,2021-08-06 18:05:04
} | MaximumArchiveDays=90 | DesiredRemainingSpace=500,9000,ONS_GOSTSM_500_PM_04!PMU:ST5,,294,8736f6c7-ad41-4b43-b4f6-e684e0d4ad20,GOSTSM_500_PM_04,Gostsm_500_Pm_04,60,1,companyAcronym= | protocolName=IEEE C37.118.2-2011 | vendorAcronym= | vendorDeviceName= | interconnectionName=,,,,10,STTP,Streaming Telemetry Transport Protocol,11,,,,,,GOSTSM_500_PM_04!PMU-ST5,0.0,1.0,Device statistic for Expected number of measurements received from device during last reporting interval.,0,1,1,,Any,STAT,Statistic,ST,-98.6,37.5,PPA:9000,2021-08-06 18:05:04
} | MaximumArchiveDays=90 | DesiredRemainingSpace=500,9001,ONS_GOSTSM_500_PM_04!PMU:ST6,,294,8736f6c7-ad41-4b43-b4f6-e684e0d4ad20,GOSTSM_500_PM_04,Gostsm_500_Pm_04,60,1,companyAcronym= | protocolName=IEEE C37.118.2-2011 | vendorAcronym= | vendorDeviceName= | interconnectionName=,,,,10,STTP,Streaming Telemetry Transport Protocol,11,,,,,,GOSTSM_500_PM_04!PMU-ST6,0.0,1.0,Device statistic for Number of measurements received while device was reporting errors during last reporting interval.,0,1,1,,Any,STAT,Statistic,ST,-98.6,37.5,PPA:9001,2021-08-06 18:05:04
} | MaximumArchiveDays=90 | DesiredRemainingSpace=500,9002,ONS_GOSTSM_500_PM_04!PMU:ST7,,294,8736f6c7-ad41-4b43-b4f6-e684e0d4ad20,GOSTSM_500_PM_04,Gostsm_500_Pm_04,60,1,companyAcronym= | protocolName=IEEE C37.118.2-2011 | vendorAcronym= | vendorDeviceName= | interconnectionName=,,,,10,STTP,Streaming Telemetry Transport Protocol,11,,,,,,GOSTSM_500_PM_04!PMU-ST7,0.0,1.0,Device statistic for Number of defined measurements (per frame) from device during last reporting interval.,0,1,1,,Any,STAT,Statistic,ST,-98.6,37.5,PPA:9002,2021-08-06 18:05:04
} | MaximumArchiveDays=90 | DesiredRemainingSpace=500,9003,ONS_GOSTSM_500_PM_05!PMU:ST1,,295,8736f6c7-ad41-4b43-b4f6-e684e0d4ad20,GOSTSM_500_PM_05,Gostsm_500_Pm_05,60,1,companyAcronym= | protocolName=IEEE C37.118.2-2011 | vendorAcronym= | vendorDeviceName= | interconnectionName=,,,,10,STTP,Streaming Telemetry Transport Protocol,11,,,,,,GOSTSM_500_PM_05!PMU-ST1,0.0,1.0,Device statistic for Number of data quality errors reported by device during last reporting interval.,0,1,1,,Any,STAT,Statistic,ST,-98.6,37.5,PPA:9003,2021-08-06 18:05:04
} | MaximumArchiveDays=90 | DesiredRemainingSpace=500,9004,ONS_GOSTSM_500_PM_05!PMU:ST2,,295,8736f6c7-ad41-4b43-b4f6-e684e0d4ad20,GOSTSM_500_PM_05,Gostsm_500_Pm_05,60,1,companyAcronym= | protocolName=IEEE C37.118.2-2011 | vendorAcronym= | vendorDeviceName= | interconnectionName=,,,,10,STTP,Streaming Telemetry Transport Protocol,11,,,,,,GOSTSM_500_PM_05!PMU-ST2,0.0,1.0,Device statistic for Number of time quality errors reported by device during last reporting interval.,0,1,1,,Any,STAT,Statistic,ST,-98.6,37.5,PPA:9004,2021-08-06 18:05:04
} | MaximumArchiveDays=90 | DesiredRemainingSpace=500,9005,ONS_GOSTSM_500_PM_05!PMU:ST3,,295,8736f6c7-ad41-4b43-b4f6-e684e0d4ad20,GOSTSM_500_PM_05,Gostsm_500_Pm_05,60,1,companyAcronym= | protocolName=IEEE C37.118.2-2011 | vendorAcronym= | vendorDeviceName= | interconnectionName=,,,,10,STTP,Streaming Telemetry Transport Protocol,11,,,,,,GOSTSM_500_PM_05!PMU-ST3,0.0,1.0,Device statistic for Number of device errors reported by device during last reporting interval.,0,1,1,,Any,STAT,Statistic,ST,-98.6,37.5,PPA:9005,2021-08-06 18:05:04
} | MaximumArchiveDays=90 | DesiredRemainingSpace=500,9006,ONS_GOSTSM_500_PM_05!PMU:ST4,,295,8736f6c7-ad41-4b43-b4f6-e684e0d4ad20,GOSTSM_500_PM_05,Gostsm_500_Pm_05,60,1,companyAcronym= | protocolName=IEEE C37.118.2-2011 | vendorAcronym= | vendorDeviceName= | interconnectionName=,,,,10,STTP,Streaming Telemetry Transport Protocol,11,,,,,,GOSTSM_500_PM_05!PMU-ST4,0.0,1.0,Device statistic for Number of measurements received from device during last reporting interval.,0,1,1,,Any,STAT,Statistic,ST,-98.6,37.5,PPA:9006,2021-08-06 18:05:04
} | MaximumArchiveDays=90 | DesiredRemainingSpace=500,9007,ONS_GOSTSM_500_PM_05!PMU:ST5,,295,8736f6c7-ad41-4b43-b4f6-e684e0d4ad20,GOSTSM_500_PM_05,Gostsm_500_Pm_05,60,1,companyAcronym= | protocolName=IEEE C37.118.2-2011 | vendorAcronym= | vendorDeviceName= | interconnectionName=,,,,10,STTP,Streaming Telemetry Transport Protocol,11,,,,,,GOSTSM_500_PM_05!PMU-ST5,0.0,1.0,Device statistic for Expected number of measurements received from device during last reporting interval.,0,1,1,,Any,STAT,Statistic,ST,-98.6,37.5,PPA:9007,2021-08-06 18:05:04
} | MaximumArchiveDays=90 | DesiredRemainingSpace=500,9008,ONS_GOSTSM_500_PM_05!PMU:ST6,,295,8736f6c7-ad41-4b43-b4f6-e684e0d4ad20,GOSTSM_500_PM_05,Gostsm_500_Pm_05,60,1,companyAcronym= | protocolName=IEEE C37.118.2-2011 | vendorAcronym= | vendorDeviceName= | interconnectionName=,,,,10,STTP,Streaming Telemetry Transport Protocol,11,,,,,,GOSTSM_500_PM_05!PMU-ST6,0.0,1.0,Device statistic for Number of measurements received while device was reporting errors during last reporting interval.,0,1,1,,Any,STAT,Statistic,ST,-98.6,37.5,PPA:9008,2021-08-06 18:05:04
} | MaximumArchiveDays=90 | DesiredRemainingSpace=500,9009,ONS_GOSTSM_500_PM_05!PMU:ST7,,295,8736f6c7-ad41-4b43-b4f6-e684e0d4ad20,GOSTSM_500_PM_05,Gostsm_500_Pm_05,60,1,companyAcronym= | protocolName=IEEE C37.118.2-2011 | vendorAcronym= | vendorDeviceName= | interconnectionName=,,,,10,STTP,Streaming Telemetry Transport Protocol,11,,,,,,GOSTSM_500_PM_05!PMU-ST7,0.0,1.0,Device statistic for Number of defined measurements (per frame) from device during last reporting interval.,0,1,1,,Any,STAT,Statistic,ST,-98.6,37.5,PPA:9009,2021-08-06 18:05:04
} | MaximumArchiveDays=90 | DesiredRemainingSpace=500,9010,ONS_MGUSIM_500_PM_07!PMU:ST1,,296,8736f6c7-ad41-4b43-b4f6-e684e0d4ad20,MGUSIM_500_PM_07,Mgusim_500_Pm_07,60,1,companyAcronym= | protocolName=IEEE C37.118.2-2011 | vendorAcronym= | vendorDeviceName= | interconnectionName=,,,,10,STTP,Streaming Telemetry Transport Protocol,11,,,,,,MGUSIM_500_PM_07!PMU-ST1,0.0,1.0,Device statistic for Number of data quality errors reported by device during last reporting interval.,0,1,1,,Any,STAT,Statistic,ST,-98.6,37.5,PPA:9010,2021-08-06 18:05:04
} | MaximumArchiveDays=90 | DesiredRemainingSpace=500,9011,ONS_MGUSIM_500_PM_07!PMU:ST2,,296,8736f6c7-ad41-4b43-b4f6-e684e0d4ad20,MGUSIM_500_PM_07,Mgusim_500_Pm_07,60,1,companyAcronym= | protocolName=IEEE C37.118.2-2011 | vendorAcronym= | vendorDeviceName= | interconnectionName=,,,,10,STTP,Streaming Telemetry Transport Protocol,11,,,,,,MGUSIM_500_PM_07!PMU-ST2,0.0,1.0,Device statistic for Number of time quality errors reported by device during last reporting interval.,0,1,1,,Any,STAT,Statistic,ST,-98.6,37.5,PPA:9011,2021-08-06 18:05:04
} | MaximumArchiveDays=90 | DesiredRemainingSpace=500,9012,ONS_MGUSIM_500_PM_07!PMU:ST3,,296,8736f6c7-ad41-4b43-b4f6-e684e0d4ad20,MGUSIM_500_PM_07,Mgusim_500_Pm_07,60,1,companyAcronym= | protocolName=IEEE C37.118.2-2011 | vendorAcronym= | vendorDeviceName= | interconnectionName=,,,,10,STTP,Streaming Telemetry Transport Protocol,11,,,,,,MGUSIM_500_PM_07!PMU-ST3,0.0,1.0,Device statistic for Number of device errors reported by device during last reporting interval.,0,1,1,,Any,STAT,Statistic,ST,-98.6,37.5,PPA:9012,2021-08-06 18:05:04
} | MaximumArchiveDays=90 | DesiredRemainingSpace=500,9013,ONS_MGUSIM_500_PM_07!PMU:ST4,,296,8736f6c7-ad41-4b43-b4f6-e684e0d4ad20,MGUSIM_500_PM_07,Mgusim_500_Pm_07,60,1,companyAcronym= | protocolName=IEEE C37.118.2-2011 | vendorAcronym= | vendorDeviceName= | interconnectionName=,,,,10,STTP,Streaming Telemetry Transport Protocol,11,,,,,,MGUSIM_500_PM_07!PMU-ST4,0.0,1.0,Device statistic for Number of measurements received from device during last reporting interval.,0,1,1,,Any,STAT,Statistic,ST,-98.6,37.5,PPA:9013,2021-08-06 18:05:04
} | MaximumArchiveDays=90 | DesiredRemainingSpace=500,9014,ONS_MGUSIM_500_PM_07!PMU:ST5,,296,8736f6c7-ad41-4b43-b4f6-e684e0d4ad20,MGUSIM_500_PM_07,Mgusim_500_Pm_07,60,1,companyAcronym= | protocolName=IEEE C37.118.2-2011 | vendorAcronym= | vendorDeviceName= | interconnectionName=,,,,10,STTP,Streaming Telemetry Transport Protocol,11,,,,,,MGUSIM_500_PM_07!PMU-ST5,0.0,1.0,Device statistic for Expected number of measurements received from device during last reporting interval.,0,1,1,,Any,STAT,Statistic,ST,-98.6,37.5,PPA:9014,2021-08-06 18:05:04
} | MaximumArchiveDays=90 | DesiredRemainingSpace=500,9015,ONS_MGUSIM_500_PM_07!PMU:ST6,,296,8736f6c7-ad41-4b43-b4f6-e684e0d4ad20,MGUSIM_500_PM_07,Mgusim_500_Pm_07,60,1,companyAcronym= | protocolName=IEEE C37.118.2-2011 | vendorAcronym= | vendorDeviceName= | interconnectionName=,,,,10,STTP,Streaming Telemetry Transport Protocol,11,,,,,,MGUSIM_500_PM_07!PMU-ST6,0.0,1.0,Device statistic for Number of measurements received while device was reporting errors during last reporting interval.,0,1,1,,Any,STAT,Statistic,ST,-98.6,37.5,PPA:9015,2021-08-06 18:05:04
} | MaximumArchiveDays=90 | DesiredRemainingSpace=500,9016,ONS_MGUSIM_500_PM_07!PMU:ST7,,296,8736f6c7-ad41-4b43-b4f6-e684e0d4ad20,MGUSIM_500_PM_07,Mgusim_500_Pm_07,60,1,companyAcronym= | protocolName=IEEE C37.118.2-2011 | vendorAcronym= | vendorDeviceName= | interconnectionName=,,,,10,STTP,Streaming Telemetry Transport Protocol,11,,,,,,MGUSIM_500_PM_07!PMU-ST7,0.0,1.0,Device statistic for Number of defined measurements (per frame) from device during last reporting interval.,0,1,1,,Any,STAT,Statistic,ST,-98.6,37.5,PPA:9016,2021-08-06 18:05:04
} | MaximumArchiveDays=90 | DesiredRemainingSpace=500,9017,ONS_MGUSIM_500_PM_08!PMU:ST1,,297,8736f6c7-ad41-4b43-b4f6-e684e0d4ad20,MGUSIM_500_PM_08,Mgusim_500_Pm_08,60,1,companyAcronym= | protocolName=IEEE C37.118.2-2011 | vendorAcronym= | vendorDeviceName= | interconnectionName=,,,,10,STTP,Streaming Telemetry Transport Protocol,11,,,,,,MGUSIM_500_PM_08!PMU-ST1,0.0,1.0,Device statistic for Number of data quality errors reported by device during last reporting interval.,0,1,1,,Any,STAT,Statistic,ST,-98.6,37.5,PPA:9017,2021-08-06 18:05:04
} | MaximumArchiveDays=90 | DesiredRemainingSpace=500,9018,ONS_MGUSIM_500_PM_08!PMU:ST2,,297,8736f6c7-ad41-4b43-b4f6-e684e0d4ad20,MGUSIM_500_PM_08,Mgusim_500_Pm_08,60,1,companyAcronym= | protocolName=IEEE C37.118.2-2011 | vendorAcronym= | vendorDeviceName= | interconnectionName=,,,,10,STTP,Streaming Telemetry Transport Protocol,11,,,,,,MGUSIM_500_PM_08!PMU-ST2,0.0,1.0,Device statistic for Number of time quality errors reported by device during last reporting interval.,0,1,1,,Any,STAT,Statistic,ST,-98.6,37.5,PPA:9018,2021-08-06 18:05:04
} | MaximumArchiveDays=90 | DesiredRemainingSpace=500,9019,ONS_MGUSIM_500_PM_08!PMU:ST3,,297,8736f6c7-ad41-4b43-b4f6-e684e0d4ad20,MGUSIM_500_PM_08,Mgusim_500_Pm_08,60,1,companyAcronym= | protocolName=IEEE C37.118.2-2011 | vendorAcronym= | vendorDeviceName= | interconnectionName=,,,,10,STTP,Streaming Telemetry Transport Protocol,11,,,,,,MGUSIM_500_PM_08!PMU-ST3,0.0,1.0,Device statistic for Number of device errors reported by device during last reporting interval.,0,1,1,,Any,STAT,Statistic,ST,-98.6,37.5,PPA:9019,2021-08-06 18:05:04
} | MaximumArchiveDays=90 | DesiredRemainingSpace=500,9020,ONS_MGUSIM_500_PM_08!PMU:ST4,,297,8736f6c7-ad41-4b43-b4f6-e684e0d4ad20,MGUSIM_500_PM_08,Mgusim_500_Pm_08,60,1,companyAcronym= | protocolName=IEEE C37.118.2-2011 | vendorAcronym= | vendorDeviceName= | interconnectionName=,,,,10,STTP,Streaming Telemetry Transport Protocol,11,,,,,,MGUSIM_500_PM_08!PMU-ST4,0.0,1.0,Device statistic for Number of measurements received from device during last reporting interval.,0,1,1,,Any,STAT,Statistic,ST,-98.6,37.5,PPA:9020,2021-08-06 18:05:04
} | MaximumArchiveDays=90 | DesiredRemainingSpace=500,9021,ONS_MGUSIM_500_PM_08!PMU:ST5,,297,8736f6c7-ad41-4b43-b4f6-e684e0d4ad20,MGUSIM_500_PM_08,Mgusim_500_Pm_08,60,1,companyAcronym= | protocolName=IEEE C37.118.2-2011 | vendorAcronym= | vendorDeviceName= | interconnectionName=,,,,10,STTP,Streaming Telemetry Transport Protocol,11,,,,,,MGUSIM_500_PM_08!PMU-ST5,0.0,1.0,Device statistic for Expected number of measurements received from device during last reporting interval.,0,1,1,,Any,STAT,Statistic,ST,-98.6,37.5,PPA:9021,2021-08-06 18:05:04
} | MaximumArchiveDays=90 | DesiredRemainingSpace=500,9022,ONS_MGUSIM_500_PM_08!PMU:ST6,,297,8736f6c7-ad41-4b43-b4f6-e684e0d4ad20,MGUSIM_500_PM_08,Mgusim_500_Pm_08,60,1,companyAcronym= | protocolName=IEEE C37.118.2-2011 | vendorAcronym= | vendorDeviceName= | interconnectionName=,,,,10,STTP,Streaming Telemetry Transport Protocol,11,,,,,,MGUSIM_500_PM_08!PMU-ST6,0.0,1.0,Device statistic for Number of measurements received while device was reporting errors during last reporting interval.,0,1,1,,Any,STAT,Statistic,ST,-98.6,37.5,PPA:9022,2021-08-06 18:05:04
} | MaximumArchiveDays=90 | DesiredRemainingSpace=500,9023,ONS_MGUSIM_500_PM_08!PMU:ST7,,297,8736f6c7-ad41-4b43-b4f6-e684e0d4ad20,MGUSIM_500_PM_08,Mgusim_500_Pm_08,60,1,companyAcronym= | protocolName=IEEE C37.118.2-2011 | vendorAcronym= | vendorDeviceName= | interconnectionName=,,,,10,STTP,Streaming Telemetry Transport Protocol,11,,,,,,MGUSIM_500_PM_08!PMU-ST7,0.0,1.0,Device statistic for Number of defined measurements (per frame) from device during last reporting interval.,0,1,1,,Any,STAT,Statistic,ST,-98.6,37.5,PPA:9023,2021-08-06 18:05:04
} | MaximumArchiveDays=90 | DesiredRemainingSpace=500,9024,ONS_RJSTAN_500_PM_01!PMU:ST1,,298,8736f6c7-ad41-4b43-b4f6-e684e0d4ad20,RJSTAN_500_PM_01,Rjstan_500_Pm_01,60,1,companyAcronym= | protocolName=IEEE C37.118.2-2011 | vendorAcronym= | vendorDeviceName= | interconnectionName=,,,,10,STTP,Streaming Telemetry Transport Protocol,11,,,,,,RJSTAN_500_PM_01!PMU-ST1,0.0,1.0,Device statistic for Number of data quality errors reported by device during last reporting interval.,0,1,1,,Any,STAT,Statistic,ST,-98.6,37.5,PPA:9024,2021-08-06 18:05:04
} | MaximumArchiveDays=90 | DesiredRemainingSpace=500,9025,ONS_RJSTAN_500_PM_01!PMU:ST2,,298,8736f6c7-ad41-4b43-b4f6-e684e0d4ad20,RJSTAN_500_PM_01,Rjstan_500_Pm_01,60,1,companyAcronym= | protocolName=IEEE C37.118.2-2011 | vendorAcronym= | vendorDeviceName= | interconnectionName=,,,,10,STTP,Streaming Telemetry Transport Protocol,11,,,,,,RJSTAN_500_PM_01!PMU-ST2,0.0,1.0,Device statistic for Number of time quality errors reported by device during last reporting interval.,0,1,1,,Any,STAT,Statistic,ST,-98.6,37.5,PPA:9025,2021-08-06 18:05:04
} | MaximumArchiveDays=90 | DesiredRemainingSpace=500,9026,ONS_RJSTAN_500_PM_01!PMU:ST3,,298,8736f6c7-ad41-4b43-b4f6-e684e0d4ad20,RJSTAN_500_PM_01,Rjstan_500_Pm_01,60,1,companyAcronym= | protocolName=IEEE C37.118.2-2011 | vendorAcronym= | vendorDeviceName= | interconnectionName=,,,,10,STTP,Streaming Telemetry Transport Protocol,11,,,,,,RJSTAN_500_PM_01!PMU-ST3,0.0,1.0,Device statistic for Number of device errors reported by device during last reporting interval.,0,1,1,,Any,STAT,Statistic,ST,-98.6,37.5,PPA:9026,2021-08-06 18:05:04
} | MaximumArchiveDays=90 | DesiredRemainingSpace=500,9027,ONS_RJSTAN_500_PM_01!PMU:ST4,,298,8736f6c7-ad41-4b43-b4f6-e684e0d4ad20,RJSTAN_500_PM_01,Rjstan_500_Pm_01,60,1,companyAcronym= | protocolName=IEEE C37.118.2-2011 | vendorAcronym= | vendorDeviceName= | interconnectionName=,,,,10,STTP,Streaming Telemetry Transport Protocol,11,,,,,,RJSTAN_500_PM_01!PMU-ST4,0.0,1.0,Device statistic for Number of measurements received from device during last reporting interval.,0,1,1,,Any,STAT,Statistic,ST,-98.6,37.5,PPA:9027,2021-08-06 18:05:04
} | MaximumArchiveDays=90 | DesiredRemainingSpace=500,9028,ONS_RJSTAN_500_PM_01!PMU:ST5,,298,8736f6c7-ad41-4b43-b4f6-e684e0d4ad20,RJSTAN_500_PM_01,Rjstan_500_Pm_01,60,1,companyAcronym= | protocolName=IEEE C37.118.2-2011 | vendorAcronym= | vendorDeviceName= | interconnectionName=,,,,10,STTP,Streaming Telemetry Transport Protocol,11,,,,,,RJSTAN_500_PM_01!PMU-ST5,0.0,1.0,Device statistic for Expected number of measurements received from device during last reporting interval.,0,1,1,,Any,STAT,Statistic,ST,-98.6,37.5,PPA:9028,2021-08-06 18:05:04
} | MaximumArchiveDays=90 | DesiredRemainingSpace=500,9029,ONS_RJSTAN_500_PM_01!PMU:ST6,,298,8736f6c7-ad41-4b43-b4f6-e684e0d4ad20,RJSTAN_500_PM_01,Rjstan_500_Pm_01,60,1,companyAcronym= | protocolName=IEEE C37.118.2-2011 | vendorAcronym= | vendorDeviceName= | interconnectionName=,,,,10,STTP,Streaming Telemetry Transport Protocol,11,,,,,,RJSTAN_500_PM_01!PMU-ST6,0.0,1.0,Device statistic for Number of measurements received while device was reporting errors during last reporting interval.,0,1,1,,Any,STAT,Statistic,ST,-98.6,37.5,PPA:9029,2021-08-06 18:05:04
} | MaximumArchiveDays=90 | DesiredRemainingSpace=500,9030,ONS_RJSTAN_500_PM_01!PMU:ST7,,298,8736f6c7-ad41-4b43-b4f6-e684e0d4ad20,RJSTAN_500_PM_01,Rjstan_500_Pm_01,60,1,companyAcronym= | protocolName=IEEE C37.118.2-2011 | vendorAcronym= | vendorDeviceName= | interconnectionName=,,,,10,STTP,Streaming Telemetry Transport Protocol,11,,,,,,RJSTAN_500_PM_01!PMU-ST7,0.0,1.0,Device statistic for Number of defined measurements (per frame) from device during last reporting interval.,0,1,1,,Any,STAT,Statistic,ST,-98.6,37.5,PPA:9030,2021-08-06 18:05:04
} | MaximumArchiveDays=90 | DesiredRemainingSpace=500,9031,ONS_RJSTAN_500_PM_02!PMU:ST1,,299,8736f6c7-ad41-4b43-b4f6-e684e0d4ad20,RJSTAN_500_PM_02,Rjstan_500_Pm_02,60,1,companyAcronym= | protocolName=IEEE C37.118.2-2011 | vendorAcronym= | vendorDeviceName= | interconnectionName=,,,,10,STTP,Streaming Telemetry Transport Protocol,11,,,,,,RJSTAN_500_PM_02!PMU-ST1,0.0,1.0,Device statistic for Number of data quality errors reported by device during last reporting interval.,0,1,1,,Any,STAT,Statistic,ST,-98.6,37.5,PPA:9031,2021-08-06 18:05:04
} | MaximumArchiveDays=90 | DesiredRemainingSpace=500,9032,ONS_RJSTAN_500_PM_02!PMU:ST2,,299,8736f6c7-ad41-4b43-b4f6-e684e0d4ad20,RJSTAN_500_PM_02,Rjstan_500_Pm_02,60,1,companyAcronym= | protocolName=IEEE C37.118.2-2011 | vendorAcronym= | vendorDeviceName= | interconnectionName=,,,,10,STTP,Streaming Telemetry Transport Protocol,11,,,,,,RJSTAN_500_PM_02!PMU-ST2,0.0,1.0,Device statistic for Number of time quality errors reported by device during last reporting interval.,0,1,1,,Any,STAT,Statistic,ST,-98.6,37.5,PPA:9032,2021-08-06 18:05:04
} | MaximumArchiveDays=90 | DesiredRemainingSpace=500,9033,ONS_RJSTAN_500_PM_02!PMU:ST3,,299,8736f6c7-ad41-4b43-b4f6-e684e0d4ad20,RJSTAN_500_PM_02,Rjstan_500_Pm_02,60,1,companyAcronym= | protocolName=IEEE C37.118.2-2011 | vendorAcronym= | vendorDeviceName= | interconnectionName=,,,,10,STTP,Streaming Telemetry Transport Protocol,11,,,,,,RJSTAN_500_PM_02!PMU-ST3,0.0,1.0,Device statistic for Number of device errors reported by device during last reporting interval.,0,1,1,,Any,STAT,Statistic,ST,-98.6,37.5,PPA:9033,2021-08-06 18:05:04
} | MaximumArchiveDays=90 | DesiredRemainingSpace=500,9034,ONS_RJSTAN_500_PM_02!PMU:ST4,,299,8736f6c7-ad41-4b43-b4f6-e684e0d4ad20,RJSTAN_500_PM_02,Rjstan_500_Pm_02,60,1,companyAcronym= | protocolName=IEEE C37.118.2-2011 | vendorAcronym= | vendorDeviceName= | interconnectionName=,,,,10,STTP,Streaming Telemetry Transport Protocol,11,,,,,,RJSTAN_500_PM_02!PMU-ST4,0.0,1.0,Device statistic for Number of measurements received from device during last reporting interval.,0,1,1,,Any,STAT,Statistic,ST,-98.6,37.5,PPA:9034,2021-08-06 18:05:04
} | MaximumArchiveDays=90 | DesiredRemainingSpace=500,9035,ONS_RJSTAN_500_PM_02!PMU:ST5,,299,8736f6c7-ad41-4b43-b4f6-e684e0d4ad20,RJSTAN_500_PM_02,Rjstan_500_Pm_02,60,1,companyAcronym= | protocolName=IEEE C37.118.2-2011 | vendorAcronym= | vendorDeviceName= | interconnectionName=,,,,10,STTP,Streaming Telemetry Transport Protocol,11,,,,,,RJSTAN_500_PM_02!PMU-ST5,0.0,1.0,Device statistic for Expected number of measurements received from device during last reporting interval.,0,1,1,,Any,STAT,Statistic,ST,-98.6,37.5,PPA:9035,2021-08-06 18:05:04
} | MaximumArchiveDays=90 | DesiredRemainingSpace=500,9036,ONS_RJSTAN_500_PM_02!PMU:ST6,,299,8736f6c7-ad41-4b43-b4f6-e684e0d4ad20,RJSTAN_500_PM_02,Rjstan_500_Pm_02,60,1,companyAcronym= | protocolName=IEEE C37.118.2-2011 | vendorAcronym= | vendorDeviceName= | interconnectionName=,,,,10,STTP,Streaming Telemetry Transport Protocol,11,,,,,,RJSTAN_500_PM_02!PMU-ST6,0.0,1.0,Device statistic for Number of measurements received while device was reporting errors during last reporting interval.,0,1,1,,Any,STAT,Statistic,ST,-98.6,37.5,PPA:9036,2021-08-06 18:05:04
} | MaximumArchiveDays=90 | DesiredRemainingSpace=500,9037,ONS_RJSTAN_500_PM_02!PMU:ST7,,299,8736f6c7-ad41-4b43-b4f6-e684e0d4ad20,RJSTAN_500_PM_02,Rjstan_500_Pm_02,60,1,companyAcronym= | protocolName=IEEE C37.118.2-2011 | vendorAcronym= | vendorDeviceName= | interconnectionName=,,,,10,STTP,Streaming Telemetry Transport Protocol,11,,,,,,RJSTAN_500_PM_02!PMU-ST7,0.0,1.0,Device statistic for Number of defined measurements (per frame) from device during last reporting interval.,0,1,1,,Any,STAT,Statistic,ST,-98.6,37.5,PPA:9037,2021-08-06 18:05:04
} | MaximumArchiveDays=90 | DesiredRemainingSpace=500,9038,ONS_RJSTAN_500_PM_03!PMU:ST1,,300,8736f6c7-ad41-4b43-b4f6-e684e0d4ad20,RJSTAN_500_PM_03,Rjstan_500_Pm_03,60,1,companyAcronym= | protocolName=IEEE C37.118.2-2011 | vendorAcronym= | vendorDeviceName= | interconnectionName=,,,,10,STTP,Streaming Telemetry Transport Protocol,11,,,,,,RJSTAN_500_PM_03!PMU-ST1,0.0,1.0,Device statistic for Number of data quality errors reported by device during last reporting interval.,0,1,1,,Any,STAT,Statistic,ST,-98.6,37.5,PPA:9038,2021-08-06 18:05:04
} | MaximumArchiveDays=90 | DesiredRemainingSpace=500,9039,ONS_RJSTAN_500_PM_03!PMU:ST2,,300,8736f6c7-ad41-4b43-b4f6-e684e0d4ad20,RJSTAN_500_PM_03,Rjstan_500_Pm_03,60,1,companyAcronym= | protocolName=IEEE C37.118.2-2011 | vendorAcronym= | vendorDeviceName= | interconnectionName=,,,,10,STTP,Streaming Telemetry Transport Protocol,11,,,,,,RJSTAN_500_PM_03!PMU-ST2,0.0,1.0,Device statistic for Number of time quality errors reported by device during last reporting interval.,0,1,1,,Any,STAT,Statistic,ST,-98.6,37.5,PPA:9039,2021-08-06 18:05:04
} | MaximumArchiveDays=90 | DesiredRemainingSpace=500,9040,ONS_RJSTAN_500_PM_03!PMU:ST3,,300,8736f6c7-ad41-4b43-b4f6-e684e0d4ad20,RJSTAN_500_PM_03,Rjstan_500_Pm_03,60,1,companyAcronym= | protocolName=IEEE C37.118.2-2011 | vendorAcronym= | vendorDeviceName= | interconnectionName=,,,,10,STTP,Streaming Telemetry Transport Protocol,11,,,,,,RJSTAN_500_PM_03!PMU-ST3,0.0,1.0,Device statistic for Number of device errors reported by device during last reporting interval.,0,1,1,,Any,STAT,Statistic,ST,-98.6,37.5,PPA:9040,2021-08-06 18:05:04
} | MaximumArchiveDays=90 | DesiredRemainingSpace=500,9041,ONS_RJSTAN_500_PM_03!PMU:ST4,,300,8736f6c7-ad41-4b43-b4f6-e684e0d4ad20,RJSTAN_500_PM_03,Rjstan_500_Pm_03,60,1,companyAcronym= | protocolName=IEEE C37.118.2-2011 | vendorAcronym= | vendorDeviceName= | interconnectionName=,,,,10,STTP,Streaming Telemetry Transport Protocol,11,,,,,,RJSTAN_500_PM_03!PMU-ST4,0.0,1.0,Device statistic for Number of measurements received from device during last reporting interval.,0,1,1,,Any,STAT,Statistic,ST,-98.6,37.5,PPA:9041,2021-08-06 18:05:04
} | MaximumArchiveDays=90 | DesiredRemainingSpace=500,9042,ONS_RJSTAN_500_PM_03!PMU:ST5,,300,8736f6c7-ad41-4b43-b4f6-e684e0d4ad20,RJSTAN_500_PM_03,Rjstan_500_Pm_03,60,1,companyAcronym= | protocolName=IEEE C37.118.2-2011 | vendorAcronym= | vendorDeviceName= | interconnectionName=,,,,10,STTP,Streaming Telemetry Transport Protocol,11,,,,,,RJSTAN_500_PM_03!PMU-ST5,0.0,1.0,Device statistic for Expected number of measurements received from device during last reporting interval.,0,1,1,,Any,STAT,Statistic,ST,-98.6,37.5,PPA:9042,2021-08-06 18:05:04
} | MaximumArchiveDays=90 | DesiredRemainingSpace=500,9043,ONS_RJSTAN_500_PM_03!PMU:ST6,,300,8736f6c7-ad41-4b43-b4f6-e684e0d4ad20,RJSTAN_500_PM_03,Rjstan_500_Pm_03,60,1,companyAcronym= | protocolName=IEEE C37.118.2-2011 | vendorAcronym= | vendorDeviceName= | interconnectionName=,,,,10,STTP,Streaming Telemetry Transport Protocol,11,,,,,,RJSTAN_500_PM_03!PMU-ST6,0.0,1.0,Device statistic for Number of measurements received while device was reporting errors during last reporting interval.,0,1,1,,Any,STAT,Statistic,ST,-98.6,37.5,PPA:9043,2021-08-06 18:05:04
} | MaximumArchiveDays=90 | DesiredRemainingSpace=500,9044,ONS_RJSTAN_500_PM_03!PMU:ST7,,300,8736f6c7-ad41-4b43-b4f6-e684e0d4ad20,RJSTAN_500_PM_03,Rjstan_500_Pm_03,60,1,companyAcronym= | protocolName=IEEE C37.118.2-2011 | vendorAcronym= | vendorDeviceName= | interconnectionName=,,,,10,STTP,Streaming Telemetry Transport Protocol,11,,,,,,RJSTAN_500_PM_03!PMU-ST7,0.0,1.0,Device statistic for Number of defined measurements (per frame) from device during last reporting interval.,0,1,1,,Any,STAT,Statistic,ST,-98.6,37.5,PPA:9044,2021-08-06 18:05:04
} | MaximumArchiveDays=90 | DesiredRemainingSpace=500,9045,ONS_SPSTCH_500_PM_01!PMU:ST1,,301,8736f6c7-ad41-4b43-b4f6-e684e0d4ad20,SPSTCH_500_PM_01,Spstch_500_Pm_01,60,1,companyAcronym= | protocolName=IEEE C37.118.2-2011 | vendorAcronym= | vendorDeviceName= | interconnectionName=,,,,10,STTP,Streaming Telemetry Transport Protocol,11,,,,,,SPSTCH_500_PM_01!PMU-ST1,0.0,1.0,Device statistic for Number of data quality errors reported by device during last reporting interval.,0,1,1,,Any,STAT,Statistic,ST,-98.6,37.5,PPA:9045,2021-08-06 18:05:04
} | MaximumArchiveDays=90 | DesiredRemainingSpace=500,9046,ONS_SPSTCH_500_PM_01!PMU:ST2,,301,8736f6c7-ad41-4b43-b4f6-e684e0d4ad20,SPSTCH_500_PM_01,Spstch_500_Pm_01,60,1,companyAcronym= | protocolName=IEEE C37.118.2-2011 | vendorAcronym= | vendorDeviceName= | interconnectionName=,,,,10,STTP,Streaming Telemetry Transport Protocol,11,,,,,,SPSTCH_500_PM_01!PMU-ST2,0.0,1.0,Device statistic for Number of time quality errors reported by device during last reporting interval.,0,1,1,,Any,STAT,Statistic,ST,-98.6,37.5,PPA:9046,2021-08-06 18:05:04
} | MaximumArchiveDays=90 | DesiredRemainingSpace=500,9047,ONS_SPSTCH_500_PM_01!PMU:ST3,,301,8736f6c7-ad41-4b43-b4f6-e684e0d4ad20,SPSTCH_500_PM_01,Spstch_500_Pm_01,60,1,companyAcronym= | protocolName=IEEE C37.118.2-2011 | vendorAcronym= | vendorDeviceName= | interconnectionName=,,,,10,STTP,Streaming Telemetry Transport Protocol,11,,,,,,SPSTCH_500_PM_01!PMU-ST3,0.0,1.0,Device statistic for Number of device errors reported by device during last reporting interval.,0,1,1,,Any,STAT,Statistic,ST,-98.6,37.5,PPA:9047,2021-08-06 18:05:04
} | MaximumArchiveDays=90 | DesiredRemainingSpace=500,9048,ONS_SPSTCH_500_PM_01!PMU:ST4,,301,8736f6c7-ad41-4b43-b4f6-e684e0d4ad20,SPSTCH_500_PM_01,Spstch_500_Pm_01,60,1,companyAcronym= | protocolName=IEEE C37.118.2-2011 | vendorAcronym= | vendorDeviceName= | interconnectionName=,,,,10,STTP,Streaming Telemetry Transport Protocol,11,,,,,,SPSTCH_500_PM_01!PMU-ST4,0.0,1.0,Device statistic for Number of measurements received from device during last reporting interval.,0,1,1,,Any,STAT,Statistic,ST,-98.6,37.5,PPA:9048,2021-08-06 18:05:04
} | MaximumArchiveDays=90 | DesiredRemainingSpace=500,9049,ONS_SPSTCH_500_PM_01!PMU:ST5,,301,8736f6c7-ad41-4b43-b4f6-e684e0d4ad20,SPSTCH_500_PM_01,Spstch_500_Pm_01,60,1,companyAcronym= | protocolName=IEEE C37.118.2-2011 | vendorAcronym= | vendorDeviceName= | interconnectionName=,,,,10,STTP,Streaming Telemetry Transport Protocol,11,,,,,,SPSTCH_500_PM_01!PMU-ST5,0.0,1.0,Device statistic for Expected number of measurements received from device during last reporting interval.,0,1,1,,Any,STAT,Statistic,ST,-98.6,37.5,PPA:9049,2021-08-06 18:05:04
} | MaximumArchiveDays=90 | DesiredRemainingSpace=500,9050,ONS_SPSTCH_500_PM_01!PMU:ST6,,301,8736f6c7-ad41-4b43-b4f6-e684e0d4ad20,SPSTCH_500_PM_01,Spstch_500_Pm_01,60,1,companyAcronym= | protocolName=IEEE C37.118.2-2011 | vendorAcronym= | vendorDeviceName= | interconnectionName=,,,,10,STTP,Streaming Telemetry Transport Protocol,11,,,,,,SPSTCH_500_PM_01!PMU-ST6,0.0,1.0,Device statistic for Number of measurements received while device was reporting errors during last reporting interval.,0,1,1,,Any,STAT,Statistic,ST,-98.6,37.5,PPA:9050,2021-08-06 18:05:04
} | MaximumArchiveDays=90 | DesiredRemainingSpace=500,9051,ONS_SPSTCH_500_PM_01!PMU:ST7,,301,8736f6c7-ad41-4b43-b4f6-e684e0d4ad20,SPSTCH_500_PM_01,Spstch_500_Pm_01,60,1,companyAcronym= | protocolName=IEEE C37.118.2-2011 | vendorAcronym= | vendorDeviceName= | interconnectionName=,,,,10,STTP,Streaming Telemetry Transport Protocol,11,,,,,,SPSTCH_500_PM_01!PMU-ST7,0.0,1.0,Device statistic for Number of defined measurements (per frame) from device during last reporting interval.,0,1,1,,Any,STAT,Statistic,ST,-98.6,37.5,PPA:9051,2021-08-06 18:05:04
} | MaximumArchiveDays=90 | DesiredRemainingSpace=500,9052,ONS_SPSTCH_500_PM_02!PMU:ST1,,302,8736f6c7-ad41-4b43-b4f6-e684e0d4ad20,SPSTCH_500_PM_02,Spstch_500_Pm_02,60,1,companyAcronym= | protocolName=IEEE C37.118.2-2011 | vendorAcronym= | vendorDeviceName= | interconnectionName=,,,,10,STTP,Streaming Telemetry Transport Protocol,11,,,,,,SPSTCH_500_PM_02!PMU-ST1,0.0,1.0,Device statistic for Number of data quality errors reported by device during last reporting interval.,0,1,1,,Any,STAT,Statistic,ST,-98.6,37.5,PPA:9052,2021-08-06 18:05:04
} | MaximumArchiveDays=90 | DesiredRemainingSpace=500,9053,ONS_SPSTCH_500_PM_02!PMU:ST2,,302,8736f6c7-ad41-4b43-b4f6-e684e0d4ad20,SPSTCH_500_PM_02,Spstch_500_Pm_02,60,1,companyAcronym= | protocolName=IEEE C37.118.2-2011 | vendorAcronym= | vendorDeviceName= | interconnectionName=,,,,10,STTP,Streaming Telemetry Transport Protocol,11,,,,,,SPSTCH_500_PM_02!PMU-ST2,0.0,1.0,Device statistic for Number of time quality errors reported by device during last reporting interval.,0,1,1,,Any,STAT,Statistic,ST,-98.6,37.5,PPA:9053,2021-08-06 18:05:04
} | MaximumArchiveDays=90 | DesiredRemainingSpace=500,9054,ONS_SPSTCH_500_PM_02!PMU:ST3,,302,8736f6c7-ad41-4b43-b4f6-e684e0d4ad20,SPSTCH_500_PM_02,Spstch_500_Pm_02,60,1,companyAcronym= | protocolName=IEEE C37.118.2-2011 | vendorAcronym= | vendorDeviceName= | interconnectionName=,,,,10,STTP,Streaming Telemetry Transport Protocol,11,,,,,,SPSTCH_500_PM_02!PMU-ST3,0.0,1.0,Device statistic for Number of device errors reported by device during last reporting interval.,0,1,1,,Any,STAT,Statistic,ST,-98.6,37.5,PPA:9054,2021-08-06 18:05:04
} | MaximumArchiveDays=90 | DesiredRemainingSpace=500,9055,ONS_SPSTCH_500_PM_02!PMU:ST4,,302,8736f6c7-ad41-4b43-b4f6-e684e0d4ad20,SPSTCH_500_PM_02,Spstch_500_Pm_02,60,1,companyAcronym= | protocolName=IEEE C37.118.2-2011 | vendorAcronym= | vendorDeviceName= | interconnectionName=,,,,10,STTP,Streaming Telemetry Transport Protocol,11,,,,,,SPSTCH_500_PM_02!PMU-ST4,0.0,1.0,Device statistic for Number of measurements received from device during last reporting interval.,0,1,1,,Any,STAT,Statistic,ST,-98.6,37.5,PPA:9055,2021-08-06 18:05:04
} | MaximumArchiveDays=90 | DesiredRemainingSpace=500,9056,ONS_SPSTCH_500_PM_02!PMU:ST5,,302,8736f6c7-ad41-4b43-b4f6-e684e0d4ad20,SPSTCH_500_PM_02,Spstch_500_Pm_02,60,1,companyAcronym= | protocolName=IEEE C37.118.2-2011 | vendorAcronym= | vendorDeviceName= | interconnectionName=,,,,10,STTP,Streaming Telemetry Transport Protocol,11,,,,,,SPSTCH_500_PM_02!PMU-ST5,0.0,1.0,Device statistic for Expected number of measurements received from device during last reporting interval.,0,1,1,,Any,STAT,Statistic,ST,-98.6,37.5,PPA:9056,2021-08-06 18:05:04
} | MaximumArchiveDays=90 | DesiredRemainingSpace=500,9057,ONS_SPSTCH_500_PM_02!PMU:ST6,,302,8736f6c7-ad41-4b43-b4f6-e684e0d4ad20,SPSTCH_500_PM_02,Spstch_500_Pm_02,60,1,companyAcronym= | protocolName=IEEE C37.118.2-2011 | vendorAcronym= | vendorDeviceName= | interconnectionName=,,,,10,STTP,Streaming Telemetry Transport Protocol,11,,,,,,SPSTCH_500_PM_02!PMU-ST6,0.0,1.0,Device statistic for Number of measurements received while device was reporting errors during last reporting interval.,0,1,1,,Any,STAT,Statistic,ST,-98.6,37.5,PPA:9057,2021-08-06 18:05:04
} | MaximumArchiveDays=90 | DesiredRemainingSpace=500,9058,ONS_SPSTCH_500_PM_02!PMU:ST7,,302,8736f6c7-ad41-4b43-b4f6-e684e0d4ad20,SPSTCH_500_PM_02,Spstch_500_Pm_02,60,1,companyAcronym= | protocolName=IEEE C37.118.2-2011 | vendorAcronym= | vendorDeviceName= | interconnectionName=,,,,10,STTP,Streaming Telemetry Transport Protocol,11,,,,,,SPSTCH_500_PM_02!PMU-ST7,0.0,1.0,Device statistic for Number of defined measurements (per frame) from device during last reporting interval.,0,1,1,,Any,STAT,Statistic,ST,-98.6,37.5,PPA:9058,2021-08-06 18:05:04
} | MaximumArchiveDays=90 | DesiredRemainingSpace=500,9059,ONS_SPSTCH_500_PM_03!PMU:ST1,,303,8736f6c7-ad41-4b43-b4f6-e684e0d4ad20,SPSTCH_500_PM_03,Spstch_500_Pm_03,60,1,companyAcronym= | protocolName=IEEE C37.118.2-2011 | vendorAcronym= | vendorDeviceName= | interconnectionName=,,,,10,STTP,Streaming Telemetry Transport Protocol,11,,,,,,SPSTCH_500_PM_03!PMU-ST1,0.0,1.0,Device statistic for Number of data quality errors reported by device during last reporting interval.,0,1,1,,Any,STAT,Statistic,ST,-98.6,37.5,PPA:9059,2021-08-06 18:05:04
} | MaximumArchiveDays=90 | DesiredRemainingSpace=500,9060,ONS_SPSTCH_500_PM_03!PMU:ST2,,303,8736f6c7-ad41-4b43-b4f6-e684e0d4ad20,SPSTCH_500_PM_03,Spstch_500_Pm_03,60,1,companyAcronym= | protocolName=IEEE C37.118.2-2011 | vendorAcronym= | vendorDeviceName= | interconnectionName=,,,,10,STTP,Streaming Telemetry Transport Protocol,11,,,,,,SPSTCH_500_PM_03!PMU-ST2,0.0,1.0,Device statistic for Number of time quality errors reported by device during last reporting interval.,0,1,1,,Any,STAT,Statistic,ST,-98.6,37.5,PPA:9060,2021-08-06 18:05:04
} | MaximumArchiveDays=90 | DesiredRemainingSpace=500,9061,ONS_SPSTCH_500_PM_03!PMU:ST3,,303,8736f6c7-ad41-4b43-b4f6-e684e0d4ad20,SPSTCH_500_PM_03,Spstch_500_Pm_03,60,1,companyAcronym= | protocolName=IEEE C37.118.2-2011 | vendorAcronym= | vendorDeviceName= | interconnectionName=,,,,10,STTP,Streaming Telemetry Transport Protocol,11,,,,,,SPSTCH_500_PM_03!PMU-ST3,0.0,1.0,Device statistic for Number of device errors reported by device during last reporting interval.,0,1,1,,Any,STAT,Statistic,ST,-98.6,37.5,PPA:9061,2021-08-06 18:05:04
} | MaximumArchiveDays=90 | DesiredRemainingSpace=500,9062,ONS_SPSTCH_500_PM_03!PMU:ST4,,303,8736f6c7-ad41-4b43-b4f6-e684e0d4ad20,SPSTCH_500_PM_03,Spstch_500_Pm_03,60,1,companyAcronym= | protocolName=IEEE C37.118.2-2011 | vendorAcronym= | vendorDeviceName= | interconnectionName=,,,,10,STTP,Streaming Telemetry Transport Protocol,11,,,,,,SPSTCH_500_PM_03!PMU-ST4,0.0,1.0,Device statistic for Number of measurements received from device during last reporting interval.,0,1,1,,Any,STAT,Statistic,ST,-98.6,37.5,PPA:9062,2021-08-06 18:05:04
} | MaximumArchiveDays=90 | DesiredRemainingSpace=500,9063,ONS_SPSTCH_500_PM_03!PMU:ST5,,303,8736f6c7-ad41-4b43-b4f6-e684e0d4ad20,SPSTCH_500_PM_03,Spstch_500_Pm_03,60,1,companyAcronym= | protocolName=IEEE C37.118.2-2011 | vendorAcronym= | vendorDeviceName= | interconnectionName=,,,,10,STTP,Streaming Telemetry Transport Protocol,11,,,,,,SPSTCH_500_PM_03!PMU-ST5,0.0,1.0,Device statistic for Expected number of measurements received from device during last reporting interval.,0,1,1,,Any,STAT,Statistic,ST,-98.6,37.5,PPA:9063,2021-08-06 18:05:04
} | MaximumArchiveDays=90 | DesiredRemainingSpace=500,9064,ONS_SPSTCH_500_PM_03!PMU:ST6,,303,8736f6c7-ad41-4b43-b4f6-e684e0d4ad20,SPSTCH_500_PM_03,Spstch_500_Pm_03,60,1,companyAcronym= | protocolName=IEEE C37.118.2-2011 | vendorAcronym= | vendorDeviceName= | interconnectionName=,,,,10,STTP,Streaming Telemetry Transport Protocol,11,,,,,,SPSTCH_500_PM_03!PMU-ST6,0.0,1.0,Device statistic for Number of measurements received while device was reporting errors during last reporting interval.,0,1,1,,Any,STAT,Statistic,ST,-98.6,37.5,PPA:9064,2021-08-06 18:05:04
} | MaximumArchiveDays=90 | DesiredRemainingSpace=500,9065,ONS_SPSTCH_500_PM_03!PMU:ST7,,303,8736f6c7-ad41-4b43-b4f6-e684e0d4ad20,SPSTCH_500_PM_03,Spstch_500_Pm_03,60,1,companyAcronym= | protocolName=IEEE C37.118.2-2011 | vendorAcronym= | vendorDeviceName= | interconnectionName=,,,,10,STTP,Streaming Telemetry Transport Protocol,11,,,,,,SPSTCH_500_PM_03!PMU-ST7,0.0,1.0,Device statistic for Number of defined measurements (per frame) from device during last reporting interval.,0,1,1,,Any,STAT,Statistic,ST,-98.6,37.5,PPA:9065,2021-08-06 18:05:04
} | MaximumArchiveDays=90 | DesiredRemainingSpace=500,9066,ONS_SPSTCH_500_PM_04!PMU:ST1,,304,8736f6c7-ad41-4b43-b4f6-e684e0d4ad20,SPSTCH_500_PM_04,Spstch_500_Pm_04,60,1,companyAcronym= | protocolName=IEEE C37.118.2-2011 | vendorAcronym= | vendorDeviceName= | interconnectionName=,,,,10,STTP,Streaming Telemetry Transport Protocol,11,,,,,,SPSTCH_500_PM_04!PMU-ST1,0.0,1.0,Device statistic for Number of data quality errors reported by device during last reporting interval.,0,1,1,,Any,STAT,Statistic,ST,-98.6,37.5,PPA:9066,2021-08-06 18:05:04
} | MaximumArchiveDays=90 | DesiredRemainingSpace=500,9067,ONS_SPSTCH_500_PM_04!PMU:ST2,,304,8736f6c7-ad41-4b43-b4f6-e684e0d4ad20,SPSTCH_500_PM_04,Spstch_500_Pm_04,60,1,companyAcronym= | protocolName=IEEE C37.118.2-2011 | vendorAcronym= | vendorDeviceName= | interconnectionName=,,,,10,STTP,Streaming Telemetry Transport Protocol,11,,,,,,SPSTCH_500_PM_04!PMU-ST2,0.0,1.0,Device statistic for Number of time quality errors reported by device during last reporting interval.,0,1,1,,Any,STAT,Statistic,ST,-98.6,37.5,PPA:9067,2021-08-06 18:05:04
} | MaximumArchiveDays=90 | DesiredRemainingSpace=500,9068,ONS_SPSTCH_500_PM_04!PMU:ST3,,304,8736f6c7-ad41-4b43-b4f6-e684e0d4ad20,SPSTCH_500_PM_04,Spstch_500_Pm_04,60,1,companyAcronym= | protocolName=IEEE C37.118.2-2011 | vendorAcronym= | vendorDeviceName= | interconnectionName=,,,,10,STTP,Streaming Telemetry Transport Protocol,11,,,,,,SPSTCH_500_PM_04!PMU-ST3,0.0,1.0,Device statistic for Number of device errors reported by device during last reporting interval.,0,1,1,,Any,STAT,Statistic,ST,-98.6,37.5,PPA:9068,2021-08-06 18:05:04
} | MaximumArchiveDays=90 | DesiredRemainingSpace=500,9069,ONS_SPSTCH_500_PM_04!PMU:ST4,,304,8736f6c7-ad41-4b43-b4f6-e684e0d4ad20,SPSTCH_500_PM_04,Spstch_500_Pm_04,60,1,companyAcronym= | protocolName=IEEE C37.118.2-2011 | vendorAcronym= | vendorDeviceName= | interconnectionName=,,,,10,STTP,Streaming Telemetry Transport Protocol,11,,,,,,SPSTCH_500_PM_04!PMU-ST4,0.0,1.0,Device statistic for Number of measurements received from device during last reporting interval.,0,1,1,,Any,STAT,Statistic,ST,-98.6,37.5,PPA:9069,2021-08-06 18:05:04
} | MaximumArchiveDays=90 | DesiredRemainingSpace=500,9070,ONS_SPSTCH_500_PM_04!PMU:ST5,,304,8736f6c7-ad41-4b43-b4f6-e684e0d4ad20,SPSTCH_500_PM_04,Spstch_500_Pm_04,60,1,companyAcronym= | protocolName=IEEE C37.118.2-2011 | vendorAcronym= | vendorDeviceName= | interconnectionName=,,,,10,STTP,Streaming Telemetry Transport Protocol,11,,,,,,SPSTCH_500_PM_04!PMU-ST5,0.0,1.0,Device statistic for Expected number of measurements received from device during last reporting interval.,0,1,1,,Any,STAT,Statistic,ST,-98.6,37.5,PPA:9070,2021-08-06 18:05:04
} | MaximumArchiveDays=90 | DesiredRemainingSpace=500,9071,ONS_SPSTCH_500_PM_04!PMU:ST6,,304,8736f6c7-ad41-4b43-b4f6-e684e0d4ad20,SPSTCH_500_PM_04,Spstch_500_Pm_04,60,1,companyAcronym= | protocolName=IEEE C37.118.2-2011 | vendorAcronym= | vendorDeviceName= | interconnectionName=,,,,10,STTP,Streaming Telemetry Transport Protocol,11,,,,,,SPSTCH_500_PM_04!PMU-ST6,0.0,1.0,Device statistic for Number of measurements received while device was reporting errors during last reporting interval.,0,1,1,,Any,STAT,Statistic,ST,-98.6,37.5,PPA:9071,2021-08-06 18:05:04
} | MaximumArchiveDays=90 | DesiredRemainingSpace=500,9072,ONS_SPSTCH_500_PM_04!PMU:ST7,,304,8736f6c7-ad41-4b43-b4f6-e684e0d4ad20,SPSTCH_500_PM_04,Spstch_500_Pm_04,60,1,companyAcronym= | protocolName=IEEE C37.118.2-2011 | vendorAcronym= | vendorDeviceName= | interconnectionName=,,,,10,STTP,Streaming Telemetry Transport Protocol,11,,,,,,SPSTCH_500_PM_04!PMU-ST7,0.0,1.0,Device statistic for Number of defined measurements (per frame) from device during last reporting interval.,0,1,1,,Any,STAT,Statistic,ST,-98.6,37.5,PPA:9072,2021-08-06 18:05:04
} | MaximumArchiveDays=90 | DesiredRemainingSpace=500,9073,ONS_SPSTCH_500_PM_05!PMU:ST1,,305,8736f6c7-ad41-4b43-b4f6-e684e0d4ad20,SPSTCH_500_PM_05,Spstch_500_Pm_05,60,1,companyAcronym= | protocolName=IEEE C37.118.2-2011 | vendorAcronym= | vendorDeviceName= | interconnectionName=,,,,10,STTP,Streaming Telemetry Transport Protocol,11,,,,,,SPSTCH_500_PM_05!PMU-ST1,0.0,1.0,Device statistic for Number of data quality errors reported by device during last reporting interval.,0,1,1,,Any,STAT,Statistic,ST,-98.6,37.5,PPA:9073,2021-08-06 18:05:04
} | MaximumArchiveDays=90 | DesiredRemainingSpace=500,9074,ONS_SPSTCH_500_PM_05!PMU:ST2,,305,8736f6c7-ad41-4b43-b4f6-e684e0d4ad20,SPSTCH_500_PM_05,Spstch_500_Pm_05,60,1,companyAcronym= | protocolName=IEEE C37.118.2-2011 | vendorAcronym= | vendorDeviceName= | interconnectionName=,,,,10,STTP,Streaming Telemetry Transport Protocol,11,,,,,,SPSTCH_500_PM_05!PMU-ST2,0.0,1.0,Device statistic for Number of time quality errors reported by device during last reporting interval.,0,1,1,,Any,STAT,Statistic,ST,-98.6,37.5,PPA:9074,2021-08-06 18:05:04
} | MaximumArchiveDays=90 | DesiredRemainingSpace=500,9075,ONS_SPSTCH_500_PM_05!PMU:ST3,,305,8736f6c7-ad41-4b43-b4f6-e684e0d4ad20,SPSTCH_500_PM_05,Spstch_500_Pm_05,60,1,companyAcronym= | protocolName=IEEE C37.118.2-2011 | vendorAcronym= | vendorDeviceName= | interconnectionName=,,,,10,STTP,Streaming Telemetry Transport Protocol,11,,,,,,SPSTCH_500_PM_05!PMU-ST3,0.0,1.0,Device statistic for Number of device errors reported by device during last reporting interval.,0,1,1,,Any,STAT,Statistic,ST,-98.6,37.5,PPA:9075,2021-08-06 18:05:04
} | MaximumArchiveDays=90 | DesiredRemainingSpace=500,9076,ONS_SPSTCH_500_PM_05!PMU:ST4,,305,8736f6c7-ad41-4b43-b4f6-e684e0d4ad20,SPSTCH_500_PM_05,Spstch_500_Pm_05,60,1,companyAcronym= | protocolName=IEEE C37.118.2-2011 | vendorAcronym= | vendorDeviceName= | interconnectionName=,,,,10,STTP,Streaming Telemetry Transport Protocol,11,,,,,,SPSTCH_500_PM_05!PMU-ST4,0.0,1.0,Device statistic for Number of measurements received from device during last reporting interval.,0,1,1,,Any,STAT,Statistic,ST,-98.6,37.5,PPA:9076,2021-08-06 18:05:04
} | MaximumArchiveDays=90 | DesiredRemainingSpace=500,9077,ONS_SPSTCH_500_PM_05!PMU:ST5,,305,8736f6c7-ad41-4b43-b4f6-e684e0d4ad20,SPSTCH_500_PM_05,Spstch_500_Pm_05,60,1,companyAcronym= | protocolName=IEEE C37.118.2-2011 | vendorAcronym= | vendorDeviceName= | interconnectionName=,,,,10,STTP,Streaming Telemetry Transport Protocol,11,,,,,,SPSTCH_500_PM_05!PMU-ST5,0.0,1.0,Device statistic for Expected number of measurements received from device during last reporting interval.,0,1,1,,Any,STAT,Statistic,ST,-98.6,37.5,PPA:9077,2021-08-06 18:05:04
} | MaximumArchiveDays=90 | DesiredRemainingSpace=500,9078,ONS_SPSTCH_500_PM_05!PMU:ST6,,305,8736f6c7-ad41-4b43-b4f6-e684e0d4ad20,SPSTCH_500_PM_05,Spstch_500_Pm_05,60,1,companyAcronym= | protocolName=IEEE C37.118.2-2011 | vendorAcronym= | vendorDeviceName= | interconnectionName=,,,,10,STTP,Streaming Telemetry Transport Protocol,11,,,,,,SPSTCH_500_PM_05!PMU-ST6,0.0,1.0,Device statistic for Number of measurements received while device was reporting errors during last reporting interval.,0,1,1,,Any,STAT,Statistic,ST,-98.6,37.5,PPA:9078,2021-08-06 18:05:04
} | MaximumArchiveDays=90 | DesiredRemainingSpace=500,9079,ONS_SPSTCH_500_PM_05!PMU:ST7,,305,8736f6c7-ad41-4b43-b4f6-e684e0d4ad20,SPSTCH_500_PM_05,Spstch_500_Pm_05,60,1,companyAcronym= | protocolName=IEEE C37.118.2-2011 | vendorAcronym= | vendorDeviceName= | interconnectionName=,,,,10,STTP,Streaming Telemetry Transport Protocol,11,,,,,,SPSTCH_500_PM_05!PMU-ST7,0.0,1.0,Device statistic for Number of defined measurements (per frame) from device during last reporting interval.,0,1,1,,Any,STAT,Statistic,ST,-98.6,37.5,PPA:9079,2021-08-06 18:05:04
} | MaximumArchiveDays=90 | DesiredRemainingSpace=500,9080,ONS_SPSTCH_500_PM_06!PMU:ST1,,306,8736f6c7-ad41-4b43-b4f6-e684e0d4ad20,SPSTCH_500_PM_06,Spstch_500_Pm_06,60,1,companyAcronym= | protocolName=IEEE C37.118.2-2011 | vendorAcronym= | vendorDeviceName= | interconnectionName=,,,,10,STTP,Streaming Telemetry Transport Protocol,11,,,,,,SPSTCH_500_PM_06!PMU-ST1,0.0,1.0,Device statistic for Number of data quality errors reported by device during last reporting interval.,0,1,1,,Any,STAT,Statistic,ST,-98.6,37.5,PPA:9080,2021-08-06 18:05:04
} | MaximumArchiveDays=90 | DesiredRemainingSpace=500,9081,ONS_SPSTCH_500_PM_06!PMU:ST2,,306,8736f6c7-ad41-4b43-b4f6-e684e0d4ad20,SPSTCH_500_PM_06,Spstch_500_Pm_06,60,1,companyAcronym= | protocolName=IEEE C37.118.2-2011 | vendorAcronym= | vendorDeviceName= | interconnectionName=,,,,10,STTP,Streaming Telemetry Transport Protocol,11,,,,,,SPSTCH_500_PM_06!PMU-ST2,0.0,1.0,Device statistic for Number of time quality errors reported by device during last reporting interval.,0,1,1,,Any,STAT,Statistic,ST,-98.6,37.5,PPA:9081,2021-08-06 18:05:04
} | MaximumArchiveDays=90 | DesiredRemainingSpace=500,9082,ONS_SPSTCH_500_PM_06!PMU:ST3,,306,8736f6c7-ad41-4b43-b4f6-e684e0d4ad20,SPSTCH_500_PM_06,Spstch_500_Pm_06,60,1,companyAcronym= | protocolName=IEEE C37.118.2-2011 | vendorAcronym= | vendorDeviceName= | interconnectionName=,,,,10,STTP,Streaming Telemetry Transport Protocol,11,,,,,,SPSTCH_500_PM_06!PMU-ST3,0.0,1.0,Device statistic for Number of device errors reported by device during last reporting interval.,0,1,1,,Any,STAT,Statistic,ST,-98.6,37.5,PPA:9082,2021-08-06 18:05:04
} | MaximumArchiveDays=90 | DesiredRemainingSpace=500,9083,ONS_SPSTCH_500_PM_06!PMU:ST4,,306,8736f6c7-ad41-4b43-b4f6-e684e0d4ad20,SPSTCH_500_PM_06,Spstch_500_Pm_06,60,1,companyAcronym= | protocolName=IEEE C37.118.2-2011 | vendorAcronym= | vendorDeviceName= | interconnectionName=,,,,10,STTP,Streaming Telemetry Transport Protocol,11,,,,,,SPSTCH_500_PM_06!PMU-ST4,0.0,1.0,Device statistic for Number of measurements received from device during last reporting interval.,0,1,1,,Any,STAT,Statistic,ST,-98.6,37.5,PPA:9083,2021-08-06 18:05:04
} | MaximumArchiveDays=90 | DesiredRemainingSpace=500,9084,ONS_SPSTCH_500_PM_06!PMU:ST5,,306,8736f6c7-ad41-4b43-b4f6-e684e0d4ad20,SPSTCH_500_PM_06,Spstch_500_Pm_06,60,1,companyAcronym= | protocolName=IEEE C37.118.2-2011 | vendorAcronym= | vendorDeviceName= | interconnectionName=,,,,10,STTP,Streaming Telemetry Transport Protocol,11,,,,,,SPSTCH_500_PM_06!PMU-ST5,0.0,1.0,Device statistic for Expected number of measurements received from device during last reporting interval.,0,1,1,,Any,STAT,Statistic,ST,-98.6,37.5,PPA:9084,2021-08-06 18:05:04
} | MaximumArchiveDays=90 | DesiredRemainingSpace=500,9085,ONS_SPSTCH_500_PM_06!PMU:ST6,,306,8736f6c7-ad41-4b43-b4f6-e684e0d4ad20,SPSTCH_500_PM_06,Spstch_500_Pm_06,60,1,companyAcronym= | protocolName=IEEE C37.118.2-2011 | vendorAcronym= | vendorDeviceName= | interconnectionName=,,,,10,STTP,Streaming Telemetry Transport Protocol,11,,,,,,SPSTCH_500_PM_06!PMU-ST6,0.0,1.0,Device statistic for Number of measurements received while device was reporting errors during last reporting interval.,0,1,1,,Any,STAT,Statistic,ST,-98.6,37.5,PPA:9085,2021-08-06 18:05:04
} | MaximumArchiveDays=90 | DesiredRemainingSpace=500,9086,ONS_SPSTCH_500_PM_06!PMU:ST7,,306,8736f6c7-ad41-4b43-b4f6-e684e0d4ad20,SPSTCH_500_PM_06,Spstch_500_Pm_06,60,1,companyAcronym= | protocolName=IEEE C37.118.2-2011 | vendorAcronym= | vendorDeviceName= | interconnectionName=,,,,10,STTP,Streaming Telemetry Transport Protocol,11,,,,,,SPSTCH_500_PM_06!PMU-ST7,0.0,1.0,Device statistic for Number of defined measurements (per frame) from device during last reporting interval.,0,1,1,,Any,STAT,Statistic,ST,-98.6,37.5,PPA:9086,2021-08-06 18:05:04
} | MaximumArchiveDays=90 | DesiredRemainingSpace=500,9087,ONS_SPSTCH_500_PM_07!PMU:ST1,,307,8736f6c7-ad41-4b43-b4f6-e684e0d4ad20,SPSTCH_500_PM_07,Spstch_500_Pm_07,60,1,companyAcronym= | protocolName=IEEE C37.118.2-2011 | vendorAcronym= | vendorDeviceName= | interconnectionName=,,,,10,STTP,Streaming Telemetry Transport Protocol,11,,,,,,SPSTCH_500_PM_07!PMU-ST1,0.0,1.0,Device statistic for Number of data quality errors reported by device during last reporting interval.,0,1,1,,Any,STAT,Statistic,ST,-98.6,37.5,PPA:9087,2021-08-06 18:05:04
} | MaximumArchiveDays=90 | DesiredRemainingSpace=500,9088,ONS_SPSTCH_500_PM_07!PMU:ST2,,307,8736f6c7-ad41-4b43-b4f6-e684e0d4ad20,SPSTCH_500_PM_07,Spstch_500_Pm_07,60,1,companyAcronym= | protocolName=IEEE C37.118.2-2011 | vendorAcronym= | vendorDeviceName= | interconnectionName=,,,,10,STTP,Streaming Telemetry Transport Protocol,11,,,,,,SPSTCH_500_PM_07!PMU-ST2,0.0,1.0,Device statistic for Number of time quality errors reported by device during last reporting interval.,0,1,1,,Any,STAT,Statistic,ST,-98.6,37.5,PPA:9088,2021-08-06 18:05:04
} | MaximumArchiveDays=90 | DesiredRemainingSpace=500,9089,ONS_SPSTCH_500_PM_07!PMU:ST3,,307,8736f6c7-ad41-4b43-b4f6-e684e0d4ad20,SPSTCH_500_PM_07,Spstch_500_Pm_07,60,1,companyAcronym= | protocolName=IEEE C37.118.2-2011 | vendorAcronym= | vendorDeviceName= | interconnectionName=,,,,10,STTP,Streaming Telemetry Transport Protocol,11,,,,,,SPSTCH_500_PM_07!PMU-ST3,0.0,1.0,Device statistic for Number of device errors reported by device during last reporting interval.,0,1,1,,Any,STAT,Statistic,ST,-98.6,37.5,PPA:9089,2021-08-06 18:05:04
} | MaximumArchiveDays=90 | DesiredRemainingSpace=500,9090,ONS_SPSTCH_500_PM_07!PMU:ST4,,307,8736f6c7-ad41-4b43-b4f6-e684e0d4ad20,SPSTCH_500_PM_07,Spstch_500_Pm_07,60,1,companyAcronym= | protocolName=IEEE C37.118.2-2011 | vendorAcronym= | vendorDeviceName= | interconnectionName=,,,,10,STTP,Streaming Telemetry Transport Protocol,11,,,,,,SPSTCH_500_PM_07!PMU-ST4,0.0,1.0,Device statistic for Number of measurements received from device during last reporting interval.,0,1,1,,Any,STAT,Statistic,ST,-98.6,37.5,PPA:9090,2021-08-06 18:05:04
} | MaximumArchiveDays=90 | DesiredRemainingSpace=500,9091,ONS_SPSTCH_500_PM_07!PMU:ST5,,307,8736f6c7-ad41-4b43-b4f6-e684e0d4ad20,SPSTCH_500_PM_07,Spstch_500_Pm_07,60,1,companyAcronym= | protocolName=IEEE C37.118.2-2011 | vendorAcronym= | vendorDeviceName= | interconnectionName=,,,,10,STTP,Streaming Telemetry Transport Protocol,11,,,,,,SPSTCH_500_PM_07!PMU-ST5,0.0,1.0,Device statistic for Expected number of measurements received from device during last reporting interval.,0,1,1,,Any,STAT,Statistic,ST,-98.6,37.5,PPA:9091,2021-08-06 18:05:04
} | MaximumArchiveDays=90 | DesiredRemainingSpace=500,9092,ONS_SPSTCH_500_PM_07!PMU:ST6,,307,8736f6c7-ad41-4b43-b4f6-e684e0d4ad20,SPSTCH_500_PM_07,Spstch_500_Pm_07,60,1,companyAcronym= | protocolName=IEEE C37.118.2-2011 | vendorAcronym= | vendorDeviceName= | interconnectionName=,,,,10,STTP,Streaming Telemetry Transport Protocol,11,,,,,,SPSTCH_500_PM_07!PMU-ST6,0.0,1.0,Device statistic for Number of measurements received while device was reporting errors during last reporting interval.,0,1,1,,Any,STAT,Statistic,ST,-98.6,37.5,PPA:9092,2021-08-06 18:05:04
} | MaximumArchiveDays=90 | DesiredRemainingSpace=500,9093,ONS_SPSTCH_500_PM_07!PMU:ST7,,307,8736f6c7-ad41-4b43-b4f6-e684e0d4ad20,SPSTCH_500_PM_07,Spstch_500_Pm_07,60,1,companyAcronym= | protocolName=IEEE C37.118.2-2011 | vendorAcronym= | vendorDeviceName= | interconnectionName=,,,,10,STTP,Streaming Telemetry Transport Protocol,11,,,,,,SPSTCH_500_PM_07!PMU-ST7,0.0,1.0,Device statistic for Number of defined measurements (per frame) from device during last reporting interval.,0,1,1,,Any,STAT,Statistic,ST,-98.6,37.5,PPA:9093,2021-08-06 18:05:04
} | MaximumArchiveDays=90 | DesiredRemainingSpace=500,9094,ONS_SPSTCH_500_PM_08!PMU:ST1,,308,8736f6c7-ad41-4b43-b4f6-e684e0d4ad20,SPSTCH_500_PM_08,Spstch_500_Pm_08,60,1,companyAcronym= | protocolName=IEEE C37.118.2-2011 | vendorAcronym= | vendorDeviceName= | interconnectionName=,,,,10,STTP,Streaming Telemetry Transport Protocol,11,,,,,,SPSTCH_500_PM_08!PMU-ST1,0.0,1.0,Device statistic for Number of data quality errors reported by device during last reporting interval.,0,1,1,,Any,STAT,Statistic,ST,-98.6,37.5,PPA:9094,2021-08-06 18:05:04
} | MaximumArchiveDays=90 | DesiredRemainingSpace=500,9095,ONS_SPSTCH_500_PM_08!PMU:ST2,,308,8736f6c7-ad41-4b43-b4f6-e684e0d4ad20,SPSTCH_500_PM_08,Spstch_500_Pm_08,60,1,companyAcronym= | protocolName=IEEE C37.118.2-2011 | vendorAcronym= | vendorDeviceName= | interconnectionName=,,,,10,STTP,Streaming Telemetry Transport Protocol,11,,,,,,SPSTCH_500_PM_08!PMU-ST2,0.0,1.0,Device statistic for Number of time quality errors reported by device during last reporting interval.,0,1,1,,Any,STAT,Statistic,ST,-98.6,37.5,PPA:9095,2021-08-06 18:05:04
} | MaximumArchiveDays=90 | DesiredRemainingSpace=500,9096,ONS_SPSTCH_500_PM_08!PMU:ST3,,308,8736f6c7-ad41-4b43-b4f6-e684e0d4ad20,SPSTCH_500_PM_08,Spstch_500_Pm_08,60,1,companyAcronym= | protocolName=IEEE C37.118.2-2011 | vendorAcronym= | vendorDeviceName= | interconnectionName=,,,,10,STTP,Streaming Telemetry Transport Protocol,11,,,,,,SPSTCH_500_PM_08!PMU-ST3,0.0,1.0,Device statistic for Number of device errors reported by device during last reporting interval.,0,1,1,,Any,STAT,Statistic,ST,-98.6,37.5,PPA:9096,2021-08-06 18:05:04
} | MaximumArchiveDays=90 | DesiredRemainingSpace=500,9097,ONS_SPSTCH_500_PM_08!PMU:ST4,,308,8736f6c7-ad41-4b43-b4f6-e684e0d4ad20,SPSTCH_500_PM_08,Spstch_500_Pm_08,60,1,companyAcronym= | protocolName=IEEE C37.118.2-2011 | vendorAcronym= | vendorDeviceName= | interconnectionName=,,,,10,STTP,Streaming Telemetry Transport Protocol,11,,,,,,SPSTCH_500_PM_08!PMU-ST4,0.0,1.0,Device statistic for Number of measurements received from device during last reporting interval.,0,1,1,,Any,STAT,Statistic,ST,-98.6,37.5,PPA:9097,2021-08-06 18:05:04
} | MaximumArchiveDays=90 | DesiredRemainingSpace=500,9098,ONS_SPSTCH_500_PM_08!PMU:ST5,,308,8736f6c7-ad41-4b43-b4f6-e684e0d4ad20,SPSTCH_500_PM_08,Spstch_500_Pm_08,60,1,companyAcronym= | protocolName=IEEE C37.118.2-2011 | vendorAcronym= | vendorDeviceName= | interconnectionName=,,,,10,STTP,Streaming Telemetry Transport Protocol,11,,,,,,SPSTCH_500_PM_08!PMU-ST5,0.0,1.0,Device statistic for Expected number of measurements received from device during last reporting interval.,0,1,1,,Any,STAT,Statistic,ST,-98.6,37.5,PPA:9098,2021-08-06 18:05:04
} | MaximumArchiveDays=90 | DesiredRemainingSpace=500,9099,ONS_SPSTCH_500_PM_08!PMU:ST6,,308,8736f6c7-ad41-4b43-b4f6-e684e0d4ad20,SPSTCH_500_PM_08,Spstch_500_Pm_08,60,1,companyAcronym= | protocolName=IEEE C37.118.2-2011 | vendorAcronym= | vendorDeviceName= | interconnectionName=,,,,10,STTP,Streaming Telemetry Transport Protocol,11,,,,,,SPSTCH_500_PM_08!PMU-ST6,0.0,1.0,Device statistic for Number of measurements received while device was reporting errors during last reporting interval.,0,1,1,,Any,STAT,Statistic,ST,-98.6,37.5,PPA:9099,2021-08-06 18:05:04
} | MaximumArchiveDays=90 | DesiredRemainingSpace=500,9100,ONS_SPSTCH_500_PM_08!PMU:ST7,,308,8736f6c7-ad41-4b43-b4f6-e684e0d4ad20,SPSTCH_500_PM_08,Spstch_500_Pm_08,60,1,companyAcronym= | protocolName=IEEE C37.118.2-2011 | vendorAcronym= | vendorDeviceName= | interconnectionName=,,,,10,STTP,Streaming Telemetry Transport Protocol,11,,,,,,SPSTCH_500_PM_08!PMU-ST7,0.0,1.0,Device statistic for Number of defined measurements (per frame) from device during last reporting interval.,0,1,1,,Any,STAT,Statistic,ST,-98.6,37.5,PPA:9100,2021-08-06 18:05:04
} | MaximumArchiveDays=90 | DesiredRemainingSpace=500,9101,ONS_MGOPR2_345_PM_01!PMU:ST1,,309,8736f6c7-ad41-4b43-b4f6-e684e0d4ad20,MGOPR2_345_PM_01,Mgopr2_345_Pm_01,60,1,companyAcronym= | protocolName=IEEE C37.118.2-2011 | vendorAcronym= | vendorDeviceName= | interconnectionName=,,,,10,STTP,Streaming Telemetry Transport Protocol,11,,,,,,MGOPR2_345_PM_01!PMU-ST1,0.0,1.0,Device statistic for Number of data quality errors reported by device during last reporting interval.,0,1,1,,Any,STAT,Statistic,ST,-98.6,37.5,PPA:9101,2021-08-06 18:05:04
} | MaximumArchiveDays=90 | DesiredRemainingSpace=500,9102,ONS_MGOPR2_345_PM_01!PMU:ST2,,309,8736f6c7-ad41-4b43-b4f6-e684e0d4ad20,MGOPR2_345_PM_01,Mgopr2_345_Pm_01,60,1,companyAcronym= | protocolName=IEEE C37.118.2-2011 | vendorAcronym= | vendorDeviceName= | interconnectionName=,,,,10,STTP,Streaming Telemetry Transport Protocol,11,,,,,,MGOPR2_345_PM_01!PMU-ST2,0.0,1.0,Device statistic for Number of time quality errors reported by device during last reporting interval.,0,1,1,,Any,STAT,Statistic,ST,-98.6,37.5,PPA:9102,2021-08-06 18:05:04
} | MaximumArchiveDays=90 | DesiredRemainingSpace=500,9103,ONS_MGOPR2_345_PM_01!PMU:ST3,,309,8736f6c7-ad41-4b43-b4f6-e684e0d4ad20,MGOPR2_345_PM_01,Mgopr2_345_Pm_01,60,1,companyAcronym= | protocolName=IEEE C37.118.2-2011 | vendorAcronym= | vendorDeviceName= | interconnectionName=,,,,10,STTP,Streaming Telemetry Transport Protocol,11,,,,,,MGOPR2_345_PM_01!PMU-ST3,0.0,1.0,Device statistic for Number of device errors reported by device during last reporting interval.,0,1,1,,Any,STAT,Statistic,ST,-98.6,37.5,PPA:9103,2021-08-06 18:05:04
} | MaximumArchiveDays=90 | DesiredRemainingSpace=500,9104,ONS_MGOPR2_345_PM_01!PMU:ST4,,309,8736f6c7-ad41-4b43-b4f6-e684e0d4ad20,MGOPR2_345_PM_01,Mgopr2_345_Pm_01,60,1,companyAcronym= | protocolName=IEEE C37.118.2-2011 | vendorAcronym= | vendorDeviceName= | interconnectionName=,,,,10,STTP,Streaming Telemetry Transport Protocol,11,,,,,,MGOPR2_345_PM_01!PMU-ST4,0.0,1.0,Device statistic for Number of measurements received from device during last reporting interval.,0,1,1,,Any,STAT,Statistic,ST,-98.6,37.5,PPA:9104,2021-08-06 18:05:04
} | MaximumArchiveDays=90 | DesiredRemainingSpace=500,9105,ONS_MGOPR2_345_PM_01!PMU:ST5,,309,8736f6c7-ad41-4b43-b4f6-e684e0d4ad20,MGOPR2_345_PM_01,Mgopr2_345_Pm_01,60,1,companyAcronym= | protocolName=IEEE C37.118.2-2011 | vendorAcronym= | vendorDeviceName= | interconnectionName=,,,,10,STTP,Streaming Telemetry Transport Protocol,11,,,,,,MGOPR2_345_PM_01!PMU-ST5,0.0,1.0,Device statistic for Expected number of measurements received from device during last reporting interval.,0,1,1,,Any,STAT,Statistic,ST,-98.6,37.5,PPA:9105,2021-08-06 18:05:04
} | MaximumArchiveDays=90 | DesiredRemainingSpace=500,9106,ONS_MGOPR2_345_PM_01!PMU:ST6,,309,8736f6c7-ad41-4b43-b4f6-e684e0d4ad20,MGOPR2_345_PM_01,Mgopr2_345_Pm_01,60,1,companyAcronym= | protocolName=IEEE C37.118.2-2011 | vendorAcronym= | vendorDeviceName= | interconnectionName=,,,,10,STTP,Streaming Telemetry Transport Protocol,11,,,,,,MGOPR2_345_PM_01!PMU-ST6,0.0,1.0,Device statistic for Number of measurements received while device was reporting errors during last reporting interval.,0,1,1,,Any,STAT,Statistic,ST,-98.6,37.5,PPA:9106,2021-08-06 18:05:04
} | MaximumArchiveDays=90 | DesiredRemainingSpace=500,9107,ONS_MGOPR2_345_PM_01!PMU:ST7,,309,8736f6c7-ad41-4b43-b4f6-e684e0d4ad20,MGOPR2_345_PM_01,Mgopr2_345_Pm_01,60,1,companyAcronym= | protocolName=IEEE C37.118.2-2011 | vendorAcronym= | vendorDeviceName= | interconnectionName=,,,,10,STTP,Streaming Telemetry Transport Protocol,11,,,,,,MGOPR2_345_PM_01!PMU-ST7,0.0,1.0,Device statistic for Number of defined measurements (per frame) from device during last reporting interval.,0,1,1,,Any,STAT,Statistic,ST,-98.6,37.5,PPA:9107,2021-08-06 18:05:04
} | MaximumArchiveDays=90 | DesiredRemainingSpace=500,9108,ONS_MGOPR2_345_PM_02!PMU:ST1,,310,8736f6c7-ad41-4b43-b4f6-e684e0d4ad20,MGOPR2_345_PM_02,Mgopr2_345_Pm_02,60,1,companyAcronym= | protocolName=IEEE C37.118.2-2011 | vendorAcronym= | vendorDeviceName= | interconnectionName=,,,,10,STTP,Streaming Telemetry Transport Protocol,11,,,,,,MGOPR2_345_PM_02!PMU-ST1,0.0,1.0,Device statistic for Number of data quality errors reported by device during last reporting interval.,0,1,1,,Any,STAT,Statistic,ST,-98.6,37.5,PPA:9108,2021-08-06 18:05:04
} | MaximumArchiveDays=90 | DesiredRemainingSpace=500,9109,ONS_MGOPR2_345_PM_02!PMU:ST2,,310,8736f6c7-ad41-4b43-b4f6-e684e0d4ad20,MGOPR2_345_PM_02,Mgopr2_345_Pm_02,60,1,companyAcronym= | protocolName=IEEE C37.118.2-2011 | vendorAcronym= | vendorDeviceName= | interconnectionName=,,,,10,STTP,Streaming Telemetry Transport Protocol,11,,,,,,MGOPR2_345_PM_02!PMU-ST2,0.0,1.0,Device statistic for Number of time quality errors reported by device during last reporting interval.,0,1,1,,Any,STAT,Statistic,ST,-98.6,37.5,PPA:9109,2021-08-06 18:05:04
} | MaximumArchiveDays=90 | DesiredRemainingSpace=500,9110,ONS_MGOPR2_345_PM_02!PMU:ST3,,310,8736f6c7-ad41-4b43-b4f6-e684e0d4ad20,MGOPR2_345_PM_02,Mgopr2_345_Pm_02,60,1,companyAcronym= | protocolName=IEEE C37.118.2-2011 | vendorAcronym= | vendorDeviceName= | interconnectionName=,,,,10,STTP,Streaming Telemetry Transport Protocol,11,,,,,,MGOPR2_345_PM_02!PMU-ST3,0.0,1.0,Device statistic for Number of device errors reported by device during last reporting interval.,0,1,1,,Any,STAT,Statistic,ST,-98.6,37.5,PPA:9110,2021-08-06 18:05:04
} | MaximumArchiveDays=90 | DesiredRemainingSpace=500,9111,ONS_MGOPR2_345_PM_02!PMU:ST4,,310,8736f6c7-ad41-4b43-b4f6-e684e0d4ad20,MGOPR2_345_PM_02,Mgopr2_345_Pm_02,60,1,companyAcronym= | protocolName=IEEE C37.118.2-2011 | vendorAcronym= | vendorDeviceName= | interconnectionName=,,,,10,STTP,Streaming Telemetry Transport Protocol,11,,,,,,MGOPR2_345_PM_02!PMU-ST4,0.0,1.0,Device statistic for Number of measurements received from device during last reporting interval.,0,1,1,,Any,STAT,Statistic,ST,-98.6,37.5,PPA:9111,2021-08-06 18:05:04
} | MaximumArchiveDays=90 | DesiredRemainingSpace=500,9112,ONS_MGOPR2_345_PM_02!PMU:ST5,,310,8736f6c7-ad41-4b43-b4f6-e684e0d4ad20,MGOPR2_345_PM_02,Mgopr2_345_Pm_02,60,1,companyAcronym= | protocolName=IEEE C37.118.2-2011 | vendorAcronym= | vendorDeviceName= | interconnectionName=,,,,10,STTP,Streaming Telemetry Transport Protocol,11,,,,,,MGOPR2_345_PM_02!PMU-ST5,0.0,1.0,Device statistic for Expected number of measurements received from device during last reporting interval.,0,1,1,,Any,STAT,Statistic,ST,-98.6,37.5,PPA:9112,2021-08-06 18:05:04
} | MaximumArchiveDays=90 | DesiredRemainingSpace=500,9113,ONS_MGOPR2_345_PM_02!PMU:ST6,,310,8736f6c7-ad41-4b43-b4f6-e684e0d4ad20,MGOPR2_345_PM_02,Mgopr2_345_Pm_02,60,1,companyAcronym= | protocolName=IEEE C37.118.2-2011 | vendorAcronym= | vendorDeviceName= | interconnectionName=,,,,10,STTP,Streaming Telemetry Transport Protocol,11,,,,,,MGOPR2_345_PM_02!PMU-ST6,0.0,1.0,Device statistic for Number of measurements received while device was reporting errors during last reporting interval.,0,1,1,,Any,STAT,Statistic,ST,-98.6,37.5,PPA:9113,2021-08-06 18:05:04
} | MaximumArchiveDays=90 | DesiredRemainingSpace=500,9114,ONS_MGOPR2_345_PM_02!PMU:ST7,,310,8736f6c7-ad41-4b43-b4f6-e684e0d4ad20,MGOPR2_345_PM_02,Mgopr2_345_Pm_02,60,1,companyAcronym= | protocolName=IEEE C37.118.2-2011 | vendorAcronym= | vendorDeviceName= | interconnectionName=,,,,10,STTP,Streaming Telemetry Transport Protocol,11,,,,,,MGOPR2_345_PM_02!PMU-ST7,0.0,1.0,Device statistic for Number of defined measurements (per frame) from device during last reporting interval.,0,1,1,,Any,STAT,Statistic,ST,-98.6,37.5,PPA:9114,2021-08-06 18:05:04
} | MaximumArchiveDays=90 | DesiredRemainingSpace=500,9115,ONS_ESSRNS_345_PM_03!PMU:ST1,,311,8736f6c7-ad41-4b43-b4f6-e684e0d4ad20,ESSRNS_345_PM_03,Essrns_345_Pm_03,60,1,companyAcronym= | protocolName=IEEE C37.118.2-2011 | vendorAcronym= | vendorDeviceName= | interconnectionName=,,,,10,STTP,Streaming Telemetry Transport Protocol,11,,,,,,ESSRNS_345_PM_03!PMU-ST1,0.0,1.0,Device statistic for Number of data quality errors reported by device during last reporting interval.,0,1,1,,Any,STAT,Statistic,ST,-98.6,37.5,PPA:9115,2021-08-06 18:05:04
} | MaximumArchiveDays=90 | DesiredRemainingSpace=500,9116,ONS_ESSRNS_345_PM_03!PMU:ST2,,311,8736f6c7-ad41-4b43-b4f6-e684e0d4ad20,ESSRNS_345_PM_03,Essrns_345_Pm_03,60,1,companyAcronym= | protocolName=IEEE C37.118.2-2011 | vendorAcronym= | vendorDeviceName= | interconnectionName=,,,,10,STTP,Streaming Telemetry Transport Protocol,11,,,,,,ESSRNS_345_PM_03!PMU-ST2,0.0,1.0,Device statistic for Number of time quality errors reported by device during last reporting interval.,0,1,1,,Any,STAT,Statistic,ST,-98.6,37.5,PPA:9116,2021-08-06 18:05:04
} | MaximumArchiveDays=90 | DesiredRemainingSpace=500,9117,ONS_ESSRNS_345_PM_03!PMU:ST3,,311,8736f6c7-ad41-4b43-b4f6-e684e0d4ad20,ESSRNS_345_PM_03,Essrns_345_Pm_03,60,1,companyAcronym= | protocolName=IEEE C37.118.2-2011 | vendorAcronym= | vendorDeviceName= | interconnectionName=,,,,10,STTP,Streaming Telemetry Transport Protocol,11,,,,,,ESSRNS_345_PM_03!PMU-ST3,0.0,1.0,Device statistic for Number of device errors reported by device during last reporting interval.,0,1,1,,Any,STAT,Statistic,ST,-98.6,37.5,PPA:9117,2021-08-06 18:05:04
} | MaximumArchiveDays=90 | DesiredRemainingSpace=500,9118,ONS_ESSRNS_345_PM_03!PMU:ST4,,311,8736f6c7-ad41-4b43-b4f6-e684e0d4ad20,ESSRNS_345_PM_03,Essrns_345_Pm_03,60,1,companyAcronym= | protocolName=IEEE C37.118.2-2011 | vendorAcronym= | vendorDeviceName= | interconnectionName=,,,,10,STTP,Streaming Telemetry Transport Protocol,11,,,,,,ESSRNS_345_PM_03!PMU-ST4,0.0,1.0,Device statistic for Number of measurements received from device during last reporting interval.,0,1,1,,Any,STAT,Statistic,ST,-98.6,37.5,PPA:9118,2021-08-06 18:05:04
} | MaximumArchiveDays=90 | DesiredRemainingSpace=500,9119,ONS_ESSRNS_345_PM_03!PMU:ST5,,311,8736f6c7-ad41-4b43-b4f6-e684e0d4ad20,ESSRNS_345_PM_03,Essrns_345_Pm_03,60,1,companyAcronym= | protocolName=IEEE C37.118.2-2011 | vendorAcronym= | vendorDeviceName= | interconnectionName=,,,,10,STTP,Streaming Telemetry Transport Protocol,11,,,,,,ESSRNS_345_PM_03!PMU-ST5,0.0,1.0,Device statistic for Expected number of measurements received from device during last reporting interval.,0,1,1,,Any,STAT,Statistic,ST,-98.6,37.5,PPA:9119,2021-08-06 18:05:04
} | MaximumArchiveDays=90 | DesiredRemainingSpace=500,9120,ONS_ESSRNS_345_PM_03!PMU:ST6,,311,8736f6c7-ad41-4b43-b4f6-e684e0d4ad20,ESSRNS_345_PM_03,Essrns_345_Pm_03,60,1,companyAcronym= | protocolName=IEEE C37.118.2-2011 | vendorAcronym= | vendorDeviceName= | interconnectionName=,,,,10,STTP,Streaming Telemetry Transport Protocol,11,,,,,,ESSRNS_345_PM_03!PMU-ST6,0.0,1.0,Device statistic for Number of measurements received while device was reporting errors during last reporting interval.,0,1,1,,Any,STAT,Statistic,ST,-98.6,37.5,PPA:9120,2021-08-06 18:05:04
} | MaximumArchiveDays=90 | DesiredRemainingSpace=500,9121,ONS_ESSRNS_345_PM_03!PMU:ST7,,311,8736f6c7-ad41-4b43-b4f6-e684e0d4ad20,ESSRNS_345_PM_03,Essrns_345_Pm_03,60,1,companyAcronym= | protocolName=IEEE C37.118.2-2011 | vendorAcronym= | vendorDeviceName= | interconnectionName=,,,,10,STTP,Streaming Telemetry Transport Protocol,11,,,,,,ESSRNS_345_PM_03!PMU-ST7,0.0,1.0,Device statistic for Number of defined measurements (per frame) from device during last reporting interval.,0,1,1,,Any,STAT,Statistic,ST,-98.6,37.5,PPA:9121,2021-08-06 18:05:04
} | MaximumArchiveDays=90 | DesiredRemainingSpace=500,9122,ONS_ESSRNS_345_PM_04!PMU:ST1,,312,8736f6c7-ad41-4b43-b4f6-e684e0d4ad20,ESSRNS_345_PM_04,Essrns_345_Pm_04,60,1,companyAcronym= | protocolName=IEEE C37.118.2-2011 | vendorAcronym= | vendorDeviceName= | interconnectionName=,,,,10,STTP,Streaming Telemetry Transport Protocol,11,,,,,,ESSRNS_345_PM_04!PMU-ST1,0.0,1.0,Device statistic for Number of data quality errors reported by device during last reporting interval.,0,1,1,,Any,STAT,Statistic,ST,-98.6,37.5,PPA:9122,2021-08-06 18:05:04
} | MaximumArchiveDays=90 | DesiredRemainingSpace=500,9123,ONS_ESSRNS_345_PM_04!PMU:ST2,,312,8736f6c7-ad41-4b43-b4f6-e684e0d4ad20,ESSRNS_345_PM_04,Essrns_345_Pm_04,60,1,companyAcronym= | protocolName=IEEE C37.118.2-2011 | vendorAcronym= | vendorDeviceName= | interconnectionName=,,,,10,STTP,Streaming Telemetry Transport Protocol,11,,,,,,ESSRNS_345_PM_04!PMU-ST2,0.0,1.0,Device statistic for Number of time quality errors reported by device during last reporting interval.,0,1,1,,Any,STAT,Statistic,ST,-98.6,37.5,PPA:9123,2021-08-06 18:05:04
} | MaximumArchiveDays=90 | DesiredRemainingSpace=500,9124,ONS_ESSRNS_345_PM_04!PMU:ST3,,312,8736f6c7-ad41-4b43-b4f6-e684e0d4ad20,ESSRNS_345_PM_04,Essrns_345_Pm_04,60,1,companyAcronym= | protocolName=IEEE C37.118.2-2011 | vendorAcronym= | vendorDeviceName= | interconnectionName=,,,,10,STTP,Streaming Telemetry Transport Protocol,11,,,,,,ESSRNS_345_PM_04!PMU-ST3,0.0,1.0,Device statistic for Number of device errors reported by device during last reporting interval.,0,1,1,,Any,STAT,Statistic,ST,-98.6,37.5,PPA:9124,2021-08-06 18:05:04
} | MaximumArchiveDays=90 | DesiredRemainingSpace=500,9125,ONS_ESSRNS_345_PM_04!PMU:ST4,,312,8736f6c7-ad41-4b43-b4f6-e684e0d4ad20,ESSRNS_345_PM_04,Essrns_345_Pm_04,60,1,companyAcronym= | protocolName=IEEE C37.118.2-2011 | vendorAcronym= | vendorDeviceName= | interconnectionName=,,,,10,STTP,Streaming Telemetry Transport Protocol,11,,,,,,ESSRNS_345_PM_04!PMU-ST4,0.0,1.0,Device statistic for Number of measurements received from device during last reporting interval.,0,1,1,,Any,STAT,Statistic,ST,-98.6,37.5,PPA:9125,2021-08-06 18:05:04
} | MaximumArchiveDays=90 | DesiredRemainingSpace=500,9126,ONS_ESSRNS_345_PM_04!PMU:ST5,,312,8736f6c7-ad41-4b43-b4f6-e684e0d4ad20,ESSRNS_345_PM_04,Essrns_345_Pm_04,60,1,companyAcronym= | protocolName=IEEE C37.118.2-2011 | vendorAcronym= | vendorDeviceName= | interconnectionName=,,,,10,STTP,Streaming Telemetry Transport Protocol,11,,,,,,ESSRNS_345_PM_04!PMU-ST5,0.0,1.0,Device statistic for Expected number of measurements received from device during last reporting interval.,0,1,1,,Any,STAT,Statistic,ST,-98.6,37.5,PPA:9126,2021-08-06 18:05:04
} | MaximumArchiveDays=90 | DesiredRemainingSpace=500,9127,ONS_ESSRNS_345_PM_04!PMU:ST6,,312,8736f6c7-ad41-4b43-b4f6-e684e0d4ad20,ESSRNS_345_PM_04,Essrns_345_Pm_04,60,1,companyAcronym= | protocolName=IEEE C37.118.2-2011 | vendorAcronym= | vendorDeviceName= | interconnectionName=,,,,10,STTP,Streaming Telemetry Transport Protocol,11,,,,,,ESSRNS_345_PM_04!PMU-ST6,0.0,1.0,Device statistic for Number of measurements received while device was reporting errors during last reporting interval.,0,1,1,,Any,STAT,Statistic,ST,-98.6,37.5,PPA:9127,2021-08-06 18:05:04
} | MaximumArchiveDays=90 | DesiredRemainingSpace=500,9128,ONS_ESSRNS_345_PM_04!PMU:ST7,,312,8736f6c7-ad41-4b43-b4f6-e684e0d4ad20,ESSRNS_345_PM_04,Essrns_345_Pm_04,60,1,companyAcronym= | protocolName=IEEE C37.118.2-2011 | vendorAcronym= | vendorDeviceName= | interconnectionName=,,,,10,STTP,Streaming Telemetry Transport Protocol,11,,,,,,ESSRNS_345_PM_04!PMU-ST7,0.0,1.0,Device statistic for Number of defined measurements (per frame) from device during last reporting interval.,0,1,1,,Any,STAT,Statistic,ST,-98.6,37.5,PPA:9128,2021-08-06 18:05:04
} | MaximumArchiveDays=90 | DesiredRemainingSpace=500,9129,ONS_ESSRNS_345_PM_05!PMU:ST1,,313,8736f6c7-ad41-4b43-b4f6-e684e0d4ad20,ESSRNS_345_PM_05,Essrns_345_Pm_05,60,1,companyAcronym= | protocolName=IEEE C37.118.2-2011 | vendorAcronym= | vendorDeviceName= | interconnectionName=,,,,10,STTP,Streaming Telemetry Transport Protocol,11,,,,,,ESSRNS_345_PM_05!PMU-ST1,0.0,1.0,Device statistic for Number of data quality errors reported by device during last reporting interval.,0,1,1,,Any,STAT,Statistic,ST,-98.6,37.5,PPA:9129,2021-08-06 18:05:04
} | MaximumArchiveDays=90 | DesiredRemainingSpace=500,9130,ONS_ESSRNS_345_PM_05!PMU:ST2,,313,8736f6c7-ad41-4b43-b4f6-e684e0d4ad20,ESSRNS_345_PM_05,Essrns_345_Pm_05,60,1,companyAcronym= | protocolName=IEEE C37.118.2-2011 | vendorAcronym= | vendorDeviceName= | interconnectionName=,,,,10,STTP,Streaming Telemetry Transport Protocol,11,,,,,,ESSRNS_345_PM_05!PMU-ST2,0.0,1.0,Device statistic for Number of time quality errors reported by device during last reporting interval.,0,1,1,,Any,STAT,Statistic,ST,-98.6,37.5,PPA:9130,2021-08-06 18:05:04
} | MaximumArchiveDays=90 | DesiredRemainingSpace=500,9131,ONS_ESSRNS_345_PM_05!PMU:ST3,,313,8736f6c7-ad41-4b43-b4f6-e684e0d4ad20,ESSRNS_345_PM_05,Essrns_345_Pm_05,60,1,companyAcronym= | protocolName=IEEE C37.118.2-2011 | vendorAcronym= | vendorDeviceName= | interconnectionName=,,,,10,STTP,Streaming Telemetry Transport Protocol,11,,,,,,ESSRNS_345_PM_05!PMU-ST3,0.0,1.0,Device statistic for Number of device errors reported by device during last reporting interval.,0,1,1,,Any,STAT,Statistic,ST,-98.6,37.5,PPA:9131,2021-08-06 18:05:04
} | MaximumArchiveDays=90 | DesiredRemainingSpace=500,9132,ONS_ESSRNS_345_PM_05!PMU:ST4,,313,8736f6c7-ad41-4b43-b4f6-e684e0d4ad20,ESSRNS_345_PM_05,Essrns_345_Pm_05,60,1,companyAcronym= | protocolName=IEEE C37.118.2-2011 | vendorAcronym= | vendorDeviceName= | interconnectionName=,,,,10,STTP,Streaming Telemetry Transport Protocol,11,,,,,,ESSRNS_345_PM_05!PMU-ST4,0.0,1.0,Device statistic for Number of measurements received from device during last reporting interval.,0,1,1,,Any,STAT,Statistic,ST,-98.6,37.5,PPA:9132,2021-08-06 18:05:04
} | MaximumArchiveDays=90 | DesiredRemainingSpace=500,9133,ONS_ESSRNS_345_PM_05!PMU:ST5,,313,8736f6c7-ad41-4b43-b4f6-e684e0d4ad20,ESSRNS_345_PM_05,Essrns_345_Pm_05,60,1,companyAcronym= | protocolName=IEEE C37.118.2-2011 | vendorAcronym= | vendorDeviceName= | interconnectionName=,,,,10,STTP,Streaming Telemetry Transport Protocol,11,,,,,,ESSRNS_345_PM_05!PMU-ST5,0.0,1.0,Device statistic for Expected number of measurements received from device during last reporting interval.,0,1,1,,Any,STAT,Statistic,ST,-98.6,37.5,PPA:9133,2021-08-06 18:05:04
} | MaximumArchiveDays=90 | DesiredRemainingSpace=500,9134,ONS_ESSRNS_345_PM_05!PMU:ST6,,313,8736f6c7-ad41-4b43-b4f6-e684e0d4ad20,ESSRNS_345_PM_05,Essrns_345_Pm_05,60,1,companyAcronym= | protocolName=IEEE C37.118.2-2011 | vendorAcronym= | vendorDeviceName= | interconnectionName=,,,,10,STTP,Streaming Telemetry Transport Protocol,11,,,,,,ESSRNS_345_PM_05!PMU-ST6,0.0,1.0,Device statistic for Number of measurements received while device was reporting errors during last reporting interval.,0,1,1,,Any,STAT,Statistic,ST,-98.6,37.5,PPA:9134,2021-08-06 18:05:04
} | MaximumArchiveDays=90 | DesiredRemainingSpace=500,9135,ONS_ESSRNS_345_PM_05!PMU:ST7,,313,8736f6c7-ad41-4b43-b4f6-e684e0d4ad20,ESSRNS_345_PM_05,Essrns_345_Pm_05,60,1,companyAcronym= | protocolName=IEEE C37.118.2-2011 | vendorAcronym= | vendorDeviceName= | interconnectionName=,,,,10,STTP,Streaming Telemetry Transport Protocol,11,,,,,,ESSRNS_345_PM_05!PMU-ST7,0.0,1.0,Device statistic for Number of defined measurements (per frame) from device during last reporting interval.,0,1,1,,Any,STAT,Statistic,ST,-98.6,37.5,PPA:9135,2021-08-06 18:05:04
} | MaximumArchiveDays=90 | DesiredRemainingSpace=500,9136,ONS_ESSRNS_345_PM_07!PMU:ST1,,314,8736f6c7-ad41-4b43-b4f6-e684e0d4ad20,ESSRNS_345_PM_07,Essrns_345_Pm_07,60,1,companyAcronym= | protocolName=IEEE C37.118.2-2011 | vendorAcronym= | vendorDeviceName= | interconnectionName=,,,,10,STTP,Streaming Telemetry Transport Protocol,11,,,,,,ESSRNS_345_PM_07!PMU-ST1,0.0,1.0,Device statistic for Number of data quality errors reported by device during last reporting interval.,0,1,1,,Any,STAT,Statistic,ST,-98.6,37.5,PPA:9136,2021-08-06 18:05:04
} | MaximumArchiveDays=90 | DesiredRemainingSpace=500,9137,ONS_ESSRNS_345_PM_07!PMU:ST2,,314,8736f6c7-ad41-4b43-b4f6-e684e0d4ad20,ESSRNS_345_PM_07,Essrns_345_Pm_07,60,1,companyAcronym= | protocolName=IEEE C37.118.2-2011 | vendorAcronym= | vendorDeviceName= | interconnectionName=,,,,10,STTP,Streaming Telemetry Transport Protocol,11,,,,,,ESSRNS_345_PM_07!PMU-ST2,0.0,1.0,Device statistic for Number of time quality errors reported by device during last reporting interval.,0,1,1,,Any,STAT,Statistic,ST,-98.6,37.5,PPA:9137,2021-08-06 18:05:04
} | MaximumArchiveDays=90 | DesiredRemainingSpace=500,9138,ONS_ESSRNS_345_PM_07!PMU:ST3,,314,8736f6c7-ad41-4b43-b4f6-e684e0d4ad20,ESSRNS_345_PM_07,Essrns_345_Pm_07,60,1,companyAcronym= | protocolName=IEEE C37.118.2-2011 | vendorAcronym= | vendorDeviceName= | interconnectionName=,,,,10,STTP,Streaming Telemetry Transport Protocol,11,,,,,,ESSRNS_345_PM_07!PMU-ST3,0.0,1.0,Device statistic for Number of device errors reported by device during last reporting interval.,0,1,1,,Any,STAT,Statistic,ST,-98.6,37.5,PPA:9138,2021-08-06 18:05:04
} | MaximumArchiveDays=90 | DesiredRemainingSpace=500,9139,ONS_ESSRNS_345_PM_07!PMU:ST4,,314,8736f6c7-ad41-4b43-b4f6-e684e0d4ad20,ESSRNS_345_PM_07,Essrns_345_Pm_07,60,1,companyAcronym= | protocolName=IEEE C37.118.2-2011 | vendorAcronym= | vendorDeviceName= | interconnectionName=,,,,10,STTP,Streaming Telemetry Transport Protocol,11,,,,,,ESSRNS_345_PM_07!PMU-ST4,0.0,1.0,Device statistic for Number of measurements received from device during last reporting interval.,0,1,1,,Any,STAT,Statistic,ST,-98.6,37.5,PPA:9139,2021-08-06 18:05:04
} | MaximumArchiveDays=90 | DesiredRemainingSpace=500,9140,ONS_ESSRNS_345_PM_07!PMU:ST5,,314,8736f6c7-ad41-4b43-b4f6-e684e0d4ad20,ESSRNS_345_PM_07,Essrns_345_Pm_07,60,1,companyAcronym= | protocolName=IEEE C37.118.2-2011 | vendorAcronym= | vendorDeviceName= | interconnectionName=,,,,10,STTP,Streaming Telemetry Transport Protocol,11,,,,,,ESSRNS_345_PM_07!PMU-ST5,0.0,1.0,Device statistic for Expected number of measurements received from device during last reporting interval.,0,1,1,,Any,STAT,Statistic,ST,-98.6,37.5,PPA:9140,2021-08-06 18:05:04
} | MaximumArchiveDays=90 | DesiredRemainingSpace=500,9141,ONS_ESSRNS_345_PM_07!PMU:ST6,,314,8736f6c7-ad41-4b43-b4f6-e684e0d4ad20,ESSRNS_345_PM_07,Essrns_345_Pm_07,60,1,companyAcronym= | protocolName=IEEE C37.118.2-2011 | vendorAcronym= | vendorDeviceName= | interconnectionName=,,,,10,STTP,Streaming Telemetry Transport Protocol,11,,,,,,ESSRNS_345_PM_07!PMU-ST6,0.0,1.0,Device statistic for Number of measurements received while device was reporting errors during last reporting interval.,0,1,1,,Any,STAT,Statistic,ST,-98.6,37.5,PPA:9141,2021-08-06 18:05:04
} | MaximumArchiveDays=90 | DesiredRemainingSpace=500,9142,ONS_ESSRNS_345_PM_07!PMU:ST7,,314,8736f6c7-ad41-4b43-b4f6-e684e0d4ad20,ESSRNS_345_PM_07,Essrns_345_Pm_07,60,1,companyAcronym= | protocolName=IEEE C37.118.2-2011 | vendorAcronym= | vendorDeviceName= | interconnectionName=,,,,10,STTP,Streaming Telemetry Transport Protocol,11,,,,,,ESSRNS_345_PM_07!PMU-ST7,0.0,1.0,Device statistic for Number of defined measurements (per frame) from device during last reporting interval.,0,1,1,,Any,STAT,Statistic,ST,-98.6,37.5,PPA:9142,2021-08-06 18:05:04
} | MaximumArchiveDays=90 | DesiredRemainingSpace=500,9143,GPA_TOCO_500_PM_01:F,,315,8736f6c7-ad41-4b43-b4f6-e684e0d4ad20,TOCO_500_PM_01,Toco_500_Pm_01,60,1,companyAcronym= | protocolName=IEEE C37.118.2-2011 | vendorAcronym= | vendorDeviceName= | interconnectionName=,,,,10,STTP,Streaming Telemetry Transport Protocol,5,,,,,,TOCO_500_PM_01-FQ,0.0,1.0,Toco_500_Pm_01 Frequency,0,1,1,Hz,PMU,FREQ,Frequency,FQ,-98.6,37.5,PPA:9143,2021-08-06 18:15:27
} | MaximumArchiveDays=90 | DesiredRemainingSpace=500,9144,GPA_TOCO_500_PM_01:DF,,315,8736f6c7-ad41-4b43-b4f6-e684e0d4ad20,TOCO_500_PM_01,Toco_500_Pm_01,60,1,companyAcronym= | protocolName=IEEE C37.118.2-2011 | vendorAcronym= | vendorDeviceName= | interconnectionName=,,,,10,STTP,Streaming Telemetry Transport Protocol,6,,,,,,TOCO_500_PM_01-DF,0.0,1.0,Toco_500_Pm_01 Frequency Delta (dF/dt),0,1,1,,PMU,DFDT,Frequency Delta (dF/dt),DF,-98.6,37.5,PPA:9144,2021-08-06 18:15:27
} | MaximumArchiveDays=90 | DesiredRemainingSpace=500,9145,GPA_TOCO_500_PM_01:S,,315,8736f6c7-ad41-4b43-b4f6-e684e0d4ad20,TOCO_500_PM_01,Toco_500_Pm_01,60,1,companyAcronym= | protocolName=IEEE C37.118.2-2011 | vendorAcronym= | vendorDeviceName= | interconnectionName=,,,,10,STTP,Streaming Telemetry Transport Protocol,8,,,,,,TOCO_500_PM_01-SF,0.0,1.0,Toco_500_Pm_01 Status Flags,0,1,1,,PMU,FLAG,Status Flags,SF,-98.6,37.5,PPA:9145,2021-08-06 18:15:27
} | MaximumArchiveDays=90 | DesiredRemainingSpace=500,9146,GPA_TOCO_500_PM_01-PM1:V,,315,8736f6c7-ad41-4b43-b4f6-e684e0d4ad20,TOCO_500_PM_01,Toco_500_Pm_01,60,1,companyAcronym= | protocolName=IEEE C37.118.2-2011 | vendorAcronym= | vendorDeviceName= | interconnectionName=,,,,10,STTP,Streaming Telemetry Transport Protocol,3,1,LTPAIN_1_FV_A,V,N,0,TOCO_500_PM_01-PM1,0.0,1.0,Toco_500_Pm_01 LTPAIN_1_FV_A N Voltage Magnitude,0,1,1,Volts,Phasor,VPHM,Voltage Magnitude,PM,-98.6,37.5,PPA:9146,2021-08-06 18:15:27
} | MaximumArchiveDays=90 | DesiredRemainingSpace=500,9147,GPA_TOCO_500_PM_01-PA1:VH,,315,8736f6c7-ad41-4b43-b4f6-e684e0d4ad20,TOCO_500_PM_01,Toco_500_Pm_01,60,1,companyAcronym= | protocolName=IEEE C37.118.2-2011 | vendorAcronym= | vendorDeviceName= | interconnectionName=,,,,10,STTP,Streaming Telemetry Transport Protocol,4,1,LTPAIN_1_FV_A,V,N,0,TOCO_500_PM_01-PA1,0.0,1.0,Toco_500_Pm_01 LTPAIN_1_FV_A N Voltage Phase Angle,0,1,1,Degrees,Phasor,VPHA,Voltage Phase Angle,PA,-98.6,37.5,PPA:9147,2021-08-06 18:15:27
} | MaximumArchiveDays=90 | DesiredRemainingSpace=500,9148,GPA_TOCO_500_PM_01-PM2:V,,315,8736f6c7-ad41-4b43-b4f6-e684e0d4ad20,TOCO_500_PM_01,Toco_500_Pm_01,60,1,companyAcronym= | protocolName=IEEE C37.118.2-2011 | vendorAcronym= | vendorDeviceName= | interconnectionName=,,,,10,STTP,Streaming Telemetry Transport Protocol,3,2,LTPAIN_1_FV_B,V,N,0,TOCO_500_PM_01-PM2,0.0,1.0,Toco_500_Pm_01 LTPAIN_1_FV_B N Voltage Magnitude,0,1,1,Volts,Phasor,VPHM,Voltage Magnitude,PM,-98.6,37.5,PPA:9148,2021-08-06 18:15:27
} | MaximumArchiveDays=90 | DesiredRemainingSpace=500,9149,GPA_TOCO_500_PM_01-PA2:VH,,315,8736f6c7-ad41-4b43-b4f6-e684e0d4ad20,TOCO_500_PM_01,Toco_500_Pm_01,60,1,companyAcronym= | protocolName=IEEE C37.118.2-2011 | vendorAcronym= | vendorDeviceName= | interconnectionName=,,,,10,STTP,Streaming Telemetry Transport Protocol,4,2,LTPAIN_1_FV_B,V,N,0,TOCO_500_PM_01-PA2,0.0,1.0,Toco_500_Pm_01 LTPAIN_1_FV_B N Voltage Phase Angle,0,1,1,Degrees,Phasor,VPHA,Voltage Phase Angle,PA,-98.6,37.5,PPA:9149,2021-08-06 18:15:27
} | MaximumArchiveDays=90 | DesiredRemainingSpace=500,9150,GPA_TOCO_500_PM_01-PM3:V,,315,8736f6c7-ad41-4b43-b4f6-e684e0d4ad20,TOCO_500_PM_01,Toco_500_Pm_01,60,1,companyAcronym= | protocolName=IEEE C37.118.2-2011 | vendorAcronym= | vendorDeviceName= | interconnectionName=,,,,10,STTP,Streaming Telemetry Transport Protocol,3,3,LTPAIN_1_FV_C,V,N,0,TOCO_500_PM_01-PM3,0.0,1.0,Toco_500_Pm_01 LTPAIN_1_FV_C N Voltage Magnitude,0,1,1,Volts,Phasor,VPHM,Voltage Magnitude,PM,-98.6,37.5,PPA:9150,2021-08-06 18:15:27
} | MaximumArchiveDays=90 | DesiredRemainingSpace=500,9151,GPA_TOCO_500_PM_01-PA3:VH,,315,8736f6c7-ad41-4b43-b4f6-e684e0d4ad20,TOCO_500_PM_01,Toco_500_Pm_01,60,1,companyAcronym= | protocolName=IEEE C37.118.2-2011 | vendorAcronym= | vendorDeviceName= | interconnectionName=,,,,10,STTP,Streaming Telemetry Transport Protocol,4,3,LTPAIN_1_FV_C,V,N,0,TOCO_500_PM_01-PA3,0.0,1.0,Toco_500_Pm_01 LTPAIN_1_FV_C N Voltage Phase Angle,0,1,1,Degrees,Phasor,VPHA,Voltage Phase Angle,PA,-98.6,37.5,PPA:9151,2021-08-06 18:15:27
} | MaximumArchiveDays=90 | DesiredRemainingSpace=500,9152,GPA_TOCO_500_PM_01-PM4:I,,315,8736f6c7-ad41-4b43-b4f6-e684e0d4ad20,TOCO_500_PM_01,Toco_500_Pm_01,60,1,companyAcronym= | protocolName=IEEE C37.118.2-2011 | vendorAcronym= | vendorDeviceName= | interconnectionName=,,,,10,STTP,Streaming Telemetry Transport Protocol,1,4,LTPAIN_1_FA_A,I,N,0,TOCO_500_PM_01-PM4,0.0,1.0,Toco_500_Pm_01 LTPAIN_1_FA_A N Current Magnitude,0,1,1,Amps,Phasor,IPHM,Current Magnitude,PM,-98.6,37.5,PPA:9152,2021-08-06 18:15:27
} | MaximumArchiveDays=90 | DesiredRemainingSpace=500,9153,GPA_TOCO_500_PM_01-PA4:IH,,315,8736f6c7-ad41-4b43-b4f6-e684e0d4ad20,TOCO_500_PM_01,Toco_500_Pm_01,60,1,companyAcronym= | protocolName=IEEE C37.118.2-2011 | vendorAcronym= | vendorDeviceName= | interconnectionName=,,,,10,STTP,Streaming Telemetry Transport Protocol,2,4,LTPAIN_1_FA_A,I,N,0,TOCO_500_PM_01-PA4,0.0,1.0,Toco_500_Pm_01 LTPAIN_1_FA_A N Current Phase Angle,0,1,1,Degrees,Phasor,IPHA,Current Phase Angle,PA,-98.6,37.5,PPA:9153,2021-08-06 18:15:27
} | MaximumArchiveDays=90 | DesiredRemainingSpace=500,9154,GPA_TOCO_500_PM_01-PM5:I,,315,8736f6c7-ad41-4b43-b4f6-e684e0d4ad20,TOCO_500_PM_01,Toco_500_Pm_01,60,1,companyAcronym= | protocolName=IEEE C37.118.2-2011 | vendorAcronym= | vendorDeviceName= | interconnectionName=,,,,10,STTP,Streaming Telemetry Transport Protocol,1,5,LTPAIN_1_FA_B,I,N,0,TOCO_500_PM_01-PM5,0.0,1.0,Toco_500_Pm_01 LTPAIN_1_FA_B N Current Magnitude,0,1,1,Amps,Phasor,IPHM,Current Magnitude,PM,-98.6,37.5,PPA:9154,2021-08-06 18:15:27
} | MaximumArchiveDays=90 | DesiredRemainingSpace=500,9155,GPA_TOCO_500_PM_01-PA5:IH,,315,8736f6c7-ad41-4b43-b4f6-e684e0d4ad20,TOCO_500_PM_01,Toco_500_Pm_01,60,1,companyAcronym= | protocolName=IEEE C37.118.2-2011 | vendorAcronym= | vendorDeviceName= | interconnectionName=,,,,10,STTP,Streaming Telemetry Transport Protocol,2,5,LTPAIN_1_FA_B,I,N,0,TOCO_500_PM_01-PA5,0.0,1.0,Toco_500_Pm_01 LTPAIN_1_FA_B N Current Phase Angle,0,1,1,Degrees,Phasor,IPHA,Current Phase Angle,PA,-98.6,37.5,PPA:9155,2021-08-06 18:15:27
} | MaximumArchiveDays=90 | DesiredRemainingSpace=500,9156,GPA_TOCO_500_PM_01-PM6:I,,315,8736f6c7-ad41-4b43-b4f6-e684e0d4ad20,TOCO_500_PM_01,Toco_500_Pm_01,60,1,companyAcronym= | protocolName=IEEE C37.118.2-2011 | vendorAcronym= | vendorDeviceName= | interconnectionName=,,,,10,STTP,Streaming Telemetry Transport Protocol,1,6,LTPAIN_1_FA_C,I,N,0,TOCO_500_PM_01-PM6,0.0,1.0,Toco_500_Pm_01 LTPAIN_1_FA_C N Current Magnitude,0,1,1,Amps,Phasor,IPHM,Current Magnitude,PM,-98.6,37.5,PPA:9156,2021-08-06 18:15:27
} | MaximumArchiveDays=90 | DesiredRemainingSpace=500,9157,GPA_TOCO_500_PM_01-PA6:IH,,315,8736f6c7-ad41-4b43-b4f6-e684e0d4ad20,TOCO_500_PM_01,Toco_500_Pm_01,60,1,companyAcronym= | protocolName=IEEE C37.118.2-2011 | vendorAcronym= | vendorDeviceName= | interconnectionName=,,,,10,STTP,Streaming Telemetry Transport Protocol,2,6,LTPAIN_1_FA_C,I,N,0,TOCO_500_PM_01-PA6,0.0,1.0,Toco_500_Pm_01 LTPAIN_1_FA_C N Current Phase Angle,0,1,1,Degrees,Phasor,IPHA,Current Phase Angle,PA,-98.6,37.5,PPA:9157,2021-08-06 18:15:27
} | MaximumArchiveDays=90 | DesiredRemainingSpace=500,9158,GPA_TOCO_500_PM_01-PM7:V,,315,8736f6c7-ad41-4b43-b4f6-e684e0d4ad20,TOCO_500_PM_01,Toco_500_Pm_01,60,1,companyAcronym= | protocolName=IEEE C37.118.2-2011 | vendorAcronym= | vendorDeviceName= | interconnectionName=,,,,10,STTP,Streaming Telemetry Transport Protocol,3,7,LTPAIN_1_FV_P,V,N,0,TOCO_500_PM_01-PM7,0.0,1.0,Toco_500_Pm_01 LTPAIN_1_FV_P N Voltage Magnitude,0,1,1,Volts,Phasor,VPHM,Voltage Magnitude,PM,-98.6,37.5,PPA:9158,2021-08-06 18:15:27
} | MaximumArchiveDays=90 | DesiredRemainingSpace=500,9159,GPA_TOCO_500_PM_01-PA7:VH,,315,8736f6c7-ad41-4b43-b4f6-e684e0d4ad20,TOCO_500_PM_01,Toco_500_Pm_01,60,1,companyAcronym= | protocolName=IEEE C37.118.2-2011 | vendorAcronym= | vendorDeviceName= | interconnectionName=,,,,10,STTP,Streaming Telemetry Transport Protocol,4,7,LTPAIN_1_FV_P,V,N,0,TOCO_500_PM_01-PA7,0.0,1.0,Toco_500_Pm_01 LTPAIN_1_FV_P N Voltage Phase Angle,0,1,1,Degrees,Phasor,VPHA,Voltage Phase Angle,PA,-98.6,37.5,PPA:9159,2021-08-06 18:15:27
} | MaximumArchiveDays=90 | DesiredRemainingSpace=500,9160,GPA_TOCO_500_PM_01-PM8:I,,315,8736f6c7-ad41-4b43-b4f6-e684e0d4ad20,TOCO_500_PM_01,Toco_500_Pm_01,60,1,companyAcronym= | protocolName=IEEE C37.118.2-2011 | vendorAcronym= | vendorDeviceName= | interconnectionName=,,,,10,STTP,Streaming Telemetry Transport Protocol,1,8,LTPAIN_1_FA_P,I,N,0,TOCO_500_PM_01-PM8,0.0,1.0,Toco_500_Pm_01 LTPAIN_1_FA_P N Current Magnitude,0,1,1,Amps,Phasor,IPHM,Current Magnitude,PM,-98.6,37.5,PPA:9160,2021-08-06 18:15:27
} | MaximumArchiveDays=90 | DesiredRemainingSpace=500,9161,GPA_TOCO_500_PM_01-PA8:IH,,315,8736f6c7-ad41-4b43-b4f6-e684e0d4ad20,TOCO_500_PM_01,Toco_500_Pm_01,60,1,companyAcronym= | protocolName=IEEE C37.118.2-2011 | vendorAcronym= | vendorDeviceName= | interconnectionName=,,,,10,STTP,Streaming Telemetry Transport Protocol,2,8,LTPAIN_1_FA_P,I,N,0,TOCO_500_PM_01-PA8,0.0,1.0,Toco_500_Pm_01 LTPAIN_1_FA_P N Current Phase Angle,0,1,1,Degrees,Phasor,IPHA,Current Phase Angle,PA,-98.6,37.5,PPA:9161,2021-08-06 18:15:27
} | MaximumArchiveDays=90 | DesiredRemainingSpace=500,9162,GPA_TOCO_500_PM_02:F,,316,8736f6c7-ad41-4b43-b4f6-e684e0d4ad20,TOCO_500_PM_02,Toco_500_Pm_02,60,1,companyAcronym= | protocolName=IEEE C37.118.2-2011 | vendorAcronym= | vendorDeviceName= | interconnectionName=,,,,10,STTP,Streaming Telemetry Transport Protocol,5,,,,,,TOCO_500_PM_02-FQ,0.0,1.0,Toco_500_Pm_02 Frequency,0,1,1,Hz,PMU,FREQ,Frequency,FQ,-98.6,37.5,PPA:9162,2021-08-06 18:15:27
} | MaximumArchiveDays=90 | DesiredRemainingSpace=500,9163,GPA_TOCO_500_PM_02:DF,,316,8736f6c7-ad41-4b43-b4f6-e684e0d4ad20,TOCO_500_PM_02,Toco_500_Pm_02,60,1,companyAcronym= | protocolName=IEEE C37.118.2-2011 | vendorAcronym= | vendorDeviceName= | interconnectionName=,,,,10,STTP,Streaming Telemetry Transport Protocol,6,,,,,,TOCO_500_PM_02-DF,0.0,1.0,Toco_500_Pm_02 Frequency Delta (dF/dt),0,1,1,,PMU,DFDT,Frequency Delta (dF/dt),DF,-98.6,37.5,PPA:9163,2021-08-06 18:15:27
} | MaximumArchiveDays=90 | DesiredRemainingSpace=500,9164,GPA_TOCO_500_PM_02:S,,316,8736f6c7-ad41-4b43-b4f6-e684e0d4ad20,TOCO_500_PM_02,Toco_500_Pm_02,60,1,companyAcronym= | protocolName=IEEE C37.118.2-2011 | vendorAcronym= | vendorDeviceName= | interconnectionName=,,,,10,STTP,Streaming Telemetry Transport Protocol,8,,,,,,TOCO_500_PM_02-SF,0.0,1.0,Toco_500_Pm_02 Status Flags,0,1,1,,PMU,FLAG,Status Flags,SF,-98.6,37.5,PPA:9164,2021-08-06 18:15:27
} | MaximumArchiveDays=90 | DesiredRemainingSpace=500,9165,GPA_TOCO_500_PM_02-PM1:V,,316,8736f6c7-ad41-4b43-b4f6-e684e0d4ad20,TOCO_500_PM_02,Toco_500_Pm_02,60,1,companyAcronym= | protocolName=IEEE C37.118.2-2011 | vendorAcronym= | vendorDeviceName= | interconnectionName=,,,,10,STTP,Streaming Telemetry Transport Protocol,3,1,LTMAIZ_2_FV_A,V,+,0,TOCO_500_PM_02-PM1,0.0,1.0,Toco_500_Pm_02 LTMAIZ_2_FV_A + Voltage Magnitude,0,1,1,Volts,Phasor,VPHM,Voltage Magnitude,PM,-98.6,37.5,PPA:9165,2021-08-06 18:15:27
} | MaximumArchiveDays=90 | DesiredRemainingSpace=500,9166,GPA_TOCO_500_PM_02-PA1:VH,,316,8736f6c7-ad41-4b43-b4f6-e684e0d4ad20,TOCO_500_PM_02,Toco_500_Pm_02,60,1,companyAcronym= | protocolName=IEEE C37.118.2-2011 | vendorAcronym= | vendorDeviceName= | interconnectionName=,,,,10,STTP,Streaming Telemetry Transport Protocol,4,1,LTMAIZ_2_FV_A,V,+,0,TOCO_500_PM_02-PA1,0.0,1.0,Toco_500_Pm_02 LTMAIZ_2_FV_A + Voltage Phase Angle,0,1,1,Degrees,Phasor,VPHA,Voltage Phase Angle,PA,-98.6,37.5,PPA:9166,2021-08-06 18:15:27
} | MaximumArchiveDays=90 | DesiredRemainingSpace=500,9167,GPA_TOCO_500_PM_02-PM2:V,,316,8736f6c7-ad41-4b43-b4f6-e684e0d4ad20,TOCO_500_PM_02,Toco_500_Pm_02,60,1,companyAcronym= | protocolName=IEEE C37.118.2-2011 | vendorAcronym= | vendorDeviceName= | interconnectionName=,,,,10,STTP,Streaming Telemetry Transport Protocol,3,2,LTMAIZ_2_FV_B,V,+,0,TOCO_500_PM_02-PM2,0.0,1.0,Toco_500_Pm_02 LTMAIZ_2_FV_B + Voltage Magnitude,0,1,1,Volts,Phasor,VPHM,Voltage Magnitude,PM,-98.6,37.5,PPA:9167,2021-08-06 18:15:27
} | MaximumArchiveDays=90 | DesiredRemainingSpace=500,9168,GPA_TOCO_500_PM_02-PA2:VH,,316,8736f6c7-ad41-4b43-b4f6-e684e0d4ad20,TOCO_500_PM_02,Toco_500_Pm_02,60,1,companyAcronym= | protocolName=IEEE C37.118.2-2011 | vendorAcronym= | vendorDeviceName= | interconnectionName=,,,,10,STTP,Streaming Telemetry Transport Protocol,4,2,LTMAIZ_2_FV_B,V,+,0,TOCO_500_PM_02-PA2,0.0,1.0,Toco_500_Pm_02 LTMAIZ_2_FV_B + Voltage Phase Angle,0,1,1,Degrees,Phasor,VPHA,Voltage Phase Angle,PA,-98.6,37.5,PPA:9168,2021-08-06 18:15:27
} | MaximumArchiveDays=90 | DesiredRemainingSpace=500,9169,GPA_TOCO_500_PM_02-PM3:V,,316,8736f6c7-ad41-4b43-b4f6-e684e0d4ad20,TOCO_500_PM_02,Toco_500_Pm_02,60,1,companyAcronym= | protocolName=IEEE C37.118.2-2011 | vendorAcronym= | vendorDeviceName= | interconnectionName=,,,,10,STTP,Streaming Telemetry Transport Protocol,3,3,LTMAIZ_2_FV_C,V,+,0,TOCO_500_PM_02-PM3,0.0,1.0,Toco_500_Pm_02 LTMAIZ_2_FV_C + Voltage Magnitude,0,1,1,Volts,Phasor,VPHM,Voltage Magnitude,PM,-98.6,37.5,PPA:9169,2021-08-06 18:15:27
} | MaximumArchiveDays=90 | DesiredRemainingSpace=500,9170,GPA_TOCO_500_PM_02-PA3:VH,,316,8736f6c7-ad41-4b43-b4f6-e684e0d4ad20,TOCO_500_PM_02,Toco_500_Pm_02,60,1,companyAcronym= | protocolName=IEEE C37.118.2-2011 | vendorAcronym= | vendorDeviceName= | interconnectionName=,,,,10,STTP,Streaming Telemetry Transport Protocol,4,3,LTMAIZ_2_FV_C,V,+,0,TOCO_500_PM_02-PA3,0.0,1.0,Toco_500_Pm_02 LTMAIZ_2_FV_C + Voltage Phase Angle,0,1,1,Degrees,Phasor,VPHA,Voltage Phase Angle,PA,-98.6,37.5,PPA:9170,2021-08-06 18:15:27
} | MaximumArchiveDays=90 | DesiredRemainingSpace=500,9171,GPA_TOCO_500_PM_02-PM4:I,,316,8736f6c7-ad41-4b43-b4f6-e684e0d4ad20,TOCO_500_PM_02,Toco_500_Pm_02,60,1,companyAcronym= | protocolName=IEEE C37.118.2-2011 | vendorAcronym= | vendorDeviceName= | interconnectionName=,,,,10,STTP,Streaming Telemetry Transport Protocol,1,4,LTMAIZ_2_FA_A,I,+,0,TOCO_500_PM_02-PM4,0.0,1.0,Toco_500_Pm_02 LTMAIZ_2_FA_A + Current Magnitude,0,1,1,Amps,Phasor,IPHM,Current Magnitude,PM,-98.6,37.5,PPA:9171,2021-08-06 18:15:27
} | MaximumArchiveDays=90 | DesiredRemainingSpace=500,9172,GPA_TOCO_500_PM_02-PA4:IH,,316,8736f6c7-ad41-4b43-b4f6-e684e0d4ad20,TOCO_500_PM_02,Toco_500_Pm_02,60,1,companyAcronym= | protocolName=IEEE C37.118.2-2011 | vendorAcronym= | vendorDeviceName= | interconnectionName=,,,,10,STTP,Streaming Telemetry Transport Protocol,2,4,LTMAIZ_2_FA_A,I,+,0,TOCO_500_PM_02-PA4,0.0,1.0,Toco_500_Pm_02 LTMAIZ_2_FA_A + Current Phase Angle,0,1,1,Degrees,Phasor,IPHA,Current Phase Angle,PA,-98.6,37.5,PPA:9172,2021-08-06 18:15:27
} | MaximumArchiveDays=90 | DesiredRemainingSpace=500,9173,GPA_TOCO_500_PM_02-PM5:I,,316,8736f6c7-ad41-4b43-b4f6-e684e0d4ad20,TOCO_500_PM_02,Toco_500_Pm_02,60,1,companyAcronym= | protocolName=IEEE C37.118.2-2011 | vendorAcronym= | vendorDeviceName= | interconnectionName=,,,,10,STTP,Streaming Telemetry Transport Protocol,1,5,LTMAIZ_2_FA_B,I,+,0,TOCO_500_PM_02-PM5,0.0,1.0,Toco_500_Pm_02 LTMAIZ_2_FA_B + Current Magnitude,0,1,1,Amps,Phasor,IPHM,Current Magnitude,PM,-98.6,37.5,PPA:9173,2021-08-06 18:15:27
} | MaximumArchiveDays=90 | DesiredRemainingSpace=500,9174,GPA_TOCO_500_PM_02-PA5:IH,,316,8736f6c7-ad41-4b43-b4f6-e684e0d4ad20,TOCO_500_PM_02,Toco_500_Pm_02,60,1,companyAcronym= | protocolName=IEEE C37.118.2-2011 | vendorAcronym= | vendorDeviceName= | interconnectionName=,,,,10,STTP,Streaming Telemetry Transport Protocol,2,5,LTMAIZ_2_FA_B,I,+,0,TOCO_500_PM_02-PA5,0.0,1.0,Toco_500_Pm_02 LTMAIZ_2_FA_B + Current Phase Angle,0,1,1,Degrees,Phasor,IPHA,Current Phase Angle,PA,-98.6,37.5,PPA:9174,2021-08-06 18:15:27
} | MaximumArchiveDays=90 | DesiredRemainingSpace=500,9175,GPA_TOCO_500_PM_02-PM6:I,,316,8736f6c7-ad41-4b43-b4f6-e684e0d4ad20,TOCO_500_PM_02,Toco_500_Pm_02,60,1,companyAcronym= | protocolName=IEEE C37.118.2-2011 | vendorAcronym= | vendorDeviceName= | interconnectionName=,,,,10,STTP,Streaming Telemetry Transport Protocol,1,6,LTMAIZ_2_FA_C,I,+,0,TOCO_500_PM_02-PM6,0.0,1.0,Toco_500_Pm_02 LTMAIZ_2_FA_C + Current Magnitude,0,1,1,Amps,Phasor,IPHM,Current Magnitude,PM,-98.6,37.5,PPA:9175,2021-08-06 18:15:27
} | MaximumArchiveDays=90 | DesiredRemainingSpace=500,9176,GPA_TOCO_500_PM_02-PA6:IH,,316,8736f6c7-ad41-4b43-b4f6-e684e0d4ad20,TOCO_500_PM_02,Toco_500_Pm_02,60,1,companyAcronym= | protocolName=IEEE C37.118.2-2011 | vendorAcronym= | vendorDeviceName= | interconnectionName=,,,,10,STTP,Streaming Telemetry Transport Protocol,2,6,LTMAIZ_2_FA_C,I,+,0,TOCO_500_PM_02-PA6,0.0,1.0,Toco_500_Pm_02 LTMAIZ_2_FA_C + Current Phase Angle,0,1,1,Degrees,Phasor,IPHA,Current Phase Angle,PA,-98.6,37.5,PPA:9176,2021-08-06 18:15:27
} | MaximumArchiveDays=90 | DesiredRemainingSpace=500,9177,GPA_TOCO_500_PM_02-PM7:I,,316,8736f6c7-ad41-4b43-b4f6-e684e0d4ad20,TOCO_500_PM_02,Toco_500_Pm_02,60,1,companyAcronym= | protocolName=IEEE C37.118.2-2011 | vendorAcronym= | vendorDeviceName= | interconnectionName=,,,,10,STTP,Streaming Telemetry Transport Protocol,1,7,LTMAIZ_2_FA_P,I,+,0,TOCO_500_PM_02-PM7,0.0,1.0,Toco_500_Pm_02 LTMAIZ_2_FA_P + Current Magnitude,0,1,1,Amps,Phasor,IPHM,Current Magnitude,PM,-98.6,37.5,PPA:9177,2021-08-06 18:15:27
} | MaximumArchiveDays=90 | DesiredRemainingSpace=500,9178,GPA_TOCO_500_PM_02-PA7:IH,,316,8736f6c7-ad41-4b43-b4f6-e684e0d4ad20,TOCO_500_PM_02,Toco_500_Pm_02,60,1,companyAcronym= | protocolName=IEEE C37.118.2-2011 | vendorAcronym= | vendorDeviceName= | interconnectionName=,,,,10,STTP,Streaming Telemetry Transport Protocol,2,7,LTMAIZ_2_FA_P,I,+,0,TOCO_500_PM_02-PA7,0.0,1.0,Toco_500_Pm_02 LTMAIZ_2_FA_P + Current Phase Angle,0,1,1,Degrees,Phasor,IPHA,Current Phase Angle,PA,-98.6,37.5,PPA:9178,2021-08-06 18:15:27
} | MaximumArchiveDays=90 | DesiredRemainingSpace=500,9179,GPA_TOCO_500_PM_02-PM8:V,,316,8736f6c7-ad41-4b43-b4f6-e684e0d4ad20,TOCO_500_PM_02,Toco_500_Pm_02,60,1,companyAcronym= | protocolName=IEEE C37.118.2-2011 | vendorAcronym= | vendorDeviceName= | interconnectionName=,,,,10,STTP,Streaming Telemetry Transport Protocol,3,8,LTMAIZ_2_FV_P,V,+,0,TOCO_500_PM_02-PM8,0.0,1.0,Toco_500_Pm_02 LTMAIZ_2_FV_P + Voltage Magnitude,0,1,1,Volts,Phasor,VPHM,Voltage Magnitude,PM,-98.6,37.5,PPA:9179,2021-08-06 18:15:27
} | MaximumArchiveDays=90 | DesiredRemainingSpace=500,9180,GPA_TOCO_500_PM_02-PA8:VH,,316,8736f6c7-ad41-4b43-b4f6-e684e0d4ad20,TOCO_500_PM_02,Toco_500_Pm_02,60,1,companyAcronym= | protocolName=IEEE C37.118.2-2011 | vendorAcronym= | vendorDeviceName= | interconnectionName=,,,,10,STTP,Streaming Telemetry Transport Protocol,4,8,LTMAIZ_2_FV_P,V,+,0,TOCO_500_PM_02-PA8,0.0,1.0,Toco_500_Pm_02 LTMAIZ_2_FV_P + Voltage Phase Angle,0,1,1,Degrees,Phasor,VPHA,Voltage Phase Angle,PA,-98.6,37.5,PPA:9180,2021-08-06 18:15:27
} | MaximumArchiveDays=90 | DesiredRemainingSpace=500,9181,GPA_TOCO_500_PM_03:F,,317,8736f6c7-ad41-4b43-b4f6-e684e0d4ad20,TOCO_500_PM_03,Toco_500_Pm_03,60,1,companyAcronym= | protocolName=IEEE C37.118.2-2011 | vendorAcronym= | vendorDeviceName= | interconnectionName=,,,,10,STTP,Streaming Telemetry Transport Protocol,5,,,,,,TOCO_500_PM_03-FQ,0.0,1.0,Toco_500_Pm_03 Frequency,0,1,1,Hz,PMU,FREQ,Frequency,FQ,-98.6,37.5,PPA:9181,2021-08-06 18:15:27
} | MaximumArchiveDays=90 | DesiredRemainingSpace=500,9182,GPA_TOCO_500_PM_03:DF,,317,8736f6c7-ad41-4b43-b4f6-e684e0d4ad20,TOCO_500_PM_03,Toco_500_Pm_03,60,1,companyAcronym= | protocolName=IEEE C37.118.2-2011 | vendorAcronym= | vendorDeviceName= | interconnectionName=,,,,10,STTP,Streaming Telemetry Transport Protocol,6,,,,,,TOCO_500_PM_03-DF,0.0,1.0,Toco_500_Pm_03 Frequency Delta (dF/dt),0,1,1,,PMU,DFDT,Frequency Delta (dF/dt),DF,-98.6,37.5,PPA:9182,2021-08-06 18:15:27
} | MaximumArchiveDays=90 | DesiredRemainingSpace=500,9183,GPA_TOCO_500_PM_03:S,,317,8736f6c7-ad41-4b43-b4f6-e684e0d4ad20,TOCO_500_PM_03,Toco_500_Pm_03,60,1,companyAcronym= | protocolName=IEEE C37.118.2-2011 | vendorAcronym= | vendorDeviceName= | interconnectionName=,,,,10,STTP,Streaming Telemetry Transport Protocol,8,,,,,,TOCO_500_PM_03-SF,0.0,1.0,Toco_500_Pm_03 Status Flags,0,1,1,,PMU,FLAG,Status Flags,SF,-98.6,37.5,PPA:9183,2021-08-06 18:15:27
} | MaximumArchiveDays=90 | DesiredRemainingSpace=500,9184,GPA_TOCO_500_PM_03-PM1:V,,317,8736f6c7-ad41-4b43-b4f6-e684e0d4ad20,TOCO_500_PM_03,Toco_500_Pm_03,60,1,companyAcronym= | protocolName=IEEE C37.118.2-2011 | vendorAcronym= | vendorDeviceName= | interconnectionName=,,,,10,STTP,Streaming Telemetry Transport Protocol,3,1,LTTOMC_2_FV_A,V,+,0,TOCO_500_PM_03-PM1,0.0,1.0,Toco_500_Pm_03 LTTOMC_2_FV_A + Voltage Magnitude,0,1,1,Volts,Phasor,VPHM,Voltage Magnitude,PM,-98.6,37.5,PPA:9184,2021-08-06 18:15:27
} | MaximumArchiveDays=90 | DesiredRemainingSpace=500,9185,GPA_TOCO_500_PM_03-PA1:VH,,317,8736f6c7-ad41-4b43-b4f6-e684e0d4ad20,TOCO_500_PM_03,Toco_500_Pm_03,60,1,companyAcronym= | protocolName=IEEE C37.118.2-2011 | vendorAcronym= | vendorDeviceName= | interconnectionName=,,,,10,STTP,Streaming Telemetry Transport Protocol,4,1,LTTOMC_2_FV_A,V,+,0,TOCO_500_PM_03-PA1,0.0,1.0,Toco_500_Pm_03 LTTOMC_2_FV_A + Voltage Phase Angle,0,1,1,Degrees,Phasor,VPHA,Voltage Phase Angle,PA,-98.6,37.5,PPA:9185,2021-08-06 18:15:27
} | MaximumArchiveDays=90 | DesiredRemainingSpace=500,9186,GPA_TOCO_500_PM_03-PM2:V,,317,8736f6c7-ad41-4b43-b4f6-e684e0d4ad20,TOCO_500_PM_03,Toco_500_Pm_03,60,1,companyAcronym= | protocolName=IEEE C37.118.2-2011 | vendorAcronym= | vendorDeviceName= | interconnectionName=,,,,10,STTP,Streaming Telemetry Transport Protocol,3,2,LTTOMC_2_FV_B,V,+,0,TOCO_500_PM_03-PM2,0.0,1.0,Toco_500_Pm_03 LTTOMC_2_FV_B + Voltage Magnitude,0,1,1,Volts,Phasor,VPHM,Voltage Magnitude,PM,-98.6,37.5,PPA:9186,2021-08-06 18:15:27
} | MaximumArchiveDays=90 | DesiredRemainingSpace=500,9187,GPA_TOCO_500_PM_03-PA2:VH,,317,8736f6c7-ad41-4b43-b4f6-e684e0d4ad20,TOCO_500_PM_03,Toco_500_Pm_03,60,1,companyAcronym= | protocolName=IEEE C37.118.2-2011 | vendorAcronym= | vendorDeviceName= | interconnectionName=,,,,10,STTP,Streaming Telemetry Transport Protocol,4,2,LTTOMC_2_FV_B,V,+,0,TOCO_500_PM_03-PA2,0.0,1.0,Toco_500_Pm_03 LTTOMC_2_FV_B + Voltage Phase Angle,0,1,1,Degrees,Phasor,VPHA,Voltage Phase Angle,PA,-98.6,37.5,PPA:9187,2021-08-06 18:15:27
} | MaximumArchiveDays=90 | DesiredRemainingSpace=500,9188,GPA_TOCO_500_PM_03-PM3:V,,317,8736f6c7-ad41-4b43-b4f6-e684e0d4ad20,TOCO_500_PM_03,Toco_500_Pm_03,60,1,companyAcronym= | protocolName=IEEE C37.118.2-2011 | vendorAcronym= | vendorDeviceName= | interconnectionName=,,,,10,STTP,Streaming Telemetry Transport Protocol,3,3,LTTOMC_2_FV_C,V,+,0,TOCO_500_PM_03-PM3,0.0,1.0,Toco_500_Pm_03 LTTOMC_2_FV_C + Voltage Magnitude,0,1,1,Volts,Phasor,VPHM,Voltage Magnitude,PM,-98.6,37.5,PPA:9188,2021-08-06 18:15:27
} | MaximumArchiveDays=90 | DesiredRemainingSpace=500,9189,GPA_TOCO_500_PM_03-PA3:VH,,317,8736f6c7-ad41-4b43-b4f6-e684e0d4ad20,TOCO_500_PM_03,Toco_500_Pm_03,60,1,companyAcronym= | protocolName=IEEE C37.118.2-2011 | vendorAcronym= | vendorDeviceName= | interconnectionName=,,,,10,STTP,Streaming Telemetry Transport Protocol,4,3,LTTOMC_2_FV_C,V,+,0,TOCO_500_PM_03-PA3,0.0,1.0,Toco_500_Pm_03 LTTOMC_2_FV_C + Voltage Phase Angle,0,1,1,Degrees,Phasor,VPHA,Voltage Phase Angle,PA,-98.6,37.5,PPA:9189,2021-08-06 18:15:27
} | MaximumArchiveDays=90 | DesiredRemainingSpace=500,9190,GPA_TOCO_500_PM_03-PM4:I,,317,8736f6c7-ad41-4b43-b4f6-e684e0d4ad20,TOCO_500_PM_03,Toco_500_Pm_03,60,1,companyAcronym= | protocolName=IEEE C37.118.2-2011 | vendorAcronym= | vendorDeviceName= | interconnectionName=,,,,10,STTP,Streaming Telemetry Transport Protocol,1,4,LTTOMC_2_FA_A,I,+,0,TOCO_500_PM_03-PM4,0.0,1.0,Toco_500_Pm_03 LTTOMC_2_FA_A + Current Magnitude,0,1,1,Amps,Phasor,IPHM,Current Magnitude,PM,-98.6,37.5,PPA:9190,2021-08-06 18:15:27
} | MaximumArchiveDays=90 | DesiredRemainingSpace=500,9191,GPA_TOCO_500_PM_03-PA4:IH,,317,8736f6c7-ad41-4b43-b4f6-e684e0d4ad20,TOCO_500_PM_03,Toco_500_Pm_03,60,1,companyAcronym= | protocolName=IEEE C37.118.2-2011 | vendorAcronym= | vendorDeviceName= | interconnectionName=,,,,10,STTP,Streaming Telemetry Transport Protocol,2,4,LTTOMC_2_FA_A,I,+,0,TOCO_500_PM_03-PA4,0.0,1.0,Toco_500_Pm_03 LTTOMC_2_FA_A + Current Phase Angle,0,1,1,Degrees,Phasor,IPHA,Current Phase Angle,PA,-98.6,37.5,PPA:9191,2021-08-06 18:15:27
} | MaximumArchiveDays=90 | DesiredRemainingSpace=500,9192,GPA_TOCO_500_PM_03-PM5:I,,317,8736f6c7-ad41-4b43-b4f6-e684e0d4ad20,TOCO_500_PM_03,Toco_500_Pm_03,60,1,companyAcronym= | protocolName=IEEE C37.118.2-2011 | vendorAcronym= | vendorDeviceName= | interconnectionName=,,,,10,STTP,Streaming Telemetry Transport Protocol,1,5,LTTOMC_2_FA_B,I,+,0,TOCO_500_PM_03-PM5,0.0,1.0,Toco_500_Pm_03 LTTOMC_2_FA_B + Current Magnitude,0,1,1,Amps,Phasor,IPHM,Current Magnitude,PM,-98.6,37.5,PPA:9192,2021-08-06 18:15:27
} | MaximumArchiveDays=90 | DesiredRemainingSpace=500,9193,GPA_TOCO_500_PM_03-PA5:IH,,317,8736f6c7-ad41-4b43-b4f6-e684e0d4ad20,TOCO_500_PM_03,Toco_500_Pm_03,60,1,companyAcronym= | protocolName=IEEE C37.118.2-2011 | vendorAcronym= | vendorDeviceName= | interconnectionName=,,,,10,STTP,Streaming Telemetry Transport Protocol,2,5,LTTOMC_2_FA_B,I,+,0,TOCO_500_PM_03-PA5,0.0,1.0,Toco_500_Pm_03 LTTOMC_2_FA_B + Current Phase Angle,0,1,1,Degrees,Phasor,IPHA,Current Phase Angle,PA,-98.6,37.5,PPA:9193,2021-08-06 18:15:27
} | MaximumArchiveDays=90 | DesiredRemainingSpace=500,9194,GPA_TOCO_500_PM_03-PM6:I,,317,8736f6c7-ad41-4b43-b4f6-e684e0d4ad20,TOCO_500_PM_03,Toco_500_Pm_03,60,1,companyAcronym= | protocolName=IEEE C37.118.2-2011 | vendorAcronym= | vendorDeviceName= | interconnectionName=,,,,10,STTP,Streaming Telemetry Transport Protocol,1,6,LTTOMC_2_FA_C,I,+,0,TOCO_500_PM_03-PM6,0.0,1.0,Toco_500_Pm_03 LTTOMC_2_FA_C + Current Magnitude,0,1,1,Amps,Phasor,IPHM,Current Magnitude,PM,-98.6,37.5,PPA:9194,2021-08-06 18:15:27
} | MaximumArchiveDays=90 | DesiredRemainingSpace=500,9195,GPA_TOCO_500_PM_03-PA6:IH,,317,8736f6c7-ad41-4b43-b4f6-e684e0d4ad20,TOCO_500_PM_03,Toco_500_Pm_03,60,1,companyAcronym= | protocolName=IEEE C37.118.2-2011 | vendorAcronym= | vendorDeviceName= | interconnectionName=,,,,10,STTP,Streaming Telemetry Transport Protocol,2,6,LTTOMC_2_FA_C,I,+,0,TOCO_500_PM_03-PA6,0.0,1.0,Toco_500_Pm_03 LTTOMC_2_FA_C + Current Phase Angle,0,1,1,Degrees,Phasor,IPHA,Current Phase Angle,PA,-98.6,37.5,PPA:9195,2021-08-06 18:15:27
} | MaximumArchiveDays=90 | DesiredRemainingSpace=500,9196,GPA_TOCO_500_PM_03-PM7:V,,317,8736f6c7-ad41-4b43-b4f6-e684e0d4ad20,TOCO_500_PM_03,Toco_500_Pm_03,60,1,companyAcronym= | protocolName=IEEE C37.118.2-2011 | vendorAcronym= | vendorDeviceName= | interconnectionName=,,,,10,STTP,Streaming Telemetry Transport Protocol,3,7,LTTOMC_2_FV_P,V,+,0,TOCO_500_PM_03-PM7,0.0,1.0,Toco_500_Pm_03 LTTOMC_2_FV_P + Voltage Magnitude,0,1,1,Volts,Phasor,VPHM,Voltage Magnitude,PM,-98.6,37.5,PPA:9196,2021-08-06 18:15:27
} | MaximumArchiveDays=90 | DesiredRemainingSpace=500,9197,GPA_TOCO_500_PM_03-PA7:VH,,317,8736f6c7-ad41-4b43-b4f6-e684e0d4ad20,TOCO_500_PM_03,Toco_500_Pm_03,60,1,companyAcronym= | protocolName=IEEE C37.118.2-2011 | vendorAcronym= | vendorDeviceName= | interconnectionName=,,,,10,STTP,Streaming Telemetry Transport Protocol,4,7,LTTOMC_2_FV_P,V,+,0,TOCO_500_PM_03-PA7,0.0,1.0,Toco_500_Pm_03 LTTOMC_2_FV_P + Voltage Phase Angle,0,1,1,Degrees,Phasor,VPHA,Voltage Phase Angle,PA,-98.6,37.5,PPA:9197,2021-08-06 18:15:27
} | MaximumArchiveDays=90 | DesiredRemainingSpace=500,9198,GPA_TOCO_500_PM_03-PM8:I,,317,8736f6c7-ad41-4b43-b4f6-e684e0d4ad20,TOCO_500_PM_03,Toco_500_Pm_03,60,1,companyAcronym= | protocolName=IEEE C37.118.2-2011 | vendorAcronym= | vendorDeviceName= | interconnectionName=,,,,10,STTP,Streaming Telemetry Transport Protocol,1,8,LTTOMC_2_FA_P,I,+,0,TOCO_500_PM_03-PM8,0.0,1.0,Toco_500_Pm_03 LTTOMC_2_FA_P + Current Magnitude,0,1,1,Amps,Phasor,IPHM,Current Magnitude,PM,-98.6,37.5,PPA:9198,2021-08-06 18:15:27
} | MaximumArchiveDays=90 | DesiredRemainingSpace=500,9199,GPA_TOCO_500_PM_03-PA8:IH,,317,8736f6c7-ad41-4b43-b4f6-e684e0d4ad20,TOCO_500_PM_03,Toco_500_Pm_03,60,1,companyAcronym= | protocolName=IEEE C37.118.2-2011 | vendorAcronym= | vendorDeviceName= | interconnectionName=,,,,10,STTP,Streaming Telemetry Transport Protocol,2,8,LTTOMC_2_FA_P,I,+,0,TOCO_500_PM_03-PA8,0.0,1.0,Toco_500_Pm_03 LTTOMC_2_FA_P + Current Phase Angle,0,1,1,Degrees,Phasor,IPHA,Current Phase Angle,PA,-98.6,37.5,PPA:9199,2021-08-06 18:15:27
} | MaximumArchiveDays=90 | DesiredRemainingSpace=500,9200,GPA_TOCO_500_PM_04:F,,318,8736f6c7-ad41-4b43-b4f6-e684e0d4ad20,TOCO_500_PM_04,Toco_500_Pm_04,60,1,companyAcronym= | protocolName=IEEE C37.118.2-2011 | vendorAcronym= | vendorDeviceName= | interconnectionName=,,,,10,STTP,Streaming Telemetry Transport Protocol,5,,,,,,TOCO_500_PM_04-FQ,0.0,1.0,Toco_500_Pm_04 Frequency,0,1,1,Hz,PMU,FREQ,Frequency,FQ,-98.6,37.5,PPA:9200,2021-08-06 18:15:27
} | MaximumArchiveDays=90 | DesiredRemainingSpace=500,9201,GPA_TOCO_500_PM_04:DF,,318,8736f6c7-ad41-4b43-b4f6-e684e0d4ad20,TOCO_500_PM_04,Toco_500_Pm_04,60,1,companyAcronym= | protocolName=IEEE C37.118.2-2011 | vendorAcronym= | vendorDeviceName= | interconnectionName=,,,,10,STTP,Streaming Telemetry Transport Protocol,6,,,,,,TOCO_500_PM_04-DF,0.0,1.0,Toco_500_Pm_04 Frequency Delta (dF/dt),0,1,1,,PMU,DFDT,Frequency Delta (dF/dt),DF,-98.6,37.5,PPA:9201,2021-08-06 18:15:27
} | MaximumArchiveDays=90 | DesiredRemainingSpace=500,9202,GPA_TOCO_500_PM_04:S,,318,8736f6c7-ad41-4b43-b4f6-e684e0d4ad20,TOCO_500_PM_04,Toco_500_Pm_04,60,1,companyAcronym= | protocolName=IEEE C37.118.2-2011 | vendorAcronym= | vendorDeviceName= | interconnectionName=,,,,10,STTP,Streaming Telemetry Transport Protocol,8,,,,,,TOCO_500_PM_04-SF,0.0,1.0,Toco_500_Pm_04 Status Flags,0,1,1,,PMU,FLAG,Status Flags,SF,-98.6,37.5,PPA:9202,2021-08-06 18:15:27
} | MaximumArchiveDays=90 | DesiredRemainingSpace=500,9203,GPA_TOCO_500_PM_04-PM1:V,,318,8736f6c7-ad41-4b43-b4f6-e684e0d4ad20,TOCO_500_PM_04,Toco_500_Pm_04,60,1,companyAcronym= | protocolName=IEEE C37.118.2-2011 | vendorAcronym= | vendorDeviceName= | interconnectionName=,,,,10,STTP,Streaming Telemetry Transport Protocol,3,1,LTPIRGV_1_FV_A,V,+,0,TOCO_500_PM_04-PM1,0.0,1.0,Toco_500_Pm_04 LTPIRGV_1_FV_A + Voltage Magnitude,0,1,1,Volts,Phasor,VPHM,Voltage Magnitude,PM,-98.6,37.5,PPA:9203,2021-08-06 18:15:27
} | MaximumArchiveDays=90 | DesiredRemainingSpace=500,9204,GPA_TOCO_500_PM_04-PA1:VH,,318,8736f6c7-ad41-4b43-b4f6-e684e0d4ad20,TOCO_500_PM_04,Toco_500_Pm_04,60,1,companyAcronym= | protocolName=IEEE C37.118.2-2011 | vendorAcronym= | vendorDeviceName= | interconnectionName=,,,,10,STTP,Streaming Telemetry Transport Protocol,4,1,LTPIRGV_1_FV_A,V,+,0,TOCO_500_PM_04-PA1,0.0,1.0,Toco_500_Pm_04 LTPIRGV_1_FV_A + Voltage Phase Angle,0,1,1,Degrees,Phasor,VPHA,Voltage Phase Angle,PA,-98.6,37.5,PPA:9204,2021-08-06 18:15:27
} | MaximumArchiveDays=90 | DesiredRemainingSpace=500,9205,GPA_TOCO_500_PM_04-PM2:V,,318,8736f6c7-ad41-4b43-b4f6-e684e0d4ad20,TOCO_500_PM_04,Toco_500_Pm_04,60,1,companyAcronym= | protocolName=IEEE C37.118.2-2011 | vendorAcronym= | vendorDeviceName= | interconnectionName=,,,,10,STTP,Streaming Telemetry Transport Protocol,3,2,LTPIRGV_1_FV_B,V,+,0,TOCO_500_PM_04-PM2,0.0,1.0,Toco_500_Pm_04 LTPIRGV_1_FV_B + Voltage Magnitude,0,1,1,Volts,Phasor,VPHM,Voltage Magnitude,PM,-98.6,37.5,PPA:9205,2021-08-06 18:15:27
} | MaximumArchiveDays=90 | DesiredRemainingSpace=500,9206,GPA_TOCO_500_PM_04-PA2:VH,,318,8736f6c7-ad41-4b43-b4f6-e684e0d4ad20,TOCO_500_PM_04,Toco_500_Pm_04,60,1,companyAcronym= | protocolName=IEEE C37.118.2-2011 | vendorAcronym= | vendorDeviceName= | interconnectionName=,,,,10,STTP,Streaming Telemetry Transport Protocol,4,2,LTPIRGV_1_FV_B,V,+,0,TOCO_500_PM_04-PA2,0.0,1.0,Toco_500_Pm_04 LTPIRGV_1_FV_B + Voltage Phase Angle,0,1,1,Degrees,Phasor,VPHA,Voltage Phase Angle,PA,-98.6,37.5,PPA:9206,2021-08-06 18:15:27
} | MaximumArchiveDays=90 | DesiredRemainingSpace=500,9207,GPA_TOCO_500_PM_04-PM3:V,,318,8736f6c7-ad41-4b43-b4f6-e684e0d4ad20,TOCO_500_PM_04,Toco_500_Pm_04,60,1,companyAcronym= | protocolName=IEEE C37.118.2-2011 | vendorAcronym= | vendorDeviceName= | interconnectionName=,,,,10,STTP,Streaming Telemetry Transport Protocol,3,3,LTPIRGV_1_FV_C,V,+,0,TOCO_500_PM_04-PM3,0.0,1.0,Toco_500_Pm_04 LTPIRGV_1_FV_C + Voltage Magnitude,0,1,1,Volts,Phasor,VPHM,Voltage Magnitude,PM,-98.6,37.5,PPA:9207,2021-08-06 18:15:27
} | MaximumArchiveDays=90 | DesiredRemainingSpace=500,9208,GPA_TOCO_500_PM_04-PA3:VH,,318,8736f6c7-ad41-4b43-b4f6-e684e0d4ad20,TOCO_500_PM_04,Toco_500_Pm_04,60,1,companyAcronym= | protocolName=IEEE C37.118.2-2011 | vendorAcronym= | vendorDeviceName= | interconnectionName=,,,,10,STTP,Streaming Telemetry Transport Protocol,4,3,LTPIRGV_1_FV_C,V,+,0,TOCO_500_PM_04-PA3,0.0,1.0,Toco_500_Pm_04 LTPIRGV_1_FV_C + Voltage Phase Angle,0,1,1,Degrees,Phasor,VPHA,Voltage Phase Angle,PA,-98.6,37.5,PPA:9208,2021-08-06 18:15:27
} | MaximumArchiveDays=90 | DesiredRemainingSpace=500,9209,GPA_TOCO_500_PM_04-PM4:I,,318,8736f6c7-ad41-4b43-b4f6-e684e0d4ad20,TOCO_500_PM_04,Toco_500_Pm_04,60,1,companyAcronym= | protocolName=IEEE C37.118.2-2011 | vendorAcronym= | vendorDeviceName= | interconnectionName=,,,,10,STTP,Streaming Telemetry Transport Protocol,1,4,LTPIRGV_1_FA_A,I,+,0,TOCO_500_PM_04-PM4,0.0,1.0,Toco_500_Pm_04 LTPIRGV_1_FA_A + Current Magnitude,0,1,1,Amps,Phasor,IPHM,Current Magnitude,PM,-98.6,37.5,PPA:9209,2021-08-06 18:15:27
} | MaximumArchiveDays=90 | DesiredRemainingSpace=500,9210,GPA_TOCO_500_PM_04-PA4:IH,,318,8736f6c7-ad41-4b43-b4f6-e684e0d4ad20,TOCO_500_PM_04,Toco_500_Pm_04,60,1,companyAcronym= | protocolName=IEEE C37.118.2-2011 | vendorAcronym= | vendorDeviceName= | interconnectionName=,,,,10,STTP,Streaming Telemetry Transport Protocol,2,4,LTPIRGV_1_FA_A,I,+,0,TOCO_500_PM_04-PA4,0.0,1.0,Toco_500_Pm_04 LTPIRGV_1_FA_A + Current Phase Angle,0,1,1,Degrees,Phasor,IPHA,Current Phase Angle,PA,-98.6,37.5,PPA:9210,2021-08-06 18:15:27
} | MaximumArchiveDays=90 | DesiredRemainingSpace=500,9211,GPA_TOCO_500_PM_04-PM5:I,,318,8736f6c7-ad41-4b43-b4f6-e684e0d4ad20,TOCO_500_PM_04,Toco_500_Pm_04,60,1,companyAcronym= | protocolName=IEEE C37.118.2-2011 | vendorAcronym= | vendorDeviceName= | interconnectionName=,,,,10,STTP,Streaming Telemetry Transport Protocol,1,5,LTPIRGV_1_FA_B,I,+,0,TOCO_500_PM_04-PM5,0.0,1.0,Toco_500_Pm_04 LTPIRGV_1_FA_B + Current Magnitude,0,1,1,Amps,Phasor,IPHM,Current Magnitude,PM,-98.6,37.5,PPA:9211,2021-08-06 18:15:27
} | MaximumArchiveDays=90 | DesiredRemainingSpace=500,9212,GPA_TOCO_500_PM_04-PA5:IH,,318,8736f6c7-ad41-4b43-b4f6-e684e0d4ad20,TOCO_500_PM_04,Toco_500_Pm_04,60,1,companyAcronym= | protocolName=IEEE C37.118.2-2011 | vendorAcronym= | vendorDeviceName= | interconnectionName=,,,,10,STTP,Streaming Telemetry Transport Protocol,2,5,LTPIRGV_1_FA_B,I,+,0,TOCO_500_PM_04-PA5,0.0,1.0,Toco_500_Pm_04 LTPIRGV_1_FA_B + Current Phase Angle,0,1,1,Degrees,Phasor,IPHA,Current Phase Angle,PA,-98.6,37.5,PPA:9212,2021-08-06 18:15:27
} | MaximumArchiveDays=90 | DesiredRemainingSpace=500,9213,GPA_TOCO_500_PM_04-PM6:I,,318,8736f6c7-ad41-4b43-b4f6-e684e0d4ad20,TOCO_500_PM_04,Toco_500_Pm_04,60,1,companyAcronym= | protocolName=IEEE C37.118.2-2011 | vendorAcronym= | vendorDeviceName= | interconnectionName=,,,,10,STTP,Streaming Telemetry Transport Protocol,1,6,LTPIRGV_1_FA_C,I,+,0,TOCO_500_PM_04-PM6,0.0,1.0,Toco_500_Pm_04 LTPIRGV_1_FA_C + Current Magnitude,0,1,1,Amps,Phasor,IPHM,Current Magnitude,PM,-98.6,37.5,PPA:9213,2021-08-06 18:15:27
} | MaximumArchiveDays=90 | DesiredRemainingSpace=500,9214,GPA_TOCO_500_PM_04-PA6:IH,,318,8736f6c7-ad41-4b43-b4f6-e684e0d4ad20,TOCO_500_PM_04,Toco_500_Pm_04,60,1,companyAcronym= | protocolName=IEEE C37.118.2-2011 | vendorAcronym= | vendorDeviceName= | interconnectionName=,,,,10,STTP,Streaming Telemetry Transport Protocol,2,6,LTPIRGV_1_FA_C,I,+,0,TOCO_500_PM_04-PA6,0.0,1.0,Toco_500_Pm_04 LTPIRGV_1_FA_C + Current Phase Angle,0,1,1,Degrees,Phasor,IPHA,Current Phase Angle,PA,-98.6,37.5,PPA:9214,2021-08-06 18:15:27
} | MaximumArchiveDays=90 | DesiredRemainingSpace=500,9215,GPA_TOCO_500_PM_04-PM7:V,,318,8736f6c7-ad41-4b43-b4f6-e684e0d4ad20,TOCO_500_PM_04,Toco_500_Pm_04,60,1,companyAcronym= | protocolName=IEEE C37.118.2-2011 | vendorAcronym= | vendorDeviceName= | interconnectionName=,,,,10,STTP,Streaming Telemetry Transport Protocol,3,7,LTPIRGV_1_FV_P,V,+,0,TOCO_500_PM_04-PM7,0.0,1.0,Toco_500_Pm_04 LTPIRGV_1_FV_P + Voltage Magnitude,0,1,1,Volts,Phasor,VPHM,Voltage Magnitude,PM,-98.6,37.5,PPA:9215,2021-08-06 18:15:27
} | MaximumArchiveDays=90 | DesiredRemainingSpace=500,9216,GPA_TOCO_500_PM_04-PA7:VH,,318,8736f6c7-ad41-4b43-b4f6-e684e0d4ad20,TOCO_500_PM_04,Toco_500_Pm_04,60,1,companyAcronym= | protocolName=IEEE C37.118.2-2011 | vendorAcronym= | vendorDeviceName= | interconnectionName=,,,,10,STTP,Streaming Telemetry Transport Protocol,4,7,LTPIRGV_1_FV_P,V,+,0,TOCO_500_PM_04-PA7,0.0,1.0,Toco_500_Pm_04 LTPIRGV_1_FV_P + Voltage Phase Angle,0,1,1,Degrees,Phasor,VPHA,Voltage Phase Angle,PA,-98.6,37.5,PPA:9216,2021-08-06 18:15:27
} | MaximumArchiveDays=90 | DesiredRemainingSpace=500,9217,GPA_TOCO_500_PM_04-PM8:I,,318,8736f6c7-ad41-4b43-b4f6-e684e0d4ad20,TOCO_500_PM_04,Toco_500_Pm_04,60,1,companyAcronym= | protocolName=IEEE C37.118.2-2011 | vendorAcronym= | vendorDeviceName= | interconnectionName=,,,,10,STTP,Streaming Telemetry Transport Protocol,1,8,LTPIRGV_1_FA_P,I,+,0,TOCO_500_PM_04-PM8,0.0,1.0,Toco_500_Pm_04 LTPIRGV_1_FA_P + Current Magnitude,0,1,1,Amps,Phasor,IPHM,Current Magnitude,PM,-98.6,37.5,PPA:9217,2021-08-06 18:15:27
} | MaximumArchiveDays=90 | DesiredRemainingSpace=500,9218,GPA_TOCO_500_PM_04-PA8:IH,,318,8736f6c7-ad41-4b43-b4f6-e684e0d4ad20,TOCO_500_PM_04,Toco_500_Pm_04,60,1,companyAcronym= | protocolName=IEEE C37.118.2-2011 | vendorAcronym= | vendorDeviceName= | interconnectionName=,,,,10,STTP,Streaming Telemetry Transport Protocol,2,8,LTPIRGV_1_FA_P,I,+,0,TOCO_500_PM_04-PA8,0.0,1.0,Toco_500_Pm_04 LTPIRGV_1_FA_P + Current Phase Angle,0,1,1,Degrees,Phasor,IPHA,Current Phase Angle,PA,-98.6,37.5,PPA:9218,2021-08-06 18:15:27
} | MaximumArchiveDays=90 | DesiredRemainingSpace=500,9219,GPA_MAIZ_500_PM_05:F,,319,8736f6c7-ad41-4b43-b4f6-e684e0d4ad20,MAIZ_500_PM_05,Maiz_500_Pm_05,60,1,companyAcronym= | protocolName=IEEE C37.118.2-2011 | vendorAcronym= | vendorDeviceName= | interconnectionName=,,,,10,STTP,Streaming Telemetry Transport Protocol,5,,,,,,MAIZ_500_PM_05-FQ,0.0,1.0,Maiz_500_Pm_05 Frequency,0,1,1,Hz,PMU,FREQ,Frequency,FQ,-98.6,37.5,PPA:9219,2021-08-06 18:15:27
} | MaximumArchiveDays=90 | DesiredRemainingSpace=500,9220,GPA_MAIZ_500_PM_05:DF,,319,8736f6c7-ad41-4b43-b4f6-e684e0d4ad20,MAIZ_500_PM_05,Maiz_500_Pm_05,60,1,companyAcronym= | protocolName=IEEE C37.118.2-2011 | vendorAcronym= | vendorDeviceName= | interconnectionName=,,,,10,STTP,Streaming Telemetry Transport Protocol,6,,,,,,MAIZ_500_PM_05-DF,0.0,1.0,Maiz_500_Pm_05 Frequency Delta (dF/dt),0,1,1,,PMU,DFDT,Frequency Delta (dF/dt),DF,-98.6,37.5,PPA:9220,2021-08-06 18:15:27
} | MaximumArchiveDays=90 | DesiredRemainingSpace=500,9221,GPA_MAIZ_500_PM_05:S,,319,8736f6c7-ad41-4b43-b4f6-e684e0d4ad20,MAIZ_500_PM_05,Maiz_500_Pm_05,60,1,companyAcronym= | protocolName=IEEE C37.118.2-2011 | vendorAcronym= | vendorDeviceName= | interconnectionName=,,,,10,STTP,Streaming Telemetry Transport Protocol,8,,,,,,MAIZ_500_PM_05-SF,0.0,1.0,Maiz_500_Pm_05 Status Flags,0,1,1,,PMU,FLAG,Status Flags,SF,-98.6,37.5,PPA:9221,2021-08-06 18:15:27
} | MaximumArchiveDays=90 | DesiredRemainingSpace=500,9222,GPA_MAIZ_500_PM_05-PM1:V,,319,8736f6c7-ad41-4b43-b4f6-e684e0d4ad20,MAIZ_500_PM_05,Maiz_500_Pm_05,60,1,companyAcronym= | protocolName=IEEE C37.118.2-2011 | vendorAcronym= | vendorDeviceName= | interconnectionName=,,,,10,STTP,Streaming Telemetry Transport Protocol,3,1,LTTOCO_2_FV_A,V,+,0,MAIZ_500_PM_05-PM1,0.0,1.0,Maiz_500_Pm_05 LTTOCO_2_FV_A + Voltage Magnitude,0,1,1,Volts,Phasor,VPHM,Voltage Magnitude,PM,-98.6,37.5,PPA:9222,2021-08-06 18:15:27
} | MaximumArchiveDays=90 | DesiredRemainingSpace=500,9223,GPA_MAIZ_500_PM_05-PA1:VH,,319,8736f6c7-ad41-4b43-b4f6-e684e0d4ad20,MAIZ_500_PM_05,Maiz_500_Pm_05,60,1,companyAcronym= | protocolName=IEEE C37.118.2-2011 | vendorAcronym= | vendorDeviceName= | interconnectionName=,,,,10,STTP,Streaming Telemetry Transport Protocol,4,1,LTTOCO_2_FV_A,V,+,0,MAIZ_500_PM_05-PA1,0.0,1.0,Maiz_500_Pm_05 LTTOCO_2_FV_A + Voltage Phase Angle,0,1,1,Degrees,Phasor,VPHA,Voltage Phase Angle,PA,-98.6,37.5,PPA:9223,2021-08-06 18:15:27
} | MaximumArchiveDays=90 | DesiredRemainingSpace=500,9224,GPA_MAIZ_500_PM_05-PM2:V,,319,8736f6c7-ad41-4b43-b4f6-e684e0d4ad20,MAIZ_500_PM_05,Maiz_500_Pm_05,60,1,companyAcronym= | protocolName=IEEE C37.118.2-2011 | vendorAcronym= | vendorDeviceName= | interconnectionName=,,,,10,STTP,Streaming Telemetry Transport Protocol,3,2,LTTOCO_2_FV_B,V,+,0,MAIZ_500_PM_05-PM2,0.0,1.0,Maiz_500_Pm_05 LTTOCO_2_FV_B + Voltage Magnitude,0,1,1,Volts,Phasor,VPHM,Voltage Magnitude,PM,-98.6,37.5,PPA:9224,2021-08-06 18:15:27
} | MaximumArchiveDays=90 | DesiredRemainingSpace=500,9225,GPA_MAIZ_500_PM_05-PA2:VH,,319,8736f6c7-ad41-4b43-b4f6-e684e0d4ad20,MAIZ_500_PM_05,Maiz_500_Pm_05,60,1,companyAcronym= | protocolName=IEEE C37.118.2-2011 | vendorAcronym= | vendorDeviceName= | interconnectionName=,,,,10,STTP,Streaming Telemetry Transport Protocol,4,2,LTTOCO_2_FV_B,V,+,0,MAIZ_500_PM_05-PA2,0.0,1.0,Maiz_500_Pm_05 LTTOCO_2_FV_B + Voltage Phase Angle,0,1,1,Degrees,Phasor,VPHA,Voltage Phase Angle,PA,-98.6,37.5,PPA:9225,2021-08-06 18:15:27
} | MaximumArchiveDays=90 | DesiredRemainingSpace=500,9226,GPA_MAIZ_500_PM_05-PM3:V,,319,8736f6c7-ad41-4b43-b4f6-e684e0d4ad20,MAIZ_500_PM_05,Maiz_500_Pm_05,60,1,companyAcronym= | protocolName=IEEE C37.118.2-2011 | vendorAcronym= | vendorDeviceName= | interconnectionName=,,,,10,STTP,Streaming Telemetry Transport Protocol,3,3,LTTOCO_2_FV_C,V,+,0,MAIZ_500_PM_05-PM3,0.0,1.0,Maiz_500_Pm_05 LTTOCO_2_FV_C + Voltage Magnitude,0,1,1,Volts,Phasor,VPHM,Voltage Magnitude,PM,-98.6,37.5,PPA:9226,2021-08-06 18:15:27
} | MaximumArchiveDays=90 | DesiredRemainingSpace=500,9227,GPA_MAIZ_500_PM_05-PA3:VH,,319,8736f6c7-ad41-4b43-b4f6-e684e0d4ad20,MAIZ_500_PM_05,Maiz_500_Pm_05,60,1,companyAcronym= | protocolName=IEEE C37.118.2-2011 | vendorAcronym= | vendorDeviceName= | interconnectionName=,,,,10,STTP,Streaming Telemetry Transport Protocol,4,3,LTTOCO_2_FV_C,V,+,0,MAIZ_500_PM_05-PA3,0.0,1.0,Maiz_500_Pm_05 LTTOCO_2_FV_C + Voltage Phase Angle,0,1,1,Degrees,Phasor,VPHA,Voltage Phase Angle,PA,-98.6,37.5,PPA:9227,2021-08-06 18:15:27
} | MaximumArchiveDays=90 | DesiredRemainingSpace=500,9228,GPA_MAIZ_500_PM_05-PM4:I,,319,8736f6c7-ad41-4b43-b4f6-e684e0d4ad20,MAIZ_500_PM_05,Maiz_500_Pm_05,60,1,companyAcronym= | protocolName=IEEE C37.118.2-2011 | vendorAcronym= | vendorDeviceName= | interconnectionName=,,,,10,STTP,Streaming Telemetry Transport Protocol,1,4,LTTOCO_2_FA_A,I,+,0,MAIZ_500_PM_05-PM4,0.0,1.0,Maiz_500_Pm_05 LTTOCO_2_FA_A + Current Magnitude,0,1,1,Amps,Phasor,IPHM,Current Magnitude,PM,-98.6,37.5,PPA:9228,2021-08-06 18:15:27
} | MaximumArchiveDays=90 | DesiredRemainingSpace=500,9229,GPA_MAIZ_500_PM_05-PA4:IH,,319,8736f6c7-ad41-4b43-b4f6-e684e0d4ad20,MAIZ_500_PM_05,Maiz_500_Pm_05,60,1,companyAcronym= | protocolName=IEEE C37.118.2-2011 | vendorAcronym= | vendorDeviceName= | interconnectionName=,,,,10,STTP,Streaming Telemetry Transport Protocol,2,4,LTTOCO_2_FA_A,I,+,0,MAIZ_500_PM_05-PA4,0.0,1.0,Maiz_500_Pm_05 LTTOCO_2_FA_A + Current Phase Angle,0,1,1,Degrees,Phasor,IPHA,Current Phase Angle,PA,-98.6,37.5,PPA:9229,2021-08-06 18:15:27
} | MaximumArchiveDays=90 | DesiredRemainingSpace=500,9230,GPA_MAIZ_500_PM_05-PM5:I,,319,8736f6c7-ad41-4b43-b4f6-e684e0d4ad20,MAIZ_500_PM_05,Maiz_500_Pm_05,60,1,companyAcronym= | protocolName=IEEE C37.118.2-2011 | vendorAcronym= | vendorDeviceName= | interconnectionName=,,,,10,STTP,Streaming Telemetry Transport Protocol,1,5,LTTOCO_2_FA_B,I,+,0,MAIZ_500_PM_05-PM5,0.0,1.0,Maiz_500_Pm_05 LTTOCO_2_FA_B + Current Magnitude,0,1,1,Amps,Phasor,IPHM,Current Magnitude,PM,-98.6,37.5,PPA:9230,2021-08-06 18:15:27
} | MaximumArchiveDays=90 | DesiredRemainingSpace=500,9231,GPA_MAIZ_500_PM_05-PA5:IH,,319,8736f6c7-ad41-4b43-b4f6-e684e0d4ad20,MAIZ_500_PM_05,Maiz_500_Pm_05,60,1,companyAcronym= | protocolName=IEEE C37.118.2-2011 | vendorAcronym= | vendorDeviceName= | interconnectionName=,,,,10,STTP,Streaming Telemetry Transport Protocol,2,5,LTTOCO_2_FA_B,I,+,0,MAIZ_500_PM_05-PA5,0.0,1.0,Maiz_500_Pm_05 LTTOCO_2_FA_B + Current Phase Angle,0,1,1,Degrees,Phasor,IPHA,Current Phase Angle,PA,-98.6,37.5,PPA:9231,2021-08-06 18:15:27
} | MaximumArchiveDays=90 | DesiredRemainingSpace=500,9232,GPA_MAIZ_500_PM_05-PM6:I,,319,8736f6c7-ad41-4b43-b4f6-e684e0d4ad20,MAIZ_500_PM_05,Maiz_500_Pm_05,60,1,companyAcronym= | protocolName=IEEE C37.118.2-2011 | vendorAcronym= | vendorDeviceName= | interconnectionName=,,,,10,STTP,Streaming Telemetry Transport Protocol,1,6,LTTOCO_2_FA_C,I,+,0,MAIZ_500_PM_05-PM6,0.0,1.0,Maiz_500_Pm_05 LTTOCO_2_FA_C + Current Magnitude,0,1,1,Amps,Phasor,IPHM,Current Magnitude,PM,-98.6,37.5,PPA:9232,2021-08-06 18:15:27
} | MaximumArchiveDays=90 | DesiredRemainingSpace=500,9233,GPA_MAIZ_500_PM_05-PA6:IH,,319,8736f6c7-ad41-4b43-b4f6-e684e0d4ad20,MAIZ_500_PM_05,Maiz_500_Pm_05,60,1,companyAcronym= | protocolName=IEEE C37.118.2-2011 | vendorAcronym= | vendorDeviceName= | interconnectionName=,,,,10,STTP,Streaming Telemetry Transport Protocol,2,6,LTTOCO_2_FA_C,I,+,0,MAIZ_500_PM_05-PA6,0.0,1.0,Maiz_500_Pm_05 LTTOCO_2_FA_C + Current Phase Angle,0,1,1,Degrees,Phasor,IPHA,Current Phase Angle,PA,-98.6,37.5,PPA:9233,2021-08-06 18:15:27
} | MaximumArchiveDays=90 | DesiredRemainingSpace=500,9234,GPA_MAIZ_500_PM_05-PM7:V,,319,8736f6c7-ad41-4b43-b4f6-e684e0d4ad20,MAIZ_500_PM_05,Maiz_500_Pm_05,60,1,companyAcronym= | protocolName=IEEE C37.118.2-2011 | vendorAcronym= | vendorDeviceName= | interconnectionName=,,,,10,STTP,Streaming Telemetry Transport Protocol,3,7,LTTOCO_2_FV_P,V,+,0,MAIZ_500_PM_05-PM7,0.0,1.0,Maiz_500_Pm_05 LTTOCO_2_FV_P + Voltage Magnitude,0,1,1,Volts,Phasor,VPHM,Voltage Magnitude,PM,-98.6,37.5,PPA:9234,2021-08-06 18:15:27
} | MaximumArchiveDays=90 | DesiredRemainingSpace=500,9235,GPA_MAIZ_500_PM_05-PA7:VH,,319,8736f6c7-ad41-4b43-b4f6-e684e0d4ad20,MAIZ_500_PM_05,Maiz_500_Pm_05,60,1,companyAcronym= | protocolName=IEEE C37.118.2-2011 | vendorAcronym= | vendorDeviceName= | interconnectionName=,,,,10,STTP,Streaming Telemetry Transport Protocol,4,7,LTTOCO_2_FV_P,V,+,0,MAIZ_500_PM_05-PA7,0.0,1.0,Maiz_500_Pm_05 LTTOCO_2_FV_P + Voltage Phase Angle,0,1,1,Degrees,Phasor,VPHA,Voltage Phase Angle,PA,-98.6,37.5,PPA:9235,2021-08-06 18:15:27
} | MaximumArchiveDays=90 | DesiredRemainingSpace=500,9236,GPA_MAIZ_500_PM_05-PM8:I,,319,8736f6c7-ad41-4b43-b4f6-e684e0d4ad20,MAIZ_500_PM_05,Maiz_500_Pm_05,60,1,companyAcronym= | protocolName=IEEE C37.118.2-2011 | vendorAcronym= | vendorDeviceName= | interconnectionName=,,,,10,STTP,Streaming Telemetry Transport Protocol,1,8,LTTOCO_2_FA_P,I,+,0,MAIZ_500_PM_05-PM8,0.0,1.0,Maiz_500_Pm_05 LTTOCO_2_FA_P + Current Magnitude,0,1,1,Amps,Phasor,IPHM,Current Magnitude,PM,-98.6,37.5,PPA:9236,2021-08-06 18:15:27
} | MaximumArchiveDays=90 | DesiredRemainingSpace=500,9237,GPA_MAIZ_500_PM_05-PA8:IH,,319,8736f6c7-ad41-4b43-b4f6-e684e0d4ad20,MAIZ_500_PM_05,Maiz_500_Pm_05,60,1,companyAcronym= | protocolName=IEEE C37.118.2-2011 | vendorAcronym= | vendorDeviceName= | interconnectionName=,,,,10,STTP,Streaming Telemetry Transport Protocol,2,8,LTTOCO_2_FA_P,I,+,0,MAIZ_500_PM_05-PA8,0.0,1.0,Maiz_500_Pm_05 LTTOCO_2_FA_P + Current Phase Angle,0,1,1,Degrees,Phasor,IPHA,Current Phase Angle,PA,-98.6,37.5,PPA:9237,2021-08-06 18:15:27
} | MaximumArchiveDays=90 | DesiredRemainingSpace=500,9238,GPA_GOSTSM_500_PM_06:F,,320,8736f6c7-ad41-4b43-b4f6-e684e0d4ad20,GOSTSM_500_PM_06,Gostsm_500_Pm_06,60,1,companyAcronym= | protocolName=IEEE C37.118.2-2011 | vendorAcronym= | vendorDeviceName= | interconnectionName=,,,,10,STTP,Streaming Telemetry Transport Protocol,5,,,,,,GOSTSM_500_PM_06-FQ,0.0,1.0,Gostsm_500_Pm_06 Frequency,0,1,1,Hz,PMU,FREQ,Frequency,FQ,-98.6,37.5,PPA:9238,2021-08-06 18:15:28
} | MaximumArchiveDays=90 | DesiredRemainingSpace=500,9239,GPA_GOSTSM_500_PM_06:DF,,320,8736f6c7-ad41-4b43-b4f6-e684e0d4ad20,GOSTSM_500_PM_06,Gostsm_500_Pm_06,60,1,companyAcronym= | protocolName=IEEE C37.118.2-2011 | vendorAcronym= | vendorDeviceName= | interconnectionName=,,,,10,STTP,Streaming Telemetry Transport Protocol,6,,,,,,GOSTSM_500_PM_06-DF,0.0,1.0,Gostsm_500_Pm_06 Frequency Delta (dF/dt),0,1,1,,PMU,DFDT,Frequency Delta (dF/dt),DF,-98.6,37.5,PPA:9239,2021-08-06 18:15:28
} | MaximumArchiveDays=90 | DesiredRemainingSpace=500,9240,GPA_GOSTSM_500_PM_06:S,,320,8736f6c7-ad41-4b43-b4f6-e684e0d4ad20,GOSTSM_500_PM_06,Gostsm_500_Pm_06,60,1,companyAcronym= | protocolName=IEEE C37.118.2-2011 | vendorAcronym= | vendorDeviceName= | interconnectionName=,,,,10,STTP,Streaming Telemetry Transport Protocol,8,,,,,,GOSTSM_500_PM_06-SF,0.0,1.0,Gostsm_500_Pm_06 Status Flags,0,1,1,,PMU,FLAG,Status Flags,SF,-98.6,37.5,PPA:9240,2021-08-06 18:15:28
} | MaximumArchiveDays=90 | DesiredRemainingSpace=500,9241,GPA_GOSTSM_500_PM_06-PM1:V,,320,8736f6c7-ad41-4b43-b4f6-e684e0d4ad20,GOSTSM_500_PM_06,Gostsm_500_Pm_06,60,1,companyAcronym= | protocolName=IEEE C37.118.2-2011 | vendorAcronym= | vendorDeviceName= | interconnectionName=,,,,10,STTP,Streaming Telemetry Transport Protocol,3,1,LTTOSTGU_2_FV_A,V,+,0,GOSTSM_500_PM_06-PM1,0.0,1.0,Gostsm_500_Pm_06 LTTOSTGU_2_FV_A + Voltage Magnitude,0,1,1,Volts,Phasor,VPHM,Voltage Magnitude,PM,-98.6,37.5,PPA:9241,2021-08-06 18:15:28
} | MaximumArchiveDays=90 | DesiredRemainingSpace=500,9242,GPA_GOSTSM_500_PM_06-PA1:VH,,320,8736f6c7-ad41-4b43-b4f6-e684e0d4ad20,GOSTSM_500_PM_06,Gostsm_500_Pm_06,60,1,companyAcronym= | protocolName=IEEE C37.118.2-2011 | vendorAcronym= | vendorDeviceName= | interconnectionName=,,,,10,STTP,Streaming Telemetry Transport Protocol,4,1,LTTOSTGU_2_FV_A,V,+,0,GOSTSM_500_PM_06-PA1,0.0,1.0,Gostsm_500_Pm_06 LTTOSTGU_2_FV_A + Voltage Phase Angle,0,1,1,Degrees,Phasor,VPHA,Voltage Phase Angle,PA,-98.6,37.5,PPA:9242,2021-08-06 18:15:28
} | MaximumArchiveDays=90 | DesiredRemainingSpace=500,9243,GPA_GOSTSM_500_PM_06-PM2:V,,320,8736f6c7-ad41-4b43-b4f6-e684e0d4ad20,GOSTSM_500_PM_06,Gostsm_500_Pm_06,60,1,companyAcronym= | protocolName=IEEE C37.118.2-2011 | vendorAcronym= | vendorDeviceName= | interconnectionName=,,,,10,STTP,Streaming Telemetry Transport Protocol,3,2,LTTOSTGU_2_FV_B,V,+,0,GOSTSM_500_PM_06-PM2,0.0,1.0,Gostsm_500_Pm_06 LTTOSTGU_2_FV_B + Voltage Magnitude,0,1,1,Volts,Phasor,VPHM,Voltage Magnitude,PM,-98.6,37.5,PPA:9243,2021-08-06 18:15:28
} | MaximumArchiveDays=90 | DesiredRemainingSpace=500,9244,GPA_GOSTSM_500_PM_06-PA2:VH,,320,8736f6c7-ad41-4b43-b4f6-e684e0d4ad20,GOSTSM_500_PM_06,Gostsm_500_Pm_06,60,1,companyAcronym= | protocolName=IEEE C37.118.2-2011 | vendorAcronym= | vendorDeviceName= | interconnectionName=,,,,10,STTP,Streaming Telemetry Transport Protocol,4,2,LTTOSTGU_2_FV_B,V,+,0,GOSTSM_500_PM_06-PA2,0.0,1.0,Gostsm_500_Pm_06 LTTOSTGU_2_FV_B + Voltage Phase Angle,0,1,1,Degrees,Phasor,VPHA,Voltage Phase Angle,PA,-98.6,37.5,PPA:9244,2021-08-06 18:15:28
} | MaximumArchiveDays=90 | DesiredRemainingSpace=500,9245,GPA_GOSTSM_500_PM_06-PM3:V,,320,8736f6c7-ad41-4b43-b4f6-e684e0d4ad20,GOSTSM_500_PM_06,Gostsm_500_Pm_06,60,1,companyAcronym= | protocolName=IEEE C37.118.2-2011 | vendorAcronym= | vendorDeviceName= | interconnectionName=,,,,10,STTP,Streaming Telemetry Transport Protocol,3,3,LTTOSTGU_2_FV_C,V,+,0,GOSTSM_500_PM_06-PM3,0.0,1.0,Gostsm_500_Pm_06 LTTOSTGU_2_FV_C + Voltage Magnitude,0,1,1,Volts,Phasor,VPHM,Voltage Magnitude,PM,-98.6,37.5,PPA:9245,2021-08-06 18:15:28
} | MaximumArchiveDays=90 | DesiredRemainingSpace=500,9246,GPA_GOSTSM_500_PM_06-PA3:VH,,320,8736f6c7-ad41-4b43-b4f6-e684e0d4ad20,GOSTSM_500_PM_06,Gostsm_500_Pm_06,60,1,companyAcronym= | protocolName=IEEE C37.118.2-2011 | vendorAcronym= | vendorDeviceName= | interconnectionName=,,,,10,STTP,Streaming Telemetry Transport Protocol,4,3,LTTOSTGU_2_FV_C,V,+,0,GOSTSM_500_PM_06-PA3,0.0,1.0,Gostsm_500_Pm_06 LTTOSTGU_2_FV_C + Voltage Phase Angle,0,1,1,Degrees,Phasor,VPHA,Voltage Phase Angle,PA,-98.6,37.5,PPA:9246,2021-08-06 18:15:28
} | MaximumArchiveDays=90 | DesiredRemainingSpace=500,9247,GPA_GOSTSM_500_PM_06-PM4:I,,320,8736f6c7-ad41-4b43-b4f6-e684e0d4ad20,GOSTSM_500_PM_06,Gostsm_500_Pm_06,60,1,companyAcronym= | protocolName=IEEE C37.118.2-2011 | vendorAcronym= | vendorDeviceName= | interconnectionName=,,,,10,STTP,Streaming Telemetry Transport Protocol,1,4,LTTOSTGU_2_FA_A,I,+,0,GOSTSM_500_PM_06-PM4,0.0,1.0,Gostsm_500_Pm_06 LTTOSTGU_2_FA_A + Current Magnitude,0,1,1,Amps,Phasor,IPHM,Current Magnitude,PM,-98.6,37.5,PPA:9247,2021-08-06 18:15:28
} | MaximumArchiveDays=90 | DesiredRemainingSpace=500,9248,GPA_GOSTSM_500_PM_06-PA4:IH,,320,8736f6c7-ad41-4b43-b4f6-e684e0d4ad20,GOSTSM_500_PM_06,Gostsm_500_Pm_06,60,1,companyAcronym= | protocolName=IEEE C37.118.2-2011 | vendorAcronym= | vendorDeviceName= | interconnectionName=,,,,10,STTP,Streaming Telemetry Transport Protocol,2,4,LTTOSTGU_2_FA_A,I,+,0,GOSTSM_500_PM_06-PA4,0.0,1.0,Gostsm_500_Pm_06 LTTOSTGU_2_FA_A + Current Phase Angle,0,1,1,Degrees,Phasor,IPHA,Current Phase Angle,PA,-98.6,37.5,PPA:9248,2021-08-06 18:15:28
} | MaximumArchiveDays=90 | DesiredRemainingSpace=500,9249,GPA_GOSTSM_500_PM_06-PM5:I,,320,8736f6c7-ad41-4b43-b4f6-e684e0d4ad20,GOSTSM_500_PM_06,Gostsm_500_Pm_06,60,1,companyAcronym= | protocolName=IEEE C37.118.2-2011 | vendorAcronym= | vendorDeviceName= | interconnectionName=,,,,10,STTP,Streaming Telemetry Transport Protocol,1,5,LTTOSTGU_2_FA_B,I,+,0,GOSTSM_500_PM_06-PM5,0.0,1.0,Gostsm_500_Pm_06 LTTOSTGU_2_FA_B + Current Magnitude,0,1,1,Amps,Phasor,IPHM,Current Magnitude,PM,-98.6,37.5,PPA:9249,2021-08-06 18:15:28
} | MaximumArchiveDays=90 | DesiredRemainingSpace=500,9250,GPA_GOSTSM_500_PM_06-PA5:IH,,320,8736f6c7-ad41-4b43-b4f6-e684e0d4ad20,GOSTSM_500_PM_06,Gostsm_500_Pm_06,60,1,companyAcronym= | protocolName=IEEE C37.118.2-2011 | vendorAcronym= | vendorDeviceName= | interconnectionName=,,,,10,STTP,Streaming Telemetry Transport Protocol,2,5,LTTOSTGU_2_FA_B,I,+,0,GOSTSM_500_PM_06-PA5,0.0,1.0,Gostsm_500_Pm_06 LTTOSTGU_2_FA_B + Current Phase Angle,0,1,1,Degrees,Phasor,IPHA,Current Phase Angle,PA,-98.6,37.5,PPA:9250,2021-08-06 18:15:28
} | MaximumArchiveDays=90 | DesiredRemainingSpace=500,9251,GPA_GOSTSM_500_PM_06-PM6:I,,320,8736f6c7-ad41-4b43-b4f6-e684e0d4ad20,GOSTSM_500_PM_06,Gostsm_500_Pm_06,60,1,companyAcronym= | protocolName=IEEE C37.118.2-2011 | vendorAcronym= | vendorDeviceName= | interconnectionName=,,,,10,STTP,Streaming Telemetry Transport Protocol,1,6,LTTOSTGU_2_FA_C,I,+,0,GOSTSM_500_PM_06-PM6,0.0,1.0,Gostsm_500_Pm_06 LTTOSTGU_2_FA_C + Current Magnitude,0,1,1,Amps,Phasor,IPHM,Current Magnitude,PM,-98.6,37.5,PPA:9251,2021-08-06 18:15:28
} | MaximumArchiveDays=90 | DesiredRemainingSpace=500,9252,GPA_GOSTSM_500_PM_06-PA6:IH,,320,8736f6c7-ad41-4b43-b4f6-e684e0d4ad20,GOSTSM_500_PM_06,Gostsm_500_Pm_06,60,1,companyAcronym= | protocolName=IEEE C37.118.2-2011 | vendorAcronym= | vendorDeviceName= | interconnectionName=,,,,10,STTP,Streaming Telemetry Transport Protocol,2,6,LTTOSTGU_2_FA_C,I,+,0,GOSTSM_500_PM_06-PA6,0.0,1.0,Gostsm_500_Pm_06 LTTOSTGU_2_FA_C + Current Phase Angle,0,1,1,Degrees,Phasor,IPHA,Current Phase Angle,PA,-98.6,37.5,PPA:9252,2021-08-06 18:15:28
} | MaximumArchiveDays=90 | DesiredRemainingSpace=500,9253,GPA_GOSTSM_500_PM_06-PM7:V,,320,8736f6c7-ad41-4b43-b4f6-e684e0d4ad20,GOSTSM_500_PM_06,Gostsm_500_Pm_06,60,1,companyAcronym= | protocolName=IEEE C37.118.2-2011 | vendorAcronym= | vendorDeviceName= | interconnectionName=,,,,10,STTP,Streaming Telemetry Transport Protocol,3,7,LTTOSTGU_2_FV_P,V,+,0,GOSTSM_500_PM_06-PM7,0.0,1.0,Gostsm_500_Pm_06 LTTOSTGU_2_FV_P + Voltage Magnitude,0,1,1,Volts,Phasor,VPHM,Voltage Magnitude,PM,-98.6,37.5,PPA:9253,2021-08-06 18:15:28
} | MaximumArchiveDays=90 | DesiredRemainingSpace=500,9254,GPA_GOSTSM_500_PM_06-PA7:VH,,320,8736f6c7-ad41-4b43-b4f6-e684e0d4ad20,GOSTSM_500_PM_06,Gostsm_500_Pm_06,60,1,companyAcronym= | protocolName=IEEE C37.118.2-2011 | vendorAcronym= | vendorDeviceName= | interconnectionName=,,,,10,STTP,Streaming Telemetry Transport Protocol,4,7,LTTOSTGU_2_FV_P,V,+,0,GOSTSM_500_PM_06-PA7,0.0,1.0,Gostsm_500_Pm_06 LTTOSTGU_2_FV_P + Voltage Phase Angle,0,1,1,Degrees,Phasor,VPHA,Voltage Phase Angle,PA,-98.6,37.5,PPA:9254,2021-08-06 18:15:28
} | MaximumArchiveDays=90 | DesiredRemainingSpace=500,9255,GPA_GOSTSM_500_PM_06-PM8:I,,320,8736f6c7-ad41-4b43-b4f6-e684e0d4ad20,GOSTSM_500_PM_06,Gostsm_500_Pm_06,60,1,companyAcronym= | protocolName=IEEE C37.118.2-2011 | vendorAcronym= | vendorDeviceName= | interconnectionName=,,,,10,STTP,Streaming Telemetry Transport Protocol,1,8,LTTOSTGU_2_FA_P,I,+,0,GOSTSM_500_PM_06-PM8,0.0,1.0,Gostsm_500_Pm_06 LTTOSTGU_2_FA_P + Current Magnitude,0,1,1,Amps,Phasor,IPHM,Current Magnitude,PM,-98.6,37.5,PPA:9255,2021-08-06 18:15:28
} | MaximumArchiveDays=90 | DesiredRemainingSpace=500,9256,GPA_GOSTSM_500_PM_06-PA8:IH,,320,8736f6c7-ad41-4b43-b4f6-e684e0d4ad20,GOSTSM_500_PM_06,Gostsm_500_Pm_06,60,1,companyAcronym= | protocolName=IEEE C37.118.2-2011 | vendorAcronym= | vendorDeviceName= | interconnectionName=,,,,10,STTP,Streaming Telemetry Transport Protocol,2,8,LTTOSTGU_2_FA_P,I,+,0,GOSTSM_500_PM_06-PA8,0.0,1.0,Gostsm_500_Pm_06 LTTOSTGU_2_FA_P + Current Phase Angle,0,1,1,Degrees,Phasor,IPHA,Current Phase Angle,PA,-98.6,37.5,PPA:9256,2021-08-06 18:15:28
} | MaximumArchiveDays=90 | DesiredRemainingSpace=500,9257,GPA_GOSTSM_500_PM_07:F,,321,8736f6c7-ad41-4b43-b4f6-e684e0d4ad20,GOSTSM_500_PM_07,Gostsm_500_Pm_07,60,1,companyAcronym= | protocolName=IEEE C37.118.2-2011 | vendorAcronym= | vendorDeviceName= | interconnectionName=,,,,10,STTP,Streaming Telemetry Transport Protocol,5,,,,,,GOSTSM_500_PM_07-FQ,0.0,1.0,Gostsm_500_Pm_07 Frequency,0,1,1,Hz,PMU,FREQ,Frequency,FQ,-98.6,37.5,PPA:9257,2021-08-06 18:15:28
} | MaximumArchiveDays=90 | DesiredRemainingSpace=500,9258,GPA_GOSTSM_500_PM_07:DF,,321,8736f6c7-ad41-4b43-b4f6-e684e0d4ad20,GOSTSM_500_PM_07,Gostsm_500_Pm_07,60,1,companyAcronym= | protocolName=IEEE C37.118.2-2011 | vendorAcronym= | vendorDeviceName= | interconnectionName=,,,,10,STTP,Streaming Telemetry Transport Protocol,6,,,,,,GOSTSM_500_PM_07-DF,0.0,1.0,Gostsm_500_Pm_07 Frequency Delta (dF/dt),0,1,1,,PMU,DFDT,Frequency Delta (dF/dt),DF,-98.6,37.5,PPA:9258,2021-08-06 18:15:28
} | MaximumArchiveDays=90 | DesiredRemainingSpace=500,9259,GPA_GOSTSM_500_PM_07:S,,321,8736f6c7-ad41-4b43-b4f6-e684e0d4ad20,GOSTSM_500_PM_07,Gostsm_500_Pm_07,60,1,companyAcronym= | protocolName=IEEE C37.118.2-2011 | vendorAcronym= | vendorDeviceName= | interconnectionName=,,,,10,STTP,Streaming Telemetry Transport Protocol,8,,,,,,GOSTSM_500_PM_07-SF,0.0,1.0,Gostsm_500_Pm_07 Status Flags,0,1,1,,PMU,FLAG,Status Flags,SF,-98.6,37.5,PPA:9259,2021-08-06 18:15:28
} | MaximumArchiveDays=90 | DesiredRemainingSpace=500,9260,GPA_GOSTSM_500_PM_07-PM1:V,,321,8736f6c7-ad41-4b43-b4f6-e684e0d4ad20,GOSTSM_500_PM_07,Gostsm_500_Pm_07,60,1,companyAcronym= | protocolName=IEEE C37.118.2-2011 | vendorAcronym= | vendorDeviceName= | interconnectionName=,,,,10,STTP,Streaming Telemetry Transport Protocol,3,1,LTDFSTSB_3_FV_A,V,+,0,GOSTSM_500_PM_07-PM1,0.0,1.0,Gostsm_500_Pm_07 LTDFSTSB_3_FV_A + Voltage Magnitude,0,1,1,Volts,Phasor,VPHM,Voltage Magnitude,PM,-98.6,37.5,PPA:9260,2021-08-06 18:15:28
} | MaximumArchiveDays=90 | DesiredRemainingSpace=500,9261,GPA_GOSTSM_500_PM_07-PA1:VH,,321,8736f6c7-ad41-4b43-b4f6-e684e0d4ad20,GOSTSM_500_PM_07,Gostsm_500_Pm_07,60,1,companyAcronym= | protocolName=IEEE C37.118.2-2011 | vendorAcronym= | vendorDeviceName= | interconnectionName=,,,,10,STTP,Streaming Telemetry Transport Protocol,4,1,LTDFSTSB_3_FV_A,V,+,0,GOSTSM_500_PM_07-PA1,0.0,1.0,Gostsm_500_Pm_07 LTDFSTSB_3_FV_A + Voltage Phase Angle,0,1,1,Degrees,Phasor,VPHA,Voltage Phase Angle,PA,-98.6,37.5,PPA:9261,2021-08-06 18:15:28
} | MaximumArchiveDays=90 | DesiredRemainingSpace=500,9262,GPA_GOSTSM_500_PM_07-PM2:V,,321,8736f6c7-ad41-4b43-b4f6-e684e0d4ad20,GOSTSM_500_PM_07,Gostsm_500_Pm_07,60,1,companyAcronym= | protocolName=IEEE C37.118.2-2011 | vendorAcronym= | vendorDeviceName= | interconnectionName=,,,,10,STTP,Streaming Telemetry Transport Protocol,3,2,LTDFSTSB_3_FV_B,V,+,0,GOSTSM_500_PM_07-PM2,0.0,1.0,Gostsm_500_Pm_07 LTDFSTSB_3_FV_B + Voltage Magnitude,0,1,1,Volts,Phasor,VPHM,Voltage Magnitude,PM,-98.6,37.5,PPA:9262,2021-08-06 18:15:28
} | MaximumArchiveDays=90 | DesiredRemainingSpace=500,9263,GPA_GOSTSM_500_PM_07-PA2:VH,,321,8736f6c7-ad41-4b43-b4f6-e684e0d4ad20,GOSTSM_500_PM_07,Gostsm_500_Pm_07,60,1,companyAcronym= | protocolName=IEEE C37.118.2-2011 | vendorAcronym= | vendorDeviceName= | interconnectionName=,,,,10,STTP,Streaming Telemetry Transport Protocol,4,2,LTDFSTSB_3_FV_B,V,+,0,GOSTSM_500_PM_07-PA2,0.0,1.0,Gostsm_500_Pm_07 LTDFSTSB_3_FV_B + Voltage Phase Angle,0,1,1,Degrees,Phasor,VPHA,Voltage Phase Angle,PA,-98.6,37.5,PPA:9263,2021-08-06 18:15:28
} | MaximumArchiveDays=90 | DesiredRemainingSpace=500,9264,GPA_GOSTSM_500_PM_07-PM3:V,,321,8736f6c7-ad41-4b43-b4f6-e684e0d4ad20,GOSTSM_500_PM_07,Gostsm_500_Pm_07,60,1,companyAcronym= | protocolName=IEEE C37.118.2-2011 | vendorAcronym= | vendorDeviceName= | interconnectionName=,,,,10,STTP,Streaming Telemetry Transport Protocol,3,3,LTDFSTSB_3_FV_C,V,+,0,GOSTSM_500_PM_07-PM3,0.0,1.0,Gostsm_500_Pm_07 LTDFSTSB_3_FV_C + Voltage Magnitude,0,1,1,Volts,Phasor,VPHM,Voltage Magnitude,PM,-98.6,37.5,PPA:9264,2021-08-06 18:15:28
} | MaximumArchiveDays=90 | DesiredRemainingSpace=500,9265,GPA_GOSTSM_500_PM_07-PA3:VH,,321,8736f6c7-ad41-4b43-b4f6-e684e0d4ad20,GOSTSM_500_PM_07,Gostsm_500_Pm_07,60,1,companyAcronym= | protocolName=IEEE C37.118.2-2011 | vendorAcronym= | vendorDeviceName= | interconnectionName=,,,,10,STTP,Streaming Telemetry Transport Protocol,4,3,LTDFSTSB_3_FV_C,V,+,0,GOSTSM_500_PM_07-PA3,0.0,1.0,Gostsm_500_Pm_07 LTDFSTSB_3_FV_C + Voltage Phase Angle,0,1,1,Degrees,Phasor,VPHA,Voltage Phase Angle,PA,-98.6,37.5,PPA:9265,2021-08-06 18:15:28
} | MaximumArchiveDays=90 | DesiredRemainingSpace=500,9266,GPA_GOSTSM_500_PM_07-PM4:I,,321,8736f6c7-ad41-4b43-b4f6-e684e0d4ad20,GOSTSM_500_PM_07,Gostsm_500_Pm_07,60,1,companyAcronym= | protocolName=IEEE C37.118.2-2011 | vendorAcronym= | vendorDeviceName= | interconnectionName=,,,,10,STTP,Streaming Telemetry Transport Protocol,1,4,LTDFSTSB_3_FA_A,I,+,0,GOSTSM_500_PM_07-PM4,0.0,1.0,Gostsm_500_Pm_07 LTDFSTSB_3_FA_A + Current Magnitude,0,1,1,Amps,Phasor,IPHM,Current Magnitude,PM,-98.6,37.5,PPA:9266,2021-08-06 18:15:28
} | MaximumArchiveDays=90 | DesiredRemainingSpace=500,9267,GPA_GOSTSM_500_PM_07-PA4:IH,,321,8736f6c7-ad41-4b43-b4f6-e684e0d4ad20,GOSTSM_500_PM_07,Gostsm_500_Pm_07,60,1,companyAcronym= | protocolName=IEEE C37.118.2-2011 | vendorAcronym= | vendorDeviceName= | interconnectionName=,,,,10,STTP,Streaming Telemetry Transport Protocol,2,4,LTDFSTSB_3_FA_A,I,+,0,GOSTSM_500_PM_07-PA4,0.0,1.0,Gostsm_500_Pm_07 LTDFSTSB_3_FA_A + Current Phase Angle,0,1,1,Degrees,Phasor,IPHA,Current Phase Angle,PA,-98.6,37.5,PPA:9267,2021-08-06 18:15:28
} | MaximumArchiveDays=90 | DesiredRemainingSpace=500,9268,GPA_GOSTSM_500_PM_07-PM5:I,,321,8736f6c7-ad41-4b43-b4f6-e684e0d4ad20,GOSTSM_500_PM_07,Gostsm_500_Pm_07,60,1,companyAcronym= | protocolName=IEEE C37.118.2-2011 | vendorAcronym= | vendorDeviceName= | interconnectionName=,,,,10,STTP,Streaming Telemetry Transport Protocol,1,5,LTDFSTSB_3_FA_B,I,+,0,GOSTSM_500_PM_07-PM5,0.0,1.0,Gostsm_500_Pm_07 LTDFSTSB_3_FA_B + Current Magnitude,0,1,1,Amps,Phasor,IPHM,Current Magnitude,PM,-98.6,37.5,PPA:9268,2021-08-06 18:15:28
} | MaximumArchiveDays=90 | DesiredRemainingSpace=500,9269,GPA_GOSTSM_500_PM_07-PA5:IH,,321,8736f6c7-ad41-4b43-b4f6-e684e0d4ad20,GOSTSM_500_PM_07,Gostsm_500_Pm_07,60,1,companyAcronym= | protocolName=IEEE C37.118.2-2011 | vendorAcronym= | vendorDeviceName= | interconnectionName=,,,,10,STTP,Streaming Telemetry Transport Protocol,2,5,LTDFSTSB_3_FA_B,I,+,0,GOSTSM_500_PM_07-PA5,0.0,1.0,Gostsm_500_Pm_07 LTDFSTSB_3_FA_B + Current Phase Angle,0,1,1,Degrees,Phasor,IPHA,Current Phase Angle,PA,-98.6,37.5,PPA:9269,2021-08-06 18:15:28
} | MaximumArchiveDays=90 | DesiredRemainingSpace=500,9270,GPA_GOSTSM_500_PM_07-PM6:I,,321,8736f6c7-ad41-4b43-b4f6-e684e0d4ad20,GOSTSM_500_PM_07,Gostsm_500_Pm_07,60,1,companyAcronym= | protocolName=IEEE C37.118.2-2011 | vendorAcronym= | vendorDeviceName= | interconnectionName=,,,,10,STTP,Streaming Telemetry Transport Protocol,1,6,LTDFSTSB_3_FA_C,I,+,0,GOSTSM_500_PM_07-PM6,0.0,1.0,Gostsm_500_Pm_07 LTDFSTSB_3_FA_C + Current Magnitude,0,1,1,Amps,Phasor,IPHM,Current Magnitude,PM,-98.6,37.5,PPA:9270,2021-08-06 18:15:28
} | MaximumArchiveDays=90 | DesiredRemainingSpace=500,9271,GPA_GOSTSM_500_PM_07-PA6:IH,,321,8736f6c7-ad41-4b43-b4f6-e684e0d4ad20,GOSTSM_500_PM_07,Gostsm_500_Pm_07,60,1,companyAcronym= | protocolName=IEEE C37.118.2-2011 | vendorAcronym= | vendorDeviceName= | interconnectionName=,,,,10,STTP,Streaming Telemetry Transport Protocol,2,6,LTDFSTSB_3_FA_C,I,+,0,GOSTSM_500_PM_07-PA6,0.0,1.0,Gostsm_500_Pm_07 LTDFSTSB_3_FA_C + Current Phase Angle,0,1,1,Degrees,Phasor,IPHA,Current Phase Angle,PA,-98.6,37.5,PPA:9271,2021-08-06 18:15:28
} | MaximumArchiveDays=90 | DesiredRemainingSpace=500,9272,GPA_GOSTSM_500_PM_07-PM7:I,,321,8736f6c7-ad41-4b43-b4f6-e684e0d4ad20,GOSTSM_500_PM_07,Gostsm_500_Pm_07,60,1,companyAcronym= | protocolName=IEEE C37.118.2-2011 | vendorAcronym= | vendorDeviceName= | interconnectionName=,,,,10,STTP,Streaming Telemetry Transport Protocol,1,7,LTDFSTSB_3_FA_P,I,+,0,GOSTSM_500_PM_07-PM7,0.0,1.0,Gostsm_500_Pm_07 LTDFSTSB_3_FA_P + Current Magnitude,0,1,1,Amps,Phasor,IPHM,Current Magnitude,PM,-98.6,37.5,PPA:9272,2021-08-06 18:15:28
} | MaximumArchiveDays=90 | DesiredRemainingSpace=500,9273,GPA_GOSTSM_500_PM_07-PA7:IH,,321,8736f6c7-ad41-4b43-b4f6-e684e0d4ad20,GOSTSM_500_PM_07,Gostsm_500_Pm_07,60,1,companyAcronym= | protocolName=IEEE C37.118.2-2011 | vendorAcronym= | vendorDeviceName= | interconnectionName=,,,,10,STTP,Streaming Telemetry Transport Protocol,2,7,LTDFSTSB_3_FA_P,I,+,0,GOSTSM_500_PM_07-PA7,0.0,1.0,Gostsm_500_Pm_07 LTDFSTSB_3_FA_P + Current Phase Angle,0,1,1,Degrees,Phasor,IPHA,Current Phase Angle,PA,-98.6,37.5,PPA:9273,2021-08-06 18:15:28
} | MaximumArchiveDays=90 | DesiredRemainingSpace=500,9274,GPA_GOSTSM_500_PM_07-PM8:V,,321,8736f6c7-ad41-4b43-b4f6-e684e0d4ad20,GOSTSM_500_PM_07,Gostsm_500_Pm_07,60,1,companyAcronym= | protocolName=IEEE C37.118.2-2011 | vendorAcronym= | vendorDeviceName= | interconnectionName=,,,,10,STTP,Streaming Telemetry Transport Protocol,3,8,LTDFSTSB_3_FV_P,V,+,0,GOSTSM_500_PM_07-PM8,0.0,1.0,Gostsm_500_Pm_07 LTDFSTSB_3_FV_P + Voltage Magnitude,0,1,1,Volts,Phasor,VPHM,Voltage Magnitude,PM,-98.6,37.5,PPA:9274,2021-08-06 18:15:28
} | MaximumArchiveDays=90 | DesiredRemainingSpace=500,9275,GPA_GOSTSM_500_PM_07-PA8:VH,,321,8736f6c7-ad41-4b43-b4f6-e684e0d4ad20,GOSTSM_500_PM_07,Gostsm_500_Pm_07,60,1,companyAcronym= | protocolName=IEEE C37.118.2-2011 | vendorAcronym= | vendorDeviceName= | interconnectionName=,,,,10,STTP,Streaming Telemetry Transport Protocol,4,8,LTDFSTSB_3_FV_P,V,+,0,GOSTSM_500_PM_07-PA8,0.0,1.0,Gostsm_500_Pm_07 LTDFSTSB_3_FV_P + Voltage Phase Angle,0,1,1,Degrees,Phasor,VPHA,Voltage Phase Angle,PA,-98.6,37.5,PPA:9275,2021-08-06 18:15:28
} | MaximumArchiveDays=90 | DesiredRemainingSpace=500,9276,GPA_GOSTSM_500_PM_08:F,,322,8736f6c7-ad41-4b43-b4f6-e684e0d4ad20,GOSTSM_500_PM_08,Gostsm_500_Pm_08,60,1,companyAcronym= | protocolName=IEEE C37.118.2-2011 | vendorAcronym= | vendorDeviceName= | interconnectionName=,,,,10,STTP,Streaming Telemetry Transport Protocol,5,,,,,,GOSTSM_500_PM_08-FQ,0.0,1.0,Gostsm_500_Pm_08 Frequency,0,1,1,Hz,PMU,FREQ,Frequency,FQ,-98.6,37.5,PPA:9276,2021-08-06 18:15:28
} | MaximumArchiveDays=90 | DesiredRemainingSpace=500,9277,GPA_GOSTSM_500_PM_08:DF,,322,8736f6c7-ad41-4b43-b4f6-e684e0d4ad20,GOSTSM_500_PM_08,Gostsm_500_Pm_08,60,1,companyAcronym= | protocolName=IEEE C37.118.2-2011 | vendorAcronym= | vendorDeviceName= | interconnectionName=,,,,10,STTP,Streaming Telemetry Transport Protocol,6,,,,,,GOSTSM_500_PM_08-DF,0.0,1.0,Gostsm_500_Pm_08 Frequency Delta (dF/dt),0,1,1,,PMU,DFDT,Frequency Delta (dF/dt),DF,-98.6,37.5,PPA:9277,2021-08-06 18:15:28
} | MaximumArchiveDays=90 | DesiredRemainingSpace=500,9278,GPA_GOSTSM_500_PM_08:S,,322,8736f6c7-ad41-4b43-b4f6-e684e0d4ad20,GOSTSM_500_PM_08,Gostsm_500_Pm_08,60,1,companyAcronym= | protocolName=IEEE C37.118.2-2011 | vendorAcronym= | vendorDeviceName= | interconnectionName=,,,,10,STTP,Streaming Telemetry Transport Protocol,8,,,,,,GOSTSM_500_PM_08-SF,0.0,1.0,Gostsm_500_Pm_08 Status Flags,0,1,1,,PMU,FLAG,Status Flags,SF,-98.6,37.5,PPA:9278,2021-08-06 18:15:28
} | MaximumArchiveDays=90 | DesiredRemainingSpace=500,9279,GPA_GOSTSM_500_PM_08-PM1:V,,322,8736f6c7-ad41-4b43-b4f6-e684e0d4ad20,GOSTSM_500_PM_08,Gostsm_500_Pm_08,60,1,companyAcronym= | protocolName=IEEE C37.118.2-2011 | vendorAcronym= | vendorDeviceName= | interconnectionName=,,,,10,STTP,Streaming Telemetry Transport Protocol,3,1,LTGOSD_1_FV_A,V,+,0,GOSTSM_500_PM_08-PM1,0.0,1.0,Gostsm_500_Pm_08 LTGOSD_1_FV_A + Voltage Magnitude,0,1,1,Volts,Phasor,VPHM,Voltage Magnitude,PM,-98.6,37.5,PPA:9279,2021-08-06 18:15:28
} | MaximumArchiveDays=90 | DesiredRemainingSpace=500,9280,GPA_GOSTSM_500_PM_08-PA1:VH,,322,8736f6c7-ad41-4b43-b4f6-e684e0d4ad20,GOSTSM_500_PM_08,Gostsm_500_Pm_08,60,1,companyAcronym= | protocolName=IEEE C37.118.2-2011 | vendorAcronym= | vendorDeviceName= | interconnectionName=,,,,10,STTP,Streaming Telemetry Transport Protocol,4,1,LTGOSD_1_FV_A,V,+,0,GOSTSM_500_PM_08-PA1,0.0,1.0,Gostsm_500_Pm_08 LTGOSD_1_FV_A + Voltage Phase Angle,0,1,1,Degrees,Phasor,VPHA,Voltage Phase Angle,PA,-98.6,37.5,PPA:9280,2021-08-06 18:15:28
} | MaximumArchiveDays=90 | DesiredRemainingSpace=500,9281,GPA_GOSTSM_500_PM_08-PM2:V,,322,8736f6c7-ad41-4b43-b4f6-e684e0d4ad20,GOSTSM_500_PM_08,Gostsm_500_Pm_08,60,1,companyAcronym= | protocolName=IEEE C37.118.2-2011 | vendorAcronym= | vendorDeviceName= | interconnectionName=,,,,10,STTP,Streaming Telemetry Transport Protocol,3,2,LTGOSD_1_FV_B,V,+,0,GOSTSM_500_PM_08-PM2,0.0,1.0,Gostsm_500_Pm_08 LTGOSD_1_FV_B + Voltage Magnitude,0,1,1,Volts,Phasor,VPHM,Voltage Magnitude,PM,-98.6,37.5,PPA:9281,2021-08-06 18:15:28
} | MaximumArchiveDays=90 | DesiredRemainingSpace=500,9282,GPA_GOSTSM_500_PM_08-PA2:VH,,322,8736f6c7-ad41-4b43-b4f6-e684e0d4ad20,GOSTSM_500_PM_08,Gostsm_500_Pm_08,60,1,companyAcronym= | protocolName=IEEE C37.118.2-2011 | vendorAcronym= | vendorDeviceName= | interconnectionName=,,,,10,STTP,Streaming Telemetry Transport Protocol,4,2,LTGOSD_1_FV_B,V,+,0,GOSTSM_500_PM_08-PA2,0.0,1.0,Gostsm_500_Pm_08 LTGOSD_1_FV_B + Voltage Phase Angle,0,1,1,Degrees,Phasor,VPHA,Voltage Phase Angle,PA,-98.6,37.5,PPA:9282,2021-08-06 18:15:28
} | MaximumArchiveDays=90 | DesiredRemainingSpace=500,9283,GPA_GOSTSM_500_PM_08-PM3:V,,322,8736f6c7-ad41-4b43-b4f6-e684e0d4ad20,GOSTSM_500_PM_08,Gostsm_500_Pm_08,60,1,companyAcronym= | protocolName=IEEE C37.118.2-2011 | vendorAcronym= | vendorDeviceName= | interconnectionName=,,,,10,STTP,Streaming Telemetry Transport Protocol,3,3,LTGOSD_1_FV_C,V,+,0,GOSTSM_500_PM_08-PM3,0.0,1.0,Gostsm_500_Pm_08 LTGOSD_1_FV_C + Voltage Magnitude,0,1,1,Volts,Phasor,VPHM,Voltage Magnitude,PM,-98.6,37.5,PPA:9283,2021-08-06 18:15:28
} | MaximumArchiveDays=90 | DesiredRemainingSpace=500,9284,GPA_GOSTSM_500_PM_08-PA3:VH,,322,8736f6c7-ad41-4b43-b4f6-e684e0d4ad20,GOSTSM_500_PM_08,Gostsm_500_Pm_08,60,1,companyAcronym= | protocolName=IEEE C37.118.2-2011 | vendorAcronym= | vendorDeviceName= | interconnectionName=,,,,10,STTP,Streaming Telemetry Transport Protocol,4,3,LTGOSD_1_FV_C,V,+,0,GOSTSM_500_PM_08-PA3,0.0,1.0,Gostsm_500_Pm_08 LTGOSD_1_FV_C + Voltage Phase Angle,0,1,1,Degrees,Phasor,VPHA,Voltage Phase Angle,PA,-98.6,37.5,PPA:9284,2021-08-06 18:15:28
} | MaximumArchiveDays=90 | DesiredRemainingSpace=500,9285,GPA_GOSTSM_500_PM_08-PM4:I,,322,8736f6c7-ad41-4b43-b4f6-e684e0d4ad20,GOSTSM_500_PM_08,Gostsm_500_Pm_08,60,1,companyAcronym= | protocolName=IEEE C37.118.2-2011 | vendorAcronym= | vendorDeviceName= | interconnectionName=,,,,10,STTP,Streaming Telemetry Transport Protocol,1,4,LTGOSD_1_FA_A,I,+,0,GOSTSM_500_PM_08-PM4,0.0,1.0,Gostsm_500_Pm_08 LTGOSD_1_FA_A + Current Magnitude,0,1,1,Amps,Phasor,IPHM,Current Magnitude,PM,-98.6,37.5,PPA:9285,2021-08-06 18:15:28
} | MaximumArchiveDays=90 | DesiredRemainingSpace=500,9286,GPA_GOSTSM_500_PM_08-PA4:IH,,322,8736f6c7-ad41-4b43-b4f6-e684e0d4ad20,GOSTSM_500_PM_08,Gostsm_500_Pm_08,60,1,companyAcronym= | protocolName=IEEE C37.118.2-2011 | vendorAcronym= | vendorDeviceName= | interconnectionName=,,,,10,STTP,Streaming Telemetry Transport Protocol,2,4,LTGOSD_1_FA_A,I,+,0,GOSTSM_500_PM_08-PA4,0.0,1.0,Gostsm_500_Pm_08 LTGOSD_1_FA_A + Current Phase Angle,0,1,1,Degrees,Phasor,IPHA,Current Phase Angle,PA,-98.6,37.5,PPA:9286,2021-08-06 18:15:28
} | MaximumArchiveDays=90 | DesiredRemainingSpace=500,9287,GPA_GOSTSM_500_PM_08-PM5:I,,322,8736f6c7-ad41-4b43-b4f6-e684e0d4ad20,GOSTSM_500_PM_08,Gostsm_500_Pm_08,60,1,companyAcronym= | protocolName=IEEE C37.118.2-2011 | vendorAcronym= | vendorDeviceName= | interconnectionName=,,,,10,STTP,Streaming Telemetry Transport Protocol,1,5,LTGOSD_1_FA_B,I,+,0,GOSTSM_500_PM_08-PM5,0.0,1.0,Gostsm_500_Pm_08 LTGOSD_1_FA_B + Current Magnitude,0,1,1,Amps,Phasor,IPHM,Current Magnitude,PM,-98.6,37.5,PPA:9287,2021-08-06 18:15:28
} | MaximumArchiveDays=90 | DesiredRemainingSpace=500,9288,GPA_GOSTSM_500_PM_08-PA5:IH,,322,8736f6c7-ad41-4b43-b4f6-e684e0d4ad20,GOSTSM_500_PM_08,Gostsm_500_Pm_08,60,1,companyAcronym= | protocolName=IEEE C37.118.2-2011 | vendorAcronym= | vendorDeviceName= | interconnectionName=,,,,10,STTP,Streaming Telemetry Transport Protocol,2,5,LTGOSD_1_FA_B,I,+,0,GOSTSM_500_PM_08-PA5,0.0,1.0,Gostsm_500_Pm_08 LTGOSD_1_FA_B + Current Phase Angle,0,1,1,Degrees,Phasor,IPHA,Current Phase Angle,PA,-98.6,37.5,PPA:9288,2021-08-06 18:15:28
} | MaximumArchiveDays=90 | DesiredRemainingSpace=500,9289,GPA_GOSTSM_500_PM_08-PM6:I,,322,8736f6c7-ad41-4b43-b4f6-e684e0d4ad20,GOSTSM_500_PM_08,Gostsm_500_Pm_08,60,1,companyAcronym= | protocolName=IEEE C37.118.2-2011 | vendorAcronym= | vendorDeviceName= | interconnectionName=,,,,10,STTP,Streaming Telemetry Transport Protocol,1,6,LTGOSD_1_FA_C,I,+,0,GOSTSM_500_PM_08-PM6,0.0,1.0,Gostsm_500_Pm_08 LTGOSD_1_FA_C + Current Magnitude,0,1,1,Amps,Phasor,IPHM,Current Magnitude,PM,-98.6,37.5,PPA:9289,2021-08-06 18:15:28
} | MaximumArchiveDays=90 | DesiredRemainingSpace=500,9290,GPA_GOSTSM_500_PM_08-PA6:IH,,322,8736f6c7-ad41-4b43-b4f6-e684e0d4ad20,GOSTSM_500_PM_08,Gostsm_500_Pm_08,60,1,companyAcronym= | protocolName=IEEE C37.118.2-2011 | vendorAcronym= | vendorDeviceName= | interconnectionName=,,,,10,STTP,Streaming Telemetry Transport Protocol,2,6,LTGOSD_1_FA_C,I,+,0,GOSTSM_500_PM_08-PA6,0.0,1.0,Gostsm_500_Pm_08 LTGOSD_1_FA_C + Current Phase Angle,0,1,1,Degrees,Phasor,IPHA,Current Phase Angle,PA,-98.6,37.5,PPA:9290,2021-08-06 18:15:28
} | MaximumArchiveDays=90 | DesiredRemainingSpace=500,9291,GPA_GOSTSM_500_PM_08-PM7:V,,322,8736f6c7-ad41-4b43-b4f6-e684e0d4ad20,GOSTSM_500_PM_08,Gostsm_500_Pm_08,60,1,companyAcronym= | protocolName=IEEE C37.118.2-2011 | vendorAcronym= | vendorDeviceName= | interconnectionName=,,,,10,STTP,Streaming Telemetry Transport Protocol,3,7,LTGOSD_1_FV_P,V,+,0,GOSTSM_500_PM_08-PM7,0.0,1.0,Gostsm_500_Pm_08 LTGOSD_1_FV_P + Voltage Magnitude,0,1,1,Volts,Phasor,VPHM,Voltage Magnitude,PM,-98.6,37.5,PPA:9291,2021-08-06 18:15:28
} | MaximumArchiveDays=90 | DesiredRemainingSpace=500,9292,GPA_GOSTSM_500_PM_08-PA7:VH,,322,8736f6c7-ad41-4b43-b4f6-e684e0d4ad20,GOSTSM_500_PM_08,Gostsm_500_Pm_08,60,1,companyAcronym= | protocolName=IEEE C37.118.2-2011 | vendorAcronym= | vendorDeviceName= | interconnectionName=,,,,10,STTP,Streaming Telemetry Transport Protocol,4,7,LTGOSD_1_FV_P,V,+,0,GOSTSM_500_PM_08-PA7,0.0,1.0,Gostsm_500_Pm_08 LTGOSD_1_FV_P + Voltage Phase Angle,0,1,1,Degrees,Phasor,VPHA,Voltage Phase Angle,PA,-98.6,37.5,PPA:9292,2021-08-06 18:15:28
} | MaximumArchiveDays=90 | DesiredRemainingSpace=500,9293,GPA_GOSTSM_500_PM_08-PM8:I,,322,8736f6c7-ad41-4b43-b4f6-e684e0d4ad20,GOSTSM_500_PM_08,Gostsm_500_Pm_08,60,1,companyAcronym= | protocolName=IEEE C37.118.2-2011 | vendorAcronym= | vendorDeviceName= | interconnectionName=,,,,10,STTP,Streaming Telemetry Transport Protocol,1,8,LTGOSD_1_FA_P,I,+,0,GOSTSM_500_PM_08-PM8,0.0,1.0,Gostsm_500_Pm_08 LTGOSD_1_FA_P + Current Magnitude,0,1,1,Amps,Phasor,IPHM,Current Magnitude,PM,-98.6,37.5,PPA:9293,2021-08-06 18:15:28
} | MaximumArchiveDays=90 | DesiredRemainingSpace=500,9294,GPA_GOSTSM_500_PM_08-PA8:IH,,322,8736f6c7-ad41-4b43-b4f6-e684e0d4ad20,GOSTSM_500_PM_08,Gostsm_500_Pm_08,60,1,companyAcronym= | protocolName=IEEE C37.118.2-2011 | vendorAcronym= | vendorDeviceName= | interconnectionName=,,,,10,STTP,Streaming Telemetry Transport Protocol,2,8,LTGOSD_1_FA_P,I,+,0,GOSTSM_500_PM_08-PA8,0.0,1.0,Gostsm_500_Pm_08 LTGOSD_1_FA_P + Current Phase Angle,0,1,1,Degrees,Phasor,IPHA,Current Phase Angle,PA,-98.6,37.5,PPA:9294,2021-08-06 18:15:28
} | MaximumArchiveDays=90 | DesiredRemainingSpace=500,9295,GPA_DFSTSB_500_PM_09:F,,323,8736f6c7-ad41-4b43-b4f6-e684e0d4ad20,DFSTSB_500_PM_09,Dfstsb_500_Pm_09,60,1,companyAcronym= | protocolName=IEEE C37.118.2-2011 | vendorAcronym= | vendorDeviceName= | interconnectionName=,,,,10,STTP,Streaming Telemetry Transport Protocol,5,,,,,,DFSTSB_500_PM_09-FQ,0.0,1.0,Dfstsb_500_Pm_09 Frequency,0,1,1,Hz,PMU,FREQ,Frequency,FQ,-98.6,37.5,PPA:9295,2021-08-06 18:15:28
} | MaximumArchiveDays=90 | DesiredRemainingSpace=500,9296,GPA_DFSTSB_500_PM_09:DF,,323,8736f6c7-ad41-4b43-b4f6-e684e0d4ad20,DFSTSB_500_PM_09,Dfstsb_500_Pm_09,60,1,companyAcronym= | protocolName=IEEE C37.118.2-2011 | vendorAcronym= | vendorDeviceName= | interconnectionName=,,,,10,STTP,Streaming Telemetry Transport Protocol,6,,,,,,DFSTSB_500_PM_09-DF,0.0,1.0,Dfstsb_500_Pm_09 Frequency Delta (dF/dt),0,1,1,,PMU,DFDT,Frequency Delta (dF/dt),DF,-98.6,37.5,PPA:9296,2021-08-06 18:15:28
} | MaximumArchiveDays=90 | DesiredRemainingSpace=500,9297,GPA_DFSTSB_500_PM_09:S,,323,8736f6c7-ad41-4b43-b4f6-e684e0d4ad20,DFSTSB_500_PM_09,Dfstsb_500_Pm_09,60,1,companyAcronym= | protocolName=IEEE C37.118.2-2011 | vendorAcronym= | vendorDeviceName= | interconnectionName=,,,,10,STTP,Streaming Telemetry Transport Protocol,8,,,,,,DFSTSB_500_PM_09-SF,0.0,1.0,Dfstsb_500_Pm_09 Status Flags,0,1,1,,PMU,FLAG,Status Flags,SF,-98.6,37.5,PPA:9297,2021-08-06 18:15:28
} | MaximumArchiveDays=90 | DesiredRemainingSpace=500,9298,GPA_DFSTSB_500_PM_09-PM1:I,,323,8736f6c7-ad41-4b43-b4f6-e684e0d4ad20,DFSTSB_500_PM_09,Dfstsb_500_Pm_09,60,1,companyAcronym= | protocolName=IEEE C37.118.2-2011 | vendorAcronym= | vendorDeviceName= | interconnectionName=,,,,10,STTP,Streaming Telemetry Transport Protocol,1,1,LTGOSTSM_3_FA_A,I,+,0,DFSTSB_500_PM_09-PM1,0.0,1.0,Dfstsb_500_Pm_09 LTGOSTSM_3_FA_A + Current Magnitude,0,1,1,Amps,Phasor,IPHM,Current Magnitude,PM,-98.6,37.5,PPA:9298,2021-08-06 18:15:28
} | MaximumArchiveDays=90 | DesiredRemainingSpace=500,9299,GPA_DFSTSB_500_PM_09-PA1:IH,,323,8736f6c7-ad41-4b43-b4f6-e684e0d4ad20,DFSTSB_500_PM_09,Dfstsb_500_Pm_09,60,1,companyAcronym= | protocolName=IEEE C37.118.2-2011 | vendorAcronym= | vendorDeviceName= | interconnectionName=,,,,10,STTP,Streaming Telemetry Transport Protocol,2,1,LTGOSTSM_3_FA_A,I,+,0,DFSTSB_500_PM_09-PA1,0.0,1.0,Dfstsb_500_Pm_09 LTGOSTSM_3_FA_A + Current Phase Angle,0,1,1,Degrees,Phasor,IPHA,Current Phase Angle,PA,-98.6,37.5,PPA:9299,2021-08-06 18:15:28
} | MaximumArchiveDays=90 | DesiredRemainingSpace=500,9300,GPA_DFSTSB_500_PM_09-PM2:I,,323,8736f6c7-ad41-4b43-b4f6-e684e0d4ad20,DFSTSB_500_PM_09,Dfstsb_500_Pm_09,60,1,companyAcronym= | protocolName=IEEE C37.118.2-2011 | vendorAcronym= | vendorDeviceName= | interconnectionName=,,,,10,STTP,Streaming Telemetry Transport Protocol,1,2,LTGOSTSM_3_FA_B,I,+,0,DFSTSB_500_PM_09-PM2,0.0,1.0,Dfstsb_500_Pm_09 LTGOSTSM_3_FA_B + Current Magnitude,0,1,1,Amps,Phasor,IPHM,Current Magnitude,PM,-98.6,37.5,PPA:9300,2021-08-06 18:15:28
} | MaximumArchiveDays=90 | DesiredRemainingSpace=500,9301,GPA_DFSTSB_500_PM_09-PA2:IH,,323,8736f6c7-ad41-4b43-b4f6-e684e0d4ad20,DFSTSB_500_PM_09,Dfstsb_500_Pm_09,60,1,companyAcronym= | protocolName=IEEE C37.118.2-2011 | vendorAcronym= | vendorDeviceName= | interconnectionName=,,,,10,STTP,Streaming Telemetry Transport Protocol,2,2,LTGOSTSM_3_FA_B,I,+,0,DFSTSB_500_PM_09-PA2,0.0,1.0,Dfstsb_500_Pm_09 LTGOSTSM_3_FA_B + Current Phase Angle,0,1,1,Degrees,Phasor,IPHA,Current Phase Angle,PA,-98.6,37.5,PPA:9301,2021-08-06 18:15:28
} | MaximumArchiveDays=90 | DesiredRemainingSpace=500,9302,GPA_DFSTSB_500_PM_09-PM3:I,,323,8736f6c7-ad41-4b43-b4f6-e684e0d4ad20,DFSTSB_500_PM_09,Dfstsb_500_Pm_09,60,1,companyAcronym= | protocolName=IEEE C37.118.2-2011 | vendorAcronym= | vendorDeviceName= | interconnectionName=,,,,10,STTP,Streaming Telemetry Transport Protocol,1,3,LTGOSTSM_3_FA_C,I,+,0,DFSTSB_500_PM_09-PM3,0.0,1.0,Dfstsb_500_Pm_09 LTGOSTSM_3_FA_C + Current Magnitude,0,1,1,Amps,Phasor,IPHM,Current Magnitude,PM,-98.6,37.5,PPA:9302,2021-08-06 18:15:28
} | MaximumArchiveDays=90 | DesiredRemainingSpace=500,9303,GPA_DFSTSB_500_PM_09-PA3:IH,,323,8736f6c7-ad41-4b43-b4f6-e684e0d4ad20,DFSTSB_500_PM_09,Dfstsb_500_Pm_09,60,1,companyAcronym= | protocolName=IEEE C37.118.2-2011 | vendorAcronym= | vendorDeviceName= | interconnectionName=,,,,10,STTP,Streaming Telemetry Transport Protocol,2,3,LTGOSTSM_3_FA_C,I,+,0,DFSTSB_500_PM_09-PA3,0.0,1.0,Dfstsb_500_Pm_09 LTGOSTSM_3_FA_C + Current Phase Angle,0,1,1,Degrees,Phasor,IPHA,Current Phase Angle,PA,-98.6,37.5,PPA:9303,2021-08-06 18:15:28
} | MaximumArchiveDays=90 | DesiredRemainingSpace=500,9304,GPA_DFSTSB_500_PM_09-PM4:V,,323,8736f6c7-ad41-4b43-b4f6-e684e0d4ad20,DFSTSB_500_PM_09,Dfstsb_500_Pm_09,60,1,companyAcronym= | protocolName=IEEE C37.118.2-2011 | vendorAcronym= | vendorDeviceName= | interconnectionName=,,,,10,STTP,Streaming Telemetry Transport Protocol,3,4,LTGOSTSM_3_FV_A,V,+,0,DFSTSB_500_PM_09-PM4,0.0,1.0,Dfstsb_500_Pm_09 LTGOSTSM_3_FV_A + Voltage Magnitude,0,1,1,Volts,Phasor,VPHM,Voltage Magnitude,PM,-98.6,37.5,PPA:9304,2021-08-06 18:15:28
} | MaximumArchiveDays=90 | DesiredRemainingSpace=500,9305,GPA_DFSTSB_500_PM_09-PA4:VH,,323,8736f6c7-ad41-4b43-b4f6-e684e0d4ad20,DFSTSB_500_PM_09,Dfstsb_500_Pm_09,60,1,companyAcronym= | protocolName=IEEE C37.118.2-2011 | vendorAcronym= | vendorDeviceName= | interconnectionName=,,,,10,STTP,Streaming Telemetry Transport Protocol,4,4,LTGOSTSM_3_FV_A,V,+,0,DFSTSB_500_PM_09-PA4,0.0,1.0,Dfstsb_500_Pm_09 LTGOSTSM_3_FV_A + Voltage Phase Angle,0,1,1,Degrees,Phasor,VPHA,Voltage Phase Angle,PA,-98.6,37.5,PPA:9305,2021-08-06 18:15:28
} | MaximumArchiveDays=90 | DesiredRemainingSpace=500,9306,GPA_DFSTSB_500_PM_09-PM5:V,,323,8736f6c7-ad41-4b43-b4f6-e684e0d4ad20,DFSTSB_500_PM_09,Dfstsb_500_Pm_09,60,1,companyAcronym= | protocolName=IEEE C37.118.2-2011 | vendorAcronym= | vendorDeviceName= | interconnectionName=,,,,10,STTP,Streaming Telemetry Transport Protocol,3,5,LTGOSTSM_3_FV_B,V,+,0,DFSTSB_500_PM_09-PM5,0.0,1.0,Dfstsb_500_Pm_09 LTGOSTSM_3_FV_B + Voltage Magnitude,0,1,1,Volts,Phasor,VPHM,Voltage Magnitude,PM,-98.6,37.5,PPA:9306,2021-08-06 18:15:28
} | MaximumArchiveDays=90 | DesiredRemainingSpace=500,9307,GPA_DFSTSB_500_PM_09-PA5:VH,,323,8736f6c7-ad41-4b43-b4f6-e684e0d4ad20,DFSTSB_500_PM_09,Dfstsb_500_Pm_09,60,1,companyAcronym= | protocolName=IEEE C37.118.2-2011 | vendorAcronym= | vendorDeviceName= | interconnectionName=,,,,10,STTP,Streaming Telemetry Transport Protocol,4,5,LTGOSTSM_3_FV_B,V,+,0,DFSTSB_500_PM_09-PA5,0.0,1.0,Dfstsb_500_Pm_09 LTGOSTSM_3_FV_B + Voltage Phase Angle,0,1,1,Degrees,Phasor,VPHA,Voltage Phase Angle,PA,-98.6,37.5,PPA:9307,2021-08-06 18:15:28
} | MaximumArchiveDays=90 | DesiredRemainingSpace=500,9308,GPA_DFSTSB_500_PM_09-PM6:V,,323,8736f6c7-ad41-4b43-b4f6-e684e0d4ad20,DFSTSB_500_PM_09,Dfstsb_500_Pm_09,60,1,companyAcronym= | protocolName=IEEE C37.118.2-2011 | vendorAcronym= | vendorDeviceName= | interconnectionName=,,,,10,STTP,Streaming Telemetry Transport Protocol,3,6,LTGOSTSM_3_FV_C,V,+,0,DFSTSB_500_PM_09-PM6,0.0,1.0,Dfstsb_500_Pm_09 LTGOSTSM_3_FV_C + Voltage Magnitude,0,1,1,Volts,Phasor,VPHM,Voltage Magnitude,PM,-98.6,37.5,PPA:9308,2021-08-06 18:15:28
} | MaximumArchiveDays=90 | DesiredRemainingSpace=500,9309,GPA_DFSTSB_500_PM_09-PA6:VH,,323,8736f6c7-ad41-4b43-b4f6-e684e0d4ad20,DFSTSB_500_PM_09,Dfstsb_500_Pm_09,60,1,companyAcronym= | protocolName=IEEE C37.118.2-2011 | vendorAcronym= | vendorDeviceName= | interconnectionName=,,,,10,STTP,Streaming Telemetry Transport Protocol,4,6,LTGOSTSM_3_FV_C,V,+,0,DFSTSB_500_PM_09-PA6,0.0,1.0,Dfstsb_500_Pm_09 LTGOSTSM_3_FV_C + Voltage Phase Angle,0,1,1,Degrees,Phasor,VPHA,Voltage Phase Angle,PA,-98.6,37.5,PPA:9309,2021-08-06 18:15:28
} | MaximumArchiveDays=90 | DesiredRemainingSpace=500,9310,GPA_DFSTSB_500_PM_09-PM7:V,,323,8736f6c7-ad41-4b43-b4f6-e684e0d4ad20,DFSTSB_500_PM_09,Dfstsb_500_Pm_09,60,1,companyAcronym= | protocolName=IEEE C37.118.2-2011 | vendorAcronym= | vendorDeviceName= | interconnectionName=,,,,10,STTP,Streaming Telemetry Transport Protocol,3,7,LTGOSTSM_3_FV_P,V,+,0,DFSTSB_500_PM_09-PM7,0.0,1.0,Dfstsb_500_Pm_09 LTGOSTSM_3_FV_P + Voltage Magnitude,0,1,1,Volts,Phasor,VPHM,Voltage Magnitude,PM,-98.6,37.5,PPA:9310,2021-08-06 18:15:28
} | MaximumArchiveDays=90 | DesiredRemainingSpace=500,9311,GPA_DFSTSB_500_PM_09-PA7:VH,,323,8736f6c7-ad41-4b43-b4f6-e684e0d4ad20,DFSTSB_500_PM_09,Dfstsb_500_Pm_09,60,1,companyAcronym= | protocolName=IEEE C37.118.2-2011 | vendorAcronym= | vendorDeviceName= | interconnectionName=,,,,10,STTP,Streaming Telemetry Transport Protocol,4,7,LTGOSTSM_3_FV_P,V,+,0,DFSTSB_500_PM_09-PA7,0.0,1.0,Dfstsb_500_Pm_09 LTGOSTSM_3_FV_P + Voltage Phase Angle,0,1,1,Degrees,Phasor,VPHA,Voltage Phase Angle,PA,-98.6,37.5,PPA:9311,2021-08-06 18:15:28
} | MaximumArchiveDays=90 | DesiredRemainingSpace=500,9312,GPA_DFSTSB_500_PM_09-PM8:I,,323,8736f6c7-ad41-4b43-b4f6-e684e0d4ad20,DFSTSB_500_PM_09,Dfstsb_500_Pm_09,60,1,companyAcronym= | protocolName=IEEE C37.118.2-2011 | vendorAcronym= | vendorDeviceName= | interconnectionName=,,,,10,STTP,Streaming Telemetry Transport Protocol,1,8,LTGOSTSM_3_FA_P,I,+,0,DFSTSB_500_PM_09-PM8,0.0,1.0,Dfstsb_500_Pm_09 LTGOSTSM_3_FA_P + Current Magnitude,0,1,1,Amps,Phasor,IPHM,Current Magnitude,PM,-98.6,37.5,PPA:9312,2021-08-06 18:15:28
} | MaximumArchiveDays=90 | DesiredRemainingSpace=500,9313,GPA_DFSTSB_500_PM_09-PA8:IH,,323,8736f6c7-ad41-4b43-b4f6-e684e0d4ad20,DFSTSB_500_PM_09,Dfstsb_500_Pm_09,60,1,companyAcronym= | protocolName=IEEE C37.118.2-2011 | vendorAcronym= | vendorDeviceName= | interconnectionName=,,,,10,STTP,Streaming Telemetry Transport Protocol,2,8,LTGOSTSM_3_FA_P,I,+,0,DFSTSB_500_PM_09-PA8,0.0,1.0,Dfstsb_500_Pm_09 LTGOSTSM_3_FA_P + Current Phase Angle,0,1,1,Degrees,Phasor,IPHA,Current Phase Angle,PA,-98.6,37.5,PPA:9313,2021-08-06 18:15:28
} | MaximumArchiveDays=90 | DesiredRemainingSpace=500,9314,GPA_TOMC_500_PM_10:F,,324,8736f6c7-ad41-4b43-b4f6-e684e0d4ad20,TOMC_500_PM_10,Tomc_500_Pm_10,60,1,companyAcronym= | protocolName=IEEE C37.118.2-2011 | vendorAcronym= | vendorDeviceName= | interconnectionName=,,,,10,STTP,Streaming Telemetry Transport Protocol,5,,,,,,TOMC_500_PM_10-FQ,0.0,1.0,Tomc_500_Pm_10 Frequency,0,1,1,Hz,PMU,FREQ,Frequency,FQ,-98.6,37.5,PPA:9314,2021-08-06 18:15:28
} | MaximumArchiveDays=90 | DesiredRemainingSpace=500,9315,GPA_TOMC_500_PM_10:DF,,324,8736f6c7-ad41-4b43-b4f6-e684e0d4ad20,TOMC_500_PM_10,Tomc_500_Pm_10,60,1,companyAcronym= | protocolName=IEEE C37.118.2-2011 | vendorAcronym= | vendorDeviceName= | interconnectionName=,,,,10,STTP,Streaming Telemetry Transport Protocol,6,,,,,,TOMC_500_PM_10-DF,0.0,1.0,Tomc_500_Pm_10 Frequency Delta (dF/dt),0,1,1,,PMU,DFDT,Frequency Delta (dF/dt),DF,-98.6,37.5,PPA:9315,2021-08-06 18:15:28
} | MaximumArchiveDays=90 | DesiredRemainingSpace=500,9316,GPA_TOMC_500_PM_10:S,,324,8736f6c7-ad41-4b43-b4f6-e684e0d4ad20,TOMC_500_PM_10,Tomc_500_Pm_10,60,1,companyAcronym= | protocolName=IEEE C37.118.2-2011 | vendorAcronym= | vendorDeviceName= | interconnectionName=,,,,10,STTP,Streaming Telemetry Transport Protocol,8,,,,,,TOMC_500_PM_10-SF,0.0,1.0,Tomc_500_Pm_10 Status Flags,0,1,1,,PMU,FLAG,Status Flags,SF,-98.6,37.5,PPA:9316,2021-08-06 18:15:28
} | MaximumArchiveDays=90 | DesiredRemainingSpace=500,9317,GPA_TOMC_500_PM_10-PM1:V,,324,8736f6c7-ad41-4b43-b4f6-e684e0d4ad20,TOMC_500_PM_10,Tomc_500_Pm_10,60,1,companyAcronym= | protocolName=IEEE C37.118.2-2011 | vendorAcronym= | vendorDeviceName= | interconnectionName=,,,,10,STTP,Streaming Telemetry Transport Protocol,3,1,LTTOCO_2_FV_A,V,+,0,TOMC_500_PM_10-PM1,0.0,1.0,Tomc_500_Pm_10 LTTOCO_2_FV_A + Voltage Magnitude,0,1,1,Volts,Phasor,VPHM,Voltage Magnitude,PM,-98.6,37.5,PPA:9317,2021-08-06 18:15:28
} | MaximumArchiveDays=90 | DesiredRemainingSpace=500,9318,GPA_TOMC_500_PM_10-PA1:VH,,324,8736f6c7-ad41-4b43-b4f6-e684e0d4ad20,TOMC_500_PM_10,Tomc_500_Pm_10,60,1,companyAcronym= | protocolName=IEEE C37.118.2-2011 | vendorAcronym= | vendorDeviceName= | interconnectionName=,,,,10,STTP,Streaming Telemetry Transport Protocol,4,1,LTTOCO_2_FV_A,V,+,0,TOMC_500_PM_10-PA1,0.0,1.0,Tomc_500_Pm_10 LTTOCO_2_FV_A + Voltage Phase Angle,0,1,1,Degrees,Phasor,VPHA,Voltage Phase Angle,PA,-98.6,37.5,PPA:9318,2021-08-06 18:15:28
} | MaximumArchiveDays=90 | DesiredRemainingSpace=500,9319,GPA_TOMC_500_PM_10-PM2:V,,324,8736f6c7-ad41-4b43-b4f6-e684e0d4ad20,TOMC_500_PM_10,Tomc_500_Pm_10,60,1,companyAcronym= | protocolName=IEEE C37.118.2-2011 | vendorAcronym= | vendorDeviceName= | interconnectionName=,,,,10,STTP,Streaming Telemetry Transport Protocol,3,2,LTTOCO_2_FV_B,V,+,0,TOMC_500_PM_10-PM2,0.0,1.0,Tomc_500_Pm_10 LTTOCO_2_FV_B + Voltage Magnitude,0,1,1,Volts,Phasor,VPHM,Voltage Magnitude,PM,-98.6,37.5,PPA:9319,2021-08-06 18:15:28
} | MaximumArchiveDays=90 | DesiredRemainingSpace=500,9320,GPA_TOMC_500_PM_10-PA2:VH,,324,8736f6c7-ad41-4b43-b4f6-e684e0d4ad20,TOMC_500_PM_10,Tomc_500_Pm_10,60,1,companyAcronym= | protocolName=IEEE C37.118.2-2011 | vendorAcronym= | vendorDeviceName= | interconnectionName=,,,,10,STTP,Streaming Telemetry Transport Protocol,4,2,LTTOCO_2_FV_B,V,+,0,TOMC_500_PM_10-PA2,0.0,1.0,Tomc_500_Pm_10 LTTOCO_2_FV_B + Voltage Phase Angle,0,1,1,Degrees,Phasor,VPHA,Voltage Phase Angle,PA,-98.6,37.5,PPA:9320,2021-08-06 18:15:28
} | MaximumArchiveDays=90 | DesiredRemainingSpace=500,9321,GPA_TOMC_500_PM_10-PM3:V,,324,8736f6c7-ad41-4b43-b4f6-e684e0d4ad20,TOMC_500_PM_10,Tomc_500_Pm_10,60,1,companyAcronym= | protocolName=IEEE C37.118.2-2011 | vendorAcronym= | vendorDeviceName= | interconnectionName=,,,,10,STTP,Streaming Telemetry Transport Protocol,3,3,LTTOCO_2_FV_C,V,+,0,TOMC_500_PM_10-PM3,0.0,1.0,Tomc_500_Pm_10 LTTOCO_2_FV_C + Voltage Magnitude,0,1,1,Volts,Phasor,VPHM,Voltage Magnitude,PM,-98.6,37.5,PPA:9321,2021-08-06 18:15:28
} | MaximumArchiveDays=90 | DesiredRemainingSpace=500,9322,GPA_TOMC_500_PM_10-PA3:VH,,324,8736f6c7-ad41-4b43-b4f6-e684e0d4ad20,TOMC_500_PM_10,Tomc_500_Pm_10,60,1,companyAcronym= | protocolName=IEEE C37.118.2-2011 | vendorAcronym= | vendorDeviceName= | interconnectionName=,,,,10,STTP,Streaming Telemetry Transport Protocol,4,3,LTTOCO_2_FV_C,V,+,0,TOMC_500_PM_10-PA3,0.0,1.0,Tomc_500_Pm_10 LTTOCO_2_FV_C + Voltage Phase Angle,0,1,1,Degrees,Phasor,VPHA,Voltage Phase Angle,PA,-98.6,37.5,PPA:9322,2021-08-06 18:15:28
} | MaximumArchiveDays=90 | DesiredRemainingSpace=500,9323,GPA_TOMC_500_PM_10-PM4:I,,324,8736f6c7-ad41-4b43-b4f6-e684e0d4ad20,TOMC_500_PM_10,Tomc_500_Pm_10,60,1,companyAcronym= | protocolName=IEEE C37.118.2-2011 | vendorAcronym= | vendorDeviceName= | interconnectionName=,,,,10,STTP,Streaming Telemetry Transport Protocol,1,4,LTTOCO_2_FA_A,I,+,0,TOMC_500_PM_10-PM4,0.0,1.0,Tomc_500_Pm_10 LTTOCO_2_FA_A + Current Magnitude,0,1,1,Amps,Phasor,IPHM,Current Magnitude,PM,-98.6,37.5,PPA:9323,2021-08-06 18:15:28
} | MaximumArchiveDays=90 | DesiredRemainingSpace=500,9324,GPA_TOMC_500_PM_10-PA4:IH,,324,8736f6c7-ad41-4b43-b4f6-e684e0d4ad20,TOMC_500_PM_10,Tomc_500_Pm_10,60,1,companyAcronym= | protocolName=IEEE C37.118.2-2011 | vendorAcronym= | vendorDeviceName= | interconnectionName=,,,,10,STTP,Streaming Telemetry Transport Protocol,2,4,LTTOCO_2_FA_A,I,+,0,TOMC_500_PM_10-PA4,0.0,1.0,Tomc_500_Pm_10 LTTOCO_2_FA_A + Current Phase Angle,0,1,1,Degrees,Phasor,IPHA,Current Phase Angle,PA,-98.6,37.5,PPA:9324,2021-08-06 18:15:28
} | MaximumArchiveDays=90 | DesiredRemainingSpace=500,9325,GPA_TOMC_500_PM_10-PM5:I,,324,8736f6c7-ad41-4b43-b4f6-e684e0d4ad20,TOMC_500_PM_10,Tomc_500_Pm_10,60,1,companyAcronym= | protocolName=IEEE C37.118.2-2011 | vendorAcronym= | vendorDeviceName= | interconnectionName=,,,,10,STTP,Streaming Telemetry Transport Protocol,1,5,LTTOCO_2_FA_B,I,+,0,TOMC_500_PM_10-PM5,0.0,1.0,Tomc_500_Pm_10 LTTOCO_2_FA_B + Current Magnitude,0,1,1,Amps,Phasor,IPHM,Current Magnitude,PM,-98.6,37.5,PPA:9325,2021-08-06 18:15:28
} | MaximumArchiveDays=90 | DesiredRemainingSpace=500,9326,GPA_TOMC_500_PM_10-PA5:IH,,324,8736f6c7-ad41-4b43-b4f6-e684e0d4ad20,TOMC_500_PM_10,Tomc_500_Pm_10,60,1,companyAcronym= | protocolName=IEEE C37.118.2-2011 | vendorAcronym= | vendorDeviceName= | interconnectionName=,,,,10,STTP,Streaming Telemetry Transport Protocol,2,5,LTTOCO_2_FA_B,I,+,0,TOMC_500_PM_10-PA5,0.0,1.0,Tomc_500_Pm_10 LTTOCO_2_FA_B + Current Phase Angle,0,1,1,Degrees,Phasor,IPHA,Current Phase Angle,PA,-98.6,37.5,PPA:9326,2021-08-06 18:15:28
} | MaximumArchiveDays=90 | DesiredRemainingSpace=500,9327,GPA_TOMC_500_PM_10-PM6:I,,324,8736f6c7-ad41-4b43-b4f6-e684e0d4ad20,TOMC_500_PM_10,Tomc_500_Pm_10,60,1,companyAcronym= | protocolName=IEEE C37.118.2-2011 | vendorAcronym= | vendorDeviceName= | interconnectionName=,,,,10,STTP,Streaming Telemetry Transport Protocol,1,6,LTTOCO_2_FA_C,I,+,0,TOMC_500_PM_10-PM6,0.0,1.0,Tomc_500_Pm_10 LTTOCO_2_FA_C + Current Magnitude,0,1,1,Amps,Phasor,IPHM,Current Magnitude,PM,-98.6,37.5,PPA:9327,2021-08-06 18:15:28
} | MaximumArchiveDays=90 | DesiredRemainingSpace=500,9328,GPA_TOMC_500_PM_10-PA6:IH,,324,8736f6c7-ad41-4b43-b4f6-e684e0d4ad20,TOMC_500_PM_10,Tomc_500_Pm_10,60,1,companyAcronym= | protocolName=IEEE C37.118.2-2011 | vendorAcronym= | vendorDeviceName= | interconnectionName=,,,,10,STTP,Streaming Telemetry Transport Protocol,2,6,LTTOCO_2_FA_C,I,+,0,TOMC_500_PM_10-PA6,0.0,1.0,Tomc_500_Pm_10 LTTOCO_2_FA_C + Current Phase Angle,0,1,1,Degrees,Phasor,IPHA,Current Phase Angle,PA,-98.6,37.5,PPA:9328,2021-08-06 18:15:28
} | MaximumArchiveDays=90 | DesiredRemainingSpace=500,9329,GPA_TOMC_500_PM_10-PM7:V,,324,8736f6c7-ad41-4b43-b4f6-e684e0d4ad20,TOMC_500_PM_10,Tomc_500_Pm_10,60,1,companyAcronym= | protocolName=IEEE C37.118.2-2011 | vendorAcronym= | vendorDeviceName= | interconnectionName=,,,,10,STTP,Streaming Telemetry Transport Protocol,3,7,LTTOCO_2_FV_P,V,+,0,TOMC_500_PM_10-PM7,0.0,1.0,Tomc_500_Pm_10 LTTOCO_2_FV_P + Voltage Magnitude,0,1,1,Volts,Phasor,VPHM,Voltage Magnitude,PM,-98.6,37.5,PPA:9329,2021-08-06 18:15:28
} | MaximumArchiveDays=90 | DesiredRemainingSpace=500,9330,GPA_TOMC_500_PM_10-PA7:VH,,324,8736f6c7-ad41-4b43-b4f6-e684e0d4ad20,TOMC_500_PM_10,Tomc_500_Pm_10,60,1,companyAcronym= | protocolName=IEEE C37.118.2-2011 | vendorAcronym= | vendorDeviceName= | interconnectionName=,,,,10,STTP,Streaming Telemetry Transport Protocol,4,7,LTTOCO_2_FV_P,V,+,0,TOMC_500_PM_10-PA7,0.0,1.0,Tomc_500_Pm_10 LTTOCO_2_FV_P + Voltage Phase Angle,0,1,1,Degrees,Phasor,VPHA,Voltage Phase Angle,PA,-98.6,37.5,PPA:9330,2021-08-06 18:15:28
} | MaximumArchiveDays=90 | DesiredRemainingSpace=500,9331,GPA_TOMC_500_PM_10-PM8:I,,324,8736f6c7-ad41-4b43-b4f6-e684e0d4ad20,TOMC_500_PM_10,Tomc_500_Pm_10,60,1,companyAcronym= | protocolName=IEEE C37.118.2-2011 | vendorAcronym= | vendorDeviceName= | interconnectionName=,,,,10,STTP,Streaming Telemetry Transport Protocol,1,8,LTTOCO_2_FA_P,I,+,0,TOMC_500_PM_10-PM8,0.0,1.0,Tomc_500_Pm_10 LTTOCO_2_FA_P + Current Magnitude,0,1,1,Amps,Phasor,IPHM,Current Magnitude,PM,-98.6,37.5,PPA:9331,2021-08-06 18:15:28
} | MaximumArchiveDays=90 | DesiredRemainingSpace=500,9332,GPA_TOMC_500_PM_10-PA8:IH,,324,8736f6c7-ad41-4b43-b4f6-e684e0d4ad20,TOMC_500_PM_10,Tomc_500_Pm_10,60,1,companyAcronym= | protocolName=IEEE C37.118.2-2011 | vendorAcronym= | vendorDeviceName= | interconnectionName=,,,,10,STTP,Streaming Telemetry Transport Protocol,2,8,LTTOCO_2_FA_P,I,+,0,TOMC_500_PM_10-PA8,0.0,1.0,Tomc_500_Pm_10 LTTOCO_2_FA_P + Current Phase Angle,0,1,1,Degrees,Phasor,IPHA,Current Phase Angle,PA,-98.6,37.5,PPA:9332,2021-08-06 18:15:28
} | MaximumArchiveDays=90 | DesiredRemainingSpace=500,9333,GPA_TOMC_500_PM_11:F,,325,8736f6c7-ad41-4b43-b4f6-e684e0d4ad20,TOMC_500_PM_11,Tomc_500_Pm_11,60,1,companyAcronym= | protocolName=IEEE C37.118.2-2011 | vendorAcronym= | vendorDeviceName= | interconnectionName=,,,,10,STTP,Streaming Telemetry Transport Protocol,5,,,,,,TOMC_500_PM_11-FQ,0.0,1.0,Tomc_500_Pm_11 Frequency,0,1,1,Hz,PMU,FREQ,Frequency,FQ,-98.6,37.5,PPA:9333,2021-08-06 18:15:28
} | MaximumArchiveDays=90 | DesiredRemainingSpace=500,9334,GPA_TOMC_500_PM_11:DF,,325,8736f6c7-ad41-4b43-b4f6-e684e0d4ad20,TOMC_500_PM_11,Tomc_500_Pm_11,60,1,companyAcronym= | protocolName=IEEE C37.118.2-2011 | vendorAcronym= | vendorDeviceName= | interconnectionName=,,,,10,STTP,Streaming Telemetry Transport Protocol,6,,,,,,TOMC_500_PM_11-DF,0.0,1.0,Tomc_500_Pm_11 Frequency Delta (dF/dt),0,1,1,,PMU,DFDT,Frequency Delta (dF/dt),DF,-98.6,37.5,PPA:9334,2021-08-06 18:15:28
} | MaximumArchiveDays=90 | DesiredRemainingSpace=500,9335,GPA_TOMC_500_PM_11:S,,325,8736f6c7-ad41-4b43-b4f6-e684e0d4ad20,TOMC_500_PM_11,Tomc_500_Pm_11,60,1,companyAcronym= | protocolName=IEEE C37.118.2-2011 | vendorAcronym= | vendorDeviceName= | interconnectionName=,,,,10,STTP,Streaming Telemetry Transport Protocol,8,,,,,,TOMC_500_PM_11-SF,0.0,1.0,Tomc_500_Pm_11 Status Flags,0,1,1,,PMU,FLAG,Status Flags,SF,-98.6,37.5,PPA:9335,2021-08-06 18:15:28
} | MaximumArchiveDays=90 | DesiredRemainingSpace=500,9336,GPA_TOMC_500_PM_11-PM1:V,,325,8736f6c7-ad41-4b43-b4f6-e684e0d4ad20,TOMC_500_PM_11,Tomc_500_Pm_11,60,1,companyAcronym= | protocolName=IEEE C37.118.2-2011 | vendorAcronym= | vendorDeviceName= | interconnectionName=,,,,10,STTP,Streaming Telemetry Transport Protocol,3,1,LTTOSTGU_2_FV_A,V,+,0,TOMC_500_PM_11-PM1,0.0,1.0,Tomc_500_Pm_11 LTTOSTGU_2_FV_A + Voltage Magnitude,0,1,1,Volts,Phasor,VPHM,Voltage Magnitude,PM,-98.6,37.5,PPA:9336,2021-08-06 18:15:28
} | MaximumArchiveDays=90 | DesiredRemainingSpace=500,9337,GPA_TOMC_500_PM_11-PA1:VH,,325,8736f6c7-ad41-4b43-b4f6-e684e0d4ad20,TOMC_500_PM_11,Tomc_500_Pm_11,60,1,companyAcronym= | protocolName=IEEE C37.118.2-2011 | vendorAcronym= | vendorDeviceName= | interconnectionName=,,,,10,STTP,Streaming Telemetry Transport Protocol,4,1,LTTOSTGU_2_FV_A,V,+,0,TOMC_500_PM_11-PA1,0.0,1.0,Tomc_500_Pm_11 LTTOSTGU_2_FV_A + Voltage Phase Angle,0,1,1,Degrees,Phasor,VPHA,Voltage Phase Angle,PA,-98.6,37.5,PPA:9337,2021-08-06 18:15:28
} | MaximumArchiveDays=90 | DesiredRemainingSpace=500,9338,GPA_TOMC_500_PM_11-PM2:V,,325,8736f6c7-ad41-4b43-b4f6-e684e0d4ad20,TOMC_500_PM_11,Tomc_500_Pm_11,60,1,companyAcronym= | protocolName=IEEE C37.118.2-2011 | vendorAcronym= | vendorDeviceName= | interconnectionName=,,,,10,STTP,Streaming Telemetry Transport Protocol,3,2,LTTOSTGU_2_FV_B,V,+,0,TOMC_500_PM_11-PM2,0.0,1.0,Tomc_500_Pm_11 LTTOSTGU_2_FV_B + Voltage Magnitude,0,1,1,Volts,Phasor,VPHM,Voltage Magnitude,PM,-98.6,37.5,PPA:9338,2021-08-06 18:15:28
} | MaximumArchiveDays=90 | DesiredRemainingSpace=500,9339,GPA_TOMC_500_PM_11-PA2:VH,,325,8736f6c7-ad41-4b43-b4f6-e684e0d4ad20,TOMC_500_PM_11,Tomc_500_Pm_11,60,1,companyAcronym= | protocolName=IEEE C37.118.2-2011 | vendorAcronym= | vendorDeviceName= | interconnectionName=,,,,10,STTP,Streaming Telemetry Transport Protocol,4,2,LTTOSTGU_2_FV_B,V,+,0,TOMC_500_PM_11-PA2,0.0,1.0,Tomc_500_Pm_11 LTTOSTGU_2_FV_B + Voltage Phase Angle,0,1,1,Degrees,Phasor,VPHA,Voltage Phase Angle,PA,-98.6,37.5,PPA:9339,2021-08-06 18:15:28
} | MaximumArchiveDays=90 | DesiredRemainingSpace=500,9340,GPA_TOMC_500_PM_11-PM3:V,,325,8736f6c7-ad41-4b43-b4f6-e684e0d4ad20,TOMC_500_PM_11,Tomc_500_Pm_11,60,1,companyAcronym= | protocolName=IEEE C37.118.2-2011 | vendorAcronym= | vendorDeviceName= | interconnectionName=,,,,10,STTP,Streaming Telemetry Transport Protocol,3,3,LTTOSTGU_2_FV_C,V,+,0,TOMC_500_PM_11-PM3,0.0,1.0,Tomc_500_Pm_11 LTTOSTGU_2_FV_C + Voltage Magnitude,0,1,1,Volts,Phasor,VPHM,Voltage Magnitude,PM,-98.6,37.5,PPA:9340,2021-08-06 18:15:28
} | MaximumArchiveDays=90 | DesiredRemainingSpace=500,9341,GPA_TOMC_500_PM_11-PA3:VH,,325,8736f6c7-ad41-4b43-b4f6-e684e0d4ad20,TOMC_500_PM_11,Tomc_500_Pm_11,60,1,companyAcronym= | protocolName=IEEE C37.118.2-2011 | vendorAcronym= | vendorDeviceName= | interconnectionName=,,,,10,STTP,Streaming Telemetry Transport Protocol,4,3,LTTOSTGU_2_FV_C,V,+,0,TOMC_500_PM_11-PA3,0.0,1.0,Tomc_500_Pm_11 LTTOSTGU_2_FV_C + Voltage Phase Angle,0,1,1,Degrees,Phasor,VPHA,Voltage Phase Angle,PA,-98.6,37.5,PPA:9341,2021-08-06 18:15:28
} | MaximumArchiveDays=90 | DesiredRemainingSpace=500,9342,GPA_TOMC_500_PM_11-PM4:I,,325,8736f6c7-ad41-4b43-b4f6-e684e0d4ad20,TOMC_500_PM_11,Tomc_500_Pm_11,60,1,companyAcronym= | protocolName=IEEE C37.118.2-2011 | vendorAcronym= | vendorDeviceName= | interconnectionName=,,,,10,STTP,Streaming Telemetry Transport Protocol,1,4,LTTOSTGU_2_FA_A,I,+,0,TOMC_500_PM_11-PM4,0.0,1.0,Tomc_500_Pm_11 LTTOSTGU_2_FA_A + Current Magnitude,0,1,1,Amps,Phasor,IPHM,Current Magnitude,PM,-98.6,37.5,PPA:9342,2021-08-06 18:15:28
} | MaximumArchiveDays=90 | DesiredRemainingSpace=500,9343,GPA_TOMC_500_PM_11-PA4:IH,,325,8736f6c7-ad41-4b43-b4f6-e684e0d4ad20,TOMC_500_PM_11,Tomc_500_Pm_11,60,1,companyAcronym= | protocolName=IEEE C37.118.2-2011 | vendorAcronym= | vendorDeviceName= | interconnectionName=,,,,10,STTP,Streaming Telemetry Transport Protocol,2,4,LTTOSTGU_2_FA_A,I,+,0,TOMC_500_PM_11-PA4,0.0,1.0,Tomc_500_Pm_11 LTTOSTGU_2_FA_A + Current Phase Angle,0,1,1,Degrees,Phasor,IPHA,Current Phase Angle,PA,-98.6,37.5,PPA:9343,2021-08-06 18:15:28
} | MaximumArchiveDays=90 | DesiredRemainingSpace=500,9344,GPA_TOMC_500_PM_11-PM5:I,,325,8736f6c7-ad41-4b43-b4f6-e684e0d4ad20,TOMC_500_PM_11,Tomc_500_Pm_11,60,1,companyAcronym= | protocolName=IEEE C37.118.2-2011 | vendorAcronym= | vendorDeviceName= | interconnectionName=,,,,10,STTP,Streaming Telemetry Transport Protocol,1,5,LTTOSTGU_2_FA_B,I,+,0,TOMC_500_PM_11-PM5,0.0,1.0,Tomc_500_Pm_11 LTTOSTGU_2_FA_B + Current Magnitude,0,1,1,Amps,Phasor,IPHM,Current Magnitude,PM,-98.6,37.5,PPA:9344,2021-08-06 18:15:28
} | MaximumArchiveDays=90 | DesiredRemainingSpace=500,9345,GPA_TOMC_500_PM_11-PA5:IH,,325,8736f6c7-ad41-4b43-b4f6-e684e0d4ad20,TOMC_500_PM_11,Tomc_500_Pm_11,60,1,companyAcronym= | protocolName=IEEE C37.118.2-2011 | vendorAcronym= | vendorDeviceName= | interconnectionName=,,,,10,STTP,Streaming Telemetry Transport Protocol,2,5,LTTOSTGU_2_FA_B,I,+,0,TOMC_500_PM_11-PA5,0.0,1.0,Tomc_500_Pm_11 LTTOSTGU_2_FA_B + Current Phase Angle,0,1,1,Degrees,Phasor,IPHA,Current Phase Angle,PA,-98.6,37.5,PPA:9345,2021-08-06 18:15:28
} | MaximumArchiveDays=90 | DesiredRemainingSpace=500,9346,GPA_TOMC_500_PM_11-PM6:I,,325,8736f6c7-ad41-4b43-b4f6-e684e0d4ad20,TOMC_500_PM_11,Tomc_500_Pm_11,60,1,companyAcronym= | protocolName=IEEE C37.118.2-2011 | vendorAcronym= | vendorDeviceName= | interconnectionName=,,,,10,STTP,Streaming Telemetry Transport Protocol,1,6,LTTOSTGU_2_FA_C,I,+,0,TOMC_500_PM_11-PM6,0.0,1.0,Tomc_500_Pm_11 LTTOSTGU_2_FA_C + Current Magnitude,0,1,1,Amps,Phasor,IPHM,Current Magnitude,PM,-98.6,37.5,PPA:9346,2021-08-06 18:15:28
} | MaximumArchiveDays=90 | DesiredRemainingSpace=500,9347,GPA_TOMC_500_PM_11-PA6:IH,,325,8736f6c7-ad41-4b43-b4f6-e684e0d4ad20,TOMC_500_PM_11,Tomc_500_Pm_11,60,1,companyAcronym= | protocolName=IEEE C37.118.2-2011 | vendorAcronym= | vendorDeviceName= | interconnectionName=,,,,10,STTP,Streaming Telemetry Transport Protocol,2,6,LTTOSTGU_2_FA_C,I,+,0,TOMC_500_PM_11-PA6,0.0,1.0,Tomc_500_Pm_11 LTTOSTGU_2_FA_C + Current Phase Angle,0,1,1,Degrees,Phasor,IPHA,Current Phase Angle,PA,-98.6,37.5,PPA:9347,2021-08-06 18:15:28
} | MaximumArchiveDays=90 | DesiredRemainingSpace=500,9348,GPA_TOMC_500_PM_11-PM7:V,,325,8736f6c7-ad41-4b43-b4f6-e684e0d4ad20,TOMC_500_PM_11,Tomc_500_Pm_11,60,1,companyAcronym= | protocolName=IEEE C37.118.2-2011 | vendorAcronym= | vendorDeviceName= | interconnectionName=,,,,10,STTP,Streaming Telemetry Transport Protocol,3,7,LTTOSTGU_2_FV_P,V,+,0,TOMC_500_PM_11-PM7,0.0,1.0,Tomc_500_Pm_11 LTTOSTGU_2_FV_P + Voltage Magnitude,0,1,1,Volts,Phasor,VPHM,Voltage Magnitude,PM,-98.6,37.5,PPA:9348,2021-08-06 18:15:28
} | MaximumArchiveDays=90 | DesiredRemainingSpace=500,9349,GPA_TOMC_500_PM_11-PA7:VH,,325,8736f6c7-ad41-4b43-b4f6-e684e0d4ad20,TOMC_500_PM_11,Tomc_500_Pm_11,60,1,companyAcronym= | protocolName=IEEE C37.118.2-2011 | vendorAcronym= | vendorDeviceName= | interconnectionName=,,,,10,STTP,Streaming Telemetry Transport Protocol,4,7,LTTOSTGU_2_FV_P,V,+,0,TOMC_500_PM_11-PA7,0.0,1.0,Tomc_500_Pm_11 LTTOSTGU_2_FV_P + Voltage Phase Angle,0,1,1,Degrees,Phasor,VPHA,Voltage Phase Angle,PA,-98.6,37.5,PPA:9349,2021-08-06 18:15:28
} | MaximumArchiveDays=90 | DesiredRemainingSpace=500,9350,GPA_TOMC_500_PM_11-PM8:I,,325,8736f6c7-ad41-4b43-b4f6-e684e0d4ad20,TOMC_500_PM_11,Tomc_500_Pm_11,60,1,companyAcronym= | protocolName=IEEE C37.118.2-2011 | vendorAcronym= | vendorDeviceName= | interconnectionName=,,,,10,STTP,Streaming Telemetry Transport Protocol,1,8,LTTOSTGU_2_FA_P,I,+,0,TOMC_500_PM_11-PM8,0.0,1.0,Tomc_500_Pm_11 LTTOSTGU_2_FA_P + Current Magnitude,0,1,1,Amps,Phasor,IPHM,Current Magnitude,PM,-98.6,37.5,PPA:9350,2021-08-06 18:15:28
} | MaximumArchiveDays=90 | DesiredRemainingSpace=500,9351,GPA_TOMC_500_PM_11-PA8:IH,,325,8736f6c7-ad41-4b43-b4f6-e684e0d4ad20,TOMC_500_PM_11,Tomc_500_Pm_11,60,1,companyAcronym= | protocolName=IEEE C37.118.2-2011 | vendorAcronym= | vendorDeviceName= | interconnectionName=,,,,10,STTP,Streaming Telemetry Transport Protocol,2,8,LTTOSTGU_2_FA_P,I,+,0,TOMC_500_PM_11-PA8,0.0,1.0,Tomc_500_Pm_11 LTTOSTGU_2_FA_P + Current Phase Angle,0,1,1,Degrees,Phasor,IPHA,Current Phase Angle,PA,-98.6,37.5,PPA:9351,2021-08-06 18:15:28
} | MaximumArchiveDays=90 | DesiredRemainingSpace=500,9352,GPA_TOSTGU_500_PM_12:F,,326,8736f6c7-ad41-4b43-b4f6-e684e0d4ad20,TOSTGU_500_PM_12,Tostgu_500_Pm_12,60,1,companyAcronym= | protocolName=IEEE C37.118.2-2011 | vendorAcronym= | vendorDeviceName= | interconnectionName=,,,,10,STTP,Streaming Telemetry Transport Protocol,5,,,,,,TOSTGU_500_PM_12-FQ,0.0,1.0,Tostgu_500_Pm_12 Frequency,0,1,1,Hz,PMU,FREQ,Frequency,FQ,-98.6,37.5,PPA:9352,2021-08-06 18:15:28
} | MaximumArchiveDays=90 | DesiredRemainingSpace=500,9353,GPA_TOSTGU_500_PM_12:DF,,326,8736f6c7-ad41-4b43-b4f6-e684e0d4ad20,TOSTGU_500_PM_12,Tostgu_500_Pm_12,60,1,companyAcronym= | protocolName=IEEE C37.118.2-2011 | vendorAcronym= | vendorDeviceName= | interconnectionName=,,,,10,STTP,Streaming Telemetry Transport Protocol,6,,,,,,TOSTGU_500_PM_12-DF,0.0,1.0,Tostgu_500_Pm_12 Frequency Delta (dF/dt),0,1,1,,PMU,DFDT,Frequency Delta (dF/dt),DF,-98.6,37.5,PPA:9353,2021-08-06 18:15:28
} | MaximumArchiveDays=90 | DesiredRemainingSpace=500,9354,GPA_TOSTGU_500_PM_12:S,,326,8736f6c7-ad41-4b43-b4f6-e684e0d4ad20,TOSTGU_500_PM_12,Tostgu_500_Pm_12,60,1,companyAcronym= | protocolName=IEEE C37.118.2-2011 | vendorAcronym= | vendorDeviceName= | interconnectionName=,,,,10,STTP,Streaming Telemetry Transport Protocol,8,,,,,,TOSTGU_500_PM_12-SF,0.0,1.0,Tostgu_500_Pm_12 Status Flags,0,1,1,,PMU,FLAG,Status Flags,SF,-98.6,37.5,PPA:9354,2021-08-06 18:15:28
} | MaximumArchiveDays=90 | DesiredRemainingSpace=500,9355,GPA_TOSTGU_500_PM_12-PM1:V,,326,8736f6c7-ad41-4b43-b4f6-e684e0d4ad20,TOSTGU_500_PM_12,Tostgu_500_Pm_12,60,1,companyAcronym= | protocolName=IEEE C37.118.2-2011 | vendorAcronym= | vendorDeviceName= | interconnectionName=,,,,10,STTP,Streaming Telemetry Transport Protocol,3,1,LTTOMC_2_FV_A,V,+,0,TOSTGU_500_PM_12-PM1,0.0,1.0,Tostgu_500_Pm_12 LTTOMC_2_FV_A + Voltage Magnitude,0,1,1,Volts,Phasor,VPHM,Voltage Magnitude,PM,-98.6,37.5,PPA:9355,2021-08-06 18:15:28
} | MaximumArchiveDays=90 | DesiredRemainingSpace=500,9356,GPA_TOSTGU_500_PM_12-PA1:VH,,326,8736f6c7-ad41-4b43-b4f6-e684e0d4ad20,TOSTGU_500_PM_12,Tostgu_500_Pm_12,60,1,companyAcronym= | protocolName=IEEE C37.118.2-2011 | vendorAcronym= | vendorDeviceName= | interconnectionName=,,,,10,STTP,Streaming Telemetry Transport Protocol,4,1,LTTOMC_2_FV_A,V,+,0,TOSTGU_500_PM_12-PA1,0.0,1.0,Tostgu_500_Pm_12 LTTOMC_2_FV_A + Voltage Phase Angle,0,1,1,Degrees,Phasor,VPHA,Voltage Phase Angle,PA,-98.6,37.5,PPA:9356,2021-08-06 18:15:28
} | MaximumArchiveDays=90 | DesiredRemainingSpace=500,9357,GPA_TOSTGU_500_PM_12-PM2:V,,326,8736f6c7-ad41-4b43-b4f6-e684e0d4ad20,TOSTGU_500_PM_12,Tostgu_500_Pm_12,60,1,companyAcronym= | protocolName=IEEE C37.118.2-2011 | vendorAcronym= | vendorDeviceName= | interconnectionName=,,,,10,STTP,Streaming Telemetry Transport Protocol,3,2,LTTOMC_2_FV_B,V,+,0,TOSTGU_500_PM_12-PM2,0.0,1.0,Tostgu_500_Pm_12 LTTOMC_2_FV_B + Voltage Magnitude,0,1,1,Volts,Phasor,VPHM,Voltage Magnitude,PM,-98.6,37.5,PPA:9357,2021-08-06 18:15:28
} | MaximumArchiveDays=90 | DesiredRemainingSpace=500,9358,GPA_TOSTGU_500_PM_12-PA2:VH,,326,8736f6c7-ad41-4b43-b4f6-e684e0d4ad20,TOSTGU_500_PM_12,Tostgu_500_Pm_12,60,1,companyAcronym= | protocolName=IEEE C37.118.2-2011 | vendorAcronym= | vendorDeviceName= | interconnectionName=,,,,10,STTP,Streaming Telemetry Transport Protocol,4,2,LTTOMC_2_FV_B,V,+,0,TOSTGU_500_PM_12-PA2,0.0,1.0,Tostgu_500_Pm_12 LTTOMC_2_FV_B + Voltage Phase Angle,0,1,1,Degrees,Phasor,VPHA,Voltage Phase Angle,PA,-98.6,37.5,PPA:9358,2021-08-06 18:15:28
} | MaximumArchiveDays=90 | DesiredRemainingSpace=500,9359,GPA_TOSTGU_500_PM_12-PM3:V,,326,8736f6c7-ad41-4b43-b4f6-e684e0d4ad20,TOSTGU_500_PM_12,Tostgu_500_Pm_12,60,1,companyAcronym= | protocolName=IEEE C37.118.2-2011 | vendorAcronym= | vendorDeviceName= | interconnectionName=,,,,10,STTP,Streaming Telemetry Transport Protocol,3,3,LTTOMC_2_FV_C,V,+,0,TOSTGU_500_PM_12-PM3,0.0,1.0,Tostgu_500_Pm_12 LTTOMC_2_FV_C + Voltage Magnitude,0,1,1,Volts,Phasor,VPHM,Voltage Magnitude,PM,-98.6,37.5,PPA:9359,2021-08-06 18:15:28
} | MaximumArchiveDays=90 | DesiredRemainingSpace=500,9360,GPA_TOSTGU_500_PM_12-PA3:VH,,326,8736f6c7-ad41-4b43-b4f6-e684e0d4ad20,TOSTGU_500_PM_12,Tostgu_500_Pm_12,60,1,companyAcronym= | protocolName=IEEE C37.118.2-2011 | vendorAcronym= | vendorDeviceName= | interconnectionName=,,,,10,STTP,Streaming Telemetry Transport Protocol,4,3,LTTOMC_2_FV_C,V,+,0,TOSTGU_500_PM_12-PA3,0.0,1.0,Tostgu_500_Pm_12 LTTOMC_2_FV_C + Voltage Phase Angle,0,1,1,Degrees,Phasor,VPHA,Voltage Phase Angle,PA,-98.6,37.5,PPA:9360,2021-08-06 18:15:28
} | MaximumArchiveDays=90 | DesiredRemainingSpace=500,9361,GPA_TOSTGU_500_PM_12-PM4:I,,326,8736f6c7-ad41-4b43-b4f6-e684e0d4ad20,TOSTGU_500_PM_12,Tostgu_500_Pm_12,60,1,companyAcronym= | protocolName=IEEE C37.118.2-2011 | vendorAcronym= | vendorDeviceName= | interconnectionName=,,,,10,STTP,Streaming Telemetry Transport Protocol,1,4,LTTOMC_2_FA_A,I,+,0,TOSTGU_500_PM_12-PM4,0.0,1.0,Tostgu_500_Pm_12 LTTOMC_2_FA_A + Current Magnitude,0,1,1,Amps,Phasor,IPHM,Current Magnitude,PM,-98.6,37.5,PPA:9361,2021-08-06 18:15:28
} | MaximumArchiveDays=90 | DesiredRemainingSpace=500,9362,GPA_TOSTGU_500_PM_12-PA4:IH,,326,8736f6c7-ad41-4b43-b4f6-e684e0d4ad20,TOSTGU_500_PM_12,Tostgu_500_Pm_12,60,1,companyAcronym= | protocolName=IEEE C37.118.2-2011 | vendorAcronym= | vendorDeviceName= | interconnectionName=,,,,10,STTP,Streaming Telemetry Transport Protocol,2,4,LTTOMC_2_FA_A,I,+,0,TOSTGU_500_PM_12-PA4,0.0,1.0,Tostgu_500_Pm_12 LTTOMC_2_FA_A + Current Phase Angle,0,1,1,Degrees,Phasor,IPHA,Current Phase Angle,PA,-98.6,37.5,PPA:9362,2021-08-06 18:15:28
} | MaximumArchiveDays=90 | DesiredRemainingSpace=500,9363,GPA_TOSTGU_500_PM_12-PM5:I,,326,8736f6c7-ad41-4b43-b4f6-e684e0d4ad20,TOSTGU_500_PM_12,Tostgu_500_Pm_12,60,1,companyAcronym= | protocolName=IEEE C37.118.2-2011 | vendorAcronym= | vendorDeviceName= | interconnectionName=,,,,10,STTP,Streaming Telemetry Transport Protocol,1,5,LTTOMC_2_FA_B,I,+,0,TOSTGU_500_PM_12-PM5,0.0,1.0,Tostgu_500_Pm_12 LTTOMC_2_FA_B + Current Magnitude,0,1,1,Amps,Phasor,IPHM,Current Magnitude,PM,-98.6,37.5,PPA:9363,2021-08-06 18:15:28
} | MaximumArchiveDays=90 | DesiredRemainingSpace=500,9364,GPA_TOSTGU_500_PM_12-PA5:IH,,326,8736f6c7-ad41-4b43-b4f6-e684e0d4ad20,TOSTGU_500_PM_12,Tostgu_500_Pm_12,60,1,companyAcronym= | protocolName=IEEE C37.118.2-2011 | vendorAcronym= | vendorDeviceName= | interconnectionName=,,,,10,STTP,Streaming Telemetry Transport Protocol,2,5,LTTOMC_2_FA_B,I,+,0,TOSTGU_500_PM_12-PA5,0.0,1.0,Tostgu_500_Pm_12 LTTOMC_2_FA_B + Current Phase Angle,0,1,1,Degrees,Phasor,IPHA,Current Phase Angle,PA,-98.6,37.5,PPA:9364,2021-08-06 18:15:28
} | MaximumArchiveDays=90 | DesiredRemainingSpace=500,9365,GPA_TOSTGU_500_PM_12-PM6:I,,326,8736f6c7-ad41-4b43-b4f6-e684e0d4ad20,TOSTGU_500_PM_12,Tostgu_500_Pm_12,60,1,companyAcronym= | protocolName=IEEE C37.118.2-2011 | vendorAcronym= | vendorDeviceName= | interconnectionName=,,,,10,STTP,Streaming Telemetry Transport Protocol,1,6,LTTOMC_2_FA_C,I,+,0,TOSTGU_500_PM_12-PM6,0.0,1.0,Tostgu_500_Pm_12 LTTOMC_2_FA_C + Current Magnitude,0,1,1,Amps,Phasor,IPHM,Current Magnitude,PM,-98.6,37.5,PPA:9365,2021-08-06 18:15:28
} | MaximumArchiveDays=90 | DesiredRemainingSpace=500,9366,GPA_TOSTGU_500_PM_12-PA6:IH,,326,8736f6c7-ad41-4b43-b4f6-e684e0d4ad20,TOSTGU_500_PM_12,Tostgu_500_Pm_12,60,1,companyAcronym= | protocolName=IEEE C37.118.2-2011 | vendorAcronym= | vendorDeviceName= | interconnectionName=,,,,10,STTP,Streaming Telemetry Transport Protocol,2,6,LTTOMC_2_FA_C,I,+,0,TOSTGU_500_PM_12-PA6,0.0,1.0,Tostgu_500_Pm_12 LTTOMC_2_FA_C + Current Phase Angle,0,1,1,Degrees,Phasor,IPHA,Current Phase Angle,PA,-98.6,37.5,PPA:9366,2021-08-06 18:15:28
} | MaximumArchiveDays=90 | DesiredRemainingSpace=500,9367,GPA_TOSTGU_500_PM_12-PM7:V,,326,8736f6c7-ad41-4b43-b4f6-e684e0d4ad20,TOSTGU_500_PM_12,Tostgu_500_Pm_12,60,1,companyAcronym= | protocolName=IEEE C37.118.2-2011 | vendorAcronym= | vendorDeviceName= | interconnectionName=,,,,10,STTP,Streaming Telemetry Transport Protocol,3,7,LTTOMC_2_FV_P,V,+,0,TOSTGU_500_PM_12-PM7,0.0,1.0,Tostgu_500_Pm_12 LTTOMC_2_FV_P + Voltage Magnitude,0,1,1,Volts,Phasor,VPHM,Voltage Magnitude,PM,-98.6,37.5,PPA:9367,2021-08-06 18:15:28
} | MaximumArchiveDays=90 | DesiredRemainingSpace=500,9368,GPA_TOSTGU_500_PM_12-PA7:VH,,326,8736f6c7-ad41-4b43-b4f6-e684e0d4ad20,TOSTGU_500_PM_12,Tostgu_500_Pm_12,60,1,companyAcronym= | protocolName=IEEE C37.118.2-2011 | vendorAcronym= | vendorDeviceName= | interconnectionName=,,,,10,STTP,Streaming Telemetry Transport Protocol,4,7,LTTOMC_2_FV_P,V,+,0,TOSTGU_500_PM_12-PA7,0.0,1.0,Tostgu_500_Pm_12 LTTOMC_2_FV_P + Voltage Phase Angle,0,1,1,Degrees,Phasor,VPHA,Voltage Phase Angle,PA,-98.6,37.5,PPA:9368,2021-08-06 18:15:28
} | MaximumArchiveDays=90 | DesiredRemainingSpace=500,9369,GPA_TOSTGU_500_PM_12-PM8:I,,326,8736f6c7-ad41-4b43-b4f6-e684e0d4ad20,TOSTGU_500_PM_12,Tostgu_500_Pm_12,60,1,companyAcronym= | protocolName=IEEE C37.118.2-2011 | vendorAcronym= | vendorDeviceName= | interconnectionName=,,,,10,STTP,Streaming Telemetry Transport Protocol,1,8,LTTOMC_2_FA_P,I,+,0,TOSTGU_500_PM_12-PM8,0.0,1.0,Tostgu_500_Pm_12 LTTOMC_2_FA_P + Current Magnitude,0,1,1,Amps,Phasor,IPHM,Current Magnitude,PM,-98.6,37.5,PPA:9369,2021-08-06 18:15:28
} | MaximumArchiveDays=90 | DesiredRemainingSpace=500,9370,GPA_TOSTGU_500_PM_12-PA8:IH,,326,8736f6c7-ad41-4b43-b4f6-e684e0d4ad20,TOSTGU_500_PM_12,Tostgu_500_Pm_12,60,1,companyAcronym= | protocolName=IEEE C37.118.2-2011 | vendorAcronym= | vendorDeviceName= | interconnectionName=,,,,10,STTP,Streaming Telemetry Transport Protocol,2,8,LTTOMC_2_FA_P,I,+,0,TOSTGU_500_PM_12-PA8,0.0,1.0,Tostgu_500_Pm_12 LTTOMC_2_FA_P + Current Phase Angle,0,1,1,Degrees,Phasor,IPHA,Current Phase Angle,PA,-98.6,37.5,PPA:9370,2021-08-06 18:15:28
} | MaximumArchiveDays=90 | DesiredRemainingSpace=500,9371,GPA_TOSTGU_500_PM_13:F,,327,8736f6c7-ad41-4b43-b4f6-e684e0d4ad20,TOSTGU_500_PM_13,Tostgu_500_Pm_13,60,1,companyAcronym= | protocolName=IEEE C37.118.2-2011 | vendorAcronym= | vendorDeviceName= | interconnectionName=,,,,10,STTP,Streaming Telemetry Transport Protocol,5,,,,,,TOSTGU_500_PM_13-FQ,0.0,1.0,Tostgu_500_Pm_13 Frequency,0,1,1,Hz,PMU,FREQ,Frequency,FQ,-98.6,37.5,PPA:9371,2021-08-06 18:15:28
} | MaximumArchiveDays=90 | DesiredRemainingSpace=500,9372,GPA_TOSTGU_500_PM_13:DF,,327,8736f6c7-ad41-4b43-b4f6-e684e0d4ad20,TOSTGU_500_PM_13,Tostgu_500_Pm_13,60,1,companyAcronym= | protocolName=IEEE C37.118.2-2011 | vendorAcronym= | vendorDeviceName= | interconnectionName=,,,,10,STTP,Streaming Telemetry Transport Protocol,6,,,,,,TOSTGU_500_PM_13-DF,0.0,1.0,Tostgu_500_Pm_13 Frequency Delta (dF/dt),0,1,1,,PMU,DFDT,Frequency Delta (dF/dt),DF,-98.6,37.5,PPA:9372,2021-08-06 18:15:28
} | MaximumArchiveDays=90 | DesiredRemainingSpace=500,9373,GPA_TOSTGU_500_PM_13:S,,327,8736f6c7-ad41-4b43-b4f6-e684e0d4ad20,TOSTGU_500_PM_13,Tostgu_500_Pm_13,60,1,companyAcronym= | protocolName=IEEE C37.118.2-2011 | vendorAcronym= | vendorDeviceName= | interconnectionName=,,,,10,STTP,Streaming Telemetry Transport Protocol,8,,,,,,TOSTGU_500_PM_13-SF,0.0,1.0,Tostgu_500_Pm_13 Status Flags,0,1,1,,PMU,FLAG,Status Flags,SF,-98.6,37.5,PPA:9373,2021-08-06 18:15:28
} | MaximumArchiveDays=90 | DesiredRemainingSpace=500,9374,GPA_TOSTGU_500_PM_13-PM1:I,,327,8736f6c7-ad41-4b43-b4f6-e684e0d4ad20,TOSTGU_500_PM_13,Tostgu_500_Pm_13,60,1,companyAcronym= | protocolName=IEEE C37.118.2-2011 | vendorAcronym= | vendorDeviceName= | interconnectionName=,,,,10,STTP,Streaming Telemetry Transport Protocol,1,1,LTGOSTSM_2_FA_A,I,+,0,TOSTGU_500_PM_13-PM1,0.0,1.0,Tostgu_500_Pm_13 LTGOSTSM_2_FA_A + Current Magnitude,0,1,1,Amps,Phasor,IPHM,Current Magnitude,PM,-98.6,37.5,PPA:9374,2021-08-06 18:15:28
} | MaximumArchiveDays=90 | DesiredRemainingSpace=500,9375,GPA_TOSTGU_500_PM_13-PA1:IH,,327,8736f6c7-ad41-4b43-b4f6-e684e0d4ad20,TOSTGU_500_PM_13,Tostgu_500_Pm_13,60,1,companyAcronym= | protocolName=IEEE C37.118.2-2011 | vendorAcronym= | vendorDeviceName= | interconnectionName=,,,,10,STTP,Streaming Telemetry Transport Protocol,2,1,LTGOSTSM_2_FA_A,I,+,0,TOSTGU_500_PM_13-PA1,0.0,1.0,Tostgu_500_Pm_13 LTGOSTSM_2_FA_A + Current Phase Angle,0,1,1,Degrees,Phasor,IPHA,Current Phase Angle,PA,-98.6,37.5,PPA:9375,2021-08-06 18:15:28
} | MaximumArchiveDays=90 | DesiredRemainingSpace=500,9376,GPA_TOSTGU_500_PM_13-PM2:I,,327,8736f6c7-ad41-4b43-b4f6-e684e0d4ad20,TOSTGU_500_PM_13,Tostgu_500_Pm_13,60,1,companyAcronym= | protocolName=IEEE C37.118.2-2011 | vendorAcronym= | vendorDeviceName= | interconnectionName=,,,,10,STTP,Streaming Telemetry Transport Protocol,1,2,LTGOSTSM_2_FA_B,I,+,0,TOSTGU_500_PM_13-PM2,0.0,1.0,Tostgu_500_Pm_13 LTGOSTSM_2_FA_B + Current Magnitude,0,1,1,Amps,Phasor,IPHM,Current Magnitude,PM,-98.6,37.5,PPA:9376,2021-08-06 18:15:28
} | MaximumArchiveDays=90 | DesiredRemainingSpace=500,9377,GPA_TOSTGU_500_PM_13-PA2:IH,,327,8736f6c7-ad41-4b43-b4f6-e684e0d4ad20,TOSTGU_500_PM_13,Tostgu_500_Pm_13,60,1,companyAcronym= | protocolName=IEEE C37.118.2-2011 | vendorAcronym= | vendorDeviceName= | interconnectionName=,,,,10,STTP,Streaming Telemetry Transport Protocol,2,2,LTGOSTSM_2_FA_B,I,+,0,TOSTGU_500_PM_13-PA2,0.0,1.0,Tostgu_500_Pm_13 LTGOSTSM_2_FA_B + Current Phase Angle,0,1,1,Degrees,Phasor,IPHA,Current Phase Angle,PA,-98.6,37.5,PPA:9377,2021-08-06 18:15:28
} | MaximumArchiveDays=90 | DesiredRemainingSpace=500,9378,GPA_TOSTGU_500_PM_13-PM3:I,,327,8736f6c7-ad41-4b43-b4f6-e684e0d4ad20,TOSTGU_500_PM_13,Tostgu_500_Pm_13,60,1,companyAcronym= | protocolName=IEEE C37.118.2-2011 | vendorAcronym= | vendorDeviceName= | interconnectionName=,,,,10,STTP,Streaming Telemetry Transport Protocol,1,3,LTGOSTSM_2_FA_C,I,+,0,TOSTGU_500_PM_13-PM3,0.0,1.0,Tostgu_500_Pm_13 LTGOSTSM_2_FA_C + Current Magnitude,0,1,1,Amps,Phasor,IPHM,Current Magnitude,PM,-98.6,37.5,PPA:9378,2021-08-06 18:15:28
} | MaximumArchiveDays=90 | DesiredRemainingSpace=500,9379,GPA_TOSTGU_500_PM_13-PA3:IH,,327,8736f6c7-ad41-4b43-b4f6-e684e0d4ad20,TOSTGU_500_PM_13,Tostgu_500_Pm_13,60,1,companyAcronym= | protocolName=IEEE C37.118.2-2011 | vendorAcronym= | vendorDeviceName= | interconnectionName=,,,,10,STTP,Streaming Telemetry Transport Protocol,2,3,LTGOSTSM_2_FA_C,I,+,0,TOSTGU_500_PM_13-PA3,0.0,1.0,Tostgu_500_Pm_13 LTGOSTSM_2_FA_C + Current Phase Angle,0,1,1,Degrees,Phasor,IPHA,Current Phase Angle,PA,-98.6,37.5,PPA:9379,2021-08-06 18:15:28
} | MaximumArchiveDays=90 | DesiredRemainingSpace=500,9380,GPA_TOSTGU_500_PM_13-PM4:V,,327,8736f6c7-ad41-4b43-b4f6-e684e0d4ad20,TOSTGU_500_PM_13,Tostgu_500_Pm_13,60,1,companyAcronym= | protocolName=IEEE C37.118.2-2011 | vendorAcronym= | vendorDeviceName= | interconnectionName=,,,,10,STTP,Streaming Telemetry Transport Protocol,3,4,LTGOSTSM_2_FV_A,V,+,0,TOSTGU_500_PM_13-PM4,0.0,1.0,Tostgu_500_Pm_13 LTGOSTSM_2_FV_A + Voltage Magnitude,0,1,1,Volts,Phasor,VPHM,Voltage Magnitude,PM,-98.6,37.5,PPA:9380,2021-08-06 18:15:28
} | MaximumArchiveDays=90 | DesiredRemainingSpace=500,9381,GPA_TOSTGU_500_PM_13-PA4:VH,,327,8736f6c7-ad41-4b43-b4f6-e684e0d4ad20,TOSTGU_500_PM_13,Tostgu_500_Pm_13,60,1,companyAcronym= | protocolName=IEEE C37.118.2-2011 | vendorAcronym= | vendorDeviceName= | interconnectionName=,,,,10,STTP,Streaming Telemetry Transport Protocol,4,4,LTGOSTSM_2_FV_A,V,+,0,TOSTGU_500_PM_13-PA4,0.0,1.0,Tostgu_500_Pm_13 LTGOSTSM_2_FV_A + Voltage Phase Angle,0,1,1,Degrees,Phasor,VPHA,Voltage Phase Angle,PA,-98.6,37.5,PPA:9381,2021-08-06 18:15:28
} | MaximumArchiveDays=90 | DesiredRemainingSpace=500,9382,GPA_TOSTGU_500_PM_13-PM5:V,,327,8736f6c7-ad41-4b43-b4f6-e684e0d4ad20,TOSTGU_500_PM_13,Tostgu_500_Pm_13,60,1,companyAcronym= | protocolName=IEEE C37.118.2-2011 | vendorAcronym= | vendorDeviceName= | interconnectionName=,,,,10,STTP,Streaming Telemetry Transport Protocol,3,5,LTGOSTSM_2_FV_B,V,+,0,TOSTGU_500_PM_13-PM5,0.0,1.0,Tostgu_500_Pm_13 LTGOSTSM_2_FV_B + Voltage Magnitude,0,1,1,Volts,Phasor,VPHM,Voltage Magnitude,PM,-98.6,37.5,PPA:9382,2021-08-06 18:15:28
} | MaximumArchiveDays=90 | DesiredRemainingSpace=500,9383,GPA_TOSTGU_500_PM_13-PA5:VH,,327,8736f6c7-ad41-4b43-b4f6-e684e0d4ad20,TOSTGU_500_PM_13,Tostgu_500_Pm_13,60,1,companyAcronym= | protocolName=IEEE C37.118.2-2011 | vendorAcronym= | vendorDeviceName= | interconnectionName=,,,,10,STTP,Streaming Telemetry Transport Protocol,4,5,LTGOSTSM_2_FV_B,V,+,0,TOSTGU_500_PM_13-PA5,0.0,1.0,Tostgu_500_Pm_13 LTGOSTSM_2_FV_B + Voltage Phase Angle,0,1,1,Degrees,Phasor,VPHA,Voltage Phase Angle,PA,-98.6,37.5,PPA:9383,2021-08-06 18:15:28
} | MaximumArchiveDays=90 | DesiredRemainingSpace=500,9384,GPA_TOSTGU_500_PM_13-PM6:V,,327,8736f6c7-ad41-4b43-b4f6-e684e0d4ad20,TOSTGU_500_PM_13,Tostgu_500_Pm_13,60,1,companyAcronym= | protocolName=IEEE C37.118.2-2011 | vendorAcronym= | vendorDeviceName= | interconnectionName=,,,,10,STTP,Streaming Telemetry Transport Protocol,3,6,LTGOSTSM_2_FV_C,V,+,0,TOSTGU_500_PM_13-PM6,0.0,1.0,Tostgu_500_Pm_13 LTGOSTSM_2_FV_C + Voltage Magnitude,0,1,1,Volts,Phasor,VPHM,Voltage Magnitude,PM,-98.6,37.5,PPA:9384,2021-08-06 18:15:28
} | MaximumArchiveDays=90 | DesiredRemainingSpace=500,9385,GPA_TOSTGU_500_PM_13-PA6:VH,,327,8736f6c7-ad41-4b43-b4f6-e684e0d4ad20,TOSTGU_500_PM_13,Tostgu_500_Pm_13,60,1,companyAcronym= | protocolName=IEEE C37.118.2-2011 | vendorAcronym= | vendorDeviceName= | interconnectionName=,,,,10,STTP,Streaming Telemetry Transport Protocol,4,6,LTGOSTSM_2_FV_C,V,+,0,TOSTGU_500_PM_13-PA6,0.0,1.0,Tostgu_500_Pm_13 LTGOSTSM_2_FV_C + Voltage Phase Angle,0,1,1,Degrees,Phasor,VPHA,Voltage Phase Angle,PA,-98.6,37.5,PPA:9385,2021-08-06 18:15:28
} | MaximumArchiveDays=90 | DesiredRemainingSpace=500,9386,GPA_TOSTGU_500_PM_13-PM7:V,,327,8736f6c7-ad41-4b43-b4f6-e684e0d4ad20,TOSTGU_500_PM_13,Tostgu_500_Pm_13,60,1,companyAcronym= | protocolName=IEEE C37.118.2-2011 | vendorAcronym= | vendorDeviceName= | interconnectionName=,,,,10,STTP,Streaming Telemetry Transport Protocol,3,7,LTGOSTSM_2_FV_P,V,+,0,TOSTGU_500_PM_13-PM7,0.0,1.0,Tostgu_500_Pm_13 LTGOSTSM_2_FV_P + Voltage Magnitude,0,1,1,Volts,Phasor,VPHM,Voltage Magnitude,PM,-98.6,37.5,PPA:9386,2021-08-06 18:15:28
} | MaximumArchiveDays=90 | DesiredRemainingSpace=500,9387,GPA_TOSTGU_500_PM_13-PA7:VH,,327,8736f6c7-ad41-4b43-b4f6-e684e0d4ad20,TOSTGU_500_PM_13,Tostgu_500_Pm_13,60,1,companyAcronym= | protocolName=IEEE C37.118.2-2011 | vendorAcronym= | vendorDeviceName= | interconnectionName=,,,,10,STTP,Streaming Telemetry Transport Protocol,4,7,LTGOSTSM_2_FV_P,V,+,0,TOSTGU_500_PM_13-PA7,0.0,1.0,Tostgu_500_Pm_13 LTGOSTSM_2_FV_P + Voltage Phase Angle,0,1,1,Degrees,Phasor,VPHA,Voltage Phase Angle,PA,-98.6,37.5,PPA:9387,2021-08-06 18:15:28
} | MaximumArchiveDays=90 | DesiredRemainingSpace=500,9388,GPA_TOSTGU_500_PM_13-PM8:I,,327,8736f6c7-ad41-4b43-b4f6-e684e0d4ad20,TOSTGU_500_PM_13,Tostgu_500_Pm_13,60,1,companyAcronym= | protocolName=IEEE C37.118.2-2011 | vendorAcronym= | vendorDeviceName= | interconnectionName=,,,,10,STTP,Streaming Telemetry Transport Protocol,1,8,LTGOSTSM_2_FA_P,I,+,0,TOSTGU_500_PM_13-PM8,0.0,1.0,Tostgu_500_Pm_13 LTGOSTSM_2_FA_P + Current Magnitude,0,1,1,Amps,Phasor,IPHM,Current Magnitude,PM,-98.6,37.5,PPA:9388,2021-08-06 18:15:28
} | MaximumArchiveDays=90 | DesiredRemainingSpace=500,9389,GPA_TOSTGU_500_PM_13-PA8:IH,,327,8736f6c7-ad41-4b43-b4f6-e684e0d4ad20,TOSTGU_500_PM_13,Tostgu_500_Pm_13,60,1,companyAcronym= | protocolName=IEEE C37.118.2-2011 | vendorAcronym= | vendorDeviceName= | interconnectionName=,,,,10,STTP,Streaming Telemetry Transport Protocol,2,8,LTGOSTSM_2_FA_P,I,+,0,TOSTGU_500_PM_13-PA8,0.0,1.0,Tostgu_500_Pm_13 LTGOSTSM_2_FA_P + Current Phase Angle,0,1,1,Degrees,Phasor,IPHA,Current Phase Angle,PA,-98.6,37.5,PPA:9389,2021-08-06 18:15:28
} | MaximumArchiveDays=90 | DesiredRemainingSpace=500,9390,GPA_TOLJ_500_PM_20:F,,328,8736f6c7-ad41-4b43-b4f6-e684e0d4ad20,TOLJ_500_PM_20,Tolj_500_Pm_20,60,1,companyAcronym= | protocolName=IEEE C37.118.2-2011 | vendorAcronym= | vendorDeviceName= | interconnectionName=,,,,10,STTP,Streaming Telemetry Transport Protocol,5,,,,,,TOLJ_500_PM_20-FQ,0.0,1.0,Tolj_500_Pm_20 Frequency,0,1,1,Hz,PMU,FREQ,Frequency,FQ,-98.6,37.5,PPA:9390,2021-08-06 18:15:28
} | MaximumArchiveDays=90 | DesiredRemainingSpace=500,9391,GPA_TOLJ_500_PM_20:DF,,328,8736f6c7-ad41-4b43-b4f6-e684e0d4ad20,TOLJ_500_PM_20,Tolj_500_Pm_20,60,1,companyAcronym= | protocolName=IEEE C37.118.2-2011 | vendorAcronym= | vendorDeviceName= | interconnectionName=,,,,10,STTP,Streaming Telemetry Transport Protocol,6,,,,,,TOLJ_500_PM_20-DF,0.0,1.0,Tolj_500_Pm_20 Frequency Delta (dF/dt),0,1,1,,PMU,DFDT,Frequency Delta (dF/dt),DF,-98.6,37.5,PPA:9391,2021-08-06 18:15:28
} | MaximumArchiveDays=90 | DesiredRemainingSpace=500,9392,GPA_TOLJ_500_PM_20:S,,328,8736f6c7-ad41-4b43-b4f6-e684e0d4ad20,TOLJ_500_PM_20,Tolj_500_Pm_20,60,1,companyAcronym= | protocolName=IEEE C37.118.2-2011 | vendorAcronym= | vendorDeviceName= | interconnectionName=,,,,10,STTP,Streaming Telemetry Transport Protocol,8,,,,,,TOLJ_500_PM_20-SF,0.0,1.0,Tolj_500_Pm_20 Status Flags,0,1,1,,PMU,FLAG,Status Flags,SF,-98.6,37.5,PPA:9392,2021-08-06 18:15:28
} | MaximumArchiveDays=90 | DesiredRemainingSpace=500,9393,GPA_TOLJ_500_PM_20-PM1:V,,328,8736f6c7-ad41-4b43-b4f6-e684e0d4ad20,TOLJ_500_PM_20,Tolj_500_Pm_20,60,1,companyAcronym= | protocolName=IEEE C37.118.2-2011 | vendorAcronym= | vendorDeviceName= | interconnectionName=,,,,10,STTP,Streaming Telemetry Transport Protocol,3,1,LTTOMC_2_FV_A,V,+,0,TOLJ_500_PM_20-PM1,0.0,1.0,Tolj_500_Pm_20 LTTOMC_2_FV_A + Voltage Magnitude,0,1,1,Volts,Phasor,VPHM,Voltage Magnitude,PM,-98.6,37.5,PPA:9393,2021-08-06 18:15:28
} | MaximumArchiveDays=90 | DesiredRemainingSpace=500,9394,GPA_TOLJ_500_PM_20-PA1:VH,,328,8736f6c7-ad41-4b43-b4f6-e684e0d4ad20,TOLJ_500_PM_20,Tolj_500_Pm_20,60,1,companyAcronym= | protocolName=IEEE C37.118.2-2011 | vendorAcronym= | vendorDeviceName= | interconnectionName=,,,,10,STTP,Streaming Telemetry Transport Protocol,4,1,LTTOMC_2_FV_A,V,+,0,TOLJ_500_PM_20-PA1,0.0,1.0,Tolj_500_Pm_20 LTTOMC_2_FV_A + Voltage Phase Angle,0,1,1,Degrees,Phasor,VPHA,Voltage Phase Angle,PA,-98.6,37.5,PPA:9394,2021-08-06 18:15:28
} | MaximumArchiveDays=90 | DesiredRemainingSpace=500,9395,GPA_TOLJ_500_PM_20-PM2:V,,328,8736f6c7-ad41-4b43-b4f6-e684e0d4ad20,TOLJ_500_PM_20,Tolj_500_Pm_20,60,1,companyAcronym= | protocolName=IEEE C37.118.2-2011 | vendorAcronym= | vendorDeviceName= | interconnectionName=,,,,10,STTP,Streaming Telemetry Transport Protocol,3,2,LTTOMC_2_FV_B,V,+,0,TOLJ_500_PM_20-PM2,0.0,1.0,Tolj_500_Pm_20 LTTOMC_2_FV_B + Voltage Magnitude,0,1,1,Volts,Phasor,VPHM,Voltage Magnitude,PM,-98.6,37.5,PPA:9395,2021-08-06 18:15:28
} | MaximumArchiveDays=90 | DesiredRemainingSpace=500,9396,GPA_TOLJ_500_PM_20-PA2:VH,,328,8736f6c7-ad41-4b43-b4f6-e684e0d4ad20,TOLJ_500_PM_20,Tolj_500_Pm_20,60,1,companyAcronym= | protocolName=IEEE C37.118.2-2011 | vendorAcronym= | vendorDeviceName= | interconnectionName=,,,,10,STTP,Streaming Telemetry Transport Protocol,4,2,LTTOMC_2_FV_B,V,+,0,TOLJ_500_PM_20-PA2,0.0,1.0,Tolj_500_Pm_20 LTTOMC_2_FV_B + Voltage Phase Angle,0,1,1,Degrees,Phasor,VPHA,Voltage Phase Angle,PA,-98.6,37.5,PPA:9396,2021-08-06 18:15:28
} | MaximumArchiveDays=90 | DesiredRemainingSpace=500,9397,GPA_TOLJ_500_PM_20-PM3:V,,328,8736f6c7-ad41-4b43-b4f6-e684e0d4ad20,TOLJ_500_PM_20,Tolj_500_Pm_20,60,1,companyAcronym= | protocolName=IEEE C37.118.2-2011 | vendorAcronym= | vendorDeviceName= | interconnectionName=,,,,10,STTP,Streaming Telemetry Transport Protocol,3,3,LTTOMC_2_FV_C,V,+,0,TOLJ_500_PM_20-PM3,0.0,1.0,Tolj_500_Pm_20 LTTOMC_2_FV_C + Voltage Magnitude,0,1,1,Volts,Phasor,VPHM,Voltage Magnitude,PM,-98.6,37.5,PPA:9397,2021-08-06 18:15:28
} | MaximumArchiveDays=90 | DesiredRemainingSpace=500,9398,GPA_TOLJ_500_PM_20-PA3:VH,,328,8736f6c7-ad41-4b43-b4f6-e684e0d4ad20,TOLJ_500_PM_20,Tolj_500_Pm_20,60,1,companyAcronym= | protocolName=IEEE C37.118.2-2011 | vendorAcronym= | vendorDeviceName= | interconnectionName=,,,,10,STTP,Streaming Telemetry Transport Protocol,4,3,LTTOMC_2_FV_C,V,+,0,TOLJ_500_PM_20-PA3,0.0,1.0,Tolj_500_Pm_20 LTTOMC_2_FV_C + Voltage Phase Angle,0,1,1,Degrees,Phasor,VPHA,Voltage Phase Angle,PA,-98.6,37.5,PPA:9398,2021-08-06 18:15:28
} | MaximumArchiveDays=90 | DesiredRemainingSpace=500,9399,GPA_TOLJ_500_PM_20-PM4:I,,328,8736f6c7-ad41-4b43-b4f6-e684e0d4ad20,TOLJ_500_PM_20,Tolj_500_Pm_20,60,1,companyAcronym= | protocolName=IEEE C37.118.2-2011 | vendorAcronym= | vendorDeviceName= | interconnectionName=,,,,10,STTP,Streaming Telemetry Transport Protocol,1,4,LTTOMC_2_FA_A,I,+,0,TOLJ_500_PM_20-PM4,0.0,1.0,Tolj_500_Pm_20 LTTOMC_2_FA_A + Current Magnitude,0,1,1,Amps,Phasor,IPHM,Current Magnitude,PM,-98.6,37.5,PPA:9399,2021-08-06 18:15:28
} | MaximumArchiveDays=90 | DesiredRemainingSpace=500,9400,GPA_TOLJ_500_PM_20-PA4:IH,,328,8736f6c7-ad41-4b43-b4f6-e684e0d4ad20,TOLJ_500_PM_20,Tolj_500_Pm_20,60,1,companyAcronym= | protocolName=IEEE C37.118.2-2011 | vendorAcronym= | vendorDeviceName= | interconnectionName=,,,,10,STTP,Streaming Telemetry Transport Protocol,2,4,LTTOMC_2_FA_A,I,+,0,TOLJ_500_PM_20-PA4,0.0,1.0,Tolj_500_Pm_20 LTTOMC_2_FA_A + Current Phase Angle,0,1,1,Degrees,Phasor,IPHA,Current Phase Angle,PA,-98.6,37.5,PPA:9400,2021-08-06 18:15:28
} | MaximumArchiveDays=90 | DesiredRemainingSpace=500,9401,GPA_TOLJ_500_PM_20-PM5:I,,328,8736f6c7-ad41-4b43-b4f6-e684e0d4ad20,TOLJ_500_PM_20,Tolj_500_Pm_20,60,1,companyAcronym= | protocolName=IEEE C37.118.2-2011 | vendorAcronym= | vendorDeviceName= | interconnectionName=,,,,10,STTP,Streaming Telemetry Transport Protocol,1,5,LTTOMC_2_FA_B,I,+,0,TOLJ_500_PM_20-PM5,0.0,1.0,Tolj_500_Pm_20 LTTOMC_2_FA_B + Current Magnitude,0,1,1,Amps,Phasor,IPHM,Current Magnitude,PM,-98.6,37.5,PPA:9401,2021-08-06 18:15:28
} | MaximumArchiveDays=90 | DesiredRemainingSpace=500,9402,GPA_TOLJ_500_PM_20-PA5:IH,,328,8736f6c7-ad41-4b43-b4f6-e684e0d4ad20,TOLJ_500_PM_20,Tolj_500_Pm_20,60,1,companyAcronym= | protocolName=IEEE C37.118.2-2011 | vendorAcronym= | vendorDeviceName= | interconnectionName=,,,,10,STTP,Streaming Telemetry Transport Protocol,2,5,LTTOMC_2_FA_B,I,+,0,TOLJ_500_PM_20-PA5,0.0,1.0,Tolj_500_Pm_20 LTTOMC_2_FA_B + Current Phase Angle,0,1,1,Degrees,Phasor,IPHA,Current Phase Angle,PA,-98.6,37.5,PPA:9402,2021-08-06 18:15:28
} | MaximumArchiveDays=90 | DesiredRemainingSpace=500,9403,GPA_TOLJ_500_PM_20-PM6:I,,328,8736f6c7-ad41-4b43-b4f6-e684e0d4ad20,TOLJ_500_PM_20,Tolj_500_Pm_20,60,1,companyAcronym= | protocolName=IEEE C37.118.2-2011 | vendorAcronym= | vendorDeviceName= | interconnectionName=,,,,10,STTP,Streaming Telemetry Transport Protocol,1,6,LTTOMC_2_FA_C,I,+,0,TOLJ_500_PM_20-PM6,0.0,1.0,Tolj_500_Pm_20 LTTOMC_2_FA_C + Current Magnitude,0,1,1,Amps,Phasor,IPHM,Current Magnitude,PM,-98.6,37.5,PPA:9403,2021-08-06 18:15:28
} | MaximumArchiveDays=90 | DesiredRemainingSpace=500,9404,GPA_TOLJ_500_PM_20-PA6:IH,,328,8736f6c7-ad41-4b43-b4f6-e684e0d4ad20,TOLJ_500_PM_20,Tolj_500_Pm_20,60,1,companyAcronym= | protocolName=IEEE C37.118.2-2011 | vendorAcronym= | vendorDeviceName= | interconnectionName=,,,,10,STTP,Streaming Telemetry Transport Protocol,2,6,LTTOMC_2_FA_C,I,+,0,TOLJ_500_PM_20-PA6,0.0,1.0,Tolj_500_Pm_20 LTTOMC_2_FA_C + Current Phase Angle,0,1,1,Degrees,Phasor,IPHA,Current Phase Angle,PA,-98.6,37.5,PPA:9404,2021-08-06 18:15:28
} | MaximumArchiveDays=90 | DesiredRemainingSpace=500,9405,GPA_TOLJ_500_PM_20-PM7:V,,328,8736f6c7-ad41-4b43-b4f6-e684e0d4ad20,TOLJ_500_PM_20,Tolj_500_Pm_20,60,1,companyAcronym= | protocolName=IEEE C37.118.2-2011 | vendorAcronym= | vendorDeviceName= | interconnectionName=,,,,10,STTP,Streaming Telemetry Transport Protocol,3,7,LTTOMC_2_FV_P,V,+,0,TOLJ_500_PM_20-PM7,0.0,1.0,Tolj_500_Pm_20 LTTOMC_2_FV_P + Voltage Magnitude,0,1,1,Volts,Phasor,VPHM,Voltage Magnitude,PM,-98.6,37.5,PPA:9405,2021-08-06 18:15:28
} | MaximumArchiveDays=90 | DesiredRemainingSpace=500,9406,GPA_TOLJ_500_PM_20-PA7:VH,,328,8736f6c7-ad41-4b43-b4f6-e684e0d4ad20,TOLJ_500_PM_20,Tolj_500_Pm_20,60,1,companyAcronym= | protocolName=IEEE C37.118.2-2011 | vendorAcronym= | vendorDeviceName= | interconnectionName=,,,,10,STTP,Streaming Telemetry Transport Protocol,4,7,LTTOMC_2_FV_P,V,+,0,TOLJ_500_PM_20-PA7,0.0,1.0,Tolj_500_Pm_20 LTTOMC_2_FV_P + Voltage Phase Angle,0,1,1,Degrees,Phasor,VPHA,Voltage Phase Angle,PA,-98.6,37.5,PPA:9406,2021-08-06 18:15:28
} | MaximumArchiveDays=90 | DesiredRemainingSpace=500,9407,GPA_TOLJ_500_PM_20-PM8:I,,328,8736f6c7-ad41-4b43-b4f6-e684e0d4ad20,TOLJ_500_PM_20,Tolj_500_Pm_20,60,1,companyAcronym= | protocolName=IEEE C37.118.2-2011 | vendorAcronym= | vendorDeviceName= | interconnectionName=,,,,10,STTP,Streaming Telemetry Transport Protocol,1,8,LTTOMC_2_FA_P,I,+,0,TOLJ_500_PM_20-PM8,0.0,1.0,Tolj_500_Pm_20 LTTOMC_2_FA_P + Current Magnitude,0,1,1,Amps,Phasor,IPHM,Current Magnitude,PM,-98.6,37.5,PPA:9407,2021-08-06 18:15:28
} | MaximumArchiveDays=90 | DesiredRemainingSpace=500,9408,GPA_TOLJ_500_PM_20-PA8:IH,,328,8736f6c7-ad41-4b43-b4f6-e684e0d4ad20,TOLJ_500_PM_20,Tolj_500_Pm_20,60,1,companyAcronym= | protocolName=IEEE C37.118.2-2011 | vendorAcronym= | vendorDeviceName= | interconnectionName=,,,,10,STTP,Streaming Telemetry Transport Protocol,2,8,LTTOMC_2_FA_P,I,+,0,TOLJ_500_PM_20-PA8,0.0,1.0,Tolj_500_Pm_20 LTTOMC_2_FA_P + Current Phase Angle,0,1,1,Degrees,Phasor,IPHA,Current Phase Angle,PA,-98.6,37.5,PPA:9408,2021-08-06 18:15:28
} | MaximumArchiveDays=90 | DesiredRemainingSpace=500,9409,GPA_TOLJ_500_PM_21:F,,329,8736f6c7-ad41-4b43-b4f6-e684e0d4ad20,TOLJ_500_PM_21,Tolj_500_Pm_21,60,1,companyAcronym= | protocolName=IEEE C37.118.2-2011 | vendorAcronym= | vendorDeviceName= | interconnectionName=,,,,10,STTP,Streaming Telemetry Transport Protocol,5,,,,,,TOLJ_500_PM_21-FQ,0.0,1.0,Tolj_500_Pm_21 Frequency,0,1,1,Hz,PMU,FREQ,Frequency,FQ,-98.6,37.5,PPA:9409,2021-08-06 18:15:28
} | MaximumArchiveDays=90 | DesiredRemainingSpace=500,9410,GPA_TOLJ_500_PM_21:DF,,329,8736f6c7-ad41-4b43-b4f6-e684e0d4ad20,TOLJ_500_PM_21,Tolj_500_Pm_21,60,1,companyAcronym= | protocolName=IEEE C37.118.2-2011 | vendorAcronym= | vendorDeviceName= | interconnectionName=,,,,10,STTP,Streaming Telemetry Transport Protocol,6,,,,,,TOLJ_500_PM_21-DF,0.0,1.0,Tolj_500_Pm_21 Frequency Delta (dF/dt),0,1,1,,PMU,DFDT,Frequency Delta (dF/dt),DF,-98.6,37.5,PPA:9410,2021-08-06 18:15:28
} | MaximumArchiveDays=90 | DesiredRemainingSpace=500,9411,GPA_TOLJ_500_PM_21:S,,329,8736f6c7-ad41-4b43-b4f6-e684e0d4ad20,TOLJ_500_PM_21,Tolj_500_Pm_21,60,1,companyAcronym= | protocolName=IEEE C37.118.2-2011 | vendorAcronym= | vendorDeviceName= | interconnectionName=,,,,10,STTP,Streaming Telemetry Transport Protocol,8,,,,,,TOLJ_500_PM_21-SF,0.0,1.0,Tolj_500_Pm_21 Status Flags,0,1,1,,PMU,FLAG,Status Flags,SF,-98.6,37.5,PPA:9411,2021-08-06 18:15:28
} | MaximumArchiveDays=90 | DesiredRemainingSpace=500,9412,GPA_TOLJ_500_PM_21-PM1:V,,329,8736f6c7-ad41-4b43-b4f6-e684e0d4ad20,TOLJ_500_PM_21,Tolj_500_Pm_21,60,1,companyAcronym= | protocolName=IEEE C37.118.2-2011 | vendorAcronym= | vendorDeviceName= | interconnectionName=,,,,10,STTP,Streaming Telemetry Transport Protocol,3,1,LTTOMC_1_FV_A,V,+,0,TOLJ_500_PM_21-PM1,0.0,1.0,Tolj_500_Pm_21 LTTOMC_1_FV_A + Voltage Magnitude,0,1,1,Volts,Phasor,VPHM,Voltage Magnitude,PM,-98.6,37.5,PPA:9412,2021-08-06 18:15:28
} | MaximumArchiveDays=90 | DesiredRemainingSpace=500,9413,GPA_TOLJ_500_PM_21-PA1:VH,,329,8736f6c7-ad41-4b43-b4f6-e684e0d4ad20,TOLJ_500_PM_21,Tolj_500_Pm_21,60,1,companyAcronym= | protocolName=IEEE C37.118.2-2011 | vendorAcronym= | vendorDeviceName= | interconnectionName=,,,,10,STTP,Streaming Telemetry Transport Protocol,4,1,LTTOMC_1_FV_A,V,+,0,TOLJ_500_PM_21-PA1,0.0,1.0,Tolj_500_Pm_21 LTTOMC_1_FV_A + Voltage Phase Angle,0,1,1,Degrees,Phasor,VPHA,Voltage Phase Angle,PA,-98.6,37.5,PPA:9413,2021-08-06 18:15:28
} | MaximumArchiveDays=90 | DesiredRemainingSpace=500,9414,GPA_TOLJ_500_PM_21-PM2:V,,329,8736f6c7-ad41-4b43-b4f6-e684e0d4ad20,TOLJ_500_PM_21,Tolj_500_Pm_21,60,1,companyAcronym= | protocolName=IEEE C37.118.2-2011 | vendorAcronym= | vendorDeviceName= | interconnectionName=,,,,10,STTP,Streaming Telemetry Transport Protocol,3,2,LTTOMC_1_FV_B,V,+,0,TOLJ_500_PM_21-PM2,0.0,1.0,Tolj_500_Pm_21 LTTOMC_1_FV_B + Voltage Magnitude,0,1,1,Volts,Phasor,VPHM,Voltage Magnitude,PM,-98.6,37.5,PPA:9414,2021-08-06 18:15:28
} | MaximumArchiveDays=90 | DesiredRemainingSpace=500,9415,GPA_TOLJ_500_PM_21-PA2:VH,,329,8736f6c7-ad41-4b43-b4f6-e684e0d4ad20,TOLJ_500_PM_21,Tolj_500_Pm_21,60,1,companyAcronym= | protocolName=IEEE C37.118.2-2011 | vendorAcronym= | vendorDeviceName= | interconnectionName=,,,,10,STTP,Streaming Telemetry Transport Protocol,4,2,LTTOMC_1_FV_B,V,+,0,TOLJ_500_PM_21-PA2,0.0,1.0,Tolj_500_Pm_21 LTTOMC_1_FV_B + Voltage Phase Angle,0,1,1,Degrees,Phasor,VPHA,Voltage Phase Angle,PA,-98.6,37.5,PPA:9415,2021-08-06 18:15:28
} | MaximumArchiveDays=90 | DesiredRemainingSpace=500,9416,GPA_TOLJ_500_PM_21-PM3:V,,329,8736f6c7-ad41-4b43-b4f6-e684e0d4ad20,TOLJ_500_PM_21,Tolj_500_Pm_21,60,1,companyAcronym= | protocolName=IEEE C37.118.2-2011 | vendorAcronym= | vendorDeviceName= | interconnectionName=,,,,10,STTP,Streaming Telemetry Transport Protocol,3,3,LTTOMC_1_FV_C,V,+,0,TOLJ_500_PM_21-PM3,0.0,1.0,Tolj_500_Pm_21 LTTOMC_1_FV_C + Voltage Magnitude,0,1,1,Volts,Phasor,VPHM,Voltage Magnitude,PM,-98.6,37.5,PPA:9416,2021-08-06 18:15:28
} | MaximumArchiveDays=90 | DesiredRemainingSpace=500,9417,GPA_TOLJ_500_PM_21-PA3:VH,,329,8736f6c7-ad41-4b43-b4f6-e684e0d4ad20,TOLJ_500_PM_21,Tolj_500_Pm_21,60,1,companyAcronym= | protocolName=IEEE C37.118.2-2011 | vendorAcronym= | vendorDeviceName= | interconnectionName=,,,,10,STTP,Streaming Telemetry Transport Protocol,4,3,LTTOMC_1_FV_C,V,+,0,TOLJ_500_PM_21-PA3,0.0,1.0,Tolj_500_Pm_21 LTTOMC_1_FV_C + Voltage Phase Angle,0,1,1,Degrees,Phasor,VPHA,Voltage Phase Angle,PA,-98.6,37.5,PPA:9417,2021-08-06 18:15:28
} | MaximumArchiveDays=90 | DesiredRemainingSpace=500,9418,GPA_TOLJ_500_PM_21-PM4:I,,329,8736f6c7-ad41-4b43-b4f6-e684e0d4ad20,TOLJ_500_PM_21,Tolj_500_Pm_21,60,1,companyAcronym= | protocolName=IEEE C37.118.2-2011 | vendorAcronym= | vendorDeviceName= | interconnectionName=,,,,10,STTP,Streaming Telemetry Transport Protocol,1,4,LTTOMC_1_FA_A,I,+,0,TOLJ_500_PM_21-PM4,0.0,1.0,Tolj_500_Pm_21 LTTOMC_1_FA_A + Current Magnitude,0,1,1,Amps,Phasor,IPHM,Current Magnitude,PM,-98.6,37.5,PPA:9418,2021-08-06 18:15:28
} | MaximumArchiveDays=90 | DesiredRemainingSpace=500,9419,GPA_TOLJ_500_PM_21-PA4:IH,,329,8736f6c7-ad41-4b43-b4f6-e684e0d4ad20,TOLJ_500_PM_21,Tolj_500_Pm_21,60,1,companyAcronym= | protocolName=IEEE C37.118.2-2011 | vendorAcronym= | vendorDeviceName= | interconnectionName=,,,,10,STTP,Streaming Telemetry Transport Protocol,2,4,LTTOMC_1_FA_A,I,+,0,TOLJ_500_PM_21-PA4,0.0,1.0,Tolj_500_Pm_21 LTTOMC_1_FA_A + Current Phase Angle,0,1,1,Degrees,Phasor,IPHA,Current Phase Angle,PA,-98.6,37.5,PPA:9419,2021-08-06 18:15:28
} | MaximumArchiveDays=90 | DesiredRemainingSpace=500,9420,GPA_TOLJ_500_PM_21-PM5:I,,329,8736f6c7-ad41-4b43-b4f6-e684e0d4ad20,TOLJ_500_PM_21,Tolj_500_Pm_21,60,1,companyAcronym= | protocolName=IEEE C37.118.2-2011 | vendorAcronym= | vendorDeviceName= | interconnectionName=,,,,10,STTP,Streaming Telemetry Transport Protocol,1,5,LTTOMC_1_FA_B,I,+,0,TOLJ_500_PM_21-PM5,0.0,1.0,Tolj_500_Pm_21 LTTOMC_1_FA_B + Current Magnitude,0,1,1,Amps,Phasor,IPHM,Current Magnitude,PM,-98.6,37.5,PPA:9420,2021-08-06 18:15:28
} | MaximumArchiveDays=90 | DesiredRemainingSpace=500,9421,GPA_TOLJ_500_PM_21-PA5:IH,,329,8736f6c7-ad41-4b43-b4f6-e684e0d4ad20,TOLJ_500_PM_21,Tolj_500_Pm_21,60,1,companyAcronym= | protocolName=IEEE C37.118.2-2011 | vendorAcronym= | vendorDeviceName= | interconnectionName=,,,,10,STTP,Streaming Telemetry Transport Protocol,2,5,LTTOMC_1_FA_B,I,+,0,TOLJ_500_PM_21-PA5,0.0,1.0,Tolj_500_Pm_21 LTTOMC_1_FA_B + Current Phase Angle,0,1,1,Degrees,Phasor,IPHA,Current Phase Angle,PA,-98.6,37.5,PPA:9421,2021-08-06 18:15:28
} | MaximumArchiveDays=90 | DesiredRemainingSpace=500,9422,GPA_TOLJ_500_PM_21-PM6:I,,329,8736f6c7-ad41-4b43-b4f6-e684e0d4ad20,TOLJ_500_PM_21,Tolj_500_Pm_21,60,1,companyAcronym= | protocolName=IEEE C37.118.2-2011 | vendorAcronym= | vendorDeviceName= | interconnectionName=,,,,10,STTP,Streaming Telemetry Transport Protocol,1,6,LTTOMC_1_FA_C,I,+,0,TOLJ_500_PM_21-PM6,0.0,1.0,Tolj_500_Pm_21 LTTOMC_1_FA_C + Current Magnitude,0,1,1,Amps,Phasor,IPHM,Current Magnitude,PM,-98.6,37.5,PPA:9422,2021-08-06 18:15:28
} | MaximumArchiveDays=90 | DesiredRemainingSpace=500,9423,GPA_TOLJ_500_PM_21-PA6:IH,,329,8736f6c7-ad41-4b43-b4f6-e684e0d4ad20,TOLJ_500_PM_21,Tolj_500_Pm_21,60,1,companyAcronym= | protocolName=IEEE C37.118.2-2011 | vendorAcronym= | vendorDeviceName= | interconnectionName=,,,,10,STTP,Streaming Telemetry Transport Protocol,2,6,LTTOMC_1_FA_C,I,+,0,TOLJ_500_PM_21-PA6,0.0,1.0,Tolj_500_Pm_21 LTTOMC_1_FA_C + Current Phase Angle,0,1,1,Degrees,Phasor,IPHA,Current Phase Angle,PA,-98.6,37.5,PPA:9423,2021-08-06 18:15:28
} | MaximumArchiveDays=90 | DesiredRemainingSpace=500,9424,GPA_TOLJ_500_PM_21-PM7:I,,329,8736f6c7-ad41-4b43-b4f6-e684e0d4ad20,TOLJ_500_PM_21,Tolj_500_Pm_21,60,1,companyAcronym= | protocolName=IEEE C37.118.2-2011 | vendorAcronym= | vendorDeviceName= | interconnectionName=,,,,10,STTP,Streaming Telemetry Transport Protocol,1,7,LTTOMC_1_FA_P,I,+,0,TOLJ_500_PM_21-PM7,0.0,1.0,Tolj_500_Pm_21 LTTOMC_1_FA_P + Current Magnitude,0,1,1,Amps,Phasor,IPHM,Current Magnitude,PM,-98.6,37.5,PPA:9424,2021-08-06 18:15:28
} | MaximumArchiveDays=90 | DesiredRemainingSpace=500,9425,GPA_TOLJ_500_PM_21-PA7:IH,,329,8736f6c7-ad41-4b43-b4f6-e684e0d4ad20,TOLJ_500_PM_21,Tolj_500_Pm_21,60,1,companyAcronym= | protocolName=IEEE C37.118.2-2011 | vendorAcronym= | vendorDeviceName= | interconnectionName=,,,,10,STTP,Streaming Telemetry Transport Protocol,2,7,LTTOMC_1_FA_P,I,+,0,TOLJ_500_PM_21-PA7,0.0,1.0,Tolj_500_Pm_21 LTTOMC_1_FA_P + Current Phase Angle,0,1,1,Degrees,Phasor,IPHA,Current Phase Angle,PA,-98.6,37.5,PPA:9425,2021-08-06 18:15:28
} | MaximumArchiveDays=90 | DesiredRemainingSpace=500,9426,GPA_TOLJ_500_PM_21-PM8:V,,329,8736f6c7-ad41-4b43-b4f6-e684e0d4ad20,TOLJ_500_PM_21,Tolj_500_Pm_21,60,1,companyAcronym= | protocolName=IEEE C37.118.2-2011 | vendorAcronym= | vendorDeviceName= | interconnectionName=,,,,10,STTP,Streaming Telemetry Transport Protocol,3,8,LTTOMC_1_FV_P,V,+,0,TOLJ_500_PM_21-PM8,0.0,1.0,Tolj_500_Pm_21 LTTOMC_1_FV_P + Voltage Magnitude,0,1,1,Volts,Phasor,VPHM,Voltage Magnitude,PM,-98.6,37.5,PPA:9426,2021-08-06 18:15:28
} | MaximumArchiveDays=90 | DesiredRemainingSpace=500,9427,GPA_TOLJ_500_PM_21-PA8:VH,,329,8736f6c7-ad41-4b43-b4f6-e684e0d4ad20,TOLJ_500_PM_21,Tolj_500_Pm_21,60,1,companyAcronym= | protocolName=IEEE C37.118.2-2011 | vendorAcronym= | vendorDeviceName= | interconnectionName=,,,,10,STTP,Streaming Telemetry Transport Protocol,4,8,LTTOMC_1_FV_P,V,+,0,TOLJ_500_PM_21-PA8,0.0,1.0,Tolj_500_Pm_21 LTTOMC_1_FV_P + Voltage Phase Angle,0,1,1,Degrees,Phasor,VPHA,Voltage Phase Angle,PA,-98.6,37.5,PPA:9427,2021-08-06 18:15:28
} | MaximumArchiveDays=90 | DesiredRemainingSpace=500,9428,GPA_TOMC_500_PM_24:F,,330,8736f6c7-ad41-4b43-b4f6-e684e0d4ad20,TOMC_500_PM_24,Tomc_500_Pm_24,60,1,companyAcronym= | protocolName=IEEE C37.118.2-2011 | vendorAcronym= | vendorDeviceName= | interconnectionName=,,,,10,STTP,Streaming Telemetry Transport Protocol,5,,,,,,TOMC_500_PM_24-FQ,0.0,1.0,Tomc_500_Pm_24 Frequency,0,1,1,Hz,PMU,FREQ,Frequency,FQ,-98.6,37.5,PPA:9428,2021-08-06 18:15:28
} | MaximumArchiveDays=90 | DesiredRemainingSpace=500,9429,GPA_TOMC_500_PM_24:DF,,330,8736f6c7-ad41-4b43-b4f6-e684e0d4ad20,TOMC_500_PM_24,Tomc_500_Pm_24,60,1,companyAcronym= | protocolName=IEEE C37.118.2-2011 | vendorAcronym= | vendorDeviceName= | interconnectionName=,,,,10,STTP,Streaming Telemetry Transport Protocol,6,,,,,,TOMC_500_PM_24-DF,0.0,1.0,Tomc_500_Pm_24 Frequency Delta (dF/dt),0,1,1,,PMU,DFDT,Frequency Delta (dF/dt),DF,-98.6,37.5,PPA:9429,2021-08-06 18:15:28
} | MaximumArchiveDays=90 | DesiredRemainingSpace=500,9430,GPA_TOMC_500_PM_24:S,,330,8736f6c7-ad41-4b43-b4f6-e684e0d4ad20,TOMC_500_PM_24,Tomc_500_Pm_24,60,1,companyAcronym= | protocolName=IEEE C37.118.2-2011 | vendorAcronym= | vendorDeviceName= | interconnectionName=,,,,10,STTP,Streaming Telemetry Transport Protocol,8,,,,,,TOMC_500_PM_24-SF,0.0,1.0,Tomc_500_Pm_24 Status Flags,0,1,1,,PMU,FLAG,Status Flags,SF,-98.6,37.5,PPA:9430,2021-08-06 18:15:28
} | MaximumArchiveDays=90 | DesiredRemainingSpace=500,9431,GPA_TOMC_500_PM_24-PM1:V,,330,8736f6c7-ad41-4b43-b4f6-e684e0d4ad20,TOMC_500_PM_24,Tomc_500_Pm_24,60,1,companyAcronym= | protocolName=IEEE C37.118.2-2011 | vendorAcronym= | vendorDeviceName= | interconnectionName=,,,,10,STTP,Streaming Telemetry Transport Protocol,3,1,LTTOLJ_1_FV_A,V,+,0,TOMC_500_PM_24-PM1,0.0,1.0,Tomc_500_Pm_24 LTTOLJ_1_FV_A + Voltage Magnitude,0,1,1,Volts,Phasor,VPHM,Voltage Magnitude,PM,-98.6,37.5,PPA:9431,2021-08-06 18:15:28
} | MaximumArchiveDays=90 | DesiredRemainingSpace=500,9432,GPA_TOMC_500_PM_24-PA1:VH,,330,8736f6c7-ad41-4b43-b4f6-e684e0d4ad20,TOMC_500_PM_24,Tomc_500_Pm_24,60,1,companyAcronym= | protocolName=IEEE C37.118.2-2011 | vendorAcronym= | vendorDeviceName= | interconnectionName=,,,,10,STTP,Streaming Telemetry Transport Protocol,4,1,LTTOLJ_1_FV_A,V,+,0,TOMC_500_PM_24-PA1,0.0,1.0,Tomc_500_Pm_24 LTTOLJ_1_FV_A + Voltage Phase Angle,0,1,1,Degrees,Phasor,VPHA,Voltage Phase Angle,PA,-98.6,37.5,PPA:9432,2021-08-06 18:15:28
} | MaximumArchiveDays=90 | DesiredRemainingSpace=500,9433,GPA_TOMC_500_PM_24-PM2:V,,330,8736f6c7-ad41-4b43-b4f6-e684e0d4ad20,TOMC_500_PM_24,Tomc_500_Pm_24,60,1,companyAcronym= | protocolName=IEEE C37.118.2-2011 | vendorAcronym= | vendorDeviceName= | interconnectionName=,,,,10,STTP,Streaming Telemetry Transport Protocol,3,2,LTTOLJ_1_FV_B,V,+,0,TOMC_500_PM_24-PM2,0.0,1.0,Tomc_500_Pm_24 LTTOLJ_1_FV_B + Voltage Magnitude,0,1,1,Volts,Phasor,VPHM,Voltage Magnitude,PM,-98.6,37.5,PPA:9433,2021-08-06 18:15:28
} | MaximumArchiveDays=90 | DesiredRemainingSpace=500,9434,GPA_TOMC_500_PM_24-PA2:VH,,330,8736f6c7-ad41-4b43-b4f6-e684e0d4ad20,TOMC_500_PM_24,Tomc_500_Pm_24,60,1,companyAcronym= | protocolName=IEEE C37.118.2-2011 | vendorAcronym= | vendorDeviceName= | interconnectionName=,,,,10,STTP,Streaming Telemetry Transport Protocol,4,2,LTTOLJ_1_FV_B,V,+,0,TOMC_500_PM_24-PA2,0.0,1.0,Tomc_500_Pm_24 LTTOLJ_1_FV_B + Voltage Phase Angle,0,1,1,Degrees,Phasor,VPHA,Voltage Phase Angle,PA,-98.6,37.5,PPA:9434,2021-08-06 18:15:28
} | MaximumArchiveDays=90 | DesiredRemainingSpace=500,9435,GPA_TOMC_500_PM_24-PM3:V,,330,8736f6c7-ad41-4b43-b4f6-e684e0d4ad20,TOMC_500_PM_24,Tomc_500_Pm_24,60,1,companyAcronym= | protocolName=IEEE C37.118.2-2011 | vendorAcronym= | vendorDeviceName= | interconnectionName=,,,,10,STTP,Streaming Telemetry Transport Protocol,3,3,LTTOLJ_1_FV_C,V,+,0,TOMC_500_PM_24-PM3,0.0,1.0,Tomc_500_Pm_24 LTTOLJ_1_FV_C + Voltage Magnitude,0,1,1,Volts,Phasor,VPHM,Voltage Magnitude,PM,-98.6,37.5,PPA:9435,2021-08-06 18:15:28
} | MaximumArchiveDays=90 | DesiredRemainingSpace=500,9436,GPA_TOMC_500_PM_24-PA3:VH,,330,8736f6c7-ad41-4b43-b4f6-e684e0d4ad20,TOMC_500_PM_24,Tomc_500_Pm_24,60,1,companyAcronym= | protocolName=IEEE C37.118.2-2011 | vendorAcronym= | vendorDeviceName= | interconnectionName=,,,,10,STTP,Streaming Telemetry Transport Protocol,4,3,LTTOLJ_1_FV_C,V,+,0,TOMC_500_PM_24-PA3,0.0,1.0,Tomc_500_Pm_24 LTTOLJ_1_FV_C + Voltage Phase Angle,0,1,1,Degrees,Phasor,VPHA,Voltage Phase Angle,PA,-98.6,37.5,PPA:9436,2021-08-06 18:15:28
} | MaximumArchiveDays=90 | DesiredRemainingSpace=500,9437,GPA_TOMC_500_PM_24-PM4:I,,330,8736f6c7-ad41-4b43-b4f6-e684e0d4ad20,TOMC_500_PM_24,Tomc_500_Pm_24,60,1,companyAcronym= | protocolName=IEEE C37.118.2-2011 | vendorAcronym= | vendorDeviceName= | interconnectionName=,,,,10,STTP,Streaming Telemetry Transport Protocol,1,4,LTTOLJ_1_FA_A,I,+,0,TOMC_500_PM_24-PM4,0.0,1.0,Tomc_500_Pm_24 LTTOLJ_1_FA_A + Current Magnitude,0,1,1,Amps,Phasor,IPHM,Current Magnitude,PM,-98.6,37.5,PPA:9437,2021-08-06 18:15:28
} | MaximumArchiveDays=90 | DesiredRemainingSpace=500,9438,GPA_TOMC_500_PM_24-PA4:IH,,330,8736f6c7-ad41-4b43-b4f6-e684e0d4ad20,TOMC_500_PM_24,Tomc_500_Pm_24,60,1,companyAcronym= | protocolName=IEEE C37.118.2-2011 | vendorAcronym= | vendorDeviceName= | interconnectionName=,,,,10,STTP,Streaming Telemetry Transport Protocol,2,4,LTTOLJ_1_FA_A,I,+,0,TOMC_500_PM_24-PA4,0.0,1.0,Tomc_500_Pm_24 LTTOLJ_1_FA_A + Current Phase Angle,0,1,1,Degrees,Phasor,IPHA,Current Phase Angle,PA,-98.6,37.5,PPA:9438,2021-08-06 18:15:28
} | MaximumArchiveDays=90 | DesiredRemainingSpace=500,9439,GPA_TOMC_500_PM_24-PM5:I,,330,8736f6c7-ad41-4b43-b4f6-e684e0d4ad20,TOMC_500_PM_24,Tomc_500_Pm_24,60,1,companyAcronym= | protocolName=IEEE C37.118.2-2011 | vendorAcronym= | vendorDeviceName= | interconnectionName=,,,,10,STTP,Streaming Telemetry Transport Protocol,1,5,LTTOLJ_1_FA_B,I,+,0,TOMC_500_PM_24-PM5,0.0,1.0,Tomc_500_Pm_24 LTTOLJ_1_FA_B + Current Magnitude,0,1,1,Amps,Phasor,IPHM,Current Magnitude,PM,-98.6,37.5,PPA:9439,2021-08-06 18:15:28
} | MaximumArchiveDays=90 | DesiredRemainingSpace=500,9440,GPA_TOMC_500_PM_24-PA5:IH,,330,8736f6c7-ad41-4b43-b4f6-e684e0d4ad20,TOMC_500_PM_24,Tomc_500_Pm_24,60,1,companyAcronym= | protocolName=IEEE C37.118.2-2011 | vendorAcronym= | vendorDeviceName= | interconnectionName=,,,,10,STTP,Streaming Telemetry Transport Protocol,2,5,LTTOLJ_1_FA_B,I,+,0,TOMC_500_PM_24-PA5,0.0,1.0,Tomc_500_Pm_24 LTTOLJ_1_FA_B + Current Phase Angle,0,1,1,Degrees,Phasor,IPHA,Current Phase Angle,PA,-98.6,37.5,PPA:9440,2021-08-06 18:15:28
} | MaximumArchiveDays=90 | DesiredRemainingSpace=500,9441,GPA_TOMC_500_PM_24-PM6:I,,330,8736f6c7-ad41-4b43-b4f6-e684e0d4ad20,TOMC_500_PM_24,Tomc_500_Pm_24,60,1,companyAcronym= | protocolName=IEEE C37.118.2-2011 | vendorAcronym= | vendorDeviceName= | interconnectionName=,,,,10,STTP,Streaming Telemetry Transport Protocol,1,6,LTTOLJ_1_FA_C,I,+,0,TOMC_500_PM_24-PM6,0.0,1.0,Tomc_500_Pm_24 LTTOLJ_1_FA_C + Current Magnitude,0,1,1,Amps,Phasor,IPHM,Current Magnitude,PM,-98.6,37.5,PPA:9441,2021-08-06 18:15:28
} | MaximumArchiveDays=90 | DesiredRemainingSpace=500,9442,GPA_TOMC_500_PM_24-PA6:IH,,330,8736f6c7-ad41-4b43-b4f6-e684e0d4ad20,TOMC_500_PM_24,Tomc_500_Pm_24,60,1,companyAcronym= | protocolName=IEEE C37.118.2-2011 | vendorAcronym= | vendorDeviceName= | interconnectionName=,,,,10,STTP,Streaming Telemetry Transport Protocol,2,6,LTTOLJ_1_FA_C,I,+,0,TOMC_500_PM_24-PA6,0.0,1.0,Tomc_500_Pm_24 LTTOLJ_1_FA_C + Current Phase Angle,0,1,1,Degrees,Phasor,IPHA,Current Phase Angle,PA,-98.6,37.5,PPA:9442,2021-08-06 18:15:28
} | MaximumArchiveDays=90 | DesiredRemainingSpace=500,9443,GPA_TOMC_500_PM_24-PM7:V,,330,8736f6c7-ad41-4b43-b4f6-e684e0d4ad20,TOMC_500_PM_24,Tomc_500_Pm_24,60,1,companyAcronym= | protocolName=IEEE C37.118.2-2011 | vendorAcronym= | vendorDeviceName= | interconnectionName=,,,,10,STTP,Streaming Telemetry Transport Protocol,3,7,LTTOLJ_1_FV_P,V,+,0,TOMC_500_PM_24-PM7,0.0,1.0,Tomc_500_Pm_24 LTTOLJ_1_FV_P + Voltage Magnitude,0,1,1,Volts,Phasor,VPHM,Voltage Magnitude,PM,-98.6,37.5,PPA:9443,2021-08-06 18:15:28
} | MaximumArchiveDays=90 | DesiredRemainingSpace=500,9444,GPA_TOMC_500_PM_24-PA7:VH,,330,8736f6c7-ad41-4b43-b4f6-e684e0d4ad20,TOMC_500_PM_24,Tomc_500_Pm_24,60,1,companyAcronym= | protocolName=IEEE C37.118.2-2011 | vendorAcronym= | vendorDeviceName= | interconnectionName=,,,,10,STTP,Streaming Telemetry Transport Protocol,4,7,LTTOLJ_1_FV_P,V,+,0,TOMC_500_PM_24-PA7,0.0,1.0,Tomc_500_Pm_24 LTTOLJ_1_FV_P + Voltage Phase Angle,0,1,1,Degrees,Phasor,VPHA,Voltage Phase Angle,PA,-98.6,37.5,PPA:9444,2021-08-06 18:15:28
} | MaximumArchiveDays=90 | DesiredRemainingSpace=500,9445,GPA_TOMC_500_PM_24-PM8:I,,330,8736f6c7-ad41-4b43-b4f6-e684e0d4ad20,TOMC_500_PM_24,Tomc_500_Pm_24,60,1,companyAcronym= | protocolName=IEEE C37.118.2-2011 | vendorAcronym= | vendorDeviceName= | interconnectionName=,,,,10,STTP,Streaming Telemetry Transport Protocol,1,8,LTTOLJ_1_FA_P,I,+,0,TOMC_500_PM_24-PM8,0.0,1.0,Tomc_500_Pm_24 LTTOLJ_1_FA_P + Current Magnitude,0,1,1,Amps,Phasor,IPHM,Current Magnitude,PM,-98.6,37.5,PPA:9445,2021-08-06 18:15:28
} | MaximumArchiveDays=90 | DesiredRemainingSpace=500,9446,GPA_TOMC_500_PM_24-PA8:IH,,330,8736f6c7-ad41-4b43-b4f6-e684e0d4ad20,TOMC_500_PM_24,Tomc_500_Pm_24,60,1,companyAcronym= | protocolName=IEEE C37.118.2-2011 | vendorAcronym= | vendorDeviceName= | interconnectionName=,,,,10,STTP,Streaming Telemetry Transport Protocol,2,8,LTTOLJ_1_FA_P,I,+,0,TOMC_500_PM_24-PA8,0.0,1.0,Tomc_500_Pm_24 LTTOLJ_1_FA_P + Current Phase Angle,0,1,1,Degrees,Phasor,IPHA,Current Phase Angle,PA,-98.6,37.5,PPA:9446,2021-08-06 18:15:28
} | MaximumArchiveDays=90 | DesiredRemainingSpace=500,9447,GPA_TOMC_500_PM_25:F,,331,8736f6c7-ad41-4b43-b4f6-e684e0d4ad20,TOMC_500_PM_25,Tomc_500_Pm_25,60,1,companyAcronym= | protocolName=IEEE C37.118.2-2011 | vendorAcronym= | vendorDeviceName= | interconnectionName=,,,,10,STTP,Streaming Telemetry Transport Protocol,5,,,,,,TOMC_500_PM_25-FQ,0.0,1.0,Tomc_500_Pm_25 Frequency,0,1,1,Hz,PMU,FREQ,Frequency,FQ,-98.6,37.5,PPA:9447,2021-08-06 18:15:28
} | MaximumArchiveDays=90 | DesiredRemainingSpace=500,9448,GPA_TOMC_500_PM_25:DF,,331,8736f6c7-ad41-4b43-b4f6-e684e0d4ad20,TOMC_500_PM_25,Tomc_500_Pm_25,60,1,companyAcronym= | protocolName=IEEE C37.118.2-2011 | vendorAcronym= | vendorDeviceName= | interconnectionName=,,,,10,STTP,Streaming Telemetry Transport Protocol,6,,,,,,TOMC_500_PM_25-DF,0.0,1.0,Tomc_500_Pm_25 Frequency Delta (dF/dt),0,1,1,,PMU,DFDT,Frequency Delta (dF/dt),DF,-98.6,37.5,PPA:9448,2021-08-06 18:15:28
} | MaximumArchiveDays=90 | DesiredRemainingSpace=500,9449,GPA_TOMC_500_PM_25:S,,331,8736f6c7-ad41-4b43-b4f6-e684e0d4ad20,TOMC_500_PM_25,Tomc_500_Pm_25,60,1,companyAcronym= | protocolName=IEEE C37.118.2-2011 | vendorAcronym= | vendorDeviceName= | interconnectionName=,,,,10,STTP,Streaming Telemetry Transport Protocol,8,,,,,,TOMC_500_PM_25-SF,0.0,1.0,Tomc_500_Pm_25 Status Flags,0,1,1,,PMU,FLAG,Status Flags,SF,-98.6,37.5,PPA:9449,2021-08-06 18:15:28
} | MaximumArchiveDays=90 | DesiredRemainingSpace=500,9450,GPA_TOMC_500_PM_25-PM1:V,,331,8736f6c7-ad41-4b43-b4f6-e684e0d4ad20,TOMC_500_PM_25,Tomc_500_Pm_25,60,1,companyAcronym= | protocolName=IEEE C37.118.2-2011 | vendorAcronym= | vendorDeviceName= | interconnectionName=,,,,10,STTP,Streaming Telemetry Transport Protocol,3,1,LTTOLJ_2_FV_A,V,+,0,TOMC_500_PM_25-PM1,0.0,1.0,Tomc_500_Pm_25 LTTOLJ_2_FV_A + Voltage Magnitude,0,1,1,Volts,Phasor,VPHM,Voltage Magnitude,PM,-98.6,37.5,PPA:9450,2021-08-06 18:15:28
} | MaximumArchiveDays=90 | DesiredRemainingSpace=500,9451,GPA_TOMC_500_PM_25-PA1:VH,,331,8736f6c7-ad41-4b43-b4f6-e684e0d4ad20,TOMC_500_PM_25,Tomc_500_Pm_25,60,1,companyAcronym= | protocolName=IEEE C37.118.2-2011 | vendorAcronym= | vendorDeviceName= | interconnectionName=,,,,10,STTP,Streaming Telemetry Transport Protocol,4,1,LTTOLJ_2_FV_A,V,+,0,TOMC_500_PM_25-PA1,0.0,1.0,Tomc_500_Pm_25 LTTOLJ_2_FV_A + Voltage Phase Angle,0,1,1,Degrees,Phasor,VPHA,Voltage Phase Angle,PA,-98.6,37.5,PPA:9451,2021-08-06 18:15:28
} | MaximumArchiveDays=90 | DesiredRemainingSpace=500,9452,GPA_TOMC_500_PM_25-PM2:V,,331,8736f6c7-ad41-4b43-b4f6-e684e0d4ad20,TOMC_500_PM_25,Tomc_500_Pm_25,60,1,companyAcronym= | protocolName=IEEE C37.118.2-2011 | vendorAcronym= | vendorDeviceName= | interconnectionName=,,,,10,STTP,Streaming Telemetry Transport Protocol,3,2,LTTOLJ_2_FV_B,V,+,0,TOMC_500_PM_25-PM2,0.0,1.0,Tomc_500_Pm_25 LTTOLJ_2_FV_B + Voltage Magnitude,0,1,1,Volts,Phasor,VPHM,Voltage Magnitude,PM,-98.6,37.5,PPA:9452,2021-08-06 18:15:28
} | MaximumArchiveDays=90 | DesiredRemainingSpace=500,9453,GPA_TOMC_500_PM_25-PA2:VH,,331,8736f6c7-ad41-4b43-b4f6-e684e0d4ad20,TOMC_500_PM_25,Tomc_500_Pm_25,60,1,companyAcronym= | protocolName=IEEE C37.118.2-2011 | vendorAcronym= | vendorDeviceName= | interconnectionName=,,,,10,STTP,Streaming Telemetry Transport Protocol,4,2,LTTOLJ_2_FV_B,V,+,0,TOMC_500_PM_25-PA2,0.0,1.0,Tomc_500_Pm_25 LTTOLJ_2_FV_B + Voltage Phase Angle,0,1,1,Degrees,Phasor,VPHA,Voltage Phase Angle,PA,-98.6,37.5,PPA:9453,2021-08-06 18:15:28
} | MaximumArchiveDays=90 | DesiredRemainingSpace=500,9454,GPA_TOMC_500_PM_25-PM3:V,,331,8736f6c7-ad41-4b43-b4f6-e684e0d4ad20,TOMC_500_PM_25,Tomc_500_Pm_25,60,1,companyAcronym= | protocolName=IEEE C37.118.2-2011 | vendorAcronym= | vendorDeviceName= | interconnectionName=,,,,10,STTP,Streaming Telemetry Transport Protocol,3,3,LTTOLJ_2_FV_C,V,+,0,TOMC_500_PM_25-PM3,0.0,1.0,Tomc_500_Pm_25 LTTOLJ_2_FV_C + Voltage Magnitude,0,1,1,Volts,Phasor,VPHM,Voltage Magnitude,PM,-98.6,37.5,PPA:9454,2021-08-06 18:15:28
} | MaximumArchiveDays=90 | DesiredRemainingSpace=500,9455,GPA_TOMC_500_PM_25-PA3:VH,,331,8736f6c7-ad41-4b43-b4f6-e684e0d4ad20,TOMC_500_PM_25,Tomc_500_Pm_25,60,1,companyAcronym= | protocolName=IEEE C37.118.2-2011 | vendorAcronym= | vendorDeviceName= | interconnectionName=,,,,10,STTP,Streaming Telemetry Transport Protocol,4,3,LTTOLJ_2_FV_C,V,+,0,TOMC_500_PM_25-PA3,0.0,1.0,Tomc_500_Pm_25 LTTOLJ_2_FV_C + Voltage Phase Angle,0,1,1,Degrees,Phasor,VPHA,Voltage Phase Angle,PA,-98.6,37.5,PPA:9455,2021-08-06 18:15:28
} | MaximumArchiveDays=90 | DesiredRemainingSpace=500,9456,GPA_TOMC_500_PM_25-PM4:I,,331,8736f6c7-ad41-4b43-b4f6-e684e0d4ad20,TOMC_500_PM_25,Tomc_500_Pm_25,60,1,companyAcronym= | protocolName=IEEE C37.118.2-2011 | vendorAcronym= | vendorDeviceName= | interconnectionName=,,,,10,STTP,Streaming Telemetry Transport Protocol,1,4,LTTOLJ_2_FA_A,I,+,0,TOMC_500_PM_25-PM4,0.0,1.0,Tomc_500_Pm_25 LTTOLJ_2_FA_A + Current Magnitude,0,1,1,Amps,Phasor,IPHM,Current Magnitude,PM,-98.6,37.5,PPA:9456,2021-08-06 18:15:28
} | MaximumArchiveDays=90 | DesiredRemainingSpace=500,9457,GPA_TOMC_500_PM_25-PA4:IH,,331,8736f6c7-ad41-4b43-b4f6-e684e0d4ad20,TOMC_500_PM_25,Tomc_500_Pm_25,60,1,companyAcronym= | protocolName=IEEE C37.118.2-2011 | vendorAcronym= | vendorDeviceName= | interconnectionName=,,,,10,STTP,Streaming Telemetry Transport Protocol,2,4,LTTOLJ_2_FA_A,I,+,0,TOMC_500_PM_25-PA4,0.0,1.0,Tomc_500_Pm_25 LTTOLJ_2_FA_A + Current Phase Angle,0,1,1,Degrees,Phasor,IPHA,Current Phase Angle,PA,-98.6,37.5,PPA:9457,2021-08-06 18:15:28
} | MaximumArchiveDays=90 | DesiredRemainingSpace=500,9458,GPA_TOMC_500_PM_25-PM5:I,,331,8736f6c7-ad41-4b43-b4f6-e684e0d4ad20,TOMC_500_PM_25,Tomc_500_Pm_25,60,1,companyAcronym= | protocolName=IEEE C37.118.2-2011 | vendorAcronym= | vendorDeviceName= | interconnectionName=,,,,10,STTP,Streaming Telemetry Transport Protocol,1,5,LTTOLJ_2_FA_B,I,+,0,TOMC_500_PM_25-PM5,0.0,1.0,Tomc_500_Pm_25 LTTOLJ_2_FA_B + Current Magnitude,0,1,1,Amps,Phasor,IPHM,Current Magnitude,PM,-98.6,37.5,PPA:9458,2021-08-06 18:15:28
} | MaximumArchiveDays=90 | DesiredRemainingSpace=500,9459,GPA_TOMC_500_PM_25-PA5:IH,,331,8736f6c7-ad41-4b43-b4f6-e684e0d4ad20,TOMC_500_PM_25,Tomc_500_Pm_25,60,1,companyAcronym= | protocolName=IEEE C37.118.2-2011 | vendorAcronym= | vendorDeviceName= | interconnectionName=,,,,10,STTP,Streaming Telemetry Transport Protocol,2,5,LTTOLJ_2_FA_B,I,+,0,TOMC_500_PM_25-PA5,0.0,1.0,Tomc_500_Pm_25 LTTOLJ_2_FA_B + Current Phase Angle,0,1,1,Degrees,Phasor,IPHA,Current Phase Angle,PA,-98.6,37.5,PPA:9459,2021-08-06 18:15:28
} | MaximumArchiveDays=90 | DesiredRemainingSpace=500,9460,GPA_TOMC_500_PM_25-PM6:I,,331,8736f6c7-ad41-4b43-b4f6-e684e0d4ad20,TOMC_500_PM_25,Tomc_500_Pm_25,60,1,companyAcronym= | protocolName=IEEE C37.118.2-2011 | vendorAcronym= | vendorDeviceName= | interconnectionName=,,,,10,STTP,Streaming Telemetry Transport Protocol,1,6,LTTOLJ_2_FA_C,I,+,0,TOMC_500_PM_25-PM6,0.0,1.0,Tomc_500_Pm_25 LTTOLJ_2_FA_C + Current Magnitude,0,1,1,Amps,Phasor,IPHM,Current Magnitude,PM,-98.6,37.5,PPA:9460,2021-08-06 18:15:28
} | MaximumArchiveDays=90 | DesiredRemainingSpace=500,9461,GPA_TOMC_500_PM_25-PA6:IH,,331,8736f6c7-ad41-4b43-b4f6-e684e0d4ad20,TOMC_500_PM_25,Tomc_500_Pm_25,60,1,companyAcronym= | protocolName=IEEE C37.118.2-2011 | vendorAcronym= | vendorDeviceName= | interconnectionName=,,,,10,STTP,Streaming Telemetry Transport Protocol,2,6,LTTOLJ_2_FA_C,I,+,0,TOMC_500_PM_25-PA6,0.0,1.0,Tomc_500_Pm_25 LTTOLJ_2_FA_C + Current Phase Angle,0,1,1,Degrees,Phasor,IPHA,Current Phase Angle,PA,-98.6,37.5,PPA:9461,2021-08-06 18:15:28
} | MaximumArchiveDays=90 | DesiredRemainingSpace=500,9462,GPA_TOMC_500_PM_25-PM7:V,,331,8736f6c7-ad41-4b43-b4f6-e684e0d4ad20,TOMC_500_PM_25,Tomc_500_Pm_25,60,1,companyAcronym= | protocolName=IEEE C37.118.2-2011 | vendorAcronym= | vendorDeviceName= | interconnectionName=,,,,10,STTP,Streaming Telemetry Transport Protocol,3,7,LTTOLJ_2_FV_P,V,+,0,TOMC_500_PM_25-PM7,0.0,1.0,Tomc_500_Pm_25 LTTOLJ_2_FV_P + Voltage Magnitude,0,1,1,Volts,Phasor,VPHM,Voltage Magnitude,PM,-98.6,37.5,PPA:9462,2021-08-06 18:15:28
} | MaximumArchiveDays=90 | DesiredRemainingSpace=500,9463,GPA_TOMC_500_PM_25-PA7:VH,,331,8736f6c7-ad41-4b43-b4f6-e684e0d4ad20,TOMC_500_PM_25,Tomc_500_Pm_25,60,1,companyAcronym= | protocolName=IEEE C37.118.2-2011 | vendorAcronym= | vendorDeviceName= | interconnectionName=,,,,10,STTP,Streaming Telemetry Transport Protocol,4,7,LTTOLJ_2_FV_P,V,+,0,TOMC_500_PM_25-PA7,0.0,1.0,Tomc_500_Pm_25 LTTOLJ_2_FV_P + Voltage Phase Angle,0,1,1,Degrees,Phasor,VPHA,Voltage Phase Angle,PA,-98.6,37.5,PPA:9463,2021-08-06 18:15:28
} | MaximumArchiveDays=90 | DesiredRemainingSpace=500,9464,GPA_TOMC_500_PM_25-PM8:I,,331,8736f6c7-ad41-4b43-b4f6-e684e0d4ad20,TOMC_500_PM_25,Tomc_500_Pm_25,60,1,companyAcronym= | protocolName=IEEE C37.118.2-2011 | vendorAcronym= | vendorDeviceName= | interconnectionName=,,,,10,STTP,Streaming Telemetry Transport Protocol,1,8,LTTOLJ_2_FA_P,I,+,0,TOMC_500_PM_25-PM8,0.0,1.0,Tomc_500_Pm_25 LTTOLJ_2_FA_P + Current Magnitude,0,1,1,Amps,Phasor,IPHM,Current Magnitude,PM,-98.6,37.5,PPA:9464,2021-08-06 18:15:28
} | MaximumArchiveDays=90 | DesiredRemainingSpace=500,9465,GPA_TOMC_500_PM_25-PA8:IH,,331,8736f6c7-ad41-4b43-b4f6-e684e0d4ad20,TOMC_500_PM_25,Tomc_500_Pm_25,60,1,companyAcronym= | protocolName=IEEE C37.118.2-2011 | vendorAcronym= | vendorDeviceName= | interconnectionName=,,,,10,STTP,Streaming Telemetry Transport Protocol,2,8,LTTOLJ_2_FA_P,I,+,0,TOMC_500_PM_25-PA8,0.0,1.0,Tomc_500_Pm_25 LTTOLJ_2_FA_P + Current Phase Angle,0,1,1,Degrees,Phasor,IPHA,Current Phase Angle,PA,-98.6,37.5,PPA:9465,2021-08-06 18:15:28
} | MaximumArchiveDays=90 | DesiredRemainingSpace=500,9466,GPA_MTJU_230_PM_28:F,,332,8736f6c7-ad41-4b43-b4f6-e684e0d4ad20,MTJU_230_PM_28,Mtju_230_Pm_28,60,1,companyAcronym= | protocolName=IEEE C37.118.2-2011 | vendorAcronym= | vendorDeviceName= | interconnectionName=,,,,10,STTP,Streaming Telemetry Transport Protocol,5,,,,,,MTJU_230_PM_28-FQ,0.0,1.0,Mtju_230_Pm_28 Frequency,0,1,1,Hz,PMU,FREQ,Frequency,FQ,-98.6,37.5,PPA:9466,2021-08-06 18:15:28
} | MaximumArchiveDays=90 | DesiredRemainingSpace=500,9467,GPA_MTJU_230_PM_28:DF,,332,8736f6c7-ad41-4b43-b4f6-e684e0d4ad20,MTJU_230_PM_28,Mtju_230_Pm_28,60,1,companyAcronym= | protocolName=IEEE C37.118.2-2011 | vendorAcronym= | vendorDeviceName= | interconnectionName=,,,,10,STTP,Streaming Telemetry Transport Protocol,6,,,,,,MTJU_230_PM_28-DF,0.0,1.0,Mtju_230_Pm_28 Frequency Delta (dF/dt),0,1,1,,PMU,DFDT,Frequency Delta (dF/dt),DF,-98.6,37.5,PPA:9467,2021-08-06 18:15:28
} | MaximumArchiveDays=90 | DesiredRemainingSpace=500,9468,GPA_MTJU_230_PM_28:S,,332,8736f6c7-ad41-4b43-b4f6-e684e0d4ad20,MTJU_230_PM_28,Mtju_230_Pm_28,60,1,companyAcronym= | protocolName=IEEE C37.118.2-2011 | vendorAcronym= | vendorDeviceName= | interconnectionName=,,,,10,STTP,Streaming Telemetry Transport Protocol,8,,,,,,MTJU_230_PM_28-SF,0.0,1.0,Mtju_230_Pm_28 Status Flags,0,1,1,,PMU,FLAG,Status Flags,SF,-98.6,37.5,PPA:9468,2021-08-06 18:15:28
} | MaximumArchiveDays=90 | DesiredRemainingSpace=500,9469,GPA_MTJU_230_PM_28-PM1:V,,332,8736f6c7-ad41-4b43-b4f6-e684e0d4ad20,MTJU_230_PM_28,Mtju_230_Pm_28,60,1,companyAcronym= | protocolName=IEEE C37.118.2-2011 | vendorAcronym= | vendorDeviceName= | interconnectionName=,,,,10,STTP,Streaming Telemetry Transport Protocol,3,1,LTMTJB_1_FV_A,V,+,0,MTJU_230_PM_28-PM1,0.0,1.0,Mtju_230_Pm_28 LTMTJB_1_FV_A + Voltage Magnitude,0,1,1,Volts,Phasor,VPHM,Voltage Magnitude,PM,-98.6,37.5,PPA:9469,2021-08-06 18:15:28
} | MaximumArchiveDays=90 | DesiredRemainingSpace=500,9470,GPA_MTJU_230_PM_28-PA1:VH,,332,8736f6c7-ad41-4b43-b4f6-e684e0d4ad20,MTJU_230_PM_28,Mtju_230_Pm_28,60,1,companyAcronym= | protocolName=IEEE C37.118.2-2011 | vendorAcronym= | vendorDeviceName= | interconnectionName=,,,,10,STTP,Streaming Telemetry Transport Protocol,4,1,LTMTJB_1_FV_A,V,+,0,MTJU_230_PM_28-PA1,0.0,1.0,Mtju_230_Pm_28 LTMTJB_1_FV_A + Voltage Phase Angle,0,1,1,Degrees,Phasor,VPHA,Voltage Phase Angle,PA,-98.6,37.5,PPA:9470,2021-08-06 18:15:28
} | MaximumArchiveDays=90 | DesiredRemainingSpace=500,9471,GPA_MTJU_230_PM_28-PM2:V,,332,8736f6c7-ad41-4b43-b4f6-e684e0d4ad20,MTJU_230_PM_28,Mtju_230_Pm_28,60,1,companyAcronym= | protocolName=IEEE C37.118.2-2011 | vendorAcronym= | vendorDeviceName= | interconnectionName=,,,,10,STTP,Streaming Telemetry Transport Protocol,3,2,LTMTJB_1_FV_B,V,+,0,MTJU_230_PM_28-PM2,0.0,1.0,Mtju_230_Pm_28 LTMTJB_1_FV_B + Voltage Magnitude,0,1,1,Volts,Phasor,VPHM,Voltage Magnitude,PM,-98.6,37.5,PPA:9471,2021-08-06 18:15:28
} | MaximumArchiveDays=90 | DesiredRemainingSpace=500,9472,GPA_MTJU_230_PM_28-PA2:VH,,332,8736f6c7-ad41-4b43-b4f6-e684e0d4ad20,MTJU_230_PM_28,Mtju_230_Pm_28,60,1,companyAcronym= | protocolName=IEEE C37.118.2-2011 | vendorAcronym= | vendorDeviceName= | interconnectionName=,,,,10,STTP,Streaming Telemetry Transport Protocol,4,2,LTMTJB_1_FV_B,V,+,0,MTJU_230_PM_28-PA2,0.0,1.0,Mtju_230_Pm_28 LTMTJB_1_FV_B + Voltage Phase Angle,0,1,1,Degrees,Phasor,VPHA,Voltage Phase Angle,PA,-98.6,37.5,PPA:9472,2021-08-06 18:15:28
} | MaximumArchiveDays=90 | DesiredRemainingSpace=500,9473,GPA_MTJU_230_PM_28-PM3:V,,332,8736f6c7-ad41-4b43-b4f6-e684e0d4ad20,MTJU_230_PM_28,Mtju_230_Pm_28,60,1,companyAcronym= | protocolName=IEEE C37.118.2-2011 | vendorAcronym= | vendorDeviceName= | interconnectionName=,,,,10,STTP,Streaming Telemetry Transport Protocol,3,3,LTMTJB_1_FV_C,V,+,0,MTJU_230_PM_28-PM3,0.0,1.0,Mtju_230_Pm_28 LTMTJB_1_FV_C + Voltage Magnitude,0,1,1,Volts,Phasor,VPHM,Voltage Magnitude,PM,-98.6,37.5,PPA:9473,2021-08-06 18:15:28
} | MaximumArchiveDays=90 | DesiredRemainingSpace=500,9474,GPA_MTJU_230_PM_28-PA3:VH,,332,8736f6c7-ad41-4b43-b4f6-e684e0d4ad20,MTJU_230_PM_28,Mtju_230_Pm_28,60,1,companyAcronym= | protocolName=IEEE C37.118.2-2011 | vendorAcronym= | vendorDeviceName= | interconnectionName=,,,,10,STTP,Streaming Telemetry Transport Protocol,4,3,LTMTJB_1_FV_C,V,+,0,MTJU_230_PM_28-PA3,0.0,1.0,Mtju_230_Pm_28 LTMTJB_1_FV_C + Voltage Phase Angle,0,1,1,Degrees,Phasor,VPHA,Voltage Phase Angle,PA,-98.6,37.5,PPA:9474,2021-08-06 18:15:28
} | MaximumArchiveDays=90 | DesiredRemainingSpace=500,9475,GPA_MTJU_230_PM_28-PM4:I,,332,8736f6c7-ad41-4b43-b4f6-e684e0d4ad20,MTJU_230_PM_28,Mtju_230_Pm_28,60,1,companyAcronym= | protocolName=IEEE C37.118.2-2011 | vendorAcronym= | vendorDeviceName= | interconnectionName=,,,,10,STTP,Streaming Telemetry Transport Protocol,1,4,LTMTJB_1_FA_A,I,+,0,MTJU_230_PM_28-PM4,0.0,1.0,Mtju_230_Pm_28 LTMTJB_1_FA_A + Current Magnitude,0,1,1,Amps,Phasor,IPHM,Current Magnitude,PM,-98.6,37.5,PPA:9475,2021-08-06 18:15:28
} | MaximumArchiveDays=90 | DesiredRemainingSpace=500,9476,GPA_MTJU_230_PM_28-PA4:IH,,332,8736f6c7-ad41-4b43-b4f6-e684e0d4ad20,MTJU_230_PM_28,Mtju_230_Pm_28,60,1,companyAcronym= | protocolName=IEEE C37.118.2-2011 | vendorAcronym= | vendorDeviceName= | interconnectionName=,,,,10,STTP,Streaming Telemetry Transport Protocol,2,4,LTMTJB_1_FA_A,I,+,0,MTJU_230_PM_28-PA4,0.0,1.0,Mtju_230_Pm_28 LTMTJB_1_FA_A + Current Phase Angle,0,1,1,Degrees,Phasor,IPHA,Current Phase Angle,PA,-98.6,37.5,PPA:9476,2021-08-06 18:15:28
} | MaximumArchiveDays=90 | DesiredRemainingSpace=500,9477,GPA_MTJU_230_PM_28-PM5:I,,332,8736f6c7-ad41-4b43-b4f6-e684e0d4ad20,MTJU_230_PM_28,Mtju_230_Pm_28,60,1,companyAcronym= | protocolName=IEEE C37.118.2-2011 | vendorAcronym= | vendorDeviceName= | interconnectionName=,,,,10,STTP,Streaming Telemetry Transport Protocol,1,5,LTMTJB_1_FA_B,I,+,0,MTJU_230_PM_28-PM5,0.0,1.0,Mtju_230_Pm_28 LTMTJB_1_FA_B + Current Magnitude,0,1,1,Amps,Phasor,IPHM,Current Magnitude,PM,-98.6,37.5,PPA:9477,2021-08-06 18:15:28
} | MaximumArchiveDays=90 | DesiredRemainingSpace=500,9478,GPA_MTJU_230_PM_28-PA5:IH,,332,8736f6c7-ad41-4b43-b4f6-e684e0d4ad20,MTJU_230_PM_28,Mtju_230_Pm_28,60,1,companyAcronym= | protocolName=IEEE C37.118.2-2011 | vendorAcronym= | vendorDeviceName= | interconnectionName=,,,,10,STTP,Streaming Telemetry Transport Protocol,2,5,LTMTJB_1_FA_B,I,+,0,MTJU_230_PM_28-PA5,0.0,1.0,Mtju_230_Pm_28 LTMTJB_1_FA_B + Current Phase Angle,0,1,1,Degrees,Phasor,IPHA,Current Phase Angle,PA,-98.6,37.5,PPA:9478,2021-08-06 18:15:28
} | MaximumArchiveDays=90 | DesiredRemainingSpace=500,9479,GPA_MTJU_230_PM_28-PM6:I,,332,8736f6c7-ad41-4b43-b4f6-e684e0d4ad20,MTJU_230_PM_28,Mtju_230_Pm_28,60,1,companyAcronym= | protocolName=IEEE C37.118.2-2011 | vendorAcronym= | vendorDeviceName= | interconnectionName=,,,,10,STTP,Streaming Telemetry Transport Protocol,1,6,LTMTJB_1_FA_C,I,+,0,MTJU_230_PM_28-PM6,0.0,1.0,Mtju_230_Pm_28 LTMTJB_1_FA_C + Current Magnitude,0,1,1,Amps,Phasor,IPHM,Current Magnitude,PM,-98.6,37.5,PPA:9479,2021-08-06 18:15:28
} | MaximumArchiveDays=90 | DesiredRemainingSpace=500,9480,GPA_MTJU_230_PM_28-PA6:IH,,332,8736f6c7-ad41-4b43-b4f6-e684e0d4ad20,MTJU_230_PM_28,Mtju_230_Pm_28,60,1,companyAcronym= | protocolName=IEEE C37.118.2-2011 | vendorAcronym= | vendorDeviceName= | interconnectionName=,,,,10,STTP,Streaming Telemetry Transport Protocol,2,6,LTMTJB_1_FA_C,I,+,0,MTJU_230_PM_28-PA6,0.0,1.0,Mtju_230_Pm_28 LTMTJB_1_FA_C + Current Phase Angle,0,1,1,Degrees,Phasor,IPHA,Current Phase Angle,PA,-98.6,37.5,PPA:9480,2021-08-06 18:15:28
} | MaximumArchiveDays=90 | DesiredRemainingSpace=500,9481,GPA_MTJU_230_PM_28-PM7:V,,332,8736f6c7-ad41-4b43-b4f6-e684e0d4ad20,MTJU_230_PM_28,Mtju_230_Pm_28,60,1,companyAcronym= | protocolName=IEEE C37.118.2-2011 | vendorAcronym= | vendorDeviceName= | interconnectionName=,,,,10,STTP,Streaming Telemetry Transport Protocol,3,7,LTMTJB_1_FV_P,V,+,0,MTJU_230_PM_28-PM7,0.0,1.0,Mtju_230_Pm_28 LTMTJB_1_FV_P + Voltage Magnitude,0,1,1,Volts,Phasor,VPHM,Voltage Magnitude,PM,-98.6,37.5,PPA:9481,2021-08-06 18:15:28
} | MaximumArchiveDays=90 | DesiredRemainingSpace=500,9482,GPA_MTJU_230_PM_28-PA7:VH,,332,8736f6c7-ad41-4b43-b4f6-e684e0d4ad20,MTJU_230_PM_28,Mtju_230_Pm_28,60,1,companyAcronym= | protocolName=IEEE C37.118.2-2011 | vendorAcronym= | vendorDeviceName= | interconnectionName=,,,,10,STTP,Streaming Telemetry Transport Protocol,4,7,LTMTJB_1_FV_P,V,+,0,MTJU_230_PM_28-PA7,0.0,1.0,Mtju_230_Pm_28 LTMTJB_1_FV_P + Voltage Phase Angle,0,1,1,Degrees,Phasor,VPHA,Voltage Phase Angle,PA,-98.6,37.5,PPA:9482,2021-08-06 18:15:28
} | MaximumArchiveDays=90 | DesiredRemainingSpace=500,9483,GPA_MTJU_230_PM_28-PM8:I,,332,8736f6c7-ad41-4b43-b4f6-e684e0d4ad20,MTJU_230_PM_28,Mtju_230_Pm_28,60,1,companyAcronym= | protocolName=IEEE C37.118.2-2011 | vendorAcronym= | vendorDeviceName= | interconnectionName=,,,,10,STTP,Streaming Telemetry Transport Protocol,1,8,LTMTJB_1_FA_P,I,+,0,MTJU_230_PM_28-PM8,0.0,1.0,Mtju_230_Pm_28 LTMTJB_1_FA_P + Current Magnitude,0,1,1,Amps,Phasor,IPHM,Current Magnitude,PM,-98.6,37.5,PPA:9483,2021-08-06 18:15:28
} | MaximumArchiveDays=90 | DesiredRemainingSpace=500,9484,GPA_MTJU_230_PM_28-PA8:IH,,332,8736f6c7-ad41-4b43-b4f6-e684e0d4ad20,MTJU_230_PM_28,Mtju_230_Pm_28,60,1,companyAcronym= | protocolName=IEEE C37.118.2-2011 | vendorAcronym= | vendorDeviceName= | interconnectionName=,,,,10,STTP,Streaming Telemetry Transport Protocol,2,8,LTMTJB_1_FA_P,I,+,0,MTJU_230_PM_28-PA8,0.0,1.0,Mtju_230_Pm_28 LTMTJB_1_FA_P + Current Phase Angle,0,1,1,Degrees,Phasor,IPHA,Current Phase Angle,PA,-98.6,37.5,PPA:9484,2021-08-06 18:15:28
} | MaximumArchiveDays=90 | DesiredRemainingSpace=500,9485,GPA_MTJU_230_PM_29:F,,333,8736f6c7-ad41-4b43-b4f6-e684e0d4ad20,MTJU_230_PM_29,Mtju_230_Pm_29,60,1,companyAcronym= | protocolName=IEEE C37.118.2-2011 | vendorAcronym= | vendorDeviceName= | interconnectionName=,,,,10,STTP,Streaming Telemetry Transport Protocol,5,,,,,,MTJU_230_PM_29-FQ,0.0,1.0,Mtju_230_Pm_29 Frequency,0,1,1,Hz,PMU,FREQ,Frequency,FQ,-98.6,37.5,PPA:9485,2021-08-06 18:15:28
} | MaximumArchiveDays=90 | DesiredRemainingSpace=500,9486,GPA_MTJU_230_PM_29:DF,,333,8736f6c7-ad41-4b43-b4f6-e684e0d4ad20,MTJU_230_PM_29,Mtju_230_Pm_29,60,1,companyAcronym= | protocolName=IEEE C37.118.2-2011 | vendorAcronym= | vendorDeviceName= | interconnectionName=,,,,10,STTP,Streaming Telemetry Transport Protocol,6,,,,,,MTJU_230_PM_29-DF,0.0,1.0,Mtju_230_Pm_29 Frequency Delta (dF/dt),0,1,1,,PMU,DFDT,Frequency Delta (dF/dt),DF,-98.6,37.5,PPA:9486,2021-08-06 18:15:28
} | MaximumArchiveDays=90 | DesiredRemainingSpace=500,9487,GPA_MTJU_230_PM_29:S,,333,8736f6c7-ad41-4b43-b4f6-e684e0d4ad20,MTJU_230_PM_29,Mtju_230_Pm_29,60,1,companyAcronym= | protocolName=IEEE C37.118.2-2011 | vendorAcronym= | vendorDeviceName= | interconnectionName=,,,,10,STTP,Streaming Telemetry Transport Protocol,8,,,,,,MTJU_230_PM_29-SF,0.0,1.0,Mtju_230_Pm_29 Status Flags,0,1,1,,PMU,FLAG,Status Flags,SF,-98.6,37.5,PPA:9487,2021-08-06 18:15:28
} | MaximumArchiveDays=90 | DesiredRemainingSpace=500,9488,GPA_MTJU_230_PM_29-PM1:V,,333,8736f6c7-ad41-4b43-b4f6-e684e0d4ad20,MTJU_230_PM_29,Mtju_230_Pm_29,60,1,companyAcronym= | protocolName=IEEE C37.118.2-2011 | vendorAcronym= | vendorDeviceName= | interconnectionName=,,,,10,STTP,Streaming Telemetry Transport Protocol,3,1,LTMTJB_2_FV_A,V,+,0,MTJU_230_PM_29-PM1,0.0,1.0,Mtju_230_Pm_29 LTMTJB_2_FV_A + Voltage Magnitude,0,1,1,Volts,Phasor,VPHM,Voltage Magnitude,PM,-98.6,37.5,PPA:9488,2021-08-06 18:15:28
} | MaximumArchiveDays=90 | DesiredRemainingSpace=500,9489,GPA_MTJU_230_PM_29-PA1:VH,,333,8736f6c7-ad41-4b43-b4f6-e684e0d4ad20,MTJU_230_PM_29,Mtju_230_Pm_29,60,1,companyAcronym= | protocolName=IEEE C37.118.2-2011 | vendorAcronym= | vendorDeviceName= | interconnectionName=,,,,10,STTP,Streaming Telemetry Transport Protocol,4,1,LTMTJB_2_FV_A,V,+,0,MTJU_230_PM_29-PA1,0.0,1.0,Mtju_230_Pm_29 LTMTJB_2_FV_A + Voltage Phase Angle,0,1,1,Degrees,Phasor,VPHA,Voltage Phase Angle,PA,-98.6,37.5,PPA:9489,2021-08-06 18:15:28
} | MaximumArchiveDays=90 | DesiredRemainingSpace=500,9490,GPA_MTJU_230_PM_29-PM2:V,,333,8736f6c7-ad41-4b43-b4f6-e684e0d4ad20,MTJU_230_PM_29,Mtju_230_Pm_29,60,1,companyAcronym= | protocolName=IEEE C37.118.2-2011 | vendorAcronym= | vendorDeviceName= | interconnectionName=,,,,10,STTP,Streaming Telemetry Transport Protocol,3,2,LTMTJB_2_FV_B,V,+,0,MTJU_230_PM_29-PM2,0.0,1.0,Mtju_230_Pm_29 LTMTJB_2_FV_B + Voltage Magnitude,0,1,1,Volts,Phasor,VPHM,Voltage Magnitude,PM,-98.6,37.5,PPA:9490,2021-08-06 18:15:28
} | MaximumArchiveDays=90 | DesiredRemainingSpace=500,9491,GPA_MTJU_230_PM_29-PA2:VH,,333,8736f6c7-ad41-4b43-b4f6-e684e0d4ad20,MTJU_230_PM_29,Mtju_230_Pm_29,60,1,companyAcronym= | protocolName=IEEE C37.118.2-2011 | vendorAcronym= | vendorDeviceName= | interconnectionName=,,,,10,STTP,Streaming Telemetry Transport Protocol,4,2,LTMTJB_2_FV_B,V,+,0,MTJU_230_PM_29-PA2,0.0,1.0,Mtju_230_Pm_29 LTMTJB_2_FV_B + Voltage Phase Angle,0,1,1,Degrees,Phasor,VPHA,Voltage Phase Angle,PA,-98.6,37.5,PPA:9491,2021-08-06 18:15:28
} | MaximumArchiveDays=90 | DesiredRemainingSpace=500,9492,GPA_MTJU_230_PM_29-PM3:V,,333,8736f6c7-ad41-4b43-b4f6-e684e0d4ad20,MTJU_230_PM_29,Mtju_230_Pm_29,60,1,companyAcronym= | protocolName=IEEE C37.118.2-2011 | vendorAcronym= | vendorDeviceName= | interconnectionName=,,,,10,STTP,Streaming Telemetry Transport Protocol,3,3,LTMTJB_2_FV_C,V,+,0,MTJU_230_PM_29-PM3,0.0,1.0,Mtju_230_Pm_29 LTMTJB_2_FV_C + Voltage Magnitude,0,1,1,Volts,Phasor,VPHM,Voltage Magnitude,PM,-98.6,37.5,PPA:9492,2021-08-06 18:15:28
} | MaximumArchiveDays=90 | DesiredRemainingSpace=500,9493,GPA_MTJU_230_PM_29-PA3:VH,,333,8736f6c7-ad41-4b43-b4f6-e684e0d4ad20,MTJU_230_PM_29,Mtju_230_Pm_29,60,1,companyAcronym= | protocolName=IEEE C37.118.2-2011 | vendorAcronym= | vendorDeviceName= | interconnectionName=,,,,10,STTP,Streaming Telemetry Transport Protocol,4,3,LTMTJB_2_FV_C,V,+,0,MTJU_230_PM_29-PA3,0.0,1.0,Mtju_230_Pm_29 LTMTJB_2_FV_C + Voltage Phase Angle,0,1,1,Degrees,Phasor,VPHA,Voltage Phase Angle,PA,-98.6,37.5,PPA:9493,2021-08-06 18:15:28
} | MaximumArchiveDays=90 | DesiredRemainingSpace=500,9494,GPA_MTJU_230_PM_29-PM4:I,,333,8736f6c7-ad41-4b43-b4f6-e684e0d4ad20,MTJU_230_PM_29,Mtju_230_Pm_29,60,1,companyAcronym= | protocolName=IEEE C37.118.2-2011 | vendorAcronym= | vendorDeviceName= | interconnectionName=,,,,10,STTP,Streaming Telemetry Transport Protocol,1,4,LTMTJB_2_FA_A,I,+,0,MTJU_230_PM_29-PM4,0.0,1.0,Mtju_230_Pm_29 LTMTJB_2_FA_A + Current Magnitude,0,1,1,Amps,Phasor,IPHM,Current Magnitude,PM,-98.6,37.5,PPA:9494,2021-08-06 18:15:28
} | MaximumArchiveDays=90 | DesiredRemainingSpace=500,9495,GPA_MTJU_230_PM_29-PA4:IH,,333,8736f6c7-ad41-4b43-b4f6-e684e0d4ad20,MTJU_230_PM_29,Mtju_230_Pm_29,60,1,companyAcronym= | protocolName=IEEE C37.118.2-2011 | vendorAcronym= | vendorDeviceName= | interconnectionName=,,,,10,STTP,Streaming Telemetry Transport Protocol,2,4,LTMTJB_2_FA_A,I,+,0,MTJU_230_PM_29-PA4,0.0,1.0,Mtju_230_Pm_29 LTMTJB_2_FA_A + Current Phase Angle,0,1,1,Degrees,Phasor,IPHA,Current Phase Angle,PA,-98.6,37.5,PPA:9495,2021-08-06 18:15:28
} | MaximumArchiveDays=90 | DesiredRemainingSpace=500,9496,GPA_MTJU_230_PM_29-PM5:I,,333,8736f6c7-ad41-4b43-b4f6-e684e0d4ad20,MTJU_230_PM_29,Mtju_230_Pm_29,60,1,companyAcronym= | protocolName=IEEE C37.118.2-2011 | vendorAcronym= | vendorDeviceName= | interconnectionName=,,,,10,STTP,Streaming Telemetry Transport Protocol,1,5,LTMTJB_2_FA_B,I,+,0,MTJU_230_PM_29-PM5,0.0,1.0,Mtju_230_Pm_29 LTMTJB_2_FA_B + Current Magnitude,0,1,1,Amps,Phasor,IPHM,Current Magnitude,PM,-98.6,37.5,PPA:9496,2021-08-06 18:15:28
} | MaximumArchiveDays=90 | DesiredRemainingSpace=500,9497,GPA_MTJU_230_PM_29-PA5:IH,,333,8736f6c7-ad41-4b43-b4f6-e684e0d4ad20,MTJU_230_PM_29,Mtju_230_Pm_29,60,1,companyAcronym= | protocolName=IEEE C37.118.2-2011 | vendorAcronym= | vendorDeviceName= | interconnectionName=,,,,10,STTP,Streaming Telemetry Transport Protocol,2,5,LTMTJB_2_FA_B,I,+,0,MTJU_230_PM_29-PA5,0.0,1.0,Mtju_230_Pm_29 LTMTJB_2_FA_B + Current Phase Angle,0,1,1,Degrees,Phasor,IPHA,Current Phase Angle,PA,-98.6,37.5,PPA:9497,2021-08-06 18:15:28
} | MaximumArchiveDays=90 | DesiredRemainingSpace=500,9498,GPA_MTJU_230_PM_29-PM6:I,,333,8736f6c7-ad41-4b43-b4f6-e684e0d4ad20,MTJU_230_PM_29,Mtju_230_Pm_29,60,1,companyAcronym= | protocolName=IEEE C37.118.2-2011 | vendorAcronym= | vendorDeviceName= | interconnectionName=,,,,10,STTP,Streaming Telemetry Transport Protocol,1,6,LTMTJB_2_FA_C,I,+,0,MTJU_230_PM_29-PM6,0.0,1.0,Mtju_230_Pm_29 LTMTJB_2_FA_C + Current Magnitude,0,1,1,Amps,Phasor,IPHM,Current Magnitude,PM,-98.6,37.5,PPA:9498,2021-08-06 18:15:28
} | MaximumArchiveDays=90 | DesiredRemainingSpace=500,9499,GPA_MTJU_230_PM_29-PA6:IH,,333,8736f6c7-ad41-4b43-b4f6-e684e0d4ad20,MTJU_230_PM_29,Mtju_230_Pm_29,60,1,companyAcronym= | protocolName=IEEE C37.118.2-2011 | vendorAcronym= | vendorDeviceName= | interconnectionName=,,,,10,STTP,Streaming Telemetry Transport Protocol,2,6,LTMTJB_2_FA_C,I,+,0,MTJU_230_PM_29-PA6,0.0,1.0,Mtju_230_Pm_29 LTMTJB_2_FA_C + Current Phase Angle,0,1,1,Degrees,Phasor,IPHA,Current Phase Angle,PA,-98.6,37.5,PPA:9499,2021-08-06 18:15:28
} | MaximumArchiveDays=90 | DesiredRemainingSpace=500,9500,GPA_MTJU_230_PM_29-PM7:I,,333,8736f6c7-ad41-4b43-b4f6-e684e0d4ad20,MTJU_230_PM_29,Mtju_230_Pm_29,60,1,companyAcronym= | protocolName=IEEE C37.118.2-2011 | vendorAcronym= | vendorDeviceName= | interconnectionName=,,,,10,STTP,Streaming Telemetry Transport Protocol,1,7,LTMTJB_2_FA_P,I,+,0,MTJU_230_PM_29-PM7,0.0,1.0,Mtju_230_Pm_29 LTMTJB_2_FA_P + Current Magnitude,0,1,1,Amps,Phasor,IPHM,Current Magnitude,PM,-98.6,37.5,PPA:9500,2021-08-06 18:15:28
} | MaximumArchiveDays=90 | DesiredRemainingSpace=500,9501,GPA_MTJU_230_PM_29-PA7:IH,,333,8736f6c7-ad41-4b43-b4f6-e684e0d4ad20,MTJU_230_PM_29,Mtju_230_Pm_29,60,1,companyAcronym= | protocolName=IEEE C37.118.2-2011 | vendorAcronym= | vendorDeviceName= | interconnectionName=,,,,10,STTP,Streaming Telemetry Transport Protocol,2,7,LTMTJB_2_FA_P,I,+,0,MTJU_230_PM_29-PA7,0.0,1.0,Mtju_230_Pm_29 LTMTJB_2_FA_P + Current Phase Angle,0,1,1,Degrees,Phasor,IPHA,Current Phase Angle,PA,-98.6,37.5,PPA:9501,2021-08-06 18:15:28
} | MaximumArchiveDays=90 | DesiredRemainingSpace=500,9502,GPA_MTJU_230_PM_29-PM8:V,,333,8736f6c7-ad41-4b43-b4f6-e684e0d4ad20,MTJU_230_PM_29,Mtju_230_Pm_29,60,1,companyAcronym= | protocolName=IEEE C37.118.2-2011 | vendorAcronym= | vendorDeviceName= | interconnectionName=,,,,10,STTP,Streaming Telemetry Transport Protocol,3,8,LTMTJB_2_FV_P,V,+,0,MTJU_230_PM_29-PM8,0.0,1.0,Mtju_230_Pm_29 LTMTJB_2_FV_P + Voltage Magnitude,0,1,1,Volts,Phasor,VPHM,Voltage Magnitude,PM,-98.6,37.5,PPA:9502,2021-08-06 18:15:28
} | MaximumArchiveDays=90 | DesiredRemainingSpace=500,9503,GPA_MTJU_230_PM_29-PA8:VH,,333,8736f6c7-ad41-4b43-b4f6-e684e0d4ad20,MTJU_230_PM_29,Mtju_230_Pm_29,60,1,companyAcronym= | protocolName=IEEE C37.118.2-2011 | vendorAcronym= | vendorDeviceName= | interconnectionName=,,,,10,STTP,Streaming Telemetry Transport Protocol,4,8,LTMTJB_2_FV_P,V,+,0,MTJU_230_PM_29-PA8,0.0,1.0,Mtju_230_Pm_29 LTMTJB_2_FV_P + Voltage Phase Angle,0,1,1,Degrees,Phasor,VPHA,Voltage Phase Angle,PA,-98.6,37.5,PPA:9503,2021-08-06 18:15:28
} | MaximumArchiveDays=90 | DesiredRemainingSpace=500,9504,ONS_TOCO_500_PM_01!PMU:ST1,,315,8736f6c7-ad41-4b43-b4f6-e684e0d4ad20,TOCO_500_PM_01,Toco_500_Pm_01,60,1,companyAcronym= | protocolName=IEEE C37.118.2-2011 | vendorAcronym= | vendorDeviceName= | interconnectionName=,,,,10,STTP,Streaming Telemetry Transport Protocol,11,,,,,,TOCO_500_PM_01!PMU-ST1,0.0,1.0,Device statistic for Number of data quality errors reported by device during last reporting interval.,0,1,1,,Any,STAT,Statistic,ST,-98.6,37.5,PPA:9504,2021-08-06 18:15:30
} | MaximumArchiveDays=90 | DesiredRemainingSpace=500,9505,ONS_TOCO_500_PM_01!PMU:ST2,,315,8736f6c7-ad41-4b43-b4f6-e684e0d4ad20,TOCO_500_PM_01,Toco_500_Pm_01,60,1,companyAcronym= | protocolName=IEEE C37.118.2-2011 | vendorAcronym= | vendorDeviceName= | interconnectionName=,,,,10,STTP,Streaming Telemetry Transport Protocol,11,,,,,,TOCO_500_PM_01!PMU-ST2,0.0,1.0,Device statistic for Number of time quality errors reported by device during last reporting interval.,0,1,1,,Any,STAT,Statistic,ST,-98.6,37.5,PPA:9505,2021-08-06 18:15:30
} | MaximumArchiveDays=90 | DesiredRemainingSpace=500,9506,ONS_TOCO_500_PM_01!PMU:ST3,,315,8736f6c7-ad41-4b43-b4f6-e684e0d4ad20,TOCO_500_PM_01,Toco_500_Pm_01,60,1,companyAcronym= | protocolName=IEEE C37.118.2-2011 | vendorAcronym= | vendorDeviceName= | interconnectionName=,,,,10,STTP,Streaming Telemetry Transport Protocol,11,,,,,,TOCO_500_PM_01!PMU-ST3,0.0,1.0,Device statistic for Number of device errors reported by device during last reporting interval.,0,1,1,,Any,STAT,Statistic,ST,-98.6,37.5,PPA:9506,2021-08-06 18:15:30
} | MaximumArchiveDays=90 | DesiredRemainingSpace=500,9507,ONS_TOCO_500_PM_01!PMU:ST4,,315,8736f6c7-ad41-4b43-b4f6-e684e0d4ad20,TOCO_500_PM_01,Toco_500_Pm_01,60,1,companyAcronym= | protocolName=IEEE C37.118.2-2011 | vendorAcronym= | vendorDeviceName= | interconnectionName=,,,,10,STTP,Streaming Telemetry Transport Protocol,11,,,,,,TOCO_500_PM_01!PMU-ST4,0.0,1.0,Device statistic for Number of measurements received from device during last reporting interval.,0,1,1,,Any,STAT,Statistic,ST,-98.6,37.5,PPA:9507,2021-08-06 18:15:30
} | MaximumArchiveDays=90 | DesiredRemainingSpace=500,9508,ONS_TOCO_500_PM_01!PMU:ST5,,315,8736f6c7-ad41-4b43-b4f6-e684e0d4ad20,TOCO_500_PM_01,Toco_500_Pm_01,60,1,companyAcronym= | protocolName=IEEE C37.118.2-2011 | vendorAcronym= | vendorDeviceName= | interconnectionName=,,,,10,STTP,Streaming Telemetry Transport Protocol,11,,,,,,TOCO_500_PM_01!PMU-ST5,0.0,1.0,Device statistic for Expected number of measurements received from device during last reporting interval.,0,1,1,,Any,STAT,Statistic,ST,-98.6,37.5,PPA:9508,2021-08-06 18:15:30
} | MaximumArchiveDays=90 | DesiredRemainingSpace=500,9509,ONS_TOCO_500_PM_01!PMU:ST6,,315,8736f6c7-ad41-4b43-b4f6-e684e0d4ad20,TOCO_500_PM_01,Toco_500_Pm_01,60,1,companyAcronym= | protocolName=IEEE C37.118.2-2011 | vendorAcronym= | vendorDeviceName= | interconnectionName=,,,,10,STTP,Streaming Telemetry Transport Protocol,11,,,,,,TOCO_500_PM_01!PMU-ST6,0.0,1.0,Device statistic for Number of measurements received while device was reporting errors during last reporting interval.,0,1,1,,Any,STAT,Statistic,ST,-98.6,37.5,PPA:9509,2021-08-06 18:15:30
} | MaximumArchiveDays=90 | DesiredRemainingSpace=500,9510,ONS_TOCO_500_PM_01!PMU:ST7,,315,8736f6c7-ad41-4b43-b4f6-e684e0d4ad20,TOCO_500_PM_01,Toco_500_Pm_01,60,1,companyAcronym= | protocolName=IEEE C37.118.2-2011 | vendorAcronym= | vendorDeviceName= | interconnectionName=,,,,10,STTP,Streaming Telemetry Transport Protocol,11,,,,,,TOCO_500_PM_01!PMU-ST7,0.0,1.0,Device statistic for Number of defined measurements (per frame) from device during last reporting interval.,0,1,1,,Any,STAT,Statistic,ST,-98.6,37.5,PPA:9510,2021-08-06 18:15:30
} | MaximumArchiveDays=90 | DesiredRemainingSpace=500,9511,ONS_TOCO_500_PM_02!PMU:ST1,,316,8736f6c7-ad41-4b43-b4f6-e684e0d4ad20,TOCO_500_PM_02,Toco_500_Pm_02,60,1,companyAcronym= | protocolName=IEEE C37.118.2-2011 | vendorAcronym= | vendorDeviceName= | interconnectionName=,,,,10,STTP,Streaming Telemetry Transport Protocol,11,,,,,,TOCO_500_PM_02!PMU-ST1,0.0,1.0,Device statistic for Number of data quality errors reported by device during last reporting interval.,0,1,1,,Any,STAT,Statistic,ST,-98.6,37.5,PPA:9511,2021-08-06 18:15:30
} | MaximumArchiveDays=90 | DesiredRemainingSpace=500,9512,ONS_TOCO_500_PM_02!PMU:ST2,,316,8736f6c7-ad41-4b43-b4f6-e684e0d4ad20,TOCO_500_PM_02,Toco_500_Pm_02,60,1,companyAcronym= | protocolName=IEEE C37.118.2-2011 | vendorAcronym= | vendorDeviceName= | interconnectionName=,,,,10,STTP,Streaming Telemetry Transport Protocol,11,,,,,,TOCO_500_PM_02!PMU-ST2,0.0,1.0,Device statistic for Number of time quality errors reported by device during last reporting interval.,0,1,1,,Any,STAT,Statistic,ST,-98.6,37.5,PPA:9512,2021-08-06 18:15:30
} | MaximumArchiveDays=90 | DesiredRemainingSpace=500,9513,ONS_TOCO_500_PM_02!PMU:ST3,,316,8736f6c7-ad41-4b43-b4f6-e684e0d4ad20,TOCO_500_PM_02,Toco_500_Pm_02,60,1,companyAcronym= | protocolName=IEEE C37.118.2-2011 | vendorAcronym= | vendorDeviceName= | interconnectionName=,,,,10,STTP,Streaming Telemetry Transport Protocol,11,,,,,,TOCO_500_PM_02!PMU-ST3,0.0,1.0,Device statistic for Number of device errors reported by device during last reporting interval.,0,1,1,,Any,STAT,Statistic,ST,-98.6,37.5,PPA:9513,2021-08-06 18:15:30
} | MaximumArchiveDays=90 | DesiredRemainingSpace=500,9514,ONS_TOCO_500_PM_02!PMU:ST4,,316,8736f6c7-ad41-4b43-b4f6-e684e0d4ad20,TOCO_500_PM_02,Toco_500_Pm_02,60,1,companyAcronym= | protocolName=IEEE C37.118.2-2011 | vendorAcronym= | vendorDeviceName= | interconnectionName=,,,,10,STTP,Streaming Telemetry Transport Protocol,11,,,,,,TOCO_500_PM_02!PMU-ST4,0.0,1.0,Device statistic for Number of measurements received from device during last reporting interval.,0,1,1,,Any,STAT,Statistic,ST,-98.6,37.5,PPA:9514,2021-08-06 18:15:30
} | MaximumArchiveDays=90 | DesiredRemainingSpace=500,9515,ONS_TOCO_500_PM_02!PMU:ST5,,316,8736f6c7-ad41-4b43-b4f6-e684e0d4ad20,TOCO_500_PM_02,Toco_500_Pm_02,60,1,companyAcronym= | protocolName=IEEE C37.118.2-2011 | vendorAcronym= | vendorDeviceName= | interconnectionName=,,,,10,STTP,Streaming Telemetry Transport Protocol,11,,,,,,TOCO_500_PM_02!PMU-ST5,0.0,1.0,Device statistic for Expected number of measurements received from device during last reporting interval.,0,1,1,,Any,STAT,Statistic,ST,-98.6,37.5,PPA:9515,2021-08-06 18:15:30
} | MaximumArchiveDays=90 | DesiredRemainingSpace=500,9516,ONS_TOCO_500_PM_02!PMU:ST6,,316,8736f6c7-ad41-4b43-b4f6-e684e0d4ad20,TOCO_500_PM_02,Toco_500_Pm_02,60,1,companyAcronym= | protocolName=IEEE C37.118.2-2011 | vendorAcronym= | vendorDeviceName= | interconnectionName=,,,,10,STTP,Streaming Telemetry Transport Protocol,11,,,,,,TOCO_500_PM_02!PMU-ST6,0.0,1.0,Device statistic for Number of measurements received while device was reporting errors during last reporting interval.,0,1,1,,Any,STAT,Statistic,ST,-98.6,37.5,PPA:9516,2021-08-06 18:15:30
} | MaximumArchiveDays=90 | DesiredRemainingSpace=500,9517,ONS_TOCO_500_PM_02!PMU:ST7,,316,8736f6c7-ad41-4b43-b4f6-e684e0d4ad20,TOCO_500_PM_02,Toco_500_Pm_02,60,1,companyAcronym= | protocolName=IEEE C37.118.2-2011 | vendorAcronym= | vendorDeviceName= | interconnectionName=,,,,10,STTP,Streaming Telemetry Transport Protocol,11,,,,,,TOCO_500_PM_02!PMU-ST7,0.0,1.0,Device statistic for Number of defined measurements (per frame) from device during last reporting interval.,0,1,1,,Any,STAT,Statistic,ST,-98.6,37.5,PPA:9517,2021-08-06 18:15:30
} | MaximumArchiveDays=90 | DesiredRemainingSpace=500,9518,ONS_TOCO_500_PM_03!PMU:ST1,,317,8736f6c7-ad41-4b43-b4f6-e684e0d4ad20,TOCO_500_PM_03,Toco_500_Pm_03,60,1,companyAcronym= | protocolName=IEEE C37.118.2-2011 | vendorAcronym= | vendorDeviceName= | interconnectionName=,,,,10,STTP,Streaming Telemetry Transport Protocol,11,,,,,,TOCO_500_PM_03!PMU-ST1,0.0,1.0,Device statistic for Number of data quality errors reported by device during last reporting interval.,0,1,1,,Any,STAT,Statistic,ST,-98.6,37.5,PPA:9518,2021-08-06 18:15:30
} | MaximumArchiveDays=90 | DesiredRemainingSpace=500,9519,ONS_TOCO_500_PM_03!PMU:ST2,,317,8736f6c7-ad41-4b43-b4f6-e684e0d4ad20,TOCO_500_PM_03,Toco_500_Pm_03,60,1,companyAcronym= | protocolName=IEEE C37.118.2-2011 | vendorAcronym= | vendorDeviceName= | interconnectionName=,,,,10,STTP,Streaming Telemetry Transport Protocol,11,,,,,,TOCO_500_PM_03!PMU-ST2,0.0,1.0,Device statistic for Number of time quality errors reported by device during last reporting interval.,0,1,1,,Any,STAT,Statistic,ST,-98.6,37.5,PPA:9519,2021-08-06 18:15:30
} | MaximumArchiveDays=90 | DesiredRemainingSpace=500,9520,ONS_TOCO_500_PM_03!PMU:ST3,,317,8736f6c7-ad41-4b43-b4f6-e684e0d4ad20,TOCO_500_PM_03,Toco_500_Pm_03,60,1,companyAcronym= | protocolName=IEEE C37.118.2-2011 | vendorAcronym= | vendorDeviceName= | interconnectionName=,,,,10,STTP,Streaming Telemetry Transport Protocol,11,,,,,,TOCO_500_PM_03!PMU-ST3,0.0,1.0,Device statistic for Number of device errors reported by device during last reporting interval.,0,1,1,,Any,STAT,Statistic,ST,-98.6,37.5,PPA:9520,2021-08-06 18:15:30
} | MaximumArchiveDays=90 | DesiredRemainingSpace=500,9521,ONS_TOCO_500_PM_03!PMU:ST4,,317,8736f6c7-ad41-4b43-b4f6-e684e0d4ad20,TOCO_500_PM_03,Toco_500_Pm_03,60,1,companyAcronym= | protocolName=IEEE C37.118.2-2011 | vendorAcronym= | vendorDeviceName= | interconnectionName=,,,,10,STTP,Streaming Telemetry Transport Protocol,11,,,,,,TOCO_500_PM_03!PMU-ST4,0.0,1.0,Device statistic for Number of measurements received from device during last reporting interval.,0,1,1,,Any,STAT,Statistic,ST,-98.6,37.5,PPA:9521,2021-08-06 18:15:30
} | MaximumArchiveDays=90 | DesiredRemainingSpace=500,9522,ONS_TOCO_500_PM_03!PMU:ST5,,317,8736f6c7-ad41-4b43-b4f6-e684e0d4ad20,TOCO_500_PM_03,Toco_500_Pm_03,60,1,companyAcronym= | protocolName=IEEE C37.118.2-2011 | vendorAcronym= | vendorDeviceName= | interconnectionName=,,,,10,STTP,Streaming Telemetry Transport Protocol,11,,,,,,TOCO_500_PM_03!PMU-ST5,0.0,1.0,Device statistic for Expected number of measurements received from device during last reporting interval.,0,1,1,,Any,STAT,Statistic,ST,-98.6,37.5,PPA:9522,2021-08-06 18:15:30
} | MaximumArchiveDays=90 | DesiredRemainingSpace=500,9523,ONS_TOCO_500_PM_03!PMU:ST6,,317,8736f6c7-ad41-4b43-b4f6-e684e0d4ad20,TOCO_500_PM_03,Toco_500_Pm_03,60,1,companyAcronym= | protocolName=IEEE C37.118.2-2011 | vendorAcronym= | vendorDeviceName= | interconnectionName=,,,,10,STTP,Streaming Telemetry Transport Protocol,11,,,,,,TOCO_500_PM_03!PMU-ST6,0.0,1.0,Device statistic for Number of measurements received while device was reporting errors during last reporting interval.,0,1,1,,Any,STAT,Statistic,ST,-98.6,37.5,PPA:9523,2021-08-06 18:15:30
} | MaximumArchiveDays=90 | DesiredRemainingSpace=500,9524,ONS_TOCO_500_PM_03!PMU:ST7,,317,8736f6c7-ad41-4b43-b4f6-e684e0d4ad20,TOCO_500_PM_03,Toco_500_Pm_03,60,1,companyAcronym= | protocolName=IEEE C37.118.2-2011 | vendorAcronym= | vendorDeviceName= | interconnectionName=,,,,10,STTP,Streaming Telemetry Transport Protocol,11,,,,,,TOCO_500_PM_03!PMU-ST7,0.0,1.0,Device statistic for Number of defined measurements (per frame) from device during last reporting interval.,0,1,1,,Any,STAT,Statistic,ST,-98.6,37.5,PPA:9524,2021-08-06 18:15:30
} | MaximumArchiveDays=90 | DesiredRemainingSpace=500,9525,ONS_TOCO_500_PM_04!PMU:ST1,,318,8736f6c7-ad41-4b43-b4f6-e684e0d4ad20,TOCO_500_PM_04,Toco_500_Pm_04,60,1,companyAcronym= | protocolName=IEEE C37.118.2-2011 | vendorAcronym= | vendorDeviceName= | interconnectionName=,,,,10,STTP,Streaming Telemetry Transport Protocol,11,,,,,,TOCO_500_PM_04!PMU-ST1,0.0,1.0,Device statistic for Number of data quality errors reported by device during last reporting interval.,0,1,1,,Any,STAT,Statistic,ST,-98.6,37.5,PPA:9525,2021-08-06 18:15:30
} | MaximumArchiveDays=90 | DesiredRemainingSpace=500,9526,ONS_TOCO_500_PM_04!PMU:ST2,,318,8736f6c7-ad41-4b43-b4f6-e684e0d4ad20,TOCO_500_PM_04,Toco_500_Pm_04,60,1,companyAcronym= | protocolName=IEEE C37.118.2-2011 | vendorAcronym= | vendorDeviceName= | interconnectionName=,,,,10,STTP,Streaming Telemetry Transport Protocol,11,,,,,,TOCO_500_PM_04!PMU-ST2,0.0,1.0,Device statistic for Number of time quality errors reported by device during last reporting interval.,0,1,1,,Any,STAT,Statistic,ST,-98.6,37.5,PPA:9526,2021-08-06 18:15:30
} | MaximumArchiveDays=90 | DesiredRemainingSpace=500,9527,ONS_TOCO_500_PM_04!PMU:ST3,,318,8736f6c7-ad41-4b43-b4f6-e684e0d4ad20,TOCO_500_PM_04,Toco_500_Pm_04,60,1,companyAcronym= | protocolName=IEEE C37.118.2-2011 | vendorAcronym= | vendorDeviceName= | interconnectionName=,,,,10,STTP,Streaming Telemetry Transport Protocol,11,,,,,,TOCO_500_PM_04!PMU-ST3,0.0,1.0,Device statistic for Number of device errors reported by device during last reporting interval.,0,1,1,,Any,STAT,Statistic,ST,-98.6,37.5,PPA:9527,2021-08-06 18:15:30
} | MaximumArchiveDays=90 | DesiredRemainingSpace=500,9528,ONS_TOCO_500_PM_04!PMU:ST4,,318,8736f6c7-ad41-4b43-b4f6-e684e0d4ad20,TOCO_500_PM_04,Toco_500_Pm_04,60,1,companyAcronym= | protocolName=IEEE C37.118.2-2011 | vendorAcronym= | vendorDeviceName= | interconnectionName=,,,,10,STTP,Streaming Telemetry Transport Protocol,11,,,,,,TOCO_500_PM_04!PMU-ST4,0.0,1.0,Device statistic for Number of measurements received from device during last reporting interval.,0,1,1,,Any,STAT,Statistic,ST,-98.6,37.5,PPA:9528,2021-08-06 18:15:30
} | MaximumArchiveDays=90 | DesiredRemainingSpace=500,9529,ONS_TOCO_500_PM_04!PMU:ST5,,318,8736f6c7-ad41-4b43-b4f6-e684e0d4ad20,TOCO_500_PM_04,Toco_500_Pm_04,60,1,companyAcronym= | protocolName=IEEE C37.118.2-2011 | vendorAcronym= | vendorDeviceName= | interconnectionName=,,,,10,STTP,Streaming Telemetry Transport Protocol,11,,,,,,TOCO_500_PM_04!PMU-ST5,0.0,1.0,Device statistic for Expected number of measurements received from device during last reporting interval.,0,1,1,,Any,STAT,Statistic,ST,-98.6,37.5,PPA:9529,2021-08-06 18:15:30
} | MaximumArchiveDays=90 | DesiredRemainingSpace=500,9530,ONS_TOCO_500_PM_04!PMU:ST6,,318,8736f6c7-ad41-4b43-b4f6-e684e0d4ad20,TOCO_500_PM_04,Toco_500_Pm_04,60,1,companyAcronym= | protocolName=IEEE C37.118.2-2011 | vendorAcronym= | vendorDeviceName= | interconnectionName=,,,,10,STTP,Streaming Telemetry Transport Protocol,11,,,,,,TOCO_500_PM_04!PMU-ST6,0.0,1.0,Device statistic for Number of measurements received while device was reporting errors during last reporting interval.,0,1,1,,Any,STAT,Statistic,ST,-98.6,37.5,PPA:9530,2021-08-06 18:15:30
} | MaximumArchiveDays=90 | DesiredRemainingSpace=500,9531,ONS_TOCO_500_PM_04!PMU:ST7,,318,8736f6c7-ad41-4b43-b4f6-e684e0d4ad20,TOCO_500_PM_04,Toco_500_Pm_04,60,1,companyAcronym= | protocolName=IEEE C37.118.2-2011 | vendorAcronym= | vendorDeviceName= | interconnectionName=,,,,10,STTP,Streaming Telemetry Transport Protocol,11,,,,,,TOCO_500_PM_04!PMU-ST7,0.0,1.0,Device statistic for Number of defined measurements (per frame) from device during last reporting interval.,0,1,1,,Any,STAT,Statistic,ST,-98.6,37.5,PPA:9531,2021-08-06 18:15:30
} | MaximumArchiveDays=90 | DesiredRemainingSpace=500,9532,ONS_MAIZ_500_PM_05!PMU:ST1,,319,8736f6c7-ad41-4b43-b4f6-e684e0d4ad20,MAIZ_500_PM_05,Maiz_500_Pm_05,60,1,companyAcronym= | protocolName=IEEE C37.118.2-2011 | vendorAcronym= | vendorDeviceName= | interconnectionName=,,,,10,STTP,Streaming Telemetry Transport Protocol,11,,,,,,MAIZ_500_PM_05!PMU-ST1,0.0,1.0,Device statistic for Number of data quality errors reported by device during last reporting interval.,0,1,1,,Any,STAT,Statistic,ST,-98.6,37.5,PPA:9532,2021-08-06 18:15:30
} | MaximumArchiveDays=90 | DesiredRemainingSpace=500,9533,ONS_MAIZ_500_PM_05!PMU:ST2,,319,8736f6c7-ad41-4b43-b4f6-e684e0d4ad20,MAIZ_500_PM_05,Maiz_500_Pm_05,60,1,companyAcronym= | protocolName=IEEE C37.118.2-2011 | vendorAcronym= | vendorDeviceName= | interconnectionName=,,,,10,STTP,Streaming Telemetry Transport Protocol,11,,,,,,MAIZ_500_PM_05!PMU-ST2,0.0,1.0,Device statistic for Number of time quality errors reported by device during last reporting interval.,0,1,1,,Any,STAT,Statistic,ST,-98.6,37.5,PPA:9533,2021-08-06 18:15:30
} | MaximumArchiveDays=90 | DesiredRemainingSpace=500,9534,ONS_MAIZ_500_PM_05!PMU:ST3,,319,8736f6c7-ad41-4b43-b4f6-e684e0d4ad20,MAIZ_500_PM_05,Maiz_500_Pm_05,60,1,companyAcronym= | protocolName=IEEE C37.118.2-2011 | vendorAcronym= | vendorDeviceName= | interconnectionName=,,,,10,STTP,Streaming Telemetry Transport Protocol,11,,,,,,MAIZ_500_PM_05!PMU-ST3,0.0,1.0,Device statistic for Number of device errors reported by device during last reporting interval.,0,1,1,,Any,STAT,Statistic,ST,-98.6,37.5,PPA:9534,2021-08-06 18:15:30
} | MaximumArchiveDays=90 | DesiredRemainingSpace=500,9535,ONS_MAIZ_500_PM_05!PMU:ST4,,319,8736f6c7-ad41-4b43-b4f6-e684e0d4ad20,MAIZ_500_PM_05,Maiz_500_Pm_05,60,1,companyAcronym= | protocolName=IEEE C37.118.2-2011 | vendorAcronym= | vendorDeviceName= | interconnectionName=,,,,10,STTP,Streaming Telemetry Transport Protocol,11,,,,,,MAIZ_500_PM_05!PMU-ST4,0.0,1.0,Device statistic for Number of measurements received from device during last reporting interval.,0,1,1,,Any,STAT,Statistic,ST,-98.6,37.5,PPA:9535,2021-08-06 18:15:30
} | MaximumArchiveDays=90 | DesiredRemainingSpace=500,9536,ONS_MAIZ_500_PM_05!PMU:ST5,,319,8736f6c7-ad41-4b43-b4f6-e684e0d4ad20,MAIZ_500_PM_05,Maiz_500_Pm_05,60,1,companyAcronym= | protocolName=IEEE C37.118.2-2011 | vendorAcronym= | vendorDeviceName= | interconnectionName=,,,,10,STTP,Streaming Telemetry Transport Protocol,11,,,,,,MAIZ_500_PM_05!PMU-ST5,0.0,1.0,Device statistic for Expected number of measurements received from device during last reporting interval.,0,1,1,,Any,STAT,Statistic,ST,-98.6,37.5,PPA:9536,2021-08-06 18:15:30
} | MaximumArchiveDays=90 | DesiredRemainingSpace=500,9537,ONS_MAIZ_500_PM_05!PMU:ST6,,319,8736f6c7-ad41-4b43-b4f6-e684e0d4ad20,MAIZ_500_PM_05,Maiz_500_Pm_05,60,1,companyAcronym= | protocolName=IEEE C37.118.2-2011 | vendorAcronym= | vendorDeviceName= | interconnectionName=,,,,10,STTP,Streaming Telemetry Transport Protocol,11,,,,,,MAIZ_500_PM_05!PMU-ST6,0.0,1.0,Device statistic for Number of measurements received while device was reporting errors during last reporting interval.,0,1,1,,Any,STAT,Statistic,ST,-98.6,37.5,PPA:9537,2021-08-06 18:15:30
} | MaximumArchiveDays=90 | DesiredRemainingSpace=500,9538,ONS_MAIZ_500_PM_05!PMU:ST7,,319,8736f6c7-ad41-4b43-b4f6-e684e0d4ad20,MAIZ_500_PM_05,Maiz_500_Pm_05,60,1,companyAcronym= | protocolName=IEEE C37.118.2-2011 | vendorAcronym= | vendorDeviceName= | interconnectionName=,,,,10,STTP,Streaming Telemetry Transport Protocol,11,,,,,,MAIZ_500_PM_05!PMU-ST7,0.0,1.0,Device statistic for Number of defined measurements (per frame) from device during last reporting interval.,0,1,1,,Any,STAT,Statistic,ST,-98.6,37.5,PPA:9538,2021-08-06 18:15:30
} | MaximumArchiveDays=90 | DesiredRemainingSpace=500,9539,ONS_GOSTSM_500_PM_06!PMU:ST1,,320,8736f6c7-ad41-4b43-b4f6-e684e0d4ad20,GOSTSM_500_PM_06,Gostsm_500_Pm_06,60,1,companyAcronym= | protocolName=IEEE C37.118.2-2011 | vendorAcronym= | vendorDeviceName= | interconnectionName=,,,,10,STTP,Streaming Telemetry Transport Protocol,11,,,,,,GOSTSM_500_PM_06!PMU-ST1,0.0,1.0,Device statistic for Number of data quality errors reported by device during last reporting interval.,0,1,1,,Any,STAT,Statistic,ST,-98.6,37.5,PPA:9539,2021-08-06 18:15:30
} | MaximumArchiveDays=90 | DesiredRemainingSpace=500,9540,ONS_GOSTSM_500_PM_06!PMU:ST2,,320,8736f6c7-ad41-4b43-b4f6-e684e0d4ad20,GOSTSM_500_PM_06,Gostsm_500_Pm_06,60,1,companyAcronym= | protocolName=IEEE C37.118.2-2011 | vendorAcronym= | vendorDeviceName= | interconnectionName=,,,,10,STTP,Streaming Telemetry Transport Protocol,11,,,,,,GOSTSM_500_PM_06!PMU-ST2,0.0,1.0,Device statistic for Number of time quality errors reported by device during last reporting interval.,0,1,1,,Any,STAT,Statistic,ST,-98.6,37.5,PPA:9540,2021-08-06 18:15:30
} | MaximumArchiveDays=90 | DesiredRemainingSpace=500,9541,ONS_GOSTSM_500_PM_06!PMU:ST3,,320,8736f6c7-ad41-4b43-b4f6-e684e0d4ad20,GOSTSM_500_PM_06,Gostsm_500_Pm_06,60,1,companyAcronym= | protocolName=IEEE C37.118.2-2011 | vendorAcronym= | vendorDeviceName= | interconnectionName=,,,,10,STTP,Streaming Telemetry Transport Protocol,11,,,,,,GOSTSM_500_PM_06!PMU-ST3,0.0,1.0,Device statistic for Number of device errors reported by device during last reporting interval.,0,1,1,,Any,STAT,Statistic,ST,-98.6,37.5,PPA:9541,2021-08-06 18:15:30
} | MaximumArchiveDays=90 | DesiredRemainingSpace=500,9542,ONS_GOSTSM_500_PM_06!PMU:ST4,,320,8736f6c7-ad41-4b43-b4f6-e684e0d4ad20,GOSTSM_500_PM_06,Gostsm_500_Pm_06,60,1,companyAcronym= | protocolName=IEEE C37.118.2-2011 | vendorAcronym= | vendorDeviceName= | interconnectionName=,,,,10,STTP,Streaming Telemetry Transport Protocol,11,,,,,,GOSTSM_500_PM_06!PMU-ST4,0.0,1.0,Device statistic for Number of measurements received from device during last reporting interval.,0,1,1,,Any,STAT,Statistic,ST,-98.6,37.5,PPA:9542,2021-08-06 18:15:30
} | MaximumArchiveDays=90 | DesiredRemainingSpace=500,9543,ONS_GOSTSM_500_PM_06!PMU:ST5,,320,8736f6c7-ad41-4b43-b4f6-e684e0d4ad20,GOSTSM_500_PM_06,Gostsm_500_Pm_06,60,1,companyAcronym= | protocolName=IEEE C37.118.2-2011 | vendorAcronym= | vendorDeviceName= | interconnectionName=,,,,10,STTP,Streaming Telemetry Transport Protocol,11,,,,,,GOSTSM_500_PM_06!PMU-ST5,0.0,1.0,Device statistic for Expected number of measurements received from device during last reporting interval.,0,1,1,,Any,STAT,Statistic,ST,-98.6,37.5,PPA:9543,2021-08-06 18:15:30
} | MaximumArchiveDays=90 | DesiredRemainingSpace=500,9544,ONS_GOSTSM_500_PM_06!PMU:ST6,,320,8736f6c7-ad41-4b43-b4f6-e684e0d4ad20,GOSTSM_500_PM_06,Gostsm_500_Pm_06,60,1,companyAcronym= | protocolName=IEEE C37.118.2-2011 | vendorAcronym= | vendorDeviceName= | interconnectionName=,,,,10,STTP,Streaming Telemetry Transport Protocol,11,,,,,,GOSTSM_500_PM_06!PMU-ST6,0.0,1.0,Device statistic for Number of measurements received while device was reporting errors during last reporting interval.,0,1,1,,Any,STAT,Statistic,ST,-98.6,37.5,PPA:9544,2021-08-06 18:15:30
} | MaximumArchiveDays=90 | DesiredRemainingSpace=500,9545,ONS_GOSTSM_500_PM_06!PMU:ST7,,320,8736f6c7-ad41-4b43-b4f6-e684e0d4ad20,GOSTSM_500_PM_06,Gostsm_500_Pm_06,60,1,companyAcronym= | protocolName=IEEE C37.118.2-2011 | vendorAcronym= | vendorDeviceName= | interconnectionName=,,,,10,STTP,Streaming Telemetry Transport Protocol,11,,,,,,GOSTSM_500_PM_06!PMU-ST7,0.0,1.0,Device statistic for Number of defined measurements (per frame) from device during last reporting interval.,0,1,1,,Any,STAT,Statistic,ST,-98.6,37.5,PPA:9545,2021-08-06 18:15:30
} | MaximumArchiveDays=90 | DesiredRemainingSpace=500,9546,ONS_GOSTSM_500_PM_07!PMU:ST1,,321,8736f6c7-ad41-4b43-b4f6-e684e0d4ad20,GOSTSM_500_PM_07,Gostsm_500_Pm_07,60,1,companyAcronym= | protocolName=IEEE C37.118.2-2011 | vendorAcronym= | vendorDeviceName= | interconnectionName=,,,,10,STTP,Streaming Telemetry Transport Protocol,11,,,,,,GOSTSM_500_PM_07!PMU-ST1,0.0,1.0,Device statistic for Number of data quality errors reported by device during last reporting interval.,0,1,1,,Any,STAT,Statistic,ST,-98.6,37.5,PPA:9546,2021-08-06 18:15:30
} | MaximumArchiveDays=90 | DesiredRemainingSpace=500,9547,ONS_GOSTSM_500_PM_07!PMU:ST2,,321,8736f6c7-ad41-4b43-b4f6-e684e0d4ad20,GOSTSM_500_PM_07,Gostsm_500_Pm_07,60,1,companyAcronym= | protocolName=IEEE C37.118.2-2011 | vendorAcronym= | vendorDeviceName= | interconnectionName=,,,,10,STTP,Streaming Telemetry Transport Protocol,11,,,,,,GOSTSM_500_PM_07!PMU-ST2,0.0,1.0,Device statistic for Number of time quality errors reported by device during last reporting interval.,0,1,1,,Any,STAT,Statistic,ST,-98.6,37.5,PPA:9547,2021-08-06 18:15:30
} | MaximumArchiveDays=90 | DesiredRemainingSpace=500,9548,ONS_GOSTSM_500_PM_07!PMU:ST3,,321,8736f6c7-ad41-4b43-b4f6-e684e0d4ad20,GOSTSM_500_PM_07,Gostsm_500_Pm_07,60,1,companyAcronym= | protocolName=IEEE C37.118.2-2011 | vendorAcronym= | vendorDeviceName= | interconnectionName=,,,,10,STTP,Streaming Telemetry Transport Protocol,11,,,,,,GOSTSM_500_PM_07!PMU-ST3,0.0,1.0,Device statistic for Number of device errors reported by device during last reporting interval.,0,1,1,,Any,STAT,Statistic,ST,-98.6,37.5,PPA:9548,2021-08-06 18:15:30
} | MaximumArchiveDays=90 | DesiredRemainingSpace=500,9549,ONS_GOSTSM_500_PM_07!PMU:ST4,,321,8736f6c7-ad41-4b43-b4f6-e684e0d4ad20,GOSTSM_500_PM_07,Gostsm_500_Pm_07,60,1,companyAcronym= | protocolName=IEEE C37.118.2-2011 | vendorAcronym= | vendorDeviceName= | interconnectionName=,,,,10,STTP,Streaming Telemetry Transport Protocol,11,,,,,,GOSTSM_500_PM_07!PMU-ST4,0.0,1.0,Device statistic for Number of measurements received from device during last reporting interval.,0,1,1,,Any,STAT,Statistic,ST,-98.6,37.5,PPA:9549,2021-08-06 18:15:30
} | MaximumArchiveDays=90 | DesiredRemainingSpace=500,9550,ONS_GOSTSM_500_PM_07!PMU:ST5,,321,8736f6c7-ad41-4b43-b4f6-e684e0d4ad20,GOSTSM_500_PM_07,Gostsm_500_Pm_07,60,1,companyAcronym= | protocolName=IEEE C37.118.2-2011 | vendorAcronym= | vendorDeviceName= | interconnectionName=,,,,10,STTP,Streaming Telemetry Transport Protocol,11,,,,,,GOSTSM_500_PM_07!PMU-ST5,0.0,1.0,Device statistic for Expected number of measurements received from device during last reporting interval.,0,1,1,,Any,STAT,Statistic,ST,-98.6,37.5,PPA:9550,2021-08-06 18:15:30
} | MaximumArchiveDays=90 | DesiredRemainingSpace=500,9551,ONS_GOSTSM_500_PM_07!PMU:ST6,,321,8736f6c7-ad41-4b43-b4f6-e684e0d4ad20,GOSTSM_500_PM_07,Gostsm_500_Pm_07,60,1,companyAcronym= | protocolName=IEEE C37.118.2-2011 | vendorAcronym= | vendorDeviceName= | interconnectionName=,,,,10,STTP,Streaming Telemetry Transport Protocol,11,,,,,,GOSTSM_500_PM_07!PMU-ST6,0.0,1.0,Device statistic for Number of measurements received while device was reporting errors during last reporting interval.,0,1,1,,Any,STAT,Statistic,ST,-98.6,37.5,PPA:9551,2021-08-06 18:15:30
} | MaximumArchiveDays=90 | DesiredRemainingSpace=500,9552,ONS_GOSTSM_500_PM_07!PMU:ST7,,321,8736f6c7-ad41-4b43-b4f6-e684e0d4ad20,GOSTSM_500_PM_07,Gostsm_500_Pm_07,60,1,companyAcronym= | protocolName=IEEE C37.118.2-2011 | vendorAcronym= | vendorDeviceName= | interconnectionName=,,,,10,STTP,Streaming Telemetry Transport Protocol,11,,,,,,GOSTSM_500_PM_07!PMU-ST7,0.0,1.0,Device statistic for Number of defined measurements (per frame) from device during last reporting interval.,0,1,1,,Any,STAT,Statistic,ST,-98.6,37.5,PPA:9552,2021-08-06 18:15:30
} | MaximumArchiveDays=90 | DesiredRemainingSpace=500,9553,ONS_GOSTSM_500_PM_08!PMU:ST1,,322,8736f6c7-ad41-4b43-b4f6-e684e0d4ad20,GOSTSM_500_PM_08,Gostsm_500_Pm_08,60,1,companyAcronym= | protocolName=IEEE C37.118.2-2011 | vendorAcronym= | vendorDeviceName= | interconnectionName=,,,,10,STTP,Streaming Telemetry Transport Protocol,11,,,,,,GOSTSM_500_PM_08!PMU-ST1,0.0,1.0,Device statistic for Number of data quality errors reported by device during last reporting interval.,0,1,1,,Any,STAT,Statistic,ST,-98.6,37.5,PPA:9553,2021-08-06 18:15:30
} | MaximumArchiveDays=90 | DesiredRemainingSpace=500,9554,ONS_GOSTSM_500_PM_08!PMU:ST2,,322,8736f6c7-ad41-4b43-b4f6-e684e0d4ad20,GOSTSM_500_PM_08,Gostsm_500_Pm_08,60,1,companyAcronym= | protocolName=IEEE C37.118.2-2011 | vendorAcronym= | vendorDeviceName= | interconnectionName=,,,,10,STTP,Streaming Telemetry Transport Protocol,11,,,,,,GOSTSM_500_PM_08!PMU-ST2,0.0,1.0,Device statistic for Number of time quality errors reported by device during last reporting interval.,0,1,1,,Any,STAT,Statistic,ST,-98.6,37.5,PPA:9554,2021-08-06 18:15:30
} | MaximumArchiveDays=90 | DesiredRemainingSpace=500,9555,ONS_GOSTSM_500_PM_08!PMU:ST3,,322,8736f6c7-ad41-4b43-b4f6-e684e0d4ad20,GOSTSM_500_PM_08,Gostsm_500_Pm_08,60,1,companyAcronym= | protocolName=IEEE C37.118.2-2011 | vendorAcronym= | vendorDeviceName= | interconnectionName=,,,,10,STTP,Streaming Telemetry Transport Protocol,11,,,,,,GOSTSM_500_PM_08!PMU-ST3,0.0,1.0,Device statistic for Number of device errors reported by device during last reporting interval.,0,1,1,,Any,STAT,Statistic,ST,-98.6,37.5,PPA:9555,2021-08-06 18:15:30
} | MaximumArchiveDays=90 | DesiredRemainingSpace=500,9556,ONS_GOSTSM_500_PM_08!PMU:ST4,,322,8736f6c7-ad41-4b43-b4f6-e684e0d4ad20,GOSTSM_500_PM_08,Gostsm_500_Pm_08,60,1,companyAcronym= | protocolName=IEEE C37.118.2-2011 | vendorAcronym= | vendorDeviceName= | interconnectionName=,,,,10,STTP,Streaming Telemetry Transport Protocol,11,,,,,,GOSTSM_500_PM_08!PMU-ST4,0.0,1.0,Device statistic for Number of measurements received from device during last reporting interval.,0,1,1,,Any,STAT,Statistic,ST,-98.6,37.5,PPA:9556,2021-08-06 18:15:30
} | MaximumArchiveDays=90 | DesiredRemainingSpace=500,9557,ONS_GOSTSM_500_PM_08!PMU:ST5,,322,8736f6c7-ad41-4b43-b4f6-e684e0d4ad20,GOSTSM_500_PM_08,Gostsm_500_Pm_08,60,1,companyAcronym= | protocolName=IEEE C37.118.2-2011 | vendorAcronym= | vendorDeviceName= | interconnectionName=,,,,10,STTP,Streaming Telemetry Transport Protocol,11,,,,,,GOSTSM_500_PM_08!PMU-ST5,0.0,1.0,Device statistic for Expected number of measurements received from device during last reporting interval.,0,1,1,,Any,STAT,Statistic,ST,-98.6,37.5,PPA:9557,2021-08-06 18:15:30
} | MaximumArchiveDays=90 | DesiredRemainingSpace=500,9558,ONS_GOSTSM_500_PM_08!PMU:ST6,,322,8736f6c7-ad41-4b43-b4f6-e684e0d4ad20,GOSTSM_500_PM_08,Gostsm_500_Pm_08,60,1,companyAcronym= | protocolName=IEEE C37.118.2-2011 | vendorAcronym= | vendorDeviceName= | interconnectionName=,,,,10,STTP,Streaming Telemetry Transport Protocol,11,,,,,,GOSTSM_500_PM_08!PMU-ST6,0.0,1.0,Device statistic for Number of measurements received while device was reporting errors during last reporting interval.,0,1,1,,Any,STAT,Statistic,ST,-98.6,37.5,PPA:9558,2021-08-06 18:15:30
} | MaximumArchiveDays=90 | DesiredRemainingSpace=500,9559,ONS_GOSTSM_500_PM_08!PMU:ST7,,322,8736f6c7-ad41-4b43-b4f6-e684e0d4ad20,GOSTSM_500_PM_08,Gostsm_500_Pm_08,60,1,companyAcronym= | protocolName=IEEE C37.118.2-2011 | vendorAcronym= | vendorDeviceName= | interconnectionName=,,,,10,STTP,Streaming Telemetry Transport Protocol,11,,,,,,GOSTSM_500_PM_08!PMU-ST7,0.0,1.0,Device statistic for Number of defined measurements (per frame) from device during last reporting interval.,0,1,1,,Any,STAT,Statistic,ST,-98.6,37.5,PPA:9559,2021-08-06 18:15:30
} | MaximumArchiveDays=90 | DesiredRemainingSpace=500,9560,ONS_DFSTSB_500_PM_09!PMU:ST1,,323,8736f6c7-ad41-4b43-b4f6-e684e0d4ad20,DFSTSB_500_PM_09,Dfstsb_500_Pm_09,60,1,companyAcronym= | protocolName=IEEE C37.118.2-2011 | vendorAcronym= | vendorDeviceName= | interconnectionName=,,,,10,STTP,Streaming Telemetry Transport Protocol,11,,,,,,DFSTSB_500_PM_09!PMU-ST1,0.0,1.0,Device statistic for Number of data quality errors reported by device during last reporting interval.,0,1,1,,Any,STAT,Statistic,ST,-98.6,37.5,PPA:9560,2021-08-06 18:15:30
} | MaximumArchiveDays=90 | DesiredRemainingSpace=500,9561,ONS_DFSTSB_500_PM_09!PMU:ST2,,323,8736f6c7-ad41-4b43-b4f6-e684e0d4ad20,DFSTSB_500_PM_09,Dfstsb_500_Pm_09,60,1,companyAcronym= | protocolName=IEEE C37.118.2-2011 | vendorAcronym= | vendorDeviceName= | interconnectionName=,,,,10,STTP,Streaming Telemetry Transport Protocol,11,,,,,,DFSTSB_500_PM_09!PMU-ST2,0.0,1.0,Device statistic for Number of time quality errors reported by device during last reporting interval.,0,1,1,,Any,STAT,Statistic,ST,-98.6,37.5,PPA:9561,2021-08-06 18:15:30
} | MaximumArchiveDays=90 | DesiredRemainingSpace=500,9562,ONS_DFSTSB_500_PM_09!PMU:ST3,,323,8736f6c7-ad41-4b43-b4f6-e684e0d4ad20,DFSTSB_500_PM_09,Dfstsb_500_Pm_09,60,1,companyAcronym= | protocolName=IEEE C37.118.2-2011 | vendorAcronym= | vendorDeviceName= | interconnectionName=,,,,10,STTP,Streaming Telemetry Transport Protocol,11,,,,,,DFSTSB_500_PM_09!PMU-ST3,0.0,1.0,Device statistic for Number of device errors reported by device during last reporting interval.,0,1,1,,Any,STAT,Statistic,ST,-98.6,37.5,PPA:9562,2021-08-06 18:15:30
} | MaximumArchiveDays=90 | DesiredRemainingSpace=500,9563,ONS_DFSTSB_500_PM_09!PMU:ST4,,323,8736f6c7-ad41-4b43-b4f6-e684e0d4ad20,DFSTSB_500_PM_09,Dfstsb_500_Pm_09,60,1,companyAcronym= | protocolName=IEEE C37.118.2-2011 | vendorAcronym= | vendorDeviceName= | interconnectionName=,,,,10,STTP,Streaming Telemetry Transport Protocol,11,,,,,,DFSTSB_500_PM_09!PMU-ST4,0.0,1.0,Device statistic for Number of measurements received from device during last reporting interval.,0,1,1,,Any,STAT,Statistic,ST,-98.6,37.5,PPA:9563,2021-08-06 18:15:30
} | MaximumArchiveDays=90 | DesiredRemainingSpace=500,9564,ONS_DFSTSB_500_PM_09!PMU:ST5,,323,8736f6c7-ad41-4b43-b4f6-e684e0d4ad20,DFSTSB_500_PM_09,Dfstsb_500_Pm_09,60,1,companyAcronym= | protocolName=IEEE C37.118.2-2011 | vendorAcronym= | vendorDeviceName= | interconnectionName=,,,,10,STTP,Streaming Telemetry Transport Protocol,11,,,,,,DFSTSB_500_PM_09!PMU-ST5,0.0,1.0,Device statistic for Expected number of measurements received from device during last reporting interval.,0,1,1,,Any,STAT,Statistic,ST,-98.6,37.5,PPA:9564,2021-08-06 18:15:30
} | MaximumArchiveDays=90 | DesiredRemainingSpace=500,9565,ONS_DFSTSB_500_PM_09!PMU:ST6,,323,8736f6c7-ad41-4b43-b4f6-e684e0d4ad20,DFSTSB_500_PM_09,Dfstsb_500_Pm_09,60,1,companyAcronym= | protocolName=IEEE C37.118.2-2011 | vendorAcronym= | vendorDeviceName= | interconnectionName=,,,,10,STTP,Streaming Telemetry Transport Protocol,11,,,,,,DFSTSB_500_PM_09!PMU-ST6,0.0,1.0,Device statistic for Number of measurements received while device was reporting errors during last reporting interval.,0,1,1,,Any,STAT,Statistic,ST,-98.6,37.5,PPA:9565,2021-08-06 18:15:30
} | MaximumArchiveDays=90 | DesiredRemainingSpace=500,9566,ONS_DFSTSB_500_PM_09!PMU:ST7,,323,8736f6c7-ad41-4b43-b4f6-e684e0d4ad20,DFSTSB_500_PM_09,Dfstsb_500_Pm_09,60,1,companyAcronym= | protocolName=IEEE C37.118.2-2011 | vendorAcronym= | vendorDeviceName= | interconnectionName=,,,,10,STTP,Streaming Telemetry Transport Protocol,11,,,,,,DFSTSB_500_PM_09!PMU-ST7,0.0,1.0,Device statistic for Number of defined measurements (per frame) from device during last reporting interval.,0,1,1,,Any,STAT,Statistic,ST,-98.6,37.5,PPA:9566,2021-08-06 18:15:30
} | MaximumArchiveDays=90 | DesiredRemainingSpace=500,9567,ONS_TOMC_500_PM_10!PMU:ST1,,324,8736f6c7-ad41-4b43-b4f6-e684e0d4ad20,TOMC_500_PM_10,Tomc_500_Pm_10,60,1,companyAcronym= | protocolName=IEEE C37.118.2-2011 | vendorAcronym= | vendorDeviceName= | interconnectionName=,,,,10,STTP,Streaming Telemetry Transport Protocol,11,,,,,,TOMC_500_PM_10!PMU-ST1,0.0,1.0,Device statistic for Number of data quality errors reported by device during last reporting interval.,0,1,1,,Any,STAT,Statistic,ST,-98.6,37.5,PPA:9567,2021-08-06 18:15:30
} | MaximumArchiveDays=90 | DesiredRemainingSpace=500,9568,ONS_TOMC_500_PM_10!PMU:ST2,,324,8736f6c7-ad41-4b43-b4f6-e684e0d4ad20,TOMC_500_PM_10,Tomc_500_Pm_10,60,1,companyAcronym= | protocolName=IEEE C37.118.2-2011 | vendorAcronym= | vendorDeviceName= | interconnectionName=,,,,10,STTP,Streaming Telemetry Transport Protocol,11,,,,,,TOMC_500_PM_10!PMU-ST2,0.0,1.0,Device statistic for Number of time quality errors reported by device during last reporting interval.,0,1,1,,Any,STAT,Statistic,ST,-98.6,37.5,PPA:9568,2021-08-06 18:15:30
} | MaximumArchiveDays=90 | DesiredRemainingSpace=500,9569,ONS_TOMC_500_PM_10!PMU:ST3,,324,8736f6c7-ad41-4b43-b4f6-e684e0d4ad20,TOMC_500_PM_10,Tomc_500_Pm_10,60,1,companyAcronym= | protocolName=IEEE C37.118.2-2011 | vendorAcronym= | vendorDeviceName= | interconnectionName=,,,,10,STTP,Streaming Telemetry Transport Protocol,11,,,,,,TOMC_500_PM_10!PMU-ST3,0.0,1.0,Device statistic for Number of device errors reported by device during last reporting interval.,0,1,1,,Any,STAT,Statistic,ST,-98.6,37.5,PPA:9569,2021-08-06 18:15:30
} | MaximumArchiveDays=90 | DesiredRemainingSpace=500,9570,ONS_TOMC_500_PM_10!PMU:ST4,,324,8736f6c7-ad41-4b43-b4f6-e684e0d4ad20,TOMC_500_PM_10,Tomc_500_Pm_10,60,1,companyAcronym= | protocolName=IEEE C37.118.2-2011 | vendorAcronym= | vendorDeviceName= | interconnectionName=,,,,10,STTP,Streaming Telemetry Transport Protocol,11,,,,,,TOMC_500_PM_10!PMU-ST4,0.0,1.0,Device statistic for Number of measurements received from device during last reporting interval.,0,1,1,,Any,STAT,Statistic,ST,-98.6,37.5,PPA:9570,2021-08-06 18:15:30
} | MaximumArchiveDays=90 | DesiredRemainingSpace=500,9571,ONS_TOMC_500_PM_10!PMU:ST5,,324,8736f6c7-ad41-4b43-b4f6-e684e0d4ad20,TOMC_500_PM_10,Tomc_500_Pm_10,60,1,companyAcronym= | protocolName=IEEE C37.118.2-2011 | vendorAcronym= | vendorDeviceName= | interconnectionName=,,,,10,STTP,Streaming Telemetry Transport Protocol,11,,,,,,TOMC_500_PM_10!PMU-ST5,0.0,1.0,Device statistic for Expected number of measurements received from device during last reporting interval.,0,1,1,,Any,STAT,Statistic,ST,-98.6,37.5,PPA:9571,2021-08-06 18:15:30
} | MaximumArchiveDays=90 | DesiredRemainingSpace=500,9572,ONS_TOMC_500_PM_10!PMU:ST6,,324,8736f6c7-ad41-4b43-b4f6-e684e0d4ad20,TOMC_500_PM_10,Tomc_500_Pm_10,60,1,companyAcronym= | protocolName=IEEE C37.118.2-2011 | vendorAcronym= | vendorDeviceName= | interconnectionName=,,,,10,STTP,Streaming Telemetry Transport Protocol,11,,,,,,TOMC_500_PM_10!PMU-ST6,0.0,1.0,Device statistic for Number of measurements received while device was reporting errors during last reporting interval.,0,1,1,,Any,STAT,Statistic,ST,-98.6,37.5,PPA:9572,2021-08-06 18:15:30
} | MaximumArchiveDays=90 | DesiredRemainingSpace=500,9573,ONS_TOMC_500_PM_10!PMU:ST7,,324,8736f6c7-ad41-4b43-b4f6-e684e0d4ad20,TOMC_500_PM_10,Tomc_500_Pm_10,60,1,companyAcronym= | protocolName=IEEE C37.118.2-2011 | vendorAcronym= | vendorDeviceName= | interconnectionName=,,,,10,STTP,Streaming Telemetry Transport Protocol,11,,,,,,TOMC_500_PM_10!PMU-ST7,0.0,1.0,Device statistic for Number of defined measurements (per frame) from device during last reporting interval.,0,1,1,,Any,STAT,Statistic,ST,-98.6,37.5,PPA:9573,2021-08-06 18:15:30
} | MaximumArchiveDays=90 | DesiredRemainingSpace=500,9574,ONS_TOMC_500_PM_11!PMU:ST1,,325,8736f6c7-ad41-4b43-b4f6-e684e0d4ad20,TOMC_500_PM_11,Tomc_500_Pm_11,60,1,companyAcronym= | protocolName=IEEE C37.118.2-2011 | vendorAcronym= | vendorDeviceName= | interconnectionName=,,,,10,STTP,Streaming Telemetry Transport Protocol,11,,,,,,TOMC_500_PM_11!PMU-ST1,0.0,1.0,Device statistic for Number of data quality errors reported by device during last reporting interval.,0,1,1,,Any,STAT,Statistic,ST,-98.6,37.5,PPA:9574,2021-08-06 18:15:30
} | MaximumArchiveDays=90 | DesiredRemainingSpace=500,9575,ONS_TOMC_500_PM_11!PMU:ST2,,325,8736f6c7-ad41-4b43-b4f6-e684e0d4ad20,TOMC_500_PM_11,Tomc_500_Pm_11,60,1,companyAcronym= | protocolName=IEEE C37.118.2-2011 | vendorAcronym= | vendorDeviceName= | interconnectionName=,,,,10,STTP,Streaming Telemetry Transport Protocol,11,,,,,,TOMC_500_PM_11!PMU-ST2,0.0,1.0,Device statistic for Number of time quality errors reported by device during last reporting interval.,0,1,1,,Any,STAT,Statistic,ST,-98.6,37.5,PPA:9575,2021-08-06 18:15:30
} | MaximumArchiveDays=90 | DesiredRemainingSpace=500,9576,ONS_TOMC_500_PM_11!PMU:ST3,,325,8736f6c7-ad41-4b43-b4f6-e684e0d4ad20,TOMC_500_PM_11,Tomc_500_Pm_11,60,1,companyAcronym= | protocolName=IEEE C37.118.2-2011 | vendorAcronym= | vendorDeviceName= | interconnectionName=,,,,10,STTP,Streaming Telemetry Transport Protocol,11,,,,,,TOMC_500_PM_11!PMU-ST3,0.0,1.0,Device statistic for Number of device errors reported by device during last reporting interval.,0,1,1,,Any,STAT,Statistic,ST,-98.6,37.5,PPA:9576,2021-08-06 18:15:30
} | MaximumArchiveDays=90 | DesiredRemainingSpace=500,9577,ONS_TOMC_500_PM_11!PMU:ST4,,325,8736f6c7-ad41-4b43-b4f6-e684e0d4ad20,TOMC_500_PM_11,Tomc_500_Pm_11,60,1,companyAcronym= | protocolName=IEEE C37.118.2-2011 | vendorAcronym= | vendorDeviceName= | interconnectionName=,,,,10,STTP,Streaming Telemetry Transport Protocol,11,,,,,,TOMC_500_PM_11!PMU-ST4,0.0,1.0,Device statistic for Number of measurements received from device during last reporting interval.,0,1,1,,Any,STAT,Statistic,ST,-98.6,37.5,PPA:9577,2021-08-06 18:15:30
} | MaximumArchiveDays=90 | DesiredRemainingSpace=500,9578,ONS_TOMC_500_PM_11!PMU:ST5,,325,8736f6c7-ad41-4b43-b4f6-e684e0d4ad20,TOMC_500_PM_11,Tomc_500_Pm_11,60,1,companyAcronym= | protocolName=IEEE C37.118.2-2011 | vendorAcronym= | vendorDeviceName= | interconnectionName=,,,,10,STTP,Streaming Telemetry Transport Protocol,11,,,,,,TOMC_500_PM_11!PMU-ST5,0.0,1.0,Device statistic for Expected number of measurements received from device during last reporting interval.,0,1,1,,Any,STAT,Statistic,ST,-98.6,37.5,PPA:9578,2021-08-06 18:15:30
} | MaximumArchiveDays=90 | DesiredRemainingSpace=500,9579,ONS_TOMC_500_PM_11!PMU:ST6,,325,8736f6c7-ad41-4b43-b4f6-e684e0d4ad20,TOMC_500_PM_11,Tomc_500_Pm_11,60,1,companyAcronym= | protocolName=IEEE C37.118.2-2011 | vendorAcronym= | vendorDeviceName= | interconnectionName=,,,,10,STTP,Streaming Telemetry Transport Protocol,11,,,,,,TOMC_500_PM_11!PMU-ST6,0.0,1.0,Device statistic for Number of measurements received while device was reporting errors during last reporting interval.,0,1,1,,Any,STAT,Statistic,ST,-98.6,37.5,PPA:9579,2021-08-06 18:15:30
} | MaximumArchiveDays=90 | DesiredRemainingSpace=500,9580,ONS_TOMC_500_PM_11!PMU:ST7,,325,8736f6c7-ad41-4b43-b4f6-e684e0d4ad20,TOMC_500_PM_11,Tomc_500_Pm_11,60,1,companyAcronym= | protocolName=IEEE C37.118.2-2011 | vendorAcronym= | vendorDeviceName= | interconnectionName=,,,,10,STTP,Streaming Telemetry Transport Protocol,11,,,,,,TOMC_500_PM_11!PMU-ST7,0.0,1.0,Device statistic for Number of defined measurements (per frame) from device during last reporting interval.,0,1,1,,Any,STAT,Statistic,ST,-98.6,37.5,PPA:9580,2021-08-06 18:15:30
} | MaximumArchiveDays=90 | DesiredRemainingSpace=500,9581,ONS_TOSTGU_500_PM_12!PMU:ST1,,326,8736f6c7-ad41-4b43-b4f6-e684e0d4ad20,TOSTGU_500_PM_12,Tostgu_500_Pm_12,60,1,companyAcronym= | protocolName=IEEE C37.118.2-2011 | vendorAcronym= | vendorDeviceName= | interconnectionName=,,,,10,STTP,Streaming Telemetry Transport Protocol,11,,,,,,TOSTGU_500_PM_12!PMU-ST1,0.0,1.0,Device statistic for Number of data quality errors reported by device during last reporting interval.,0,1,1,,Any,STAT,Statistic,ST,-98.6,37.5,PPA:9581,2021-08-06 18:15:30
} | MaximumArchiveDays=90 | DesiredRemainingSpace=500,9582,ONS_TOSTGU_500_PM_12!PMU:ST2,,326,8736f6c7-ad41-4b43-b4f6-e684e0d4ad20,TOSTGU_500_PM_12,Tostgu_500_Pm_12,60,1,companyAcronym= | protocolName=IEEE C37.118.2-2011 | vendorAcronym= | vendorDeviceName= | interconnectionName=,,,,10,STTP,Streaming Telemetry Transport Protocol,11,,,,,,TOSTGU_500_PM_12!PMU-ST2,0.0,1.0,Device statistic for Number of time quality errors reported by device during last reporting interval.,0,1,1,,Any,STAT,Statistic,ST,-98.6,37.5,PPA:9582,2021-08-06 18:15:30
} | MaximumArchiveDays=90 | DesiredRemainingSpace=500,9583,ONS_TOSTGU_500_PM_12!PMU:ST3,,326,8736f6c7-ad41-4b43-b4f6-e684e0d4ad20,TOSTGU_500_PM_12,Tostgu_500_Pm_12,60,1,companyAcronym= | protocolName=IEEE C37.118.2-2011 | vendorAcronym= | vendorDeviceName= | interconnectionName=,,,,10,STTP,Streaming Telemetry Transport Protocol,11,,,,,,TOSTGU_500_PM_12!PMU-ST3,0.0,1.0,Device statistic for Number of device errors reported by device during last reporting interval.,0,1,1,,Any,STAT,Statistic,ST,-98.6,37.5,PPA:9583,2021-08-06 18:15:30
} | MaximumArchiveDays=90 | DesiredRemainingSpace=500,9584,ONS_TOSTGU_500_PM_12!PMU:ST4,,326,8736f6c7-ad41-4b43-b4f6-e684e0d4ad20,TOSTGU_500_PM_12,Tostgu_500_Pm_12,60,1,companyAcronym= | protocolName=IEEE C37.118.2-2011 | vendorAcronym= | vendorDeviceName= | interconnectionName=,,,,10,STTP,Streaming Telemetry Transport Protocol,11,,,,,,TOSTGU_500_PM_12!PMU-ST4,0.0,1.0,Device statistic for Number of measurements received from device during last reporting interval.,0,1,1,,Any,STAT,Statistic,ST,-98.6,37.5,PPA:9584,2021-08-06 18:15:30
} | MaximumArchiveDays=90 | DesiredRemainingSpace=500,9585,ONS_TOSTGU_500_PM_12!PMU:ST5,,326,8736f6c7-ad41-4b43-b4f6-e684e0d4ad20,TOSTGU_500_PM_12,Tostgu_500_Pm_12,60,1,companyAcronym= | protocolName=IEEE C37.118.2-2011 | vendorAcronym= | vendorDeviceName= | interconnectionName=,,,,10,STTP,Streaming Telemetry Transport Protocol,11,,,,,,TOSTGU_500_PM_12!PMU-ST5,0.0,1.0,Device statistic for Expected number of measurements received from device during last reporting interval.,0,1,1,,Any,STAT,Statistic,ST,-98.6,37.5,PPA:9585,2021-08-06 18:15:30
} | MaximumArchiveDays=90 | DesiredRemainingSpace=500,9586,ONS_TOSTGU_500_PM_12!PMU:ST6,,326,8736f6c7-ad41-4b43-b4f6-e684e0d4ad20,TOSTGU_500_PM_12,Tostgu_500_Pm_12,60,1,companyAcronym= | protocolName=IEEE C37.118.2-2011 | vendorAcronym= | vendorDeviceName= | interconnectionName=,,,,10,STTP,Streaming Telemetry Transport Protocol,11,,,,,,TOSTGU_500_PM_12!PMU-ST6,0.0,1.0,Device statistic for Number of measurements received while device was reporting errors during last reporting interval.,0,1,1,,Any,STAT,Statistic,ST,-98.6,37.5,PPA:9586,2021-08-06 18:15:30
} | MaximumArchiveDays=90 | DesiredRemainingSpace=500,9587,ONS_TOSTGU_500_PM_12!PMU:ST7,,326,8736f6c7-ad41-4b43-b4f6-e684e0d4ad20,TOSTGU_500_PM_12,Tostgu_500_Pm_12,60,1,companyAcronym= | protocolName=IEEE C37.118.2-2011 | vendorAcronym= | vendorDeviceName= | interconnectionName=,,,,10,STTP,Streaming Telemetry Transport Protocol,11,,,,,,TOSTGU_500_PM_12!PMU-ST7,0.0,1.0,Device statistic for Number of defined measurements (per frame) from device during last reporting interval.,0,1,1,,Any,STAT,Statistic,ST,-98.6,37.5,PPA:9587,2021-08-06 18:15:30
} | MaximumArchiveDays=90 | DesiredRemainingSpace=500,9588,ONS_TOSTGU_500_PM_13!PMU:ST1,,327,8736f6c7-ad41-4b43-b4f6-e684e0d4ad20,TOSTGU_500_PM_13,Tostgu_500_Pm_13,60,1,companyAcronym= | protocolName=IEEE C37.118.2-2011 | vendorAcronym= | vendorDeviceName= | interconnectionName=,,,,10,STTP,Streaming Telemetry Transport Protocol,11,,,,,,TOSTGU_500_PM_13!PMU-ST1,0.0,1.0,Device statistic for Number of data quality errors reported by device during last reporting interval.,0,1,1,,Any,STAT,Statistic,ST,-98.6,37.5,PPA:9588,2021-08-06 18:15:30
} | MaximumArchiveDays=90 | DesiredRemainingSpace=500,9589,ONS_TOSTGU_500_PM_13!PMU:ST2,,327,8736f6c7-ad41-4b43-b4f6-e684e0d4ad20,TOSTGU_500_PM_13,Tostgu_500_Pm_13,60,1,companyAcronym= | protocolName=IEEE C37.118.2-2011 | vendorAcronym= | vendorDeviceName= | interconnectionName=,,,,10,STTP,Streaming Telemetry Transport Protocol,11,,,,,,TOSTGU_500_PM_13!PMU-ST2,0.0,1.0,Device statistic for Number of time quality errors reported by device during last reporting interval.,0,1,1,,Any,STAT,Statistic,ST,-98.6,37.5,PPA:9589,2021-08-06 18:15:30
} | MaximumArchiveDays=90 | DesiredRemainingSpace=500,9590,ONS_TOSTGU_500_PM_13!PMU:ST3,,327,8736f6c7-ad41-4b43-b4f6-e684e0d4ad20,TOSTGU_500_PM_13,Tostgu_500_Pm_13,60,1,companyAcronym= | protocolName=IEEE C37.118.2-2011 | vendorAcronym= | vendorDeviceName= | interconnectionName=,,,,10,STTP,Streaming Telemetry Transport Protocol,11,,,,,,TOSTGU_500_PM_13!PMU-ST3,0.0,1.0,Device statistic for Number of device errors reported by device during last reporting interval.,0,1,1,,Any,STAT,Statistic,ST,-98.6,37.5,PPA:9590,2021-08-06 18:15:30
} | MaximumArchiveDays=90 | DesiredRemainingSpace=500,9591,ONS_TOSTGU_500_PM_13!PMU:ST4,,327,8736f6c7-ad41-4b43-b4f6-e684e0d4ad20,TOSTGU_500_PM_13,Tostgu_500_Pm_13,60,1,companyAcronym= | protocolName=IEEE C37.118.2-2011 | vendorAcronym= | vendorDeviceName= | interconnectionName=,,,,10,STTP,Streaming Telemetry Transport Protocol,11,,,,,,TOSTGU_500_PM_13!PMU-ST4,0.0,1.0,Device statistic for Number of measurements received from device during last reporting interval.,0,1,1,,Any,STAT,Statistic,ST,-98.6,37.5,PPA:9591,2021-08-06 18:15:30
} | MaximumArchiveDays=90 | DesiredRemainingSpace=500,9592,ONS_TOSTGU_500_PM_13!PMU:ST5,,327,8736f6c7-ad41-4b43-b4f6-e684e0d4ad20,TOSTGU_500_PM_13,Tostgu_500_Pm_13,60,1,companyAcronym= | protocolName=IEEE C37.118.2-2011 | vendorAcronym= | vendorDeviceName= | interconnectionName=,,,,10,STTP,Streaming Telemetry Transport Protocol,11,,,,,,TOSTGU_500_PM_13!PMU-ST5,0.0,1.0,Device statistic for Expected number of measurements received from device during last reporting interval.,0,1,1,,Any,STAT,Statistic,ST,-98.6,37.5,PPA:9592,2021-08-06 18:15:30
} | MaximumArchiveDays=90 | DesiredRemainingSpace=500,9593,ONS_TOSTGU_500_PM_13!PMU:ST6,,327,8736f6c7-ad41-4b43-b4f6-e684e0d4ad20,TOSTGU_500_PM_13,Tostgu_500_Pm_13,60,1,companyAcronym= | protocolName=IEEE C37.118.2-2011 | vendorAcronym= | vendorDeviceName= | interconnectionName=,,,,10,STTP,Streaming Telemetry Transport Protocol,11,,,,,,TOSTGU_500_PM_13!PMU-ST6,0.0,1.0,Device statistic for Number of measurements received while device was reporting errors during last reporting interval.,0,1,1,,Any,STAT,Statistic,ST,-98.6,37.5,PPA:9593,2021-08-06 18:15:30
} | MaximumArchiveDays=90 | DesiredRemainingSpace=500,9594,ONS_TOSTGU_500_PM_13!PMU:ST7,,327,8736f6c7-ad41-4b43-b4f6-e684e0d4ad20,TOSTGU_500_PM_13,Tostgu_500_Pm_13,60,1,companyAcronym= | protocolName=IEEE C37.118.2-2011 | vendorAcronym= | vendorDeviceName= | interconnectionName=,,,,10,STTP,Streaming Telemetry Transport Protocol,11,,,,,,TOSTGU_500_PM_13!PMU-ST7,0.0,1.0,Device statistic for Number of defined measurements (per frame) from device during last reporting interval.,0,1,1,,Any,STAT,Statistic,ST,-98.6,37.5,PPA:9594,2021-08-06 18:15:30
} | MaximumArchiveDays=90 | DesiredRemainingSpace=500,9595,ONS_TOLJ_500_PM_20!PMU:ST1,,328,8736f6c7-ad41-4b43-b4f6-e684e0d4ad20,TOLJ_500_PM_20,Tolj_500_Pm_20,60,1,companyAcronym= | protocolName=IEEE C37.118.2-2011 | vendorAcronym= | vendorDeviceName= | interconnectionName=,,,,10,STTP,Streaming Telemetry Transport Protocol,11,,,,,,TOLJ_500_PM_20!PMU-ST1,0.0,1.0,Device statistic for Number of data quality errors reported by device during last reporting interval.,0,1,1,,Any,STAT,Statistic,ST,-98.6,37.5,PPA:9595,2021-08-06 18:15:30
} | MaximumArchiveDays=90 | DesiredRemainingSpace=500,9596,ONS_TOLJ_500_PM_20!PMU:ST2,,328,8736f6c7-ad41-4b43-b4f6-e684e0d4ad20,TOLJ_500_PM_20,Tolj_500_Pm_20,60,1,companyAcronym= | protocolName=IEEE C37.118.2-2011 | vendorAcronym= | vendorDeviceName= | interconnectionName=,,,,10,STTP,Streaming Telemetry Transport Protocol,11,,,,,,TOLJ_500_PM_20!PMU-ST2,0.0,1.0,Device statistic for Number of time quality errors reported by device during last reporting interval.,0,1,1,,Any,STAT,Statistic,ST,-98.6,37.5,PPA:9596,2021-08-06 18:15:30
} | MaximumArchiveDays=90 | DesiredRemainingSpace=500,9597,ONS_TOLJ_500_PM_20!PMU:ST3,,328,8736f6c7-ad41-4b43-b4f6-e684e0d4ad20,TOLJ_500_PM_20,Tolj_500_Pm_20,60,1,companyAcronym= | protocolName=IEEE C37.118.2-2011 | vendorAcronym= | vendorDeviceName= | interconnectionName=,,,,10,STTP,Streaming Telemetry Transport Protocol,11,,,,,,TOLJ_500_PM_20!PMU-ST3,0.0,1.0,Device statistic for Number of device errors reported by device during last reporting interval.,0,1,1,,Any,STAT,Statistic,ST,-98.6,37.5,PPA:9597,2021-08-06 18:15:30
} | MaximumArchiveDays=90 | DesiredRemainingSpace=500,9598,ONS_TOLJ_500_PM_20!PMU:ST4,,328,8736f6c7-ad41-4b43-b4f6-e684e0d4ad20,TOLJ_500_PM_20,Tolj_500_Pm_20,60,1,companyAcronym= | protocolName=IEEE C37.118.2-2011 | vendorAcronym= | vendorDeviceName= | interconnectionName=,,,,10,STTP,Streaming Telemetry Transport Protocol,11,,,,,,TOLJ_500_PM_20!PMU-ST4,0.0,1.0,Device statistic for Number of measurements received from device during last reporting interval.,0,1,1,,Any,STAT,Statistic,ST,-98.6,37.5,PPA:9598,2021-08-06 18:15:30
} | MaximumArchiveDays=90 | DesiredRemainingSpace=500,9599,ONS_TOLJ_500_PM_20!PMU:ST5,,328,8736f6c7-ad41-4b43-b4f6-e684e0d4ad20,TOLJ_500_PM_20,Tolj_500_Pm_20,60,1,companyAcronym= | protocolName=IEEE C37.118.2-2011 | vendorAcronym= | vendorDeviceName= | interconnectionName=,,,,10,STTP,Streaming Telemetry Transport Protocol,11,,,,,,TOLJ_500_PM_20!PMU-ST5,0.0,1.0,Device statistic for Expected number of measurements received from device during last reporting interval.,0,1,1,,Any,STAT,Statistic,ST,-98.6,37.5,PPA:9599,2021-08-06 18:15:30
} | MaximumArchiveDays=90 | DesiredRemainingSpace=500,9600,ONS_TOLJ_500_PM_20!PMU:ST6,,328,8736f6c7-ad41-4b43-b4f6-e684e0d4ad20,TOLJ_500_PM_20,Tolj_500_Pm_20,60,1,companyAcronym= | protocolName=IEEE C37.118.2-2011 | vendorAcronym= | vendorDeviceName= | interconnectionName=,,,,10,STTP,Streaming Telemetry Transport Protocol,11,,,,,,TOLJ_500_PM_20!PMU-ST6,0.0,1.0,Device statistic for Number of measurements received while device was reporting errors during last reporting interval.,0,1,1,,Any,STAT,Statistic,ST,-98.6,37.5,PPA:9600,2021-08-06 18:15:30
} | MaximumArchiveDays=90 | DesiredRemainingSpace=500,9601,ONS_TOLJ_500_PM_20!PMU:ST7,,328,8736f6c7-ad41-4b43-b4f6-e684e0d4ad20,TOLJ_500_PM_20,Tolj_500_Pm_20,60,1,companyAcronym= | protocolName=IEEE C37.118.2-2011 | vendorAcronym= | vendorDeviceName= | interconnectionName=,,,,10,STTP,Streaming Telemetry Transport Protocol,11,,,,,,TOLJ_500_PM_20!PMU-ST7,0.0,1.0,Device statistic for Number of defined measurements (per frame) from device during last reporting interval.,0,1,1,,Any,STAT,Statistic,ST,-98.6,37.5,PPA:9601,2021-08-06 18:15:30
} | MaximumArchiveDays=90 | DesiredRemainingSpace=500,9602,ONS_TOLJ_500_PM_21!PMU:ST1,,329,8736f6c7-ad41-4b43-b4f6-e684e0d4ad20,TOLJ_500_PM_21,Tolj_500_Pm_21,60,1,companyAcronym= | protocolName=IEEE C37.118.2-2011 | vendorAcronym= | vendorDeviceName= | interconnectionName=,,,,10,STTP,Streaming Telemetry Transport Protocol,11,,,,,,TOLJ_500_PM_21!PMU-ST1,0.0,1.0,Device statistic for Number of data quality errors reported by device during last reporting interval.,0,1,1,,Any,STAT,Statistic,ST,-98.6,37.5,PPA:9602,2021-08-06 18:15:30
} | MaximumArchiveDays=90 | DesiredRemainingSpace=500,9603,ONS_TOLJ_500_PM_21!PMU:ST2,,329,8736f6c7-ad41-4b43-b4f6-e684e0d4ad20,TOLJ_500_PM_21,Tolj_500_Pm_21,60,1,companyAcronym= | protocolName=IEEE C37.118.2-2011 | vendorAcronym= | vendorDeviceName= | interconnectionName=,,,,10,STTP,Streaming Telemetry Transport Protocol,11,,,,,,TOLJ_500_PM_21!PMU-ST2,0.0,1.0,Device statistic for Number of time quality errors reported by device during last reporting interval.,0,1,1,,Any,STAT,Statistic,ST,-98.6,37.5,PPA:9603,2021-08-06 18:15:30
} | MaximumArchiveDays=90 | DesiredRemainingSpace=500,9604,ONS_TOLJ_500_PM_21!PMU:ST3,,329,8736f6c7-ad41-4b43-b4f6-e684e0d4ad20,TOLJ_500_PM_21,Tolj_500_Pm_21,60,1,companyAcronym= | protocolName=IEEE C37.118.2-2011 | vendorAcronym= | vendorDeviceName= | interconnectionName=,,,,10,STTP,Streaming Telemetry Transport Protocol,11,,,,,,TOLJ_500_PM_21!PMU-ST3,0.0,1.0,Device statistic for Number of device errors reported by device during last reporting interval.,0,1,1,,Any,STAT,Statistic,ST,-98.6,37.5,PPA:9604,2021-08-06 18:15:30
} | MaximumArchiveDays=90 | DesiredRemainingSpace=500,9605,ONS_TOLJ_500_PM_21!PMU:ST4,,329,8736f6c7-ad41-4b43-b4f6-e684e0d4ad20,TOLJ_500_PM_21,Tolj_500_Pm_21,60,1,companyAcronym= | protocolName=IEEE C37.118.2-2011 | vendorAcronym= | vendorDeviceName= | interconnectionName=,,,,10,STTP,Streaming Telemetry Transport Protocol,11,,,,,,TOLJ_500_PM_21!PMU-ST4,0.0,1.0,Device statistic for Number of measurements received from device during last reporting interval.,0,1,1,,Any,STAT,Statistic,ST,-98.6,37.5,PPA:9605,2021-08-06 18:15:30
} | MaximumArchiveDays=90 | DesiredRemainingSpace=500,9606,ONS_TOLJ_500_PM_21!PMU:ST5,,329,8736f6c7-ad41-4b43-b4f6-e684e0d4ad20,TOLJ_500_PM_21,Tolj_500_Pm_21,60,1,companyAcronym= | protocolName=IEEE C37.118.2-2011 | vendorAcronym= | vendorDeviceName= | interconnectionName=,,,,10,STTP,Streaming Telemetry Transport Protocol,11,,,,,,TOLJ_500_PM_21!PMU-ST5,0.0,1.0,Device statistic for Expected number of measurements received from device during last reporting interval.,0,1,1,,Any,STAT,Statistic,ST,-98.6,37.5,PPA:9606,2021-08-06 18:15:30
} | MaximumArchiveDays=90 | DesiredRemainingSpace=500,9607,ONS_TOLJ_500_PM_21!PMU:ST6,,329,8736f6c7-ad41-4b43-b4f6-e684e0d4ad20,TOLJ_500_PM_21,Tolj_500_Pm_21,60,1,companyAcronym= | protocolName=IEEE C37.118.2-2011 | vendorAcronym= | vendorDeviceName= | interconnectionName=,,,,10,STTP,Streaming Telemetry Transport Protocol,11,,,,,,TOLJ_500_PM_21!PMU-ST6,0.0,1.0,Device statistic for Number of measurements received while device was reporting errors during last reporting interval.,0,1,1,,Any,STAT,Statistic,ST,-98.6,37.5,PPA:9607,2021-08-06 18:15:30
} | MaximumArchiveDays=90 | DesiredRemainingSpace=500,9608,ONS_TOLJ_500_PM_21!PMU:ST7,,329,8736f6c7-ad41-4b43-b4f6-e684e0d4ad20,TOLJ_500_PM_21,Tolj_500_Pm_21,60,1,companyAcronym= | protocolName=IEEE C37.118.2-2011 | vendorAcronym= | vendorDeviceName= | interconnectionName=,,,,10,STTP,Streaming Telemetry Transport Protocol,11,,,,,,TOLJ_500_PM_21!PMU-ST7,0.0,1.0,Device statistic for Number of defined measurements (per frame) from device during last reporting interval.,0,1,1,,Any,STAT,Statistic,ST,-98.6,37.5,PPA:9608,2021-08-06 18:15:30
} | MaximumArchiveDays=90 | DesiredRemainingSpace=500,9609,ONS_TOMC_500_PM_24!PMU:ST1,,330,8736f6c7-ad41-4b43-b4f6-e684e0d4ad20,TOMC_500_PM_24,Tomc_500_Pm_24,60,1,companyAcronym= | protocolName=IEEE C37.118.2-2011 | vendorAcronym= | vendorDeviceName= | interconnectionName=,,,,10,STTP,Streaming Telemetry Transport Protocol,11,,,,,,TOMC_500_PM_24!PMU-ST1,0.0,1.0,Device statistic for Number of data quality errors reported by device during last reporting interval.,0,1,1,,Any,STAT,Statistic,ST,-98.6,37.5,PPA:9609,2021-08-06 18:15:30
} | MaximumArchiveDays=90 | DesiredRemainingSpace=500,9610,ONS_TOMC_500_PM_24!PMU:ST2,,330,8736f6c7-ad41-4b43-b4f6-e684e0d4ad20,TOMC_500_PM_24,Tomc_500_Pm_24,60,1,companyAcronym= | protocolName=IEEE C37.118.2-2011 | vendorAcronym= | vendorDeviceName= | interconnectionName=,,,,10,STTP,Streaming Telemetry Transport Protocol,11,,,,,,TOMC_500_PM_24!PMU-ST2,0.0,1.0,Device statistic for Number of time quality errors reported by device during last reporting interval.,0,1,1,,Any,STAT,Statistic,ST,-98.6,37.5,PPA:9610,2021-08-06 18:15:30
} | MaximumArchiveDays=90 | DesiredRemainingSpace=500,9611,ONS_TOMC_500_PM_24!PMU:ST3,,330,8736f6c7-ad41-4b43-b4f6-e684e0d4ad20,TOMC_500_PM_24,Tomc_500_Pm_24,60,1,companyAcronym= | protocolName=IEEE C37.118.2-2011 | vendorAcronym= | vendorDeviceName= | interconnectionName=,,,,10,STTP,Streaming Telemetry Transport Protocol,11,,,,,,TOMC_500_PM_24!PMU-ST3,0.0,1.0,Device statistic for Number of device errors reported by device during last reporting interval.,0,1,1,,Any,STAT,Statistic,ST,-98.6,37.5,PPA:9611,2021-08-06 18:15:30
} | MaximumArchiveDays=90 | DesiredRemainingSpace=500,9612,ONS_TOMC_500_PM_24!PMU:ST4,,330,8736f6c7-ad41-4b43-b4f6-e684e0d4ad20,TOMC_500_PM_24,Tomc_500_Pm_24,60,1,companyAcronym= | protocolName=IEEE C37.118.2-2011 | vendorAcronym= | vendorDeviceName= | interconnectionName=,,,,10,STTP,Streaming Telemetry Transport Protocol,11,,,,,,TOMC_500_PM_24!PMU-ST4,0.0,1.0,Device statistic for Number of measurements received from device during last reporting interval.,0,1,1,,Any,STAT,Statistic,ST,-98.6,37.5,PPA:9612,2021-08-06 18:15:30
} | MaximumArchiveDays=90 | DesiredRemainingSpace=500,9613,ONS_TOMC_500_PM_24!PMU:ST5,,330,8736f6c7-ad41-4b43-b4f6-e684e0d4ad20,TOMC_500_PM_24,Tomc_500_Pm_24,60,1,companyAcronym= | protocolName=IEEE C37.118.2-2011 | vendorAcronym= | vendorDeviceName= | interconnectionName=,,,,10,STTP,Streaming Telemetry Transport Protocol,11,,,,,,TOMC_500_PM_24!PMU-ST5,0.0,1.0,Device statistic for Expected number of measurements received from device during last reporting interval.,0,1,1,,Any,STAT,Statistic,ST,-98.6,37.5,PPA:9613,2021-08-06 18:15:30
} | MaximumArchiveDays=90 | DesiredRemainingSpace=500,9614,ONS_TOMC_500_PM_24!PMU:ST6,,330,8736f6c7-ad41-4b43-b4f6-e684e0d4ad20,TOMC_500_PM_24,Tomc_500_Pm_24,60,1,companyAcronym= | protocolName=IEEE C37.118.2-2011 | vendorAcronym= | vendorDeviceName= | interconnectionName=,,,,10,STTP,Streaming Telemetry Transport Protocol,11,,,,,,TOMC_500_PM_24!PMU-ST6,0.0,1.0,Device statistic for Number of measurements received while device was reporting errors during last reporting interval.,0,1,1,,Any,STAT,Statistic,ST,-98.6,37.5,PPA:9614,2021-08-06 18:15:30
} | MaximumArchiveDays=90 | DesiredRemainingSpace=500,9615,ONS_TOMC_500_PM_24!PMU:ST7,,330,8736f6c7-ad41-4b43-b4f6-e684e0d4ad20,TOMC_500_PM_24,Tomc_500_Pm_24,60,1,companyAcronym= | protocolName=IEEE C37.118.2-2011 | vendorAcronym= | vendorDeviceName= | interconnectionName=,,,,10,STTP,Streaming Telemetry Transport Protocol,11,,,,,,TOMC_500_PM_24!PMU-ST7,0.0,1.0,Device statistic for Number of defined measurements (per frame) from device during last reporting interval.,0,1,1,,Any,STAT,Statistic,ST,-98.6,37.5,PPA:9615,2021-08-06 18:15:30
} | MaximumArchiveDays=90 | DesiredRemainingSpace=500,9616,ONS_TOMC_500_PM_25!PMU:ST1,,331,8736f6c7-ad41-4b43-b4f6-e684e0d4ad20,TOMC_500_PM_25,Tomc_500_Pm_25,60,1,companyAcronym= | protocolName=IEEE C37.118.2-2011 | vendorAcronym= | vendorDeviceName= | interconnectionName=,,,,10,STTP,Streaming Telemetry Transport Protocol,11,,,,,,TOMC_500_PM_25!PMU-ST1,0.0,1.0,Device statistic for Number of data quality errors reported by device during last reporting interval.,0,1,1,,Any,STAT,Statistic,ST,-98.6,37.5,PPA:9616,2021-08-06 18:15:30
} | MaximumArchiveDays=90 | DesiredRemainingSpace=500,9617,ONS_TOMC_500_PM_25!PMU:ST2,,331,8736f6c7-ad41-4b43-b4f6-e684e0d4ad20,TOMC_500_PM_25,Tomc_500_Pm_25,60,1,companyAcronym= | protocolName=IEEE C37.118.2-2011 | vendorAcronym= | vendorDeviceName= | interconnectionName=,,,,10,STTP,Streaming Telemetry Transport Protocol,11,,,,,,TOMC_500_PM_25!PMU-ST2,0.0,1.0,Device statistic for Number of time quality errors reported by device during last reporting interval.,0,1,1,,Any,STAT,Statistic,ST,-98.6,37.5,PPA:9617,2021-08-06 18:15:30
} | MaximumArchiveDays=90 | DesiredRemainingSpace=500,9618,ONS_TOMC_500_PM_25!PMU:ST3,,331,8736f6c7-ad41-4b43-b4f6-e684e0d4ad20,TOMC_500_PM_25,Tomc_500_Pm_25,60,1,companyAcronym= | protocolName=IEEE C37.118.2-2011 | vendorAcronym= | vendorDeviceName= | interconnectionName=,,,,10,STTP,Streaming Telemetry Transport Protocol,11,,,,,,TOMC_500_PM_25!PMU-ST3,0.0,1.0,Device statistic for Number of device errors reported by device during last reporting interval.,0,1,1,,Any,STAT,Statistic,ST,-98.6,37.5,PPA:9618,2021-08-06 18:15:30
} | MaximumArchiveDays=90 | DesiredRemainingSpace=500,9619,ONS_TOMC_500_PM_25!PMU:ST4,,331,8736f6c7-ad41-4b43-b4f6-e684e0d4ad20,TOMC_500_PM_25,Tomc_500_Pm_25,60,1,companyAcronym= | protocolName=IEEE C37.118.2-2011 | vendorAcronym= | vendorDeviceName= | interconnectionName=,,,,10,STTP,Streaming Telemetry Transport Protocol,11,,,,,,TOMC_500_PM_25!PMU-ST4,0.0,1.0,Device statistic for Number of measurements received from device during last reporting interval.,0,1,1,,Any,STAT,Statistic,ST,-98.6,37.5,PPA:9619,2021-08-06 18:15:30
} | MaximumArchiveDays=90 | DesiredRemainingSpace=500,9620,ONS_TOMC_500_PM_25!PMU:ST5,,331,8736f6c7-ad41-4b43-b4f6-e684e0d4ad20,TOMC_500_PM_25,Tomc_500_Pm_25,60,1,companyAcronym= | protocolName=IEEE C37.118.2-2011 | vendorAcronym= | vendorDeviceName= | interconnectionName=,,,,10,STTP,Streaming Telemetry Transport Protocol,11,,,,,,TOMC_500_PM_25!PMU-ST5,0.0,1.0,Device statistic for Expected number of measurements received from device during last reporting interval.,0,1,1,,Any,STAT,Statistic,ST,-98.6,37.5,PPA:9620,2021-08-06 18:15:30
} | MaximumArchiveDays=90 | DesiredRemainingSpace=500,9621,ONS_TOMC_500_PM_25!PMU:ST6,,331,8736f6c7-ad41-4b43-b4f6-e684e0d4ad20,TOMC_500_PM_25,Tomc_500_Pm_25,60,1,companyAcronym= | protocolName=IEEE C37.118.2-2011 | vendorAcronym= | vendorDeviceName= | interconnectionName=,,,,10,STTP,Streaming Telemetry Transport Protocol,11,,,,,,TOMC_500_PM_25!PMU-ST6,0.0,1.0,Device statistic for Number of measurements received while device was reporting errors during last reporting interval.,0,1,1,,Any,STAT,Statistic,ST,-98.6,37.5,PPA:9621,2021-08-06 18:15:30
} | MaximumArchiveDays=90 | DesiredRemainingSpace=500,9622,ONS_TOMC_500_PM_25!PMU:ST7,,331,8736f6c7-ad41-4b43-b4f6-e684e0d4ad20,TOMC_500_PM_25,Tomc_500_Pm_25,60,1,companyAcronym= | protocolName=IEEE C37.118.2-2011 | vendorAcronym= | vendorDeviceName= | interconnectionName=,,,,10,STTP,Streaming Telemetry Transport Protocol,11,,,,,,TOMC_500_PM_25!PMU-ST7,0.0,1.0,Device statistic for Number of defined measurements (per frame) from device during last reporting interval.,0,1,1,,Any,STAT,Statistic,ST,-98.6,37.5,PPA:9622,2021-08-06 18:15:30
} | MaximumArchiveDays=90 | DesiredRemainingSpace=500,9623,ONS_MTJU_230_PM_28!PMU:ST1,,332,8736f6c7-ad41-4b43-b4f6-e684e0d4ad20,MTJU_230_PM_28,Mtju_230_Pm_28,60,1,companyAcronym= | protocolName=IEEE C37.118.2-2011 | vendorAcronym= | vendorDeviceName= | interconnectionName=,,,,10,STTP,Streaming Telemetry Transport Protocol,11,,,,,,MTJU_230_PM_28!PMU-ST1,0.0,1.0,Device statistic for Number of data quality errors reported by device during last reporting interval.,0,1,1,,Any,STAT,Statistic,ST,-98.6,37.5,PPA:9623,2021-08-06 18:15:30
} | MaximumArchiveDays=90 | DesiredRemainingSpace=500,9624,ONS_MTJU_230_PM_28!PMU:ST2,,332,8736f6c7-ad41-4b43-b4f6-e684e0d4ad20,MTJU_230_PM_28,Mtju_230_Pm_28,60,1,companyAcronym= | protocolName=IEEE C37.118.2-2011 | vendorAcronym= | vendorDeviceName= | interconnectionName=,,,,10,STTP,Streaming Telemetry Transport Protocol,11,,,,,,MTJU_230_PM_28!PMU-ST2,0.0,1.0,Device statistic for Number of time quality errors reported by device during last reporting interval.,0,1,1,,Any,STAT,Statistic,ST,-98.6,37.5,PPA:9624,2021-08-06 18:15:30
} | MaximumArchiveDays=90 | DesiredRemainingSpace=500,9625,ONS_MTJU_230_PM_28!PMU:ST3,,332,8736f6c7-ad41-4b43-b4f6-e684e0d4ad20,MTJU_230_PM_28,Mtju_230_Pm_28,60,1,companyAcronym= | protocolName=IEEE C37.118.2-2011 | vendorAcronym= | vendorDeviceName= | interconnectionName=,,,,10,STTP,Streaming Telemetry Transport Protocol,11,,,,,,MTJU_230_PM_28!PMU-ST3,0.0,1.0,Device statistic for Number of device errors reported by device during last reporting interval.,0,1,1,,Any,STAT,Statistic,ST,-98.6,37.5,PPA:9625,2021-08-06 18:15:30
} | MaximumArchiveDays=90 | DesiredRemainingSpace=500,9626,ONS_MTJU_230_PM_28!PMU:ST4,,332,8736f6c7-ad41-4b43-b4f6-e684e0d4ad20,MTJU_230_PM_28,Mtju_230_Pm_28,60,1,companyAcronym= | protocolName=IEEE C37.118.2-2011 | vendorAcronym= | vendorDeviceName= | interconnectionName=,,,,10,STTP,Streaming Telemetry Transport Protocol,11,,,,,,MTJU_230_PM_28!PMU-ST4,0.0,1.0,Device statistic for Number of measurements received from device during last reporting interval.,0,1,1,,Any,STAT,Statistic,ST,-98.6,37.5,PPA:9626,2021-08-06 18:15:30
} | MaximumArchiveDays=90 | DesiredRemainingSpace=500,9627,ONS_MTJU_230_PM_28!PMU:ST5,,332,8736f6c7-ad41-4b43-b4f6-e684e0d4ad20,MTJU_230_PM_28,Mtju_230_Pm_28,60,1,companyAcronym= | protocolName=IEEE C37.118.2-2011 | vendorAcronym= | vendorDeviceName= | interconnectionName=,,,,10,STTP,Streaming Telemetry Transport Protocol,11,,,,,,MTJU_230_PM_28!PMU-ST5,0.0,1.0,Device statistic for Expected number of measurements received from device during last reporting interval.,0,1,1,,Any,STAT,Statistic,ST,-98.6,37.5,PPA:9627,2021-08-06 18:15:30
} | MaximumArchiveDays=90 | DesiredRemainingSpace=500,9628,ONS_MTJU_230_PM_28!PMU:ST6,,332,8736f6c7-ad41-4b43-b4f6-e684e0d4ad20,MTJU_230_PM_28,Mtju_230_Pm_28,60,1,companyAcronym= | protocolName=IEEE C37.118.2-2011 | vendorAcronym= | vendorDeviceName= | interconnectionName=,,,,10,STTP,Streaming Telemetry Transport Protocol,11,,,,,,MTJU_230_PM_28!PMU-ST6,0.0,1.0,Device statistic for Number of measurements received while device was reporting errors during last reporting interval.,0,1,1,,Any,STAT,Statistic,ST,-98.6,37.5,PPA:9628,2021-08-06 18:15:30
} | MaximumArchiveDays=90 | DesiredRemainingSpace=500,9629,ONS_MTJU_230_PM_28!PMU:ST7,,332,8736f6c7-ad41-4b43-b4f6-e684e0d4ad20,MTJU_230_PM_28,Mtju_230_Pm_28,60,1,companyAcronym= | protocolName=IEEE C37.118.2-2011 | vendorAcronym= | vendorDeviceName= | interconnectionName=,,,,10,STTP,Streaming Telemetry Transport Protocol,11,,,,,,MTJU_230_PM_28!PMU-ST7,0.0,1.0,Device statistic for Number of defined measurements (per frame) from device during last reporting interval.,0,1,1,,Any,STAT,Statistic,ST,-98.6,37.5,PPA:9629,2021-08-06 18:15:30
} | MaximumArchiveDays=90 | DesiredRemainingSpace=500,9630,ONS_MTJU_230_PM_29!PMU:ST1,,333,8736f6c7-ad41-4b43-b4f6-e684e0d4ad20,MTJU_230_PM_29,Mtju_230_Pm_29,60,1,companyAcronym= | protocolName=IEEE C37.118.2-2011 | vendorAcronym= | vendorDeviceName= | interconnectionName=,,,,10,STTP,Streaming Telemetry Transport Protocol,11,,,,,,MTJU_230_PM_29!PMU-ST1,0.0,1.0,Device statistic for Number of data quality errors reported by device during last reporting interval.,0,1,1,,Any,STAT,Statistic,ST,-98.6,37.5,PPA:9630,2021-08-06 18:15:30
} | MaximumArchiveDays=90 | DesiredRemainingSpace=500,9631,ONS_MTJU_230_PM_29!PMU:ST2,,333,8736f6c7-ad41-4b43-b4f6-e684e0d4ad20,MTJU_230_PM_29,Mtju_230_Pm_29,60,1,companyAcronym= | protocolName=IEEE C37.118.2-2011 | vendorAcronym= | vendorDeviceName= | interconnectionName=,,,,10,STTP,Streaming Telemetry Transport Protocol,11,,,,,,MTJU_230_PM_29!PMU-ST2,0.0,1.0,Device statistic for Number of time quality errors reported by device during last reporting interval.,0,1,1,,Any,STAT,Statistic,ST,-98.6,37.5,PPA:9631,2021-08-06 18:15:30
} | MaximumArchiveDays=90 | DesiredRemainingSpace=500,9632,ONS_MTJU_230_PM_29!PMU:ST3,,333,8736f6c7-ad41-4b43-b4f6-e684e0d4ad20,MTJU_230_PM_29,Mtju_230_Pm_29,60,1,companyAcronym= | protocolName=IEEE C37.118.2-2011 | vendorAcronym= | vendorDeviceName= | interconnectionName=,,,,10,STTP,Streaming Telemetry Transport Protocol,11,,,,,,MTJU_230_PM_29!PMU-ST3,0.0,1.0,Device statistic for Number of device errors reported by device during last reporting interval.,0,1,1,,Any,STAT,Statistic,ST,-98.6,37.5,PPA:9632,2021-08-06 18:15:30
} | MaximumArchiveDays=90 | DesiredRemainingSpace=500,9633,ONS_MTJU_230_PM_29!PMU:ST4,,333,8736f6c7-ad41-4b43-b4f6-e684e0d4ad20,MTJU_230_PM_29,Mtju_230_Pm_29,60,1,companyAcronym= | protocolName=IEEE C37.118.2-2011 | vendorAcronym= | vendorDeviceName= | interconnectionName=,,,,10,STTP,Streaming Telemetry Transport Protocol,11,,,,,,MTJU_230_PM_29!PMU-ST4,0.0,1.0,Device statistic for Number of measurements received from device during last reporting interval.,0,1,1,,Any,STAT,Statistic,ST,-98.6,37.5,PPA:9633,2021-08-06 18:15:30
} | MaximumArchiveDays=90 | DesiredRemainingSpace=500,9634,ONS_MTJU_230_PM_29!PMU:ST5,,333,8736f6c7-ad41-4b43-b4f6-e684e0d4ad20,MTJU_230_PM_29,Mtju_230_Pm_29,60,1,companyAcronym= | protocolName=IEEE C37.118.2-2011 | vendorAcronym= | vendorDeviceName= | interconnectionName=,,,,10,STTP,Streaming Telemetry Transport Protocol,11,,,,,,MTJU_230_PM_29!PMU-ST5,0.0,1.0,Device statistic for Expected number of measurements received from device during last reporting interval.,0,1,1,,Any,STAT,Statistic,ST,-98.6,37.5,PPA:9634,2021-08-06 18:15:30
} | MaximumArchiveDays=90 | DesiredRemainingSpace=500,9635,ONS_MTJU_230_PM_29!PMU:ST6,,333,8736f6c7-ad41-4b43-b4f6-e684e0d4ad20,MTJU_230_PM_29,Mtju_230_Pm_29,60,1,companyAcronym= | protocolName=IEEE C37.118.2-2011 | vendorAcronym= | vendorDeviceName= | interconnectionName=,,,,10,STTP,Streaming Telemetry Transport Protocol,11,,,,,,MTJU_230_PM_29!PMU-ST6,0.0,1.0,Device statistic for Number of measurements received while device was reporting errors during last reporting interval.,0,1,1,,Any,STAT,Statistic,ST,-98.6,37.5,PPA:9635,2021-08-06 18:15:30
} | MaximumArchiveDays=90 | DesiredRemainingSpace=500,9636,ONS_MTJU_230_PM_29!PMU:ST7,,333,8736f6c7-ad41-4b43-b4f6-e684e0d4ad20,MTJU_230_PM_29,Mtju_230_Pm_29,60,1,companyAcronym= | protocolName=IEEE C37.118.2-2011 | vendorAcronym= | vendorDeviceName= | interconnectionName=,,,,10,STTP,Streaming Telemetry Transport Protocol,11,,,,,,MTJU_230_PM_29!PMU-ST7,0.0,1.0,Device statistic for Number of defined measurements (per frame) from device during last reporting interval.,0,1,1,,Any,STAT,Statistic,ST,-98.6,37.5,PPA:9636,2021-08-06 18:15:30
} | MaximumArchiveDays=90 | DesiredRemainingSpace=500,9770,GPA_PATC_500_PM_13:F,,334,8736f6c7-ad41-4b43-b4f6-e684e0d4ad20,PATC_500_PM_13,Patc_500_Pm_13,60,1,companyAcronym= | protocolName=IEEE C37.118.2-2011 | vendorAcronym= | vendorDeviceName= | interconnectionName=,,,,10,STTP,Streaming Telemetry Transport Protocol,5,,,,,,PATC_500_PM_13-FQ,0.0,1.0,Patc_500_Pm_13 Frequency,0,1,1,Hz,PMU,FREQ,Frequency,FQ,-98.6,37.5,PPA:9770,2021-08-10 14:43:33
} | MaximumArchiveDays=90 | DesiredRemainingSpace=500,9771,GPA_PATC_500_PM_13:DF,,334,8736f6c7-ad41-4b43-b4f6-e684e0d4ad20,PATC_500_PM_13,Patc_500_Pm_13,60,1,companyAcronym= | protocolName=IEEE C37.118.2-2011 | vendorAcronym= | vendorDeviceName= | interconnectionName=,,,,10,STTP,Streaming Telemetry Transport Protocol,6,,,,,,PATC_500_PM_13-DF,0.0,1.0,Patc_500_Pm_13 Frequency Delta (dF/dt),0,1,1,,PMU,DFDT,Frequency Delta (dF/dt),DF,-98.6,37.5,PPA:9771,2021-08-10 14:43:33
} | MaximumArchiveDays=90 | DesiredRemainingSpace=500,9772,GPA_PATC_500_PM_13:S,,334,8736f6c7-ad41-4b43-b4f6-e684e0d4ad20,PATC_500_PM_13,Patc_500_Pm_13,60,1,companyAcronym= | protocolName=IEEE C37.118.2-2011 | vendorAcronym= | vendorDeviceName= | interconnectionName=,,,,10,STTP,Streaming Telemetry Transport Protocol,8,,,,,,PATC_500_PM_13-SF,0.0,1.0,Patc_500_Pm_13 Status Flags,0,1,1,,PMU,FLAG,Status Flags,SF,-98.6,37.5,PPA:9772,2021-08-10 14:43:33
} | MaximumArchiveDays=90 | DesiredRemainingSpace=500,9773,GPA_PATC_500_PM_13-PM1:V,,334,8736f6c7-ad41-4b43-b4f6-e684e0d4ad20,PATC_500_PM_13,Patc_500_Pm_13,60,1,companyAcronym= | protocolName=IEEE C37.118.2-2011 | vendorAcronym= | vendorDeviceName= | interconnectionName=,,,,10,STTP,Streaming Telemetry Transport Protocol,3,1,LTPAXNG_1_FV_A,V,+,0,PATC_500_PM_13-PM1,0.0,1.0,Patc_500_Pm_13 LTPAXNG_1_FV_A + Voltage Magnitude,0,1,1,Volts,Phasor,VPHM,Voltage Magnitude,PM,-98.6,37.5,PPA:9773,2021-08-10 14:43:33
} | MaximumArchiveDays=90 | DesiredRemainingSpace=500,9774,GPA_PATC_500_PM_13-PA1:VH,,334,8736f6c7-ad41-4b43-b4f6-e684e0d4ad20,PATC_500_PM_13,Patc_500_Pm_13,60,1,companyAcronym= | protocolName=IEEE C37.118.2-2011 | vendorAcronym= | vendorDeviceName= | interconnectionName=,,,,10,STTP,Streaming Telemetry Transport Protocol,4,1,LTPAXNG_1_FV_A,V,+,0,PATC_500_PM_13-PA1,0.0,1.0,Patc_500_Pm_13 LTPAXNG_1_FV_A + Voltage Phase Angle,0,1,1,Degrees,Phasor,VPHA,Voltage Phase Angle,PA,-98.6,37.5,PPA:9774,2021-08-10 14:43:33
} | MaximumArchiveDays=90 | DesiredRemainingSpace=500,9775,GPA_PATC_500_PM_13-PM2:V,,334,8736f6c7-ad41-4b43-b4f6-e684e0d4ad20,PATC_500_PM_13,Patc_500_Pm_13,60,1,companyAcronym= | protocolName=IEEE C37.118.2-2011 | vendorAcronym= | vendorDeviceName= | interconnectionName=,,,,10,STTP,Streaming Telemetry Transport Protocol,3,2,LTPAXNG_1_FV_B,V,+,0,PATC_500_PM_13-PM2,0.0,1.0,Patc_500_Pm_13 LTPAXNG_1_FV_B + Voltage Magnitude,0,1,1,Volts,Phasor,VPHM,Voltage Magnitude,PM,-98.6,37.5,PPA:9775,2021-08-10 14:43:33
} | MaximumArchiveDays=90 | DesiredRemainingSpace=500,9776,GPA_PATC_500_PM_13-PA2:VH,,334,8736f6c7-ad41-4b43-b4f6-e684e0d4ad20,PATC_500_PM_13,Patc_500_Pm_13,60,1,companyAcronym= | protocolName=IEEE C37.118.2-2011 | vendorAcronym= | vendorDeviceName= | interconnectionName=,,,,10,STTP,Streaming Telemetry Transport Protocol,4,2,LTPAXNG_1_FV_B,V,+,0,PATC_500_PM_13-PA2,0.0,1.0,Patc_500_Pm_13 LTPAXNG_1_FV_B + Voltage Phase Angle,0,1,1,Degrees,Phasor,VPHA,Voltage Phase Angle,PA,-98.6,37.5,PPA:9776,2021-08-10 14:43:33
} | MaximumArchiveDays=90 | DesiredRemainingSpace=500,9777,GPA_PATC_500_PM_13-PM3:V,,334,8736f6c7-ad41-4b43-b4f6-e684e0d4ad20,PATC_500_PM_13,Patc_500_Pm_13,60,1,companyAcronym= | protocolName=IEEE C37.118.2-2011 | vendorAcronym= | vendorDeviceName= | interconnectionName=,,,,10,STTP,Streaming Telemetry Transport Protocol,3,3,LTPAXNG_1_FV_C,V,+,0,PATC_500_PM_13-PM3,0.0,1.0,Patc_500_Pm_13 LTPAXNG_1_FV_C + Voltage Magnitude,0,1,1,Volts,Phasor,VPHM,Voltage Magnitude,PM,-98.6,37.5,PPA:9777,2021-08-10 14:43:33
} | MaximumArchiveDays=90 | DesiredRemainingSpace=500,9778,GPA_PATC_500_PM_13-PA3:VH,,334,8736f6c7-ad41-4b43-b4f6-e684e0d4ad20,PATC_500_PM_13,Patc_500_Pm_13,60,1,companyAcronym= | protocolName=IEEE C37.118.2-2011 | vendorAcronym= | vendorDeviceName= | interconnectionName=,,,,10,STTP,Streaming Telemetry Transport Protocol,4,3,LTPAXNG_1_FV_C,V,+,0,PATC_500_PM_13-PA3,0.0,1.0,Patc_500_Pm_13 LTPAXNG_1_FV_C + Voltage Phase Angle,0,1,1,Degrees,Phasor,VPHA,Voltage Phase Angle,PA,-98.6,37.5,PPA:9778,2021-08-10 14:43:33
} | MaximumArchiveDays=90 | DesiredRemainingSpace=500,9779,GPA_PATC_500_PM_13-PM4:I,,334,8736f6c7-ad41-4b43-b4f6-e684e0d4ad20,PATC_500_PM_13,Patc_500_Pm_13,60,1,companyAcronym= | protocolName=IEEE C37.118.2-2011 | vendorAcronym= | vendorDeviceName= | interconnectionName=,,,,10,STTP,Streaming Telemetry Transport Protocol,1,4,LTPAXNG_1_FA_A,I,+,0,PATC_500_PM_13-PM4,0.0,1.0,Patc_500_Pm_13 LTPAXNG_1_FA_A + Current Magnitude,0,1,1,Amps,Phasor,IPHM,Current Magnitude,PM,-98.6,37.5,PPA:9779,2021-08-10 14:43:33
} | MaximumArchiveDays=90 | DesiredRemainingSpace=500,9780,GPA_PATC_500_PM_13-PA4:IH,,334,8736f6c7-ad41-4b43-b4f6-e684e0d4ad20,PATC_500_PM_13,Patc_500_Pm_13,60,1,companyAcronym= | protocolName=IEEE C37.118.2-2011 | vendorAcronym= | vendorDeviceName= | interconnectionName=,,,,10,STTP,Streaming Telemetry Transport Protocol,2,4,LTPAXNG_1_FA_A,I,+,0,PATC_500_PM_13-PA4,0.0,1.0,Patc_500_Pm_13 LTPAXNG_1_FA_A + Current Phase Angle,0,1,1,Degrees,Phasor,IPHA,Current Phase Angle,PA,-98.6,37.5,PPA:9780,2021-08-10 14:43:33
} | MaximumArchiveDays=90 | DesiredRemainingSpace=500,9781,GPA_PATC_500_PM_13-PM5:I,,334,8736f6c7-ad41-4b43-b4f6-e684e0d4ad20,PATC_500_PM_13,Patc_500_Pm_13,60,1,companyAcronym= | protocolName=IEEE C37.118.2-2011 | vendorAcronym= | vendorDeviceName= | interconnectionName=,,,,10,STTP,Streaming Telemetry Transport Protocol,1,5,LTPAXNG_1_FA_B,I,+,0,PATC_500_PM_13-PM5,0.0,1.0,Patc_500_Pm_13 LTPAXNG_1_FA_B + Current Magnitude,0,1,1,Amps,Phasor,IPHM,Current Magnitude,PM,-98.6,37.5,PPA:9781,2021-08-10 14:43:33
} | MaximumArchiveDays=90 | DesiredRemainingSpace=500,9782,GPA_PATC_500_PM_13-PA5:IH,,334,8736f6c7-ad41-4b43-b4f6-e684e0d4ad20,PATC_500_PM_13,Patc_500_Pm_13,60,1,companyAcronym= | protocolName=IEEE C37.118.2-2011 | vendorAcronym= | vendorDeviceName= | interconnectionName=,,,,10,STTP,Streaming Telemetry Transport Protocol,2,5,LTPAXNG_1_FA_B,I,+,0,PATC_500_PM_13-PA5,0.0,1.0,Patc_500_Pm_13 LTPAXNG_1_FA_B + Current Phase Angle,0,1,1,Degrees,Phasor,IPHA,Current Phase Angle,PA,-98.6,37.5,PPA:9782,2021-08-10 14:43:33
} | MaximumArchiveDays=90 | DesiredRemainingSpace=500,9783,GPA_PATC_500_PM_13-PM6:I,,334,8736f6c7-ad41-4b43-b4f6-e684e0d4ad20,PATC_500_PM_13,Patc_500_Pm_13,60,1,companyAcronym= | protocolName=IEEE C37.118.2-2011 | vendorAcronym= | vendorDeviceName= | interconnectionName=,,,,10,STTP,Streaming Telemetry Transport Protocol,1,6,LTPAXNG_1_FA_C,I,+,0,PATC_500_PM_13-PM6,0.0,1.0,Patc_500_Pm_13 LTPAXNG_1_FA_C + Current Magnitude,0,1,1,Amps,Phasor,IPHM,Current Magnitude,PM,-98.6,37.5,PPA:9783,2021-08-10 14:43:33
} | MaximumArchiveDays=90 | DesiredRemainingSpace=500,9784,GPA_PATC_500_PM_13-PA6:IH,,334,8736f6c7-ad41-4b43-b4f6-e684e0d4ad20,PATC_500_PM_13,Patc_500_Pm_13,60,1,companyAcronym= | protocolName=IEEE C37.118.2-2011 | vendorAcronym= | vendorDeviceName= | interconnectionName=,,,,10,STTP,Streaming Telemetry Transport Protocol,2,6,LTPAXNG_1_FA_C,I,+,0,PATC_500_PM_13-PA6,0.0,1.0,Patc_500_Pm_13 LTPAXNG_1_FA_C + Current Phase Angle,0,1,1,Degrees,Phasor,IPHA,Current Phase Angle,PA,-98.6,37.5,PPA:9784,2021-08-10 14:43:33
} | MaximumArchiveDays=90 | DesiredRemainingSpace=500,9785,GPA_PATC_500_PM_13-PM7:V,,334,8736f6c7-ad41-4b43-b4f6-e684e0d4ad20,PATC_500_PM_13,Patc_500_Pm_13,60,1,companyAcronym= | protocolName=IEEE C37.118.2-2011 | vendorAcronym= | vendorDeviceName= | interconnectionName=,,,,10,STTP,Streaming Telemetry Transport Protocol,3,7,LTPAXNG_1_FV_P,V,+,0,PATC_500_PM_13-PM7,0.0,1.0,Patc_500_Pm_13 LTPAXNG_1_FV_P + Voltage Magnitude,0,1,1,Volts,Phasor,VPHM,Voltage Magnitude,PM,-98.6,37.5,PPA:9785,2021-08-10 14:43:33
} | MaximumArchiveDays=90 | DesiredRemainingSpace=500,9786,GPA_PATC_500_PM_13-PA7:VH,,334,8736f6c7-ad41-4b43-b4f6-e684e0d4ad20,PATC_500_PM_13,Patc_500_Pm_13,60,1,companyAcronym= | protocolName=IEEE C37.118.2-2011 | vendorAcronym= | vendorDeviceName= | interconnectionName=,,,,10,STTP,Streaming Telemetry Transport Protocol,4,7,LTPAXNG_1_FV_P,V,+,0,PATC_500_PM_13-PA7,0.0,1.0,Patc_500_Pm_13 LTPAXNG_1_FV_P + Voltage Phase Angle,0,1,1,Degrees,Phasor,VPHA,Voltage Phase Angle,PA,-98.6,37.5,PPA:9786,2021-08-10 14:43:33
} | MaximumArchiveDays=90 | DesiredRemainingSpace=500,9787,GPA_PATC_500_PM_13-PM8:I,,334,8736f6c7-ad41-4b43-b4f6-e684e0d4ad20,PATC_500_PM_13,Patc_500_Pm_13,60,1,companyAcronym= | protocolName=IEEE C37.118.2-2011 | vendorAcronym= | vendorDeviceName= | interconnectionName=,,,,10,STTP,Streaming Telemetry Transport Protocol,1,8,LTPAXNG_1_FA_P,I,+,0,PATC_500_PM_13-PM8,0.0,1.0,Patc_500_Pm_13 LTPAXNG_1_FA_P + Current Magnitude,0,1,1,Amps,Phasor,IPHM,Current Magnitude,PM,-98.6,37.5,PPA:9787,2021-08-10 14:43:33
} | MaximumArchiveDays=90 | DesiredRemainingSpace=500,9788,GPA_PATC_500_PM_13-PA8:IH,,334,8736f6c7-ad41-4b43-b4f6-e684e0d4ad20,PATC_500_PM_13,Patc_500_Pm_13,60,1,companyAcronym= | protocolName=IEEE C37.118.2-2011 | vendorAcronym= | vendorDeviceName= | interconnectionName=,,,,10,STTP,Streaming Telemetry Transport Protocol,2,8,LTPAXNG_1_FA_P,I,+,0,PATC_500_PM_13-PA8,0.0,1.0,Patc_500_Pm_13 LTPAXNG_1_FA_P + Current Phase Angle,0,1,1,Degrees,Phasor,IPHA,Current Phase Angle,PA,-98.6,37.5,PPA:9788,2021-08-10 14:43:33
} | MaximumArchiveDays=90 | DesiredRemainingSpace=500,9789,GPA_PATC_500_PM_14:F,,335,8736f6c7-ad41-4b43-b4f6-e684e0d4ad20,PATC_500_PM_14,Patc_500_Pm_14,60,1,companyAcronym= | protocolName=IEEE C37.118.2-2011 | vendorAcronym= | vendorDeviceName= | interconnectionName=,,,,10,STTP,Streaming Telemetry Transport Protocol,5,,,,,,PATC_500_PM_14-FQ,0.0,1.0,Patc_500_Pm_14 Frequency,0,1,1,Hz,PMU,FREQ,Frequency,FQ,-98.6,37.5,PPA:9789,2021-08-10 14:43:33
} | MaximumArchiveDays=90 | DesiredRemainingSpace=500,9790,GPA_PATC_500_PM_14:DF,,335,8736f6c7-ad41-4b43-b4f6-e684e0d4ad20,PATC_500_PM_14,Patc_500_Pm_14,60,1,companyAcronym= | protocolName=IEEE C37.118.2-2011 | vendorAcronym= | vendorDeviceName= | interconnectionName=,,,,10,STTP,Streaming Telemetry Transport Protocol,6,,,,,,PATC_500_PM_14-DF,0.0,1.0,Patc_500_Pm_14 Frequency Delta (dF/dt),0,1,1,,PMU,DFDT,Frequency Delta (dF/dt),DF,-98.6,37.5,PPA:9790,2021-08-10 14:43:33
} | MaximumArchiveDays=90 | DesiredRemainingSpace=500,9791,GPA_PATC_500_PM_14:S,,335,8736f6c7-ad41-4b43-b4f6-e684e0d4ad20,PATC_500_PM_14,Patc_500_Pm_14,60,1,companyAcronym= | protocolName=IEEE C37.118.2-2011 | vendorAcronym= | vendorDeviceName= | interconnectionName=,,,,10,STTP,Streaming Telemetry Transport Protocol,8,,,,,,PATC_500_PM_14-SF,0.0,1.0,Patc_500_Pm_14 Status Flags,0,1,1,,PMU,FLAG,Status Flags,SF,-98.6,37.5,PPA:9791,2021-08-10 14:43:33
} | MaximumArchiveDays=90 | DesiredRemainingSpace=500,9792,GPA_PATC_500_PM_14-PM1:V,,335,8736f6c7-ad41-4b43-b4f6-e684e0d4ad20,PATC_500_PM_14,Patc_500_Pm_14,60,1,companyAcronym= | protocolName=IEEE C37.118.2-2011 | vendorAcronym= | vendorDeviceName= | interconnectionName=,,,,10,STTP,Streaming Telemetry Transport Protocol,3,1,LTPAXNG_2_FV_A,V,+,0,PATC_500_PM_14-PM1,0.0,1.0,Patc_500_Pm_14 LTPAXNG_2_FV_A + Voltage Magnitude,0,1,1,Volts,Phasor,VPHM,Voltage Magnitude,PM,-98.6,37.5,PPA:9792,2021-08-10 14:43:33
} | MaximumArchiveDays=90 | DesiredRemainingSpace=500,9793,GPA_PATC_500_PM_14-PA1:VH,,335,8736f6c7-ad41-4b43-b4f6-e684e0d4ad20,PATC_500_PM_14,Patc_500_Pm_14,60,1,companyAcronym= | protocolName=IEEE C37.118.2-2011 | vendorAcronym= | vendorDeviceName= | interconnectionName=,,,,10,STTP,Streaming Telemetry Transport Protocol,4,1,LTPAXNG_2_FV_A,V,+,0,PATC_500_PM_14-PA1,0.0,1.0,Patc_500_Pm_14 LTPAXNG_2_FV_A + Voltage Phase Angle,0,1,1,Degrees,Phasor,VPHA,Voltage Phase Angle,PA,-98.6,37.5,PPA:9793,2021-08-10 14:43:33
} | MaximumArchiveDays=90 | DesiredRemainingSpace=500,9794,GPA_PATC_500_PM_14-PM2:V,,335,8736f6c7-ad41-4b43-b4f6-e684e0d4ad20,PATC_500_PM_14,Patc_500_Pm_14,60,1,companyAcronym= | protocolName=IEEE C37.118.2-2011 | vendorAcronym= | vendorDeviceName= | interconnectionName=,,,,10,STTP,Streaming Telemetry Transport Protocol,3,2,LTPAXNG_2_FV_B,V,+,0,PATC_500_PM_14-PM2,0.0,1.0,Patc_500_Pm_14 LTPAXNG_2_FV_B + Voltage Magnitude,0,1,1,Volts,Phasor,VPHM,Voltage Magnitude,PM,-98.6,37.5,PPA:9794,2021-08-10 14:43:33
} | MaximumArchiveDays=90 | DesiredRemainingSpace=500,9795,GPA_PATC_500_PM_14-PA2:VH,,335,8736f6c7-ad41-4b43-b4f6-e684e0d4ad20,PATC_500_PM_14,Patc_500_Pm_14,60,1,companyAcronym= | protocolName=IEEE C37.118.2-2011 | vendorAcronym= | vendorDeviceName= | interconnectionName=,,,,10,STTP,Streaming Telemetry Transport Protocol,4,2,LTPAXNG_2_FV_B,V,+,0,PATC_500_PM_14-PA2,0.0,1.0,Patc_500_Pm_14 LTPAXNG_2_FV_B + Voltage Phase Angle,0,1,1,Degrees,Phasor,VPHA,Voltage Phase Angle,PA,-98.6,37.5,PPA:9795,2021-08-10 14:43:33
} | MaximumArchiveDays=90 | DesiredRemainingSpace=500,9796,GPA_PATC_500_PM_14-PM3:V,,335,8736f6c7-ad41-4b43-b4f6-e684e0d4ad20,PATC_500_PM_14,Patc_500_Pm_14,60,1,companyAcronym= | protocolName=IEEE C37.118.2-2011 | vendorAcronym= | vendorDeviceName= | interconnectionName=,,,,10,STTP,Streaming Telemetry Transport Protocol,3,3,LTPAXNG_2_FV_C,V,+,0,PATC_500_PM_14-PM3,0.0,1.0,Patc_500_Pm_14 LTPAXNG_2_FV_C + Voltage Magnitude,0,1,1,Volts,Phasor,VPHM,Voltage Magnitude,PM,-98.6,37.5,PPA:9796,2021-08-10 14:43:33
} | MaximumArchiveDays=90 | DesiredRemainingSpace=500,9797,GPA_PATC_500_PM_14-PA3:VH,,335,8736f6c7-ad41-4b43-b4f6-e684e0d4ad20,PATC_500_PM_14,Patc_500_Pm_14,60,1,companyAcronym= | protocolName=IEEE C37.118.2-2011 | vendorAcronym= | vendorDeviceName= | interconnectionName=,,,,10,STTP,Streaming Telemetry Transport Protocol,4,3,LTPAXNG_2_FV_C,V,+,0,PATC_500_PM_14-PA3,0.0,1.0,Patc_500_Pm_14 LTPAXNG_2_FV_C + Voltage Phase Angle,0,1,1,Degrees,Phasor,VPHA,Voltage Phase Angle,PA,-98.6,37.5,PPA:9797,2021-08-10 14:43:33
} | MaximumArchiveDays=90 | DesiredRemainingSpace=500,9798,GPA_PATC_500_PM_14-PM4:I,,335,8736f6c7-ad41-4b43-b4f6-e684e0d4ad20,PATC_500_PM_14,Patc_500_Pm_14,60,1,companyAcronym= | protocolName=IEEE C37.118.2-2011 | vendorAcronym= | vendorDeviceName= | interconnectionName=,,,,10,STTP,Streaming Telemetry Transport Protocol,1,4,LTPAXNG_2_FA_A,I,+,0,PATC_500_PM_14-PM4,0.0,1.0,Patc_500_Pm_14 LTPAXNG_2_FA_A + Current Magnitude,0,1,1,Amps,Phasor,IPHM,Current Magnitude,PM,-98.6,37.5,PPA:9798,2021-08-10 14:43:33
} | MaximumArchiveDays=90 | DesiredRemainingSpace=500,9799,GPA_PATC_500_PM_14-PA4:IH,,335,8736f6c7-ad41-4b43-b4f6-e684e0d4ad20,PATC_500_PM_14,Patc_500_Pm_14,60,1,companyAcronym= | protocolName=IEEE C37.118.2-2011 | vendorAcronym= | vendorDeviceName= | interconnectionName=,,,,10,STTP,Streaming Telemetry Transport Protocol,2,4,LTPAXNG_2_FA_A,I,+,0,PATC_500_PM_14-PA4,0.0,1.0,Patc_500_Pm_14 LTPAXNG_2_FA_A + Current Phase Angle,0,1,1,Degrees,Phasor,IPHA,Current Phase Angle,PA,-98.6,37.5,PPA:9799,2021-08-10 14:43:33
} | MaximumArchiveDays=90 | DesiredRemainingSpace=500,9800,GPA_PATC_500_PM_14-PM5:I,,335,8736f6c7-ad41-4b43-b4f6-e684e0d4ad20,PATC_500_PM_14,Patc_500_Pm_14,60,1,companyAcronym= | protocolName=IEEE C37.118.2-2011 | vendorAcronym= | vendorDeviceName= | interconnectionName=,,,,10,STTP,Streaming Telemetry Transport Protocol,1,5,LTPAXNG_2_FA_B,I,+,0,PATC_500_PM_14-PM5,0.0,1.0,Patc_500_Pm_14 LTPAXNG_2_FA_B + Current Magnitude,0,1,1,Amps,Phasor,IPHM,Current Magnitude,PM,-98.6,37.5,PPA:9800,2021-08-10 14:43:33
} | MaximumArchiveDays=90 | DesiredRemainingSpace=500,9801,GPA_PATC_500_PM_14-PA5:IH,,335,8736f6c7-ad41-4b43-b4f6-e684e0d4ad20,PATC_500_PM_14,Patc_500_Pm_14,60,1,companyAcronym= | protocolName=IEEE C37.118.2-2011 | vendorAcronym= | vendorDeviceName= | interconnectionName=,,,,10,STTP,Streaming Telemetry Transport Protocol,2,5,LTPAXNG_2_FA_B,I,+,0,PATC_500_PM_14-PA5,0.0,1.0,Patc_500_Pm_14 LTPAXNG_2_FA_B + Current Phase Angle,0,1,1,Degrees,Phasor,IPHA,Current Phase Angle,PA,-98.6,37.5,PPA:9801,2021-08-10 14:43:33
} | MaximumArchiveDays=90 | DesiredRemainingSpace=500,9802,GPA_PATC_500_PM_14-PM6:I,,335,8736f6c7-ad41-4b43-b4f6-e684e0d4ad20,PATC_500_PM_14,Patc_500_Pm_14,60,1,companyAcronym= | protocolName=IEEE C37.118.2-2011 | vendorAcronym= | vendorDeviceName= | interconnectionName=,,,,10,STTP,Streaming Telemetry Transport Protocol,1,6,LTPAXNG_2_FA_C,I,+,0,PATC_500_PM_14-PM6,0.0,1.0,Patc_500_Pm_14 LTPAXNG_2_FA_C + Current Magnitude,0,1,1,Amps,Phasor,IPHM,Current Magnitude,PM,-98.6,37.5,PPA:9802,2021-08-10 14:43:33
} | MaximumArchiveDays=90 | DesiredRemainingSpace=500,9803,GPA_PATC_500_PM_14-PA6:IH,,335,8736f6c7-ad41-4b43-b4f6-e684e0d4ad20,PATC_500_PM_14,Patc_500_Pm_14,60,1,companyAcronym= | protocolName=IEEE C37.118.2-2011 | vendorAcronym= | vendorDeviceName= | interconnectionName=,,,,10,STTP,Streaming Telemetry Transport Protocol,2,6,LTPAXNG_2_FA_C,I,+,0,PATC_500_PM_14-PA6,0.0,1.0,Patc_500_Pm_14 LTPAXNG_2_FA_C + Current Phase Angle,0,1,1,Degrees,Phasor,IPHA,Current Phase Angle,PA,-98.6,37.5,PPA:9803,2021-08-10 14:43:33
} | MaximumArchiveDays=90 | DesiredRemainingSpace=500,9804,GPA_PATC_500_PM_14-PM7:I,,335,8736f6c7-ad41-4b43-b4f6-e684e0d4ad20,PATC_500_PM_14,Patc_500_Pm_14,60,1,companyAcronym= | protocolName=IEEE C37.118.2-2011 | vendorAcronym= | vendorDeviceName= | interconnectionName=,,,,10,STTP,Streaming Telemetry Transport Protocol,1,7,LTPAXNG_2_FA_P,I,+,0,PATC_500_PM_14-PM7,0.0,1.0,Patc_500_Pm_14 LTPAXNG_2_FA_P + Current Magnitude,0,1,1,Amps,Phasor,IPHM,Current Magnitude,PM,-98.6,37.5,PPA:9804,2021-08-10 14:43:33
} | MaximumArchiveDays=90 | DesiredRemainingSpace=500,9805,GPA_PATC_500_PM_14-PA7:IH,,335,8736f6c7-ad41-4b43-b4f6-e684e0d4ad20,PATC_500_PM_14,Patc_500_Pm_14,60,1,companyAcronym= | protocolName=IEEE C37.118.2-2011 | vendorAcronym= | vendorDeviceName= | interconnectionName=,,,,10,STTP,Streaming Telemetry Transport Protocol,2,7,LTPAXNG_2_FA_P,I,+,0,PATC_500_PM_14-PA7,0.0,1.0,Patc_500_Pm_14 LTPAXNG_2_FA_P + Current Phase Angle,0,1,1,Degrees,Phasor,IPHA,Current Phase Angle,PA,-98.6,37.5,PPA:9805,2021-08-10 14:43:33
} | MaximumArchiveDays=90 | DesiredRemainingSpace=500,9806,GPA_PATC_500_PM_14-PM8:V,,335,8736f6c7-ad41-4b43-b4f6-e684e0d4ad20,PATC_500_PM_14,Patc_500_Pm_14,60,1,companyAcronym= | protocolName=IEEE C37.118.2-2011 | vendorAcronym= | vendorDeviceName= | interconnectionName=,,,,10,STTP,Streaming Telemetry Transport Protocol,3,8,LTPAXNG_2_FV_P,V,+,0,PATC_500_PM_14-PM8,0.0,1.0,Patc_500_Pm_14 LTPAXNG_2_FV_P + Voltage Magnitude,0,1,1,Volts,Phasor,VPHM,Voltage Magnitude,PM,-98.6,37.5,PPA:9806,2021-08-10 14:43:33
} | MaximumArchiveDays=90 | DesiredRemainingSpace=500,9807,GPA_PATC_500_PM_14-PA8:VH,,335,8736f6c7-ad41-4b43-b4f6-e684e0d4ad20,PATC_500_PM_14,Patc_500_Pm_14,60,1,companyAcronym= | protocolName=IEEE C37.118.2-2011 | vendorAcronym= | vendorDeviceName= | interconnectionName=,,,,10,STTP,Streaming Telemetry Transport Protocol,4,8,LTPAXNG_2_FV_P,V,+,0,PATC_500_PM_14-PA8,0.0,1.0,Patc_500_Pm_14 LTPAXNG_2_FV_P + Voltage Phase Angle,0,1,1,Degrees,Phasor,VPHA,Voltage Phase Angle,PA,-98.6,37.5,PPA:9807,2021-08-10 14:43:33
} | MaximumArchiveDays=90 | DesiredRemainingSpace=500,9808,ONS_PATC_500_PM_13!PMU:ST1,,334,8736f6c7-ad41-4b43-b4f6-e684e0d4ad20,PATC_500_PM_13,Patc_500_Pm_13,60,1,companyAcronym= | protocolName=IEEE C37.118.2-2011 | vendorAcronym= | vendorDeviceName= | interconnectionName=,,,,10,STTP,Streaming Telemetry Transport Protocol,11,,,,,,PATC_500_PM_13!PMU-ST1,0.0,1.0,Device statistic for Number of data quality errors reported by device during last reporting interval.,0,1,1,,Any,STAT,Statistic,ST,-98.6,37.5,PPA:9808,2021-08-10 14:43:35
} | MaximumArchiveDays=90 | DesiredRemainingSpace=500,9809,ONS_PATC_500_PM_13!PMU:ST2,,334,8736f6c7-ad41-4b43-b4f6-e684e0d4ad20,PATC_500_PM_13,Patc_500_Pm_13,60,1,companyAcronym= | protocolName=IEEE C37.118.2-2011 | vendorAcronym= | vendorDeviceName= | interconnectionName=,,,,10,STTP,Streaming Telemetry Transport Protocol,11,,,,,,PATC_500_PM_13!PMU-ST2,0.0,1.0,Device statistic for Number of time quality errors reported by device during last reporting interval.,0,1,1,,Any,STAT,Statistic,ST,-98.6,37.5,PPA:9809,2021-08-10 14:43:35
} | MaximumArchiveDays=90 | DesiredRemainingSpace=500,9810,ONS_PATC_500_PM_13!PMU:ST3,,334,8736f6c7-ad41-4b43-b4f6-e684e0d4ad20,PATC_500_PM_13,Patc_500_Pm_13,60,1,companyAcronym= | protocolName=IEEE C37.118.2-2011 | vendorAcronym= | vendorDeviceName= | interconnectionName=,,,,10,STTP,Streaming Telemetry Transport Protocol,11,,,,,,PATC_500_PM_13!PMU-ST3,0.0,1.0,Device statistic for Number of device errors reported by device during last reporting interval.,0,1,1,,Any,STAT,Statistic,ST,-98.6,37.5,PPA:9810,2021-08-10 14:43:35
} | MaximumArchiveDays=90 | DesiredRemainingSpace=500,9811,ONS_PATC_500_PM_13!PMU:ST4,,334,8736f6c7-ad41-4b43-b4f6-e684e0d4ad20,PATC_500_PM_13,Patc_500_Pm_13,60,1,companyAcronym= | protocolName=IEEE C37.118.2-2011 | vendorAcronym= | vendorDeviceName= | interconnectionName=,,,,10,STTP,Streaming Telemetry Transport Protocol,11,,,,,,PATC_500_PM_13!PMU-ST4,0.0,1.0,Device statistic for Number of measurements received from device during last reporting interval.,0,1,1,,Any,STAT,Statistic,ST,-98.6,37.5,PPA:9811,2021-08-10 14:43:35
} | MaximumArchiveDays=90 | DesiredRemainingSpace=500,9812,ONS_PATC_500_PM_13!PMU:ST5,,334,8736f6c7-ad41-4b43-b4f6-e684e0d4ad20,PATC_500_PM_13,Patc_500_Pm_13,60,1,companyAcronym= | protocolName=IEEE C37.118.2-2011 | vendorAcronym= | vendorDeviceName= | interconnectionName=,,,,10,STTP,Streaming Telemetry Transport Protocol,11,,,,,,PATC_500_PM_13!PMU-ST5,0.0,1.0,Device statistic for Expected number of measurements received from device during last reporting interval.,0,1,1,,Any,STAT,Statistic,ST,-98.6,37.5,PPA:9812,2021-08-10 14:43:35
} | MaximumArchiveDays=90 | DesiredRemainingSpace=500,9813,ONS_PATC_500_PM_13!PMU:ST6,,334,8736f6c7-ad41-4b43-b4f6-e684e0d4ad20,PATC_500_PM_13,Patc_500_Pm_13,60,1,companyAcronym= | protocolName=IEEE C37.118.2-2011 | vendorAcronym= | vendorDeviceName= | interconnectionName=,,,,10,STTP,Streaming Telemetry Transport Protocol,11,,,,,,PATC_500_PM_13!PMU-ST6,0.0,1.0,Device statistic for Number of measurements received while device was reporting errors during last reporting interval.,0,1,1,,Any,STAT,Statistic,ST,-98.6,37.5,PPA:9813,2021-08-10 14:43:35
} | MaximumArchiveDays=90 | DesiredRemainingSpace=500,9814,ONS_PATC_500_PM_13!PMU:ST7,,334,8736f6c7-ad41-4b43-b4f6-e684e0d4ad20,PATC_500_PM_13,Patc_500_Pm_13,60,1,companyAcronym= | protocolName=IEEE C37.118.2-2011 | vendorAcronym= | vendorDeviceName= | interconnectionName=,,,,10,STTP,Streaming Telemetry Transport Protocol,11,,,,,,PATC_500_PM_13!PMU-ST7,0.0,1.0,Device statistic for Number of defined measurements (per frame) from device during last reporting interval.,0,1,1,,Any,STAT,Statistic,ST,-98.6,37.5,PPA:9814,2021-08-10 14:43:35
} | MaximumArchiveDays=90 | DesiredRemainingSpace=500,9815,ONS_PATC_500_PM_14!PMU:ST1,,335,8736f6c7-ad41-4b43-b4f6-e684e0d4ad20,PATC_500_PM_14,Patc_500_Pm_14,60,1,companyAcronym= | protocolName=IEEE C37.118.2-2011 | vendorAcronym= | vendorDeviceName= | interconnectionName=,,,,10,STTP,Streaming Telemetry Transport Protocol,11,,,,,,PATC_500_PM_14!PMU-ST1,0.0,1.0,Device statistic for Number of data quality errors reported by device during last reporting interval.,0,1,1,,Any,STAT,Statistic,ST,-98.6,37.5,PPA:9815,2021-08-10 14:43:35
} | MaximumArchiveDays=90 | DesiredRemainingSpace=500,9816,ONS_PATC_500_PM_14!PMU:ST2,,335,8736f6c7-ad41-4b43-b4f6-e684e0d4ad20,PATC_500_PM_14,Patc_500_Pm_14,60,1,companyAcronym= | protocolName=IEEE C37.118.2-2011 | vendorAcronym= | vendorDeviceName= | interconnectionName=,,,,10,STTP,Streaming Telemetry Transport Protocol,11,,,,,,PATC_500_PM_14!PMU-ST2,0.0,1.0,Device statistic for Number of time quality errors reported by device during last reporting interval.,0,1,1,,Any,STAT,Statistic,ST,-98.6,37.5,PPA:9816,2021-08-10 14:43:35
} | MaximumArchiveDays=90 | DesiredRemainingSpace=500,9817,ONS_PATC_500_PM_14!PMU:ST3,,335,8736f6c7-ad41-4b43-b4f6-e684e0d4ad20,PATC_500_PM_14,Patc_500_Pm_14,60,1,companyAcronym= | protocolName=IEEE C37.118.2-2011 | vendorAcronym= | vendorDeviceName= | interconnectionName=,,,,10,STTP,Streaming Telemetry Transport Protocol,11,,,,,,PATC_500_PM_14!PMU-ST3,0.0,1.0,Device statistic for Number of device errors reported by device during last reporting interval.,0,1,1,,Any,STAT,Statistic,ST,-98.6,37.5,PPA:9817,2021-08-10 14:43:35
} | MaximumArchiveDays=90 | DesiredRemainingSpace=500,9818,ONS_PATC_500_PM_14!PMU:ST4,,335,8736f6c7-ad41-4b43-b4f6-e684e0d4ad20,PATC_500_PM_14,Patc_500_Pm_14,60,1,companyAcronym= | protocolName=IEEE C37.118.2-2011 | vendorAcronym= | vendorDeviceName= | interconnectionName=,,,,10,STTP,Streaming Telemetry Transport Protocol,11,,,,,,PATC_500_PM_14!PMU-ST4,0.0,1.0,Device statistic for Number of measurements received from device during last reporting interval.,0,1,1,,Any,STAT,Statistic,ST,-98.6,37.5,PPA:9818,2021-08-10 14:43:35
} | MaximumArchiveDays=90 | DesiredRemainingSpace=500,9819,ONS_PATC_500_PM_14!PMU:ST5,,335,8736f6c7-ad41-4b43-b4f6-e684e0d4ad20,PATC_500_PM_14,Patc_500_Pm_14,60,1,companyAcronym= | protocolName=IEEE C37.118.2-2011 | vendorAcronym= | vendorDeviceName= | interconnectionName=,,,,10,STTP,Streaming Telemetry Transport Protocol,11,,,,,,PATC_500_PM_14!PMU-ST5,0.0,1.0,Device statistic for Expected number of measurements received from device during last reporting interval.,0,1,1,,Any,STAT,Statistic,ST,-98.6,37.5,PPA:9819,2021-08-10 14:43:35
} | MaximumArchiveDays=90 | DesiredRemainingSpace=500,9820,ONS_PATC_500_PM_14!PMU:ST6,,335,8736f6c7-ad41-4b43-b4f6-e684e0d4ad20,PATC_500_PM_14,Patc_500_Pm_14,60,1,companyAcronym= | protocolName=IEEE C37.118.2-2011 | vendorAcronym= | vendorDeviceName= | interconnectionName=,,,,10,STTP,Streaming Telemetry Transport Protocol,11,,,,,,PATC_500_PM_14!PMU-ST6,0.0,1.0,Device statistic for Number of measurements received while device was reporting errors during last reporting interval.,0,1,1,,Any,STAT,Statistic,ST,-98.6,37.5,PPA:9820,2021-08-10 14:43:35
} | MaximumArchiveDays=90 | DesiredRemainingSpace=500,9821,ONS_PATC_500_PM_14!PMU:ST7,,335,8736f6c7-ad41-4b43-b4f6-e684e0d4ad20,PATC_500_PM_14,Patc_500_Pm_14,60,1,companyAcronym= | protocolName=IEEE C37.118.2-2011 | vendorAcronym= | vendorDeviceName= | interconnectionName=,,,,10,STTP,Streaming Telemetry Transport Protocol,11,,,,,,PATC_500_PM_14!PMU-ST7,0.0,1.0,Device statistic for Number of defined measurements (per frame) from device during last reporting interval.,0,1,1,,Any,STAT,Statistic,ST,-98.6,37.5,PPA:9821,2021-08-10 14:43:35
} | MaximumArchiveDays=90 | DesiredRemainingSpace=500,9836,DIF_ANG_01,,336,8736f6c7-ad41-4b43-b4f6-e684e0d4ad20,MEDIDAS_CALCULADAS,Medidas Calculadas,60,1,companyAcronym= | protocolName=Virtual Device | vendorAcronym= | vendorDeviceName= | interconnectionName=,,,,10,STTP,Streaming Telemetry Transport Protocol,4,,,,,,DIF_ANG_01,0.0,1.0,DiferenÃ§a angular entre PATC_500_PM_13 e MGEST_500_PM_01,0,1,1,Degrees,Phasor,VPHA,Voltage Phase Angle,PA,0,0,PPA:9836,2021-08-20 17:22:21
} | MaximumArchiveDays=90 | DesiredRemainingSpace=500,9844,DIF_ANG_02,,336,8736f6c7-ad41-4b43-b4f6-e684e0d4ad20,MEDIDAS_CALCULADAS,Medidas Calculadas,60,1,companyAcronym= | protocolName=Virtual Device | vendorAcronym= | vendorDeviceName= | interconnectionName=,,,,10,STTP,Streaming Telemetry Transport Protocol,4,,,,,,DIF_ANG_02,0.0,1.0,DiferenÃ§a angular entre PATC_500_PM_13 e RJSTAN_500_PM_02,0,1,1,Degrees,Phasor,VPHA,Voltage Phase Angle,PA,0,0,PPA:9844,2021-08-20 17:22:53
} | MaximumArchiveDays=90 | DesiredRemainingSpace=500,9845,DIF_ANG_03,,336,8736f6c7-ad41-4b43-b4f6-e684e0d4ad20,MEDIDAS_CALCULADAS,Medidas Calculadas,60,1,companyAcronym= | protocolName=Virtual Device | vendorAcronym= | vendorDeviceName= | interconnectionName=,,,,10,STTP,Streaming Telemetry Transport Protocol,4,,,,,,DIF_ANG_03,0.0,1.0,DiferenÃ§a angular entre PATC_500_PM_13 e MGEST_500_PM_01,0,1,1,Degrees,Phasor,VPHA,Voltage Phase Angle,PA,0,0,PPA:9845,2021-08-20 17:53:27
} | MaximumArchiveDays=90 | DesiredRemainingSpace=500,9846,DIF_ANG_04,,336,8736f6c7-ad41-4b43-b4f6-e684e0d4ad20,MEDIDAS_CALCULADAS,Medidas Calculadas,60,1,companyAcronym= | protocolName=Virtual Device | vendorAcronym= | vendorDeviceName= | interconnectionName=,,,,10,STTP,Streaming Telemetry Transport Protocol,4,,,,,,DIF_ANG_04,0.0,1.0,DiferenÃ§a angular entre PATC_500_PM_13 e SPSTCH_500_PM08,0,1,1,Degrees,Phasor,VPHA,Voltage Phase Angle,PA,0,0,PPA:9846,2021-08-23 19:46:21
} | MaximumArchiveDays=90 | DesiredRemainingSpace=500,9847,DIF_ANG_05,,336,8736f6c7-ad41-4b43-b4f6-e684e0d4ad20,MEDIDAS_CALCULADAS,Medidas Calculadas,60,1,companyAcronym= | protocolName=Virtual Device | vendorAcronym= | vendorDeviceName= | interconnectionName=,,,,10,STTP,Streaming Telemetry Transport Protocol,4,,,,,,DIF_ANG_05,0.0,1.0,DiferenÃ§a angular entre PATC_500_PM_13 e TOCO_500_PM_07,0,1,1,Degrees,Phasor,VPHA,Voltage Phase Angle,PA,0,0,PPA:9847,2021-08-23 19:46:25
} | MaximumArchiveDays=90 | DesiredRemainingSpace=500,9848,DIF_ANG_06,,336,8736f6c7-ad41-4b43-b4f6-e684e0d4ad20,MEDIDAS_CALCULADAS,Medidas Calculadas,60,1,companyAcronym= | protocolName=Virtual Device | vendorAcronym= | vendorDeviceName= | interconnectionName=,,,,10,STTP,Streaming Telemetry Transport Protocol,4,,,,,,DIF_ANG_06,0.0,1.0,DiferenÃ§a angular entre PATC_500_PM_13 e MAIZ_500_PM_09,0,1,1,Degrees,Phasor,VPHA,Voltage Phase Angle,PA,0,0,PPA:9848,2021-08-23 19:46:50
} | MaximumArchiveDays=90 | DesiredRemainingSpace=500,9849,DIF_ANG_07,,336,8736f6c7-ad41-4b43-b4f6-e684e0d4ad20,MEDIDAS_CALCULADAS,Medidas Calculadas,60,1,companyAcronym= | protocolName=Virtual Device | vendorAcronym= | vendorDeviceName= | interconnectionName=,,,,10,STTP,Streaming Telemetry Transport Protocol,4,,,,,,DIF_ANG_07,0.0,1.0,DiferenÃ§a angular entre PATC_500_PM_13 e MGJGSE_500_PM_01,0,1,1,Degrees,Phasor,VPHA,Voltage Phase Angle,PA,0,0,PPA:9849,2021-08-23 19:47:06
} | MaximumArchiveDays=90 | DesiredRemainingSpace=500,9850,DIF_ANG_08,,336,8736f6c7-ad41-4b43-b4f6-e684e0d4ad20,MEDIDAS_CALCULADAS,Medidas Calculadas,60,1,companyAcronym= | protocolName=Virtual Device | vendorAcronym= | vendorDeviceName= | interconnectionName=,,,,10,STTP,Streaming Telemetry Transport Protocol,4,,,,,,DIF_ANG_08,0.0,1.0,DiferenÃ§a angular entre PATC_500_PM_13 e BAPAQ_500_PM_04,0,1,1,Degrees,Phasor,VPHA,Voltage Phase Angle,PA,0,0,PPA:9850,2021-08-23 19:47:25
} | MaximumArchiveDays=90 | DesiredRemainingSpace=500,9851,GPA_SPCAV_440_PM_01:F,,337,8736f6c7-ad41-4b43-b4f6-e684e0d4ad20,SPCAV_440_PM_01,Spcav_440_Pm_01,60,1,companyAcronym= | protocolName=IEEE C37.118.2-2011 | vendorAcronym= | vendorDeviceName= | interconnectionName=,,,,10,STTP,Streaming Telemetry Transport Protocol,5,,,,,,SPCAV_440_PM_01-FQ,0.0,1.0,Spcav_440_Pm_01 Frequency,0,1,1,Hz,PMU,FREQ,Frequency,FQ,-98.6,37.5,PPA:9851,2021-08-24 16:28:46
} | MaximumArchiveDays=90 | DesiredRemainingSpace=500,9852,GPA_SPCAV_440_PM_01:DF,,337,8736f6c7-ad41-4b43-b4f6-e684e0d4ad20,SPCAV_440_PM_01,Spcav_440_Pm_01,60,1,companyAcronym= | protocolName=IEEE C37.118.2-2011 | vendorAcronym= | vendorDeviceName= | interconnectionName=,,,,10,STTP,Streaming Telemetry Transport Protocol,6,,,,,,SPCAV_440_PM_01-DF,0.0,1.0,Spcav_440_Pm_01 Frequency Delta (dF/dt),0,1,1,,PMU,DFDT,Frequency Delta (dF/dt),DF,-98.6,37.5,PPA:9852,2021-08-24 16:28:46
} | MaximumArchiveDays=90 | DesiredRemainingSpace=500,9853,GPA_SPCAV_440_PM_01:S,,337,8736f6c7-ad41-4b43-b4f6-e684e0d4ad20,SPCAV_440_PM_01,Spcav_440_Pm_01,60,1,companyAcronym= | protocolName=IEEE C37.118.2-2011 | vendorAcronym= | vendorDeviceName= | interconnectionName=,,,,10,STTP,Streaming Telemetry Transport Protocol,8,,,,,,SPCAV_440_PM_01-SF,0.0,1.0,Spcav_440_Pm_01 Status Flags,0,1,1,,PMU,FLAG,Status Flags,SF,-98.6,37.5,PPA:9853,2021-08-24 16:28:46
} | MaximumArchiveDays=90 | DesiredRemainingSpace=500,9854,GPA_SPCAV_440_PM_01-PM1:V,,337,8736f6c7-ad41-4b43-b4f6-e684e0d4ad20,SPCAV_440_PM_01,Spcav_440_Pm_01,60,1,companyAcronym= | protocolName=IEEE C37.118.2-2011 | vendorAcronym= | vendorDeviceName= | interconnectionName=,,,,10,STTP,Streaming Telemetry Transport Protocol,3,1,LTSPSTO_1_FV_A,V,+,0,SPCAV_440_PM_01-PM1,0.0,1.0,Spcav_440_Pm_01 LTSPSTO_1_FV_A + Voltage Magnitude,0,1,1,Volts,Phasor,VPHM,Voltage Magnitude,PM,-98.6,37.5,PPA:9854,2021-08-24 16:28:46
} | MaximumArchiveDays=90 | DesiredRemainingSpace=500,9855,GPA_SPCAV_440_PM_01-PA1:VH,,337,8736f6c7-ad41-4b43-b4f6-e684e0d4ad20,SPCAV_440_PM_01,Spcav_440_Pm_01,60,1,companyAcronym= | protocolName=IEEE C37.118.2-2011 | vendorAcronym= | vendorDeviceName= | interconnectionName=,,,,10,STTP,Streaming Telemetry Transport Protocol,4,1,LTSPSTO_1_FV_A,V,+,0,SPCAV_440_PM_01-PA1,0.0,1.0,Spcav_440_Pm_01 LTSPSTO_1_FV_A + Voltage Phase Angle,0,1,1,Degrees,Phasor,VPHA,Voltage Phase Angle,PA,-98.6,37.5,PPA:9855,2021-08-24 16:28:46
} | MaximumArchiveDays=90 | DesiredRemainingSpace=500,9856,GPA_SPCAV_440_PM_01-PM2:V,,337,8736f6c7-ad41-4b43-b4f6-e684e0d4ad20,SPCAV_440_PM_01,Spcav_440_Pm_01,60,1,companyAcronym= | protocolName=IEEE C37.118.2-2011 | vendorAcronym= | vendorDeviceName= | interconnectionName=,,,,10,STTP,Streaming Telemetry Transport Protocol,3,2,LTSPSTO_1_FV_B,V,+,0,SPCAV_440_PM_01-PM2,0.0,1.0,Spcav_440_Pm_01 LTSPSTO_1_FV_B + Voltage Magnitude,0,1,1,Volts,Phasor,VPHM,Voltage Magnitude,PM,-98.6,37.5,PPA:9856,2021-08-24 16:28:46
} | MaximumArchiveDays=90 | DesiredRemainingSpace=500,9857,GPA_SPCAV_440_PM_01-PA2:VH,,337,8736f6c7-ad41-4b43-b4f6-e684e0d4ad20,SPCAV_440_PM_01,Spcav_440_Pm_01,60,1,companyAcronym= | protocolName=IEEE C37.118.2-2011 | vendorAcronym= | vendorDeviceName= | interconnectionName=,,,,10,STTP,Streaming Telemetry Transport Protocol,4,2,LTSPSTO_1_FV_B,V,+,0,SPCAV_440_PM_01-PA2,0.0,1.0,Spcav_440_Pm_01 LTSPSTO_1_FV_B + Voltage Phase Angle,0,1,1,Degrees,Phasor,VPHA,Voltage Phase Angle,PA,-98.6,37.5,PPA:9857,2021-08-24 16:28:46
} | MaximumArchiveDays=90 | DesiredRemainingSpace=500,9858,GPA_SPCAV_440_PM_01-PM3:V,,337,8736f6c7-ad41-4b43-b4f6-e684e0d4ad20,SPCAV_440_PM_01,Spcav_440_Pm_01,60,1,companyAcronym= | protocolName=IEEE C37.118.2-2011 | vendorAcronym= | vendorDeviceName= | interconnectionName=,,,,10,STTP,Streaming Telemetry Transport Protocol,3,3,LTSPSTO_1_FV_C,V,+,0,SPCAV_440_PM_01-PM3,0.0,1.0,Spcav_440_Pm_01 LTSPSTO_1_FV_C + Voltage Magnitude,0,1,1,Volts,Phasor,VPHM,Voltage Magnitude,PM,-98.6,37.5,PPA:9858,2021-08-24 16:28:46
} | MaximumArchiveDays=90 | DesiredRemainingSpace=500,9859,GPA_SPCAV_440_PM_01-PA3:VH,,337,8736f6c7-ad41-4b43-b4f6-e684e0d4ad20,SPCAV_440_PM_01,Spcav_440_Pm_01,60,1,companyAcronym= | protocolName=IEEE C37.118.2-2011 | vendorAcronym= | vendorDeviceName= | interconnectionName=,,,,10,STTP,Streaming Telemetry Transport Protocol,4,3,LTSPSTO_1_FV_C,V,+,0,SPCAV_440_PM_01-PA3,0.0,1.0,Spcav_440_Pm_01 LTSPSTO_1_FV_C + Voltage Phase Angle,0,1,1,Degrees,Phasor,VPHA,Voltage Phase Angle,PA,-98.6,37.5,PPA:9859,2021-08-24 16:28:46
} | MaximumArchiveDays=90 | DesiredRemainingSpace=500,9860,GPA_SPCAV_440_PM_01-PM4:I,,337,8736f6c7-ad41-4b43-b4f6-e684e0d4ad20,SPCAV_440_PM_01,Spcav_440_Pm_01,60,1,companyAcronym= | protocolName=IEEE C37.118.2-2011 | vendorAcronym= | vendorDeviceName= | interconnectionName=,,,,10,STTP,Streaming Telemetry Transport Protocol,1,4,LTSPSTO_1_FA_A,I,+,0,SPCAV_440_PM_01-PM4,0.0,1.0,Spcav_440_Pm_01 LTSPSTO_1_FA_A + Current Magnitude,0,1,1,Amps,Phasor,IPHM,Current Magnitude,PM,-98.6,37.5,PPA:9860,2021-08-24 16:28:46
} | MaximumArchiveDays=90 | DesiredRemainingSpace=500,9861,GPA_SPCAV_440_PM_01-PA4:IH,,337,8736f6c7-ad41-4b43-b4f6-e684e0d4ad20,SPCAV_440_PM_01,Spcav_440_Pm_01,60,1,companyAcronym= | protocolName=IEEE C37.118.2-2011 | vendorAcronym= | vendorDeviceName= | interconnectionName=,,,,10,STTP,Streaming Telemetry Transport Protocol,2,4,LTSPSTO_1_FA_A,I,+,0,SPCAV_440_PM_01-PA4,0.0,1.0,Spcav_440_Pm_01 LTSPSTO_1_FA_A + Current Phase Angle,0,1,1,Degrees,Phasor,IPHA,Current Phase Angle,PA,-98.6,37.5,PPA:9861,2021-08-24 16:28:46
} | MaximumArchiveDays=90 | DesiredRemainingSpace=500,9862,GPA_SPCAV_440_PM_01-PM5:I,,337,8736f6c7-ad41-4b43-b4f6-e684e0d4ad20,SPCAV_440_PM_01,Spcav_440_Pm_01,60,1,companyAcronym= | protocolName=IEEE C37.118.2-2011 | vendorAcronym= | vendorDeviceName= | interconnectionName=,,,,10,STTP,Streaming Telemetry Transport Protocol,1,5,LTSPSTO_1_FA_B,I,+,0,SPCAV_440_PM_01-PM5,0.0,1.0,Spcav_440_Pm_01 LTSPSTO_1_FA_B + Current Magnitude,0,1,1,Amps,Phasor,IPHM,Current Magnitude,PM,-98.6,37.5,PPA:9862,2021-08-24 16:28:46
} | MaximumArchiveDays=90 | DesiredRemainingSpace=500,9863,GPA_SPCAV_440_PM_01-PA5:IH,,337,8736f6c7-ad41-4b43-b4f6-e684e0d4ad20,SPCAV_440_PM_01,Spcav_440_Pm_01,60,1,companyAcronym= | protocolName=IEEE C37.118.2-2011 | vendorAcronym= | vendorDeviceName= | interconnectionName=,,,,10,STTP,Streaming Telemetry Transport Protocol,2,5,LTSPSTO_1_FA_B,I,+,0,SPCAV_440_PM_01-PA5,0.0,1.0,Spcav_440_Pm_01 LTSPSTO_1_FA_B + Current Phase Angle,0,1,1,Degrees,Phasor,IPHA,Current Phase Angle,PA,-98.6,37.5,PPA:9863,2021-08-24 16:28:46
} | MaximumArchiveDays=90 | DesiredRemainingSpace=500,9864,GPA_SPCAV_440_PM_01-PM6:I,,337,8736f6c7-ad41-4b43-b4f6-e684e0d4ad20,SPCAV_440_PM_01,Spcav_440_Pm_01,60,1,companyAcronym= | protocolName=IEEE C37.118.2-2011 | vendorAcronym= | vendorDeviceName= | interconnectionName=,,,,10,STTP,Streaming Telemetry Transport Protocol,1,6,LTSPSTO_1_FA_C,I,+,0,SPCAV_440_PM_01-PM6,0.0,1.0,Spcav_440_Pm_01 LTSPSTO_1_FA_C + Current Magnitude,0,1,1,Amps,Phasor,IPHM,Current Magnitude,PM,-98.6,37.5,PPA:9864,2021-08-24 16:28:46
} | MaximumArchiveDays=90 | DesiredRemainingSpace=500,9865,GPA_SPCAV_440_PM_01-PA6:IH,,337,8736f6c7-ad41-4b43-b4f6-e684e0d4ad20,SPCAV_440_PM_01,Spcav_440_Pm_01,60,1,companyAcronym= | protocolName=IEEE C37.118.2-2011 | vendorAcronym= | vendorDeviceName= | interconnectionName=,,,,10,STTP,Streaming Telemetry Transport Protocol,2,6,LTSPSTO_1_FA_C,I,+,0,SPCAV_440_PM_01-PA6,0.0,1.0,Spcav_440_Pm_01 LTSPSTO_1_FA_C + Current Phase Angle,0,1,1,Degrees,Phasor,IPHA,Current Phase Angle,PA,-98.6,37.5,PPA:9865,2021-08-24 16:28:46
} | MaximumArchiveDays=90 | DesiredRemainingSpace=500,9866,GPA_SPCAV_440_PM_01-PM7:V,,337,8736f6c7-ad41-4b43-b4f6-e684e0d4ad20,SPCAV_440_PM_01,Spcav_440_Pm_01,60,1,companyAcronym= | protocolName=IEEE C37.118.2-2011 | vendorAcronym= | vendorDeviceName= | interconnectionName=,,,,10,STTP,Streaming Telemetry Transport Protocol,3,7,LTSPSTO_1_FV_P,V,+,0,SPCAV_440_PM_01-PM7,0.0,1.0,Spcav_440_Pm_01 LTSPSTO_1_FV_P + Voltage Magnitude,0,1,1,Volts,Phasor,VPHM,Voltage Magnitude,PM,-98.6,37.5,PPA:9866,2021-08-24 16:28:46
} | MaximumArchiveDays=90 | DesiredRemainingSpace=500,9867,GPA_SPCAV_440_PM_01-PA7:VH,,337,8736f6c7-ad41-4b43-b4f6-e684e0d4ad20,SPCAV_440_PM_01,Spcav_440_Pm_01,60,1,companyAcronym= | protocolName=IEEE C37.118.2-2011 | vendorAcronym= | vendorDeviceName= | interconnectionName=,,,,10,STTP,Streaming Telemetry Transport Protocol,4,7,LTSPSTO_1_FV_P,V,+,0,SPCAV_440_PM_01-PA7,0.0,1.0,Spcav_440_Pm_01 LTSPSTO_1_FV_P + Voltage Phase Angle,0,1,1,Degrees,Phasor,VPHA,Voltage Phase Angle,PA,-98.6,37.5,PPA:9867,2021-08-24 16:28:46
} | MaximumArchiveDays=90 | DesiredRemainingSpace=500,9868,GPA_SPCAV_440_PM_01-PM8:I,,337,8736f6c7-ad41-4b43-b4f6-e684e0d4ad20,SPCAV_440_PM_01,Spcav_440_Pm_01,60,1,companyAcronym= | protocolName=IEEE C37.118.2-2011 | vendorAcronym= | vendorDeviceName= | interconnectionName=,,,,10,STTP,Streaming Telemetry Transport Protocol,1,8,LTSPSTO_1_FA_P,I,+,0,SPCAV_440_PM_01-PM8,0.0,1.0,Spcav_440_Pm_01 LTSPSTO_1_FA_P + Current Magnitude,0,1,1,Amps,Phasor,IPHM,Current Magnitude,PM,-98.6,37.5,PPA:9868,2021-08-24 16:28:46
} | MaximumArchiveDays=90 | DesiredRemainingSpace=500,9869,GPA_SPCAV_440_PM_01-PA8:IH,,337,8736f6c7-ad41-4b43-b4f6-e684e0d4ad20,SPCAV_440_PM_01,Spcav_440_Pm_01,60,1,companyAcronym= | protocolName=IEEE C37.118.2-2011 | vendorAcronym= | vendorDeviceName= | interconnectionName=,,,,10,STTP,Streaming Telemetry Transport Protocol,2,8,LTSPSTO_1_FA_P,I,+,0,SPCAV_440_PM_01-PA8,0.0,1.0,Spcav_440_Pm_01 LTSPSTO_1_FA_P + Current Phase Angle,0,1,1,Degrees,Phasor,IPHA,Current Phase Angle,PA,-98.6,37.5,PPA:9869,2021-08-24 16:28:46
} | MaximumArchiveDays=90 | DesiredRemainingSpace=500,9870,GPA_SPCAV_440_PM_02:F,,338,8736f6c7-ad41-4b43-b4f6-e684e0d4ad20,SPCAV_440_PM_02,Spcav_440_Pm_02,60,1,companyAcronym= | protocolName=IEEE C37.118.2-2011 | vendorAcronym= | vendorDeviceName= | interconnectionName=,,,,10,STTP,Streaming Telemetry Transport Protocol,5,,,,,,SPCAV_440_PM_02-FQ,0.0,1.0,Spcav_440_Pm_02 Frequency,0,1,1,Hz,PMU,FREQ,Frequency,FQ,-98.6,37.5,PPA:9870,2021-08-24 16:28:46
} | MaximumArchiveDays=90 | DesiredRemainingSpace=500,9871,GPA_SPCAV_440_PM_02:DF,,338,8736f6c7-ad41-4b43-b4f6-e684e0d4ad20,SPCAV_440_PM_02,Spcav_440_Pm_02,60,1,companyAcronym= | protocolName=IEEE C37.118.2-2011 | vendorAcronym= | vendorDeviceName= | interconnectionName=,,,,10,STTP,Streaming Telemetry Transport Protocol,6,,,,,,SPCAV_440_PM_02-DF,0.0,1.0,Spcav_440_Pm_02 Frequency Delta (dF/dt),0,1,1,,PMU,DFDT,Frequency Delta (dF/dt),DF,-98.6,37.5,PPA:9871,2021-08-24 16:28:46
} | MaximumArchiveDays=90 | DesiredRemainingSpace=500,9872,GPA_SPCAV_440_PM_02:S,,338,8736f6c7-ad41-4b43-b4f6-e684e0d4ad20,SPCAV_440_PM_02,Spcav_440_Pm_02,60,1,companyAcronym= | protocolName=IEEE C37.118.2-2011 | vendorAcronym= | vendorDeviceName= | interconnectionName=,,,,10,STTP,Streaming Telemetry Transport Protocol,8,,,,,,SPCAV_440_PM_02-SF,0.0,1.0,Spcav_440_Pm_02 Status Flags,0,1,1,,PMU,FLAG,Status Flags,SF,-98.6,37.5,PPA:9872,2021-08-24 16:28:46
} | MaximumArchiveDays=90 | DesiredRemainingSpace=500,9873,GPA_SPCAV_440_PM_02-PM1:V,,338,8736f6c7-ad41-4b43-b4f6-e684e0d4ad20,SPCAV_440_PM_02,Spcav_440_Pm_02,60,1,companyAcronym= | protocolName=IEEE C37.118.2-2011 | vendorAcronym= | vendorDeviceName= | interconnectionName=,,,,10,STTP,Streaming Telemetry Transport Protocol,3,1,LTSPGSP_1_FV_A,V,+,0,SPCAV_440_PM_02-PM1,0.0,1.0,Spcav_440_Pm_02 LTSPGSP_1_FV_A + Voltage Magnitude,0,1,1,Volts,Phasor,VPHM,Voltage Magnitude,PM,-98.6,37.5,PPA:9873,2021-08-24 16:28:46
} | MaximumArchiveDays=90 | DesiredRemainingSpace=500,9874,GPA_SPCAV_440_PM_02-PA1:VH,,338,8736f6c7-ad41-4b43-b4f6-e684e0d4ad20,SPCAV_440_PM_02,Spcav_440_Pm_02,60,1,companyAcronym= | protocolName=IEEE C37.118.2-2011 | vendorAcronym= | vendorDeviceName= | interconnectionName=,,,,10,STTP,Streaming Telemetry Transport Protocol,4,1,LTSPGSP_1_FV_A,V,+,0,SPCAV_440_PM_02-PA1,0.0,1.0,Spcav_440_Pm_02 LTSPGSP_1_FV_A + Voltage Phase Angle,0,1,1,Degrees,Phasor,VPHA,Voltage Phase Angle,PA,-98.6,37.5,PPA:9874,2021-08-24 16:28:46
} | MaximumArchiveDays=90 | DesiredRemainingSpace=500,9875,GPA_SPCAV_440_PM_02-PM2:V,,338,8736f6c7-ad41-4b43-b4f6-e684e0d4ad20,SPCAV_440_PM_02,Spcav_440_Pm_02,60,1,companyAcronym= | protocolName=IEEE C37.118.2-2011 | vendorAcronym= | vendorDeviceName= | interconnectionName=,,,,10,STTP,Streaming Telemetry Transport Protocol,3,2,LTSPGSP_1_FV_B,V,+,0,SPCAV_440_PM_02-PM2,0.0,1.0,Spcav_440_Pm_02 LTSPGSP_1_FV_B + Voltage Magnitude,0,1,1,Volts,Phasor,VPHM,Voltage Magnitude,PM,-98.6,37.5,PPA:9875,2021-08-24 16:28:46
} | MaximumArchiveDays=90 | DesiredRemainingSpace=500,9876,GPA_SPCAV_440_PM_02-PA2:VH,,338,8736f6c7-ad41-4b43-b4f6-e684e0d4ad20,SPCAV_440_PM_02,Spcav_440_Pm_02,60,1,companyAcronym= | protocolName=IEEE C37.118.2-2011 | vendorAcronym= | vendorDeviceName= | interconnectionName=,,,,10,STTP,Streaming Telemetry Transport Protocol,4,2,LTSPGSP_1_FV_B,V,+,0,SPCAV_440_PM_02-PA2,0.0,1.0,Spcav_440_Pm_02 LTSPGSP_1_FV_B + Voltage Phase Angle,0,1,1,Degrees,Phasor,VPHA,Voltage Phase Angle,PA,-98.6,37.5,PPA:9876,2021-08-24 16:28:46
} | MaximumArchiveDays=90 | DesiredRemainingSpace=500,9877,GPA_SPCAV_440_PM_02-PM3:V,,338,8736f6c7-ad41-4b43-b4f6-e684e0d4ad20,SPCAV_440_PM_02,Spcav_440_Pm_02,60,1,companyAcronym= | protocolName=IEEE C37.118.2-2011 | vendorAcronym= | vendorDeviceName= | interconnectionName=,,,,10,STTP,Streaming Telemetry Transport Protocol,3,3,LTSPGSP_1_FV_C,V,+,0,SPCAV_440_PM_02-PM3,0.0,1.0,Spcav_440_Pm_02 LTSPGSP_1_FV_C + Voltage Magnitude,0,1,1,Volts,Phasor,VPHM,Voltage Magnitude,PM,-98.6,37.5,PPA:9877,2021-08-24 16:28:46
} | MaximumArchiveDays=90 | DesiredRemainingSpace=500,9878,GPA_SPCAV_440_PM_02-PA3:VH,,338,8736f6c7-ad41-4b43-b4f6-e684e0d4ad20,SPCAV_440_PM_02,Spcav_440_Pm_02,60,1,companyAcronym= | protocolName=IEEE C37.118.2-2011 | vendorAcronym= | vendorDeviceName= | interconnectionName=,,,,10,STTP,Streaming Telemetry Transport Protocol,4,3,LTSPGSP_1_FV_C,V,+,0,SPCAV_440_PM_02-PA3,0.0,1.0,Spcav_440_Pm_02 LTSPGSP_1_FV_C + Voltage Phase Angle,0,1,1,Degrees,Phasor,VPHA,Voltage Phase Angle,PA,-98.6,37.5,PPA:9878,2021-08-24 16:28:46
} | MaximumArchiveDays=90 | DesiredRemainingSpace=500,9879,GPA_SPCAV_440_PM_02-PM4:I,,338,8736f6c7-ad41-4b43-b4f6-e684e0d4ad20,SPCAV_440_PM_02,Spcav_440_Pm_02,60,1,companyAcronym= | protocolName=IEEE C37.118.2-2011 | vendorAcronym= | vendorDeviceName= | interconnectionName=,,,,10,STTP,Streaming Telemetry Transport Protocol,1,4,LTSPGSP_1_FA_A,I,+,0,SPCAV_440_PM_02-PM4,0.0,1.0,Spcav_440_Pm_02 LTSPGSP_1_FA_A + Current Magnitude,0,1,1,Amps,Phasor,IPHM,Current Magnitude,PM,-98.6,37.5,PPA:9879,2021-08-24 16:28:46
} | MaximumArchiveDays=90 | DesiredRemainingSpace=500,9880,GPA_SPCAV_440_PM_02-PA4:IH,,338,8736f6c7-ad41-4b43-b4f6-e684e0d4ad20,SPCAV_440_PM_02,Spcav_440_Pm_02,60,1,companyAcronym= | protocolName=IEEE C37.118.2-2011 | vendorAcronym= | vendorDeviceName= | interconnectionName=,,,,10,STTP,Streaming Telemetry Transport Protocol,2,4,LTSPGSP_1_FA_A,I,+,0,SPCAV_440_PM_02-PA4,0.0,1.0,Spcav_440_Pm_02 LTSPGSP_1_FA_A + Current Phase Angle,0,1,1,Degrees,Phasor,IPHA,Current Phase Angle,PA,-98.6,37.5,PPA:9880,2021-08-24 16:28:46
} | MaximumArchiveDays=90 | DesiredRemainingSpace=500,9881,GPA_SPCAV_440_PM_02-PM5:I,,338,8736f6c7-ad41-4b43-b4f6-e684e0d4ad20,SPCAV_440_PM_02,Spcav_440_Pm_02,60,1,companyAcronym= | protocolName=IEEE C37.118.2-2011 | vendorAcronym= | vendorDeviceName= | interconnectionName=,,,,10,STTP,Streaming Telemetry Transport Protocol,1,5,LTSPGSP_1_FA_B,I,+,0,SPCAV_440_PM_02-PM5,0.0,1.0,Spcav_440_Pm_02 LTSPGSP_1_FA_B + Current Magnitude,0,1,1,Amps,Phasor,IPHM,Current Magnitude,PM,-98.6,37.5,PPA:9881,2021-08-24 16:28:46
} | MaximumArchiveDays=90 | DesiredRemainingSpace=500,9882,GPA_SPCAV_440_PM_02-PA5:IH,,338,8736f6c7-ad41-4b43-b4f6-e684e0d4ad20,SPCAV_440_PM_02,Spcav_440_Pm_02,60,1,companyAcronym= | protocolName=IEEE C37.118.2-2011 | vendorAcronym= | vendorDeviceName= | interconnectionName=,,,,10,STTP,Streaming Telemetry Transport Protocol,2,5,LTSPGSP_1_FA_B,I,+,0,SPCAV_440_PM_02-PA5,0.0,1.0,Spcav_440_Pm_02 LTSPGSP_1_FA_B + Current Phase Angle,0,1,1,Degrees,Phasor,IPHA,Current Phase Angle,PA,-98.6,37.5,PPA:9882,2021-08-24 16:28:46
} | MaximumArchiveDays=90 | DesiredRemainingSpace=500,9883,GPA_SPCAV_440_PM_02-PM6:I,,338,8736f6c7-ad41-4b43-b4f6-e684e0d4ad20,SPCAV_440_PM_02,Spcav_440_Pm_02,60,1,companyAcronym= | protocolName=IEEE C37.118.2-2011 | vendorAcronym= | vendorDeviceName= | interconnectionName=,,,,10,STTP,Streaming Telemetry Transport Protocol,1,6,LTSPGSP_1_FA_C,I,+,0,SPCAV_440_PM_02-PM6,0.0,1.0,Spcav_440_Pm_02 LTSPGSP_1_FA_C + Current Magnitude,0,1,1,Amps,Phasor,IPHM,Current Magnitude,PM,-98.6,37.5,PPA:9883,2021-08-24 16:28:46
} | MaximumArchiveDays=90 | DesiredRemainingSpace=500,9884,GPA_SPCAV_440_PM_02-PA6:IH,,338,8736f6c7-ad41-4b43-b4f6-e684e0d4ad20,SPCAV_440_PM_02,Spcav_440_Pm_02,60,1,companyAcronym= | protocolName=IEEE C37.118.2-2011 | vendorAcronym= | vendorDeviceName= | interconnectionName=,,,,10,STTP,Streaming Telemetry Transport Protocol,2,6,LTSPGSP_1_FA_C,I,+,0,SPCAV_440_PM_02-PA6,0.0,1.0,Spcav_440_Pm_02 LTSPGSP_1_FA_C + Current Phase Angle,0,1,1,Degrees,Phasor,IPHA,Current Phase Angle,PA,-98.6,37.5,PPA:9884,2021-08-24 16:28:46
} | MaximumArchiveDays=90 | DesiredRemainingSpace=500,9885,GPA_SPCAV_440_PM_02-PM7:V,,338,8736f6c7-ad41-4b43-b4f6-e684e0d4ad20,SPCAV_440_PM_02,Spcav_440_Pm_02,60,1,companyAcronym= | protocolName=IEEE C37.118.2-2011 | vendorAcronym= | vendorDeviceName= | interconnectionName=,,,,10,STTP,Streaming Telemetry Transport Protocol,3,7,LTSPGSP_1_FV_P,V,+,0,SPCAV_440_PM_02-PM7,0.0,1.0,Spcav_440_Pm_02 LTSPGSP_1_FV_P + Voltage Magnitude,0,1,1,Volts,Phasor,VPHM,Voltage Magnitude,PM,-98.6,37.5,PPA:9885,2021-08-24 16:28:46
} | MaximumArchiveDays=90 | DesiredRemainingSpace=500,9886,GPA_SPCAV_440_PM_02-PA7:VH,,338,8736f6c7-ad41-4b43-b4f6-e684e0d4ad20,SPCAV_440_PM_02,Spcav_440_Pm_02,60,1,companyAcronym= | protocolName=IEEE C37.118.2-2011 | vendorAcronym= | vendorDeviceName= | interconnectionName=,,,,10,STTP,Streaming Telemetry Transport Protocol,4,7,LTSPGSP_1_FV_P,V,+,0,SPCAV_440_PM_02-PA7,0.0,1.0,Spcav_440_Pm_02 LTSPGSP_1_FV_P + Voltage Phase Angle,0,1,1,Degrees,Phasor,VPHA,Voltage Phase Angle,PA,-98.6,37.5,PPA:9886,2021-08-24 16:28:46
} | MaximumArchiveDays=90 | DesiredRemainingSpace=500,9887,GPA_SPCAV_440_PM_02-PM8:I,,338,8736f6c7-ad41-4b43-b4f6-e684e0d4ad20,SPCAV_440_PM_02,Spcav_440_Pm_02,60,1,companyAcronym= | protocolName=IEEE C37.118.2-2011 | vendorAcronym= | vendorDeviceName= | interconnectionName=,,,,10,STTP,Streaming Telemetry Transport Protocol,1,8,LTSPGSP_1_FA_P,I,+,0,SPCAV_440_PM_02-PM8,0.0,1.0,Spcav_440_Pm_02 LTSPGSP_1_FA_P + Current Magnitude,0,1,1,Amps,Phasor,IPHM,Current Magnitude,PM,-98.6,37.5,PPA:9887,2021-08-24 16:28:46
} | MaximumArchiveDays=90 | DesiredRemainingSpace=500,9888,GPA_SPCAV_440_PM_02-PA8:IH,,338,8736f6c7-ad41-4b43-b4f6-e684e0d4ad20,SPCAV_440_PM_02,Spcav_440_Pm_02,60,1,companyAcronym= | protocolName=IEEE C37.118.2-2011 | vendorAcronym= | vendorDeviceName= | interconnectionName=,,,,10,STTP,Streaming Telemetry Transport Protocol,2,8,LTSPGSP_1_FA_P,I,+,0,SPCAV_440_PM_02-PA8,0.0,1.0,Spcav_440_Pm_02 LTSPGSP_1_FA_P + Current Phase Angle,0,1,1,Degrees,Phasor,IPHA,Current Phase Angle,PA,-98.6,37.5,PPA:9888,2021-08-24 16:28:46
} | MaximumArchiveDays=90 | DesiredRemainingSpace=500,9889,GPA_SPCAV_440_PM_03:F,,339,8736f6c7-ad41-4b43-b4f6-e684e0d4ad20,SPCAV_440_PM_03,Spcav_440_Pm_03,60,1,companyAcronym= | protocolName=IEEE C37.118.2-2011 | vendorAcronym= | vendorDeviceName= | interconnectionName=,,,,10,STTP,Streaming Telemetry Transport Protocol,5,,,,,,SPCAV_440_PM_03-FQ,0.0,1.0,Spcav_440_Pm_03 Frequency,0,1,1,Hz,PMU,FREQ,Frequency,FQ,-98.6,37.5,PPA:9889,2021-08-24 16:28:46
} | MaximumArchiveDays=90 | DesiredRemainingSpace=500,9890,GPA_SPCAV_440_PM_03:DF,,339,8736f6c7-ad41-4b43-b4f6-e684e0d4ad20,SPCAV_440_PM_03,Spcav_440_Pm_03,60,1,companyAcronym= | protocolName=IEEE C37.118.2-2011 | vendorAcronym= | vendorDeviceName= | interconnectionName=,,,,10,STTP,Streaming Telemetry Transport Protocol,6,,,,,,SPCAV_440_PM_03-DF,0.0,1.0,Spcav_440_Pm_03 Frequency Delta (dF/dt),0,1,1,,PMU,DFDT,Frequency Delta (dF/dt),DF,-98.6,37.5,PPA:9890,2021-08-24 16:28:46
} | MaximumArchiveDays=90 | DesiredRemainingSpace=500,9891,GPA_SPCAV_440_PM_03:S,,339,8736f6c7-ad41-4b43-b4f6-e684e0d4ad20,SPCAV_440_PM_03,Spcav_440_Pm_03,60,1,companyAcronym= | protocolName=IEEE C37.118.2-2011 | vendorAcronym= | vendorDeviceName= | interconnectionName=,,,,10,STTP,Streaming Telemetry Transport Protocol,8,,,,,,SPCAV_440_PM_03-SF,0.0,1.0,Spcav_440_Pm_03 Status Flags,0,1,1,,PMU,FLAG,Status Flags,SF,-98.6,37.5,PPA:9891,2021-08-24 16:28:46
} | MaximumArchiveDays=90 | DesiredRemainingSpace=500,9892,GPA_SPCAV_440_PM_03-PM1:V,,339,8736f6c7-ad41-4b43-b4f6-e684e0d4ad20,SPCAV_440_PM_03,Spcav_440_Pm_03,60,1,companyAcronym= | protocolName=IEEE C37.118.2-2011 | vendorAcronym= | vendorDeviceName= | interconnectionName=,,,,10,STTP,Streaming Telemetry Transport Protocol,3,1,LTSPBAU_1_FV_A,V,+,0,SPCAV_440_PM_03-PM1,0.0,1.0,Spcav_440_Pm_03 LTSPBAU_1_FV_A + Voltage Magnitude,0,1,1,Volts,Phasor,VPHM,Voltage Magnitude,PM,-98.6,37.5,PPA:9892,2021-08-24 16:28:46
} | MaximumArchiveDays=90 | DesiredRemainingSpace=500,9893,GPA_SPCAV_440_PM_03-PA1:VH,,339,8736f6c7-ad41-4b43-b4f6-e684e0d4ad20,SPCAV_440_PM_03,Spcav_440_Pm_03,60,1,companyAcronym= | protocolName=IEEE C37.118.2-2011 | vendorAcronym= | vendorDeviceName= | interconnectionName=,,,,10,STTP,Streaming Telemetry Transport Protocol,4,1,LTSPBAU_1_FV_A,V,+,0,SPCAV_440_PM_03-PA1,0.0,1.0,Spcav_440_Pm_03 LTSPBAU_1_FV_A + Voltage Phase Angle,0,1,1,Degrees,Phasor,VPHA,Voltage Phase Angle,PA,-98.6,37.5,PPA:9893,2021-08-24 16:28:46
} | MaximumArchiveDays=90 | DesiredRemainingSpace=500,9894,GPA_SPCAV_440_PM_03-PM2:V,,339,8736f6c7-ad41-4b43-b4f6-e684e0d4ad20,SPCAV_440_PM_03,Spcav_440_Pm_03,60,1,companyAcronym= | protocolName=IEEE C37.118.2-2011 | vendorAcronym= | vendorDeviceName= | interconnectionName=,,,,10,STTP,Streaming Telemetry Transport Protocol,3,2,LTSPBAU_1_FV_B,V,+,0,SPCAV_440_PM_03-PM2,0.0,1.0,Spcav_440_Pm_03 LTSPBAU_1_FV_B + Voltage Magnitude,0,1,1,Volts,Phasor,VPHM,Voltage Magnitude,PM,-98.6,37.5,PPA:9894,2021-08-24 16:28:46
} | MaximumArchiveDays=90 | DesiredRemainingSpace=500,9895,GPA_SPCAV_440_PM_03-PA2:VH,,339,8736f6c7-ad41-4b43-b4f6-e684e0d4ad20,SPCAV_440_PM_03,Spcav_440_Pm_03,60,1,companyAcronym= | protocolName=IEEE C37.118.2-2011 | vendorAcronym= | vendorDeviceName= | interconnectionName=,,,,10,STTP,Streaming Telemetry Transport Protocol,4,2,LTSPBAU_1_FV_B,V,+,0,SPCAV_440_PM_03-PA2,0.0,1.0,Spcav_440_Pm_03 LTSPBAU_1_FV_B + Voltage Phase Angle,0,1,1,Degrees,Phasor,VPHA,Voltage Phase Angle,PA,-98.6,37.5,PPA:9895,2021-08-24 16:28:46
} | MaximumArchiveDays=90 | DesiredRemainingSpace=500,9896,GPA_SPCAV_440_PM_03-PM3:V,,339,8736f6c7-ad41-4b43-b4f6-e684e0d4ad20,SPCAV_440_PM_03,Spcav_440_Pm_03,60,1,companyAcronym= | protocolName=IEEE C37.118.2-2011 | vendorAcronym= | vendorDeviceName= | interconnectionName=,,,,10,STTP,Streaming Telemetry Transport Protocol,3,3,LTSPBAU_1_FV_C,V,+,0,SPCAV_440_PM_03-PM3,0.0,1.0,Spcav_440_Pm_03 LTSPBAU_1_FV_C + Voltage Magnitude,0,1,1,Volts,Phasor,VPHM,Voltage Magnitude,PM,-98.6,37.5,PPA:9896,2021-08-24 16:28:46
} | MaximumArchiveDays=90 | DesiredRemainingSpace=500,9897,GPA_SPCAV_440_PM_03-PA3:VH,,339,8736f6c7-ad41-4b43-b4f6-e684e0d4ad20,SPCAV_440_PM_03,Spcav_440_Pm_03,60,1,companyAcronym= | protocolName=IEEE C37.118.2-2011 | vendorAcronym= | vendorDeviceName= | interconnectionName=,,,,10,STTP,Streaming Telemetry Transport Protocol,4,3,LTSPBAU_1_FV_C,V,+,0,SPCAV_440_PM_03-PA3,0.0,1.0,Spcav_440_Pm_03 LTSPBAU_1_FV_C + Voltage Phase Angle,0,1,1,Degrees,Phasor,VPHA,Voltage Phase Angle,PA,-98.6,37.5,PPA:9897,2021-08-24 16:28:46
} | MaximumArchiveDays=90 | DesiredRemainingSpace=500,9898,GPA_SPCAV_440_PM_03-PM4:I,,339,8736f6c7-ad41-4b43-b4f6-e684e0d4ad20,SPCAV_440_PM_03,Spcav_440_Pm_03,60,1,companyAcronym= | protocolName=IEEE C37.118.2-2011 | vendorAcronym= | vendorDeviceName= | interconnectionName=,,,,10,STTP,Streaming Telemetry Transport Protocol,1,4,LTSPBAU_1_FA_A,I,+,0,SPCAV_440_PM_03-PM4,0.0,1.0,Spcav_440_Pm_03 LTSPBAU_1_FA_A + Current Magnitude,0,1,1,Amps,Phasor,IPHM,Current Magnitude,PM,-98.6,37.5,PPA:9898,2021-08-24 16:28:46
} | MaximumArchiveDays=90 | DesiredRemainingSpace=500,9899,GPA_SPCAV_440_PM_03-PA4:IH,,339,8736f6c7-ad41-4b43-b4f6-e684e0d4ad20,SPCAV_440_PM_03,Spcav_440_Pm_03,60,1,companyAcronym= | protocolName=IEEE C37.118.2-2011 | vendorAcronym= | vendorDeviceName= | interconnectionName=,,,,10,STTP,Streaming Telemetry Transport Protocol,2,4,LTSPBAU_1_FA_A,I,+,0,SPCAV_440_PM_03-PA4,0.0,1.0,Spcav_440_Pm_03 LTSPBAU_1_FA_A + Current Phase Angle,0,1,1,Degrees,Phasor,IPHA,Current Phase Angle,PA,-98.6,37.5,PPA:9899,2021-08-24 16:28:46
} | MaximumArchiveDays=90 | DesiredRemainingSpace=500,9900,GPA_SPCAV_440_PM_03-PM5:I,,339,8736f6c7-ad41-4b43-b4f6-e684e0d4ad20,SPCAV_440_PM_03,Spcav_440_Pm_03,60,1,companyAcronym= | protocolName=IEEE C37.118.2-2011 | vendorAcronym= | vendorDeviceName= | interconnectionName=,,,,10,STTP,Streaming Telemetry Transport Protocol,1,5,LTSPBAU_1_FA_B,I,+,0,SPCAV_440_PM_03-PM5,0.0,1.0,Spcav_440_Pm_03 LTSPBAU_1_FA_B + Current Magnitude,0,1,1,Amps,Phasor,IPHM,Current Magnitude,PM,-98.6,37.5,PPA:9900,2021-08-24 16:28:46
} | MaximumArchiveDays=90 | DesiredRemainingSpace=500,9901,GPA_SPCAV_440_PM_03-PA5:IH,,339,8736f6c7-ad41-4b43-b4f6-e684e0d4ad20,SPCAV_440_PM_03,Spcav_440_Pm_03,60,1,companyAcronym= | protocolName=IEEE C37.118.2-2011 | vendorAcronym= | vendorDeviceName= | interconnectionName=,,,,10,STTP,Streaming Telemetry Transport Protocol,2,5,LTSPBAU_1_FA_B,I,+,0,SPCAV_440_PM_03-PA5,0.0,1.0,Spcav_440_Pm_03 LTSPBAU_1_FA_B + Current Phase Angle,0,1,1,Degrees,Phasor,IPHA,Current Phase Angle,PA,-98.6,37.5,PPA:9901,2021-08-24 16:28:46
} | MaximumArchiveDays=90 | DesiredRemainingSpace=500,9902,GPA_SPCAV_440_PM_03-PM6:I,,339,8736f6c7-ad41-4b43-b4f6-e684e0d4ad20,SPCAV_440_PM_03,Spcav_440_Pm_03,60,1,companyAcronym= | protocolName=IEEE C37.118.2-2011 | vendorAcronym= | vendorDeviceName= | interconnectionName=,,,,10,STTP,Streaming Telemetry Transport Protocol,1,6,LTSPBAU_1_FA_C,I,+,0,SPCAV_440_PM_03-PM6,0.0,1.0,Spcav_440_Pm_03 LTSPBAU_1_FA_C + Current Magnitude,0,1,1,Amps,Phasor,IPHM,Current Magnitude,PM,-98.6,37.5,PPA:9902,2021-08-24 16:28:46
} | MaximumArchiveDays=90 | DesiredRemainingSpace=500,9903,GPA_SPCAV_440_PM_03-PA6:IH,,339,8736f6c7-ad41-4b43-b4f6-e684e0d4ad20,SPCAV_440_PM_03,Spcav_440_Pm_03,60,1,companyAcronym= | protocolName=IEEE C37.118.2-2011 | vendorAcronym= | vendorDeviceName= | interconnectionName=,,,,10,STTP,Streaming Telemetry Transport Protocol,2,6,LTSPBAU_1_FA_C,I,+,0,SPCAV_440_PM_03-PA6,0.0,1.0,Spcav_440_Pm_03 LTSPBAU_1_FA_C + Current Phase Angle,0,1,1,Degrees,Phasor,IPHA,Current Phase Angle,PA,-98.6,37.5,PPA:9903,2021-08-24 16:28:46
} | MaximumArchiveDays=90 | DesiredRemainingSpace=500,9904,GPA_SPCAV_440_PM_03-PM7:V,,339,8736f6c7-ad41-4b43-b4f6-e684e0d4ad20,SPCAV_440_PM_03,Spcav_440_Pm_03,60,1,companyAcronym= | protocolName=IEEE C37.118.2-2011 | vendorAcronym= | vendorDeviceName= | interconnectionName=,,,,10,STTP,Streaming Telemetry Transport Protocol,3,7,LTSPBAU_1_FV_P,V,+,0,SPCAV_440_PM_03-PM7,0.0,1.0,Spcav_440_Pm_03 LTSPBAU_1_FV_P + Voltage Magnitude,0,1,1,Volts,Phasor,VPHM,Voltage Magnitude,PM,-98.6,37.5,PPA:9904,2021-08-24 16:28:46
} | MaximumArchiveDays=90 | DesiredRemainingSpace=500,9905,GPA_SPCAV_440_PM_03-PA7:VH,,339,8736f6c7-ad41-4b43-b4f6-e684e0d4ad20,SPCAV_440_PM_03,Spcav_440_Pm_03,60,1,companyAcronym= | protocolName=IEEE C37.118.2-2011 | vendorAcronym= | vendorDeviceName= | interconnectionName=,,,,10,STTP,Streaming Telemetry Transport Protocol,4,7,LTSPBAU_1_FV_P,V,+,0,SPCAV_440_PM_03-PA7,0.0,1.0,Spcav_440_Pm_03 LTSPBAU_1_FV_P + Voltage Phase Angle,0,1,1,Degrees,Phasor,VPHA,Voltage Phase Angle,PA,-98.6,37.5,PPA:9905,2021-08-24 16:28:46
} | MaximumArchiveDays=90 | DesiredRemainingSpace=500,9906,GPA_SPCAV_440_PM_03-PM8:I,,339,8736f6c7-ad41-4b43-b4f6-e684e0d4ad20,SPCAV_440_PM_03,Spcav_440_Pm_03,60,1,companyAcronym= | protocolName=IEEE C37.118.2-2011 | vendorAcronym= | vendorDeviceName= | interconnectionName=,,,,10,STTP,Streaming Telemetry Transport Protocol,1,8,LTSPBAU_1_FA_P,I,+,0,SPCAV_440_PM_03-PM8,0.0,1.0,Spcav_440_Pm_03 LTSPBAU_1_FA_P + Current Magnitude,0,1,1,Amps,Phasor,IPHM,Current Magnitude,PM,-98.6,37.5,PPA:9906,2021-08-24 16:28:46
} | MaximumArchiveDays=90 | DesiredRemainingSpace=500,9907,GPA_SPCAV_440_PM_03-PA8:IH,,339,8736f6c7-ad41-4b43-b4f6-e684e0d4ad20,SPCAV_440_PM_03,Spcav_440_Pm_03,60,1,companyAcronym= | protocolName=IEEE C37.118.2-2011 | vendorAcronym= | vendorDeviceName= | interconnectionName=,,,,10,STTP,Streaming Telemetry Transport Protocol,2,8,LTSPBAU_1_FA_P,I,+,0,SPCAV_440_PM_03-PA8,0.0,1.0,Spcav_440_Pm_03 LTSPBAU_1_FA_P + Current Phase Angle,0,1,1,Degrees,Phasor,IPHA,Current Phase Angle,PA,-98.6,37.5,PPA:9907,2021-08-24 16:28:46
} | MaximumArchiveDays=90 | DesiredRemainingSpace=500,9908,GPA_SPCAV_440_PM_04:F,,340,8736f6c7-ad41-4b43-b4f6-e684e0d4ad20,SPCAV_440_PM_04,Spcav_440_Pm_04,60,1,companyAcronym= | protocolName=IEEE C37.118.2-2011 | vendorAcronym= | vendorDeviceName= | interconnectionName=,,,,10,STTP,Streaming Telemetry Transport Protocol,5,,,,,,SPCAV_440_PM_04-FQ,0.0,1.0,Spcav_440_Pm_04 Frequency,0,1,1,Hz,PMU,FREQ,Frequency,FQ,-98.6,37.5,PPA:9908,2021-08-24 16:28:46
} | MaximumArchiveDays=90 | DesiredRemainingSpace=500,9909,GPA_SPCAV_440_PM_04:DF,,340,8736f6c7-ad41-4b43-b4f6-e684e0d4ad20,SPCAV_440_PM_04,Spcav_440_Pm_04,60,1,companyAcronym= | protocolName=IEEE C37.118.2-2011 | vendorAcronym= | vendorDeviceName= | interconnectionName=,,,,10,STTP,Streaming Telemetry Transport Protocol,6,,,,,,SPCAV_440_PM_04-DF,0.0,1.0,Spcav_440_Pm_04 Frequency Delta (dF/dt),0,1,1,,PMU,DFDT,Frequency Delta (dF/dt),DF,-98.6,37.5,PPA:9909,2021-08-24 16:28:46
} | MaximumArchiveDays=90 | DesiredRemainingSpace=500,9910,GPA_SPCAV_440_PM_04:S,,340,8736f6c7-ad41-4b43-b4f6-e684e0d4ad20,SPCAV_440_PM_04,Spcav_440_Pm_04,60,1,companyAcronym= | protocolName=IEEE C37.118.2-2011 | vendorAcronym= | vendorDeviceName= | interconnectionName=,,,,10,STTP,Streaming Telemetry Transport Protocol,8,,,,,,SPCAV_440_PM_04-SF,0.0,1.0,Spcav_440_Pm_04 Status Flags,0,1,1,,PMU,FLAG,Status Flags,SF,-98.6,37.5,PPA:9910,2021-08-24 16:28:46
} | MaximumArchiveDays=90 | DesiredRemainingSpace=500,9911,GPA_SPCAV_440_PM_04-PM1:V,,340,8736f6c7-ad41-4b43-b4f6-e684e0d4ad20,SPCAV_440_PM_04,Spcav_440_Pm_04,60,1,companyAcronym= | protocolName=IEEE C37.118.2-2011 | vendorAcronym= | vendorDeviceName= | interconnectionName=,,,,10,STTP,Streaming Telemetry Transport Protocol,3,1,LTSPBOJ_1_FV_A,V,+,0,SPCAV_440_PM_04-PM1,0.0,1.0,Spcav_440_Pm_04 LTSPBOJ_1_FV_A + Voltage Magnitude,0,1,1,Volts,Phasor,VPHM,Voltage Magnitude,PM,-98.6,37.5,PPA:9911,2021-08-24 16:28:46
} | MaximumArchiveDays=90 | DesiredRemainingSpace=500,9912,GPA_SPCAV_440_PM_04-PA1:VH,,340,8736f6c7-ad41-4b43-b4f6-e684e0d4ad20,SPCAV_440_PM_04,Spcav_440_Pm_04,60,1,companyAcronym= | protocolName=IEEE C37.118.2-2011 | vendorAcronym= | vendorDeviceName= | interconnectionName=,,,,10,STTP,Streaming Telemetry Transport Protocol,4,1,LTSPBOJ_1_FV_A,V,+,0,SPCAV_440_PM_04-PA1,0.0,1.0,Spcav_440_Pm_04 LTSPBOJ_1_FV_A + Voltage Phase Angle,0,1,1,Degrees,Phasor,VPHA,Voltage Phase Angle,PA,-98.6,37.5,PPA:9912,2021-08-24 16:28:46
} | MaximumArchiveDays=90 | DesiredRemainingSpace=500,9913,GPA_SPCAV_440_PM_04-PM2:V,,340,8736f6c7-ad41-4b43-b4f6-e684e0d4ad20,SPCAV_440_PM_04,Spcav_440_Pm_04,60,1,companyAcronym= | protocolName=IEEE C37.118.2-2011 | vendorAcronym= | vendorDeviceName= | interconnectionName=,,,,10,STTP,Streaming Telemetry Transport Protocol,3,2,LTSPBOJ_1_FV_B,V,+,0,SPCAV_440_PM_04-PM2,0.0,1.0,Spcav_440_Pm_04 LTSPBOJ_1_FV_B + Voltage Magnitude,0,1,1,Volts,Phasor,VPHM,Voltage Magnitude,PM,-98.6,37.5,PPA:9913,2021-08-24 16:28:46
} | MaximumArchiveDays=90 | DesiredRemainingSpace=500,9914,GPA_SPCAV_440_PM_04-PA2:VH,,340,8736f6c7-ad41-4b43-b4f6-e684e0d4ad20,SPCAV_440_PM_04,Spcav_440_Pm_04,60,1,companyAcronym= | protocolName=IEEE C37.118.2-2011 | vendorAcronym= | vendorDeviceName= | interconnectionName=,,,,10,STTP,Streaming Telemetry Transport Protocol,4,2,LTSPBOJ_1_FV_B,V,+,0,SPCAV_440_PM_04-PA2,0.0,1.0,Spcav_440_Pm_04 LTSPBOJ_1_FV_B + Voltage Phase Angle,0,1,1,Degrees,Phasor,VPHA,Voltage Phase Angle,PA,-98.6,37.5,PPA:9914,2021-08-24 16:28:46
} | MaximumArchiveDays=90 | DesiredRemainingSpace=500,9915,GPA_SPCAV_440_PM_04-PM3:V,,340,8736f6c7-ad41-4b43-b4f6-e684e0d4ad20,SPCAV_440_PM_04,Spcav_440_Pm_04,60,1,companyAcronym= | protocolName=IEEE C37.118.2-2011 | vendorAcronym= | vendorDeviceName= | interconnectionName=,,,,10,STTP,Streaming Telemetry Transport Protocol,3,3,LTSPBOJ_1_FV_C,V,+,0,SPCAV_440_PM_04-PM3,0.0,1.0,Spcav_440_Pm_04 LTSPBOJ_1_FV_C + Voltage Magnitude,0,1,1,Volts,Phasor,VPHM,Voltage Magnitude,PM,-98.6,37.5,PPA:9915,2021-08-24 16:28:46
} | MaximumArchiveDays=90 | DesiredRemainingSpace=500,9916,GPA_SPCAV_440_PM_04-PA3:VH,,340,8736f6c7-ad41-4b43-b4f6-e684e0d4ad20,SPCAV_440_PM_04,Spcav_440_Pm_04,60,1,companyAcronym= | protocolName=IEEE C37.118.2-2011 | vendorAcronym= | vendorDeviceName= | interconnectionName=,,,,10,STTP,Streaming Telemetry Transport Protocol,4,3,LTSPBOJ_1_FV_C,V,+,0,SPCAV_440_PM_04-PA3,0.0,1.0,Spcav_440_Pm_04 LTSPBOJ_1_FV_C + Voltage Phase Angle,0,1,1,Degrees,Phasor,VPHA,Voltage Phase Angle,PA,-98.6,37.5,PPA:9916,2021-08-24 16:28:46
} | MaximumArchiveDays=90 | DesiredRemainingSpace=500,9917,GPA_SPCAV_440_PM_04-PM4:I,,340,8736f6c7-ad41-4b43-b4f6-e684e0d4ad20,SPCAV_440_PM_04,Spcav_440_Pm_04,60,1,companyAcronym= | protocolName=IEEE C37.118.2-2011 | vendorAcronym= | vendorDeviceName= | interconnectionName=,,,,10,STTP,Streaming Telemetry Transport Protocol,1,4,LTSPBOJ_1_FA_A,I,+,0,SPCAV_440_PM_04-PM4,0.0,1.0,Spcav_440_Pm_04 LTSPBOJ_1_FA_A + Current Magnitude,0,1,1,Amps,Phasor,IPHM,Current Magnitude,PM,-98.6,37.5,PPA:9917,2021-08-24 16:28:46
} | MaximumArchiveDays=90 | DesiredRemainingSpace=500,9918,GPA_SPCAV_440_PM_04-PA4:IH,,340,8736f6c7-ad41-4b43-b4f6-e684e0d4ad20,SPCAV_440_PM_04,Spcav_440_Pm_04,60,1,companyAcronym= | protocolName=IEEE C37.118.2-2011 | vendorAcronym= | vendorDeviceName= | interconnectionName=,,,,10,STTP,Streaming Telemetry Transport Protocol,2,4,LTSPBOJ_1_FA_A,I,+,0,SPCAV_440_PM_04-PA4,0.0,1.0,Spcav_440_Pm_04 LTSPBOJ_1_FA_A + Current Phase Angle,0,1,1,Degrees,Phasor,IPHA,Current Phase Angle,PA,-98.6,37.5,PPA:9918,2021-08-24 16:28:46
} | MaximumArchiveDays=90 | DesiredRemainingSpace=500,9919,GPA_SPCAV_440_PM_04-PM5:I,,340,8736f6c7-ad41-4b43-b4f6-e684e0d4ad20,SPCAV_440_PM_04,Spcav_440_Pm_04,60,1,companyAcronym= | protocolName=IEEE C37.118.2-2011 | vendorAcronym= | vendorDeviceName= | interconnectionName=,,,,10,STTP,Streaming Telemetry Transport Protocol,1,5,LTSPBOJ_1_FA_B,I,+,0,SPCAV_440_PM_04-PM5,0.0,1.0,Spcav_440_Pm_04 LTSPBOJ_1_FA_B + Current Magnitude,0,1,1,Amps,Phasor,IPHM,Current Magnitude,PM,-98.6,37.5,PPA:9919,2021-08-24 16:28:46
} | MaximumArchiveDays=90 | DesiredRemainingSpace=500,9920,GPA_SPCAV_440_PM_04-PA5:IH,,340,8736f6c7-ad41-4b43-b4f6-e684e0d4ad20,SPCAV_440_PM_04,Spcav_440_Pm_04,60,1,companyAcronym= | protocolName=IEEE C37.118.2-2011 | vendorAcronym= | vendorDeviceName= | interconnectionName=,,,,10,STTP,Streaming Telemetry Transport Protocol,2,5,LTSPBOJ_1_FA_B,I,+,0,SPCAV_440_PM_04-PA5,0.0,1.0,Spcav_440_Pm_04 LTSPBOJ_1_FA_B + Current Phase Angle,0,1,1,Degrees,Phasor,IPHA,Current Phase Angle,PA,-98.6,37.5,PPA:9920,2021-08-24 16:28:46
} | MaximumArchiveDays=90 | DesiredRemainingSpace=500,9921,GPA_SPCAV_440_PM_04-PM6:I,,340,8736f6c7-ad41-4b43-b4f6-e684e0d4ad20,SPCAV_440_PM_04,Spcav_440_Pm_04,60,1,companyAcronym= | protocolName=IEEE C37.118.2-2011 | vendorAcronym= | vendorDeviceName= | interconnectionName=,,,,10,STTP,Streaming Telemetry Transport Protocol,1,6,LTSPBOJ_1_FA_C,I,+,0,SPCAV_440_PM_04-PM6,0.0,1.0,Spcav_440_Pm_04 LTSPBOJ_1_FA_C + Current Magnitude,0,1,1,Amps,Phasor,IPHM,Current Magnitude,PM,-98.6,37.5,PPA:9921,2021-08-24 16:28:46
} | MaximumArchiveDays=90 | DesiredRemainingSpace=500,9922,GPA_SPCAV_440_PM_04-PA6:IH,,340,8736f6c7-ad41-4b43-b4f6-e684e0d4ad20,SPCAV_440_PM_04,Spcav_440_Pm_04,60,1,companyAcronym= | protocolName=IEEE C37.118.2-2011 | vendorAcronym= | vendorDeviceName= | interconnectionName=,,,,10,STTP,Streaming Telemetry Transport Protocol,2,6,LTSPBOJ_1_FA_C,I,+,0,SPCAV_440_PM_04-PA6,0.0,1.0,Spcav_440_Pm_04 LTSPBOJ_1_FA_C + Current Phase Angle,0,1,1,Degrees,Phasor,IPHA,Current Phase Angle,PA,-98.6,37.5,PPA:9922,2021-08-24 16:28:46
} | MaximumArchiveDays=90 | DesiredRemainingSpace=500,9923,GPA_SPCAV_440_PM_04-PM7:V,,340,8736f6c7-ad41-4b43-b4f6-e684e0d4ad20,SPCAV_440_PM_04,Spcav_440_Pm_04,60,1,companyAcronym= | protocolName=IEEE C37.118.2-2011 | vendorAcronym= | vendorDeviceName= | interconnectionName=,,,,10,STTP,Streaming Telemetry Transport Protocol,3,7,LTSPBOJ_1_FV_P,V,+,0,SPCAV_440_PM_04-PM7,0.0,1.0,Spcav_440_Pm_04 LTSPBOJ_1_FV_P + Voltage Magnitude,0,1,1,Volts,Phasor,VPHM,Voltage Magnitude,PM,-98.6,37.5,PPA:9923,2021-08-24 16:28:46
} | MaximumArchiveDays=90 | DesiredRemainingSpace=500,9924,GPA_SPCAV_440_PM_04-PA7:VH,,340,8736f6c7-ad41-4b43-b4f6-e684e0d4ad20,SPCAV_440_PM_04,Spcav_440_Pm_04,60,1,companyAcronym= | protocolName=IEEE C37.118.2-2011 | vendorAcronym= | vendorDeviceName= | interconnectionName=,,,,10,STTP,Streaming Telemetry Transport Protocol,4,7,LTSPBOJ_1_FV_P,V,+,0,SPCAV_440_PM_04-PA7,0.0,1.0,Spcav_440_Pm_04 LTSPBOJ_1_FV_P + Voltage Phase Angle,0,1,1,Degrees,Phasor,VPHA,Voltage Phase Angle,PA,-98.6,37.5,PPA:9924,2021-08-24 16:28:46
} | MaximumArchiveDays=90 | DesiredRemainingSpace=500,9925,GPA_SPCAV_440_PM_04-PM8:I,,340,8736f6c7-ad41-4b43-b4f6-e684e0d4ad20,SPCAV_440_PM_04,Spcav_440_Pm_04,60,1,companyAcronym= | protocolName=IEEE C37.118.2-2011 | vendorAcronym= | vendorDeviceName= | interconnectionName=,,,,10,STTP,Streaming Telemetry Transport Protocol,1,8,LTSPBOJ_1_FA_P,I,+,0,SPCAV_440_PM_04-PM8,0.0,1.0,Spcav_440_Pm_04 LTSPBOJ_1_FA_P + Current Magnitude,0,1,1,Amps,Phasor,IPHM,Current Magnitude,PM,-98.6,37.5,PPA:9925,2021-08-24 16:28:46
} | MaximumArchiveDays=90 | DesiredRemainingSpace=500,9926,GPA_SPCAV_440_PM_04-PA8:IH,,340,8736f6c7-ad41-4b43-b4f6-e684e0d4ad20,SPCAV_440_PM_04,Spcav_440_Pm_04,60,1,companyAcronym= | protocolName=IEEE C37.118.2-2011 | vendorAcronym= | vendorDeviceName= | interconnectionName=,,,,10,STTP,Streaming Telemetry Transport Protocol,2,8,LTSPBOJ_1_FA_P,I,+,0,SPCAV_440_PM_04-PA8,0.0,1.0,Spcav_440_Pm_04 LTSPBOJ_1_FA_P + Current Phase Angle,0,1,1,Degrees,Phasor,IPHA,Current Phase Angle,PA,-98.6,37.5,PPA:9926,2021-08-24 16:28:46
} | MaximumArchiveDays=90 | DesiredRemainingSpace=500,9927,GPA_SPAGV_440_PM_01:F,,341,8736f6c7-ad41-4b43-b4f6-e684e0d4ad20,SPAGV_440_PM_01,Spagv_440_Pm_01,60,1,companyAcronym= | protocolName=IEEE C37.118.2-2011 | vendorAcronym= | vendorDeviceName= | interconnectionName=,,,,10,STTP,Streaming Telemetry Transport Protocol,5,,,,,,SPAGV_440_PM_01-FQ,0.0,1.0,Spagv_440_Pm_01 Frequency,0,1,1,Hz,PMU,FREQ,Frequency,FQ,-98.6,37.5,PPA:9927,2021-08-24 16:28:46
} | MaximumArchiveDays=90 | DesiredRemainingSpace=500,9928,GPA_SPAGV_440_PM_01:DF,,341,8736f6c7-ad41-4b43-b4f6-e684e0d4ad20,SPAGV_440_PM_01,Spagv_440_Pm_01,60,1,companyAcronym= | protocolName=IEEE C37.118.2-2011 | vendorAcronym= | vendorDeviceName= | interconnectionName=,,,,10,STTP,Streaming Telemetry Transport Protocol,6,,,,,,SPAGV_440_PM_01-DF,0.0,1.0,Spagv_440_Pm_01 Frequency Delta (dF/dt),0,1,1,,PMU,DFDT,Frequency Delta (dF/dt),DF,-98.6,37.5,PPA:9928,2021-08-24 16:28:46
} | MaximumArchiveDays=90 | DesiredRemainingSpace=500,9929,GPA_SPAGV_440_PM_01:S,,341,8736f6c7-ad41-4b43-b4f6-e684e0d4ad20,SPAGV_440_PM_01,Spagv_440_Pm_01,60,1,companyAcronym= | protocolName=IEEE C37.118.2-2011 | vendorAcronym= | vendorDeviceName= | interconnectionName=,,,,10,STTP,Streaming Telemetry Transport Protocol,8,,,,,,SPAGV_440_PM_01-SF,0.0,1.0,Spagv_440_Pm_01 Status Flags,0,1,1,,PMU,FLAG,Status Flags,SF,-98.6,37.5,PPA:9929,2021-08-24 16:28:46
} | MaximumArchiveDays=90 | DesiredRemainingSpace=500,9930,GPA_SPAGV_440_PM_01-PM1:V,,341,8736f6c7-ad41-4b43-b4f6-e684e0d4ad20,SPAGV_440_PM_01,Spagv_440_Pm_01,60,1,companyAcronym= | protocolName=IEEE C37.118.2-2011 | vendorAcronym= | vendorDeviceName= | interconnectionName=,,,,10,STTP,Streaming Telemetry Transport Protocol,3,1,LTSPRPR_1_FV_A,V,+,0,SPAGV_440_PM_01-PM1,0.0,1.0,Spagv_440_Pm_01 LTSPRPR_1_FV_A + Voltage Magnitude,0,1,1,Volts,Phasor,VPHM,Voltage Magnitude,PM,-98.6,37.5,PPA:9930,2021-08-24 16:28:46
} | MaximumArchiveDays=90 | DesiredRemainingSpace=500,9931,GPA_SPAGV_440_PM_01-PA1:VH,,341,8736f6c7-ad41-4b43-b4f6-e684e0d4ad20,SPAGV_440_PM_01,Spagv_440_Pm_01,60,1,companyAcronym= | protocolName=IEEE C37.118.2-2011 | vendorAcronym= | vendorDeviceName= | interconnectionName=,,,,10,STTP,Streaming Telemetry Transport Protocol,4,1,LTSPRPR_1_FV_A,V,+,0,SPAGV_440_PM_01-PA1,0.0,1.0,Spagv_440_Pm_01 LTSPRPR_1_FV_A + Voltage Phase Angle,0,1,1,Degrees,Phasor,VPHA,Voltage Phase Angle,PA,-98.6,37.5,PPA:9931,2021-08-24 16:28:46
} | MaximumArchiveDays=90 | DesiredRemainingSpace=500,9932,GPA_SPAGV_440_PM_01-PM2:V,,341,8736f6c7-ad41-4b43-b4f6-e684e0d4ad20,SPAGV_440_PM_01,Spagv_440_Pm_01,60,1,companyAcronym= | protocolName=IEEE C37.118.2-2011 | vendorAcronym= | vendorDeviceName= | interconnectionName=,,,,10,STTP,Streaming Telemetry Transport Protocol,3,2,LTSPRPR_1_FV_B,V,+,0,SPAGV_440_PM_01-PM2,0.0,1.0,Spagv_440_Pm_01 LTSPRPR_1_FV_B + Voltage Magnitude,0,1,1,Volts,Phasor,VPHM,Voltage Magnitude,PM,-98.6,37.5,PPA:9932,2021-08-24 16:28:46
} | MaximumArchiveDays=90 | DesiredRemainingSpace=500,9933,GPA_SPAGV_440_PM_01-PA2:VH,,341,8736f6c7-ad41-4b43-b4f6-e684e0d4ad20,SPAGV_440_PM_01,Spagv_440_Pm_01,60,1,companyAcronym= | protocolName=IEEE C37.118.2-2011 | vendorAcronym= | vendorDeviceName= | interconnectionName=,,,,10,STTP,Streaming Telemetry Transport Protocol,4,2,LTSPRPR_1_FV_B,V,+,0,SPAGV_440_PM_01-PA2,0.0,1.0,Spagv_440_Pm_01 LTSPRPR_1_FV_B + Voltage Phase Angle,0,1,1,Degrees,Phasor,VPHA,Voltage Phase Angle,PA,-98.6,37.5,PPA:9933,2021-08-24 16:28:46
} | MaximumArchiveDays=90 | DesiredRemainingSpace=500,9934,GPA_SPAGV_440_PM_01-PM3:V,,341,8736f6c7-ad41-4b43-b4f6-e684e0d4ad20,SPAGV_440_PM_01,Spagv_440_Pm_01,60,1,companyAcronym= | protocolName=IEEE C37.118.2-2011 | vendorAcronym= | vendorDeviceName= | interconnectionName=,,,,10,STTP,Streaming Telemetry Transport Protocol,3,3,LTSPRPR_1_FV_C,V,+,0,SPAGV_440_PM_01-PM3,0.0,1.0,Spagv_440_Pm_01 LTSPRPR_1_FV_C + Voltage Magnitude,0,1,1,Volts,Phasor,VPHM,Voltage Magnitude,PM,-98.6,37.5,PPA:9934,2021-08-24 16:28:46
} | MaximumArchiveDays=90 | DesiredRemainingSpace=500,9935,GPA_SPAGV_440_PM_01-PA3:VH,,341,8736f6c7-ad41-4b43-b4f6-e684e0d4ad20,SPAGV_440_PM_01,Spagv_440_Pm_01,60,1,companyAcronym= | protocolName=IEEE C37.118.2-2011 | vendorAcronym= | vendorDeviceName= | interconnectionName=,,,,10,STTP,Streaming Telemetry Transport Protocol,4,3,LTSPRPR_1_FV_C,V,+,0,SPAGV_440_PM_01-PA3,0.0,1.0,Spagv_440_Pm_01 LTSPRPR_1_FV_C + Voltage Phase Angle,0,1,1,Degrees,Phasor,VPHA,Voltage Phase Angle,PA,-98.6,37.5,PPA:9935,2021-08-24 16:28:46
} | MaximumArchiveDays=90 | DesiredRemainingSpace=500,9936,GPA_SPAGV_440_PM_01-PM4:I,,341,8736f6c7-ad41-4b43-b4f6-e684e0d4ad20,SPAGV_440_PM_01,Spagv_440_Pm_01,60,1,companyAcronym= | protocolName=IEEE C37.118.2-2011 | vendorAcronym= | vendorDeviceName= | interconnectionName=,,,,10,STTP,Streaming Telemetry Transport Protocol,1,4,LTSPRPR_1_FA_A,I,+,0,SPAGV_440_PM_01-PM4,0.0,1.0,Spagv_440_Pm_01 LTSPRPR_1_FA_A + Current Magnitude,0,1,1,Amps,Phasor,IPHM,Current Magnitude,PM,-98.6,37.5,PPA:9936,2021-08-24 16:28:46
} | MaximumArchiveDays=90 | DesiredRemainingSpace=500,9937,GPA_SPAGV_440_PM_01-PA4:IH,,341,8736f6c7-ad41-4b43-b4f6-e684e0d4ad20,SPAGV_440_PM_01,Spagv_440_Pm_01,60,1,companyAcronym= | protocolName=IEEE C37.118.2-2011 | vendorAcronym= | vendorDeviceName= | interconnectionName=,,,,10,STTP,Streaming Telemetry Transport Protocol,2,4,LTSPRPR_1_FA_A,I,+,0,SPAGV_440_PM_01-PA4,0.0,1.0,Spagv_440_Pm_01 LTSPRPR_1_FA_A + Current Phase Angle,0,1,1,Degrees,Phasor,IPHA,Current Phase Angle,PA,-98.6,37.5,PPA:9937,2021-08-24 16:28:46
} | MaximumArchiveDays=90 | DesiredRemainingSpace=500,9938,GPA_SPAGV_440_PM_01-PM5:I,,341,8736f6c7-ad41-4b43-b4f6-e684e0d4ad20,SPAGV_440_PM_01,Spagv_440_Pm_01,60,1,companyAcronym= | protocolName=IEEE C37.118.2-2011 | vendorAcronym= | vendorDeviceName= | interconnectionName=,,,,10,STTP,Streaming Telemetry Transport Protocol,1,5,LTSPRPR_1_FA_B,I,+,0,SPAGV_440_PM_01-PM5,0.0,1.0,Spagv_440_Pm_01 LTSPRPR_1_FA_B + Current Magnitude,0,1,1,Amps,Phasor,IPHM,Current Magnitude,PM,-98.6,37.5,PPA:9938,2021-08-24 16:28:46
} | MaximumArchiveDays=90 | DesiredRemainingSpace=500,9939,GPA_SPAGV_440_PM_01-PA5:IH,,341,8736f6c7-ad41-4b43-b4f6-e684e0d4ad20,SPAGV_440_PM_01,Spagv_440_Pm_01,60,1,companyAcronym= | protocolName=IEEE C37.118.2-2011 | vendorAcronym= | vendorDeviceName= | interconnectionName=,,,,10,STTP,Streaming Telemetry Transport Protocol,2,5,LTSPRPR_1_FA_B,I,+,0,SPAGV_440_PM_01-PA5,0.0,1.0,Spagv_440_Pm_01 LTSPRPR_1_FA_B + Current Phase Angle,0,1,1,Degrees,Phasor,IPHA,Current Phase Angle,PA,-98.6,37.5,PPA:9939,2021-08-24 16:28:46
} | MaximumArchiveDays=90 | DesiredRemainingSpace=500,9940,GPA_SPAGV_440_PM_01-PM6:I,,341,8736f6c7-ad41-4b43-b4f6-e684e0d4ad20,SPAGV_440_PM_01,Spagv_440_Pm_01,60,1,companyAcronym= | protocolName=IEEE C37.118.2-2011 | vendorAcronym= | vendorDeviceName= | interconnectionName=,,,,10,STTP,Streaming Telemetry Transport Protocol,1,6,LTSPRPR_1_FA_C,I,+,0,SPAGV_440_PM_01-PM6,0.0,1.0,Spagv_440_Pm_01 LTSPRPR_1_FA_C + Current Magnitude,0,1,1,Amps,Phasor,IPHM,Current Magnitude,PM,-98.6,37.5,PPA:9940,2021-08-24 16:28:46
} | MaximumArchiveDays=90 | DesiredRemainingSpace=500,9941,GPA_SPAGV_440_PM_01-PA6:IH,,341,8736f6c7-ad41-4b43-b4f6-e684e0d4ad20,SPAGV_440_PM_01,Spagv_440_Pm_01,60,1,companyAcronym= | protocolName=IEEE C37.118.2-2011 | vendorAcronym= | vendorDeviceName= | interconnectionName=,,,,10,STTP,Streaming Telemetry Transport Protocol,2,6,LTSPRPR_1_FA_C,I,+,0,SPAGV_440_PM_01-PA6,0.0,1.0,Spagv_440_Pm_01 LTSPRPR_1_FA_C + Current Phase Angle,0,1,1,Degrees,Phasor,IPHA,Current Phase Angle,PA,-98.6,37.5,PPA:9941,2021-08-24 16:28:46
} | MaximumArchiveDays=90 | DesiredRemainingSpace=500,9942,GPA_SPAGV_440_PM_01-PM7:V,,341,8736f6c7-ad41-4b43-b4f6-e684e0d4ad20,SPAGV_440_PM_01,Spagv_440_Pm_01,60,1,companyAcronym= | protocolName=IEEE C37.118.2-2011 | vendorAcronym= | vendorDeviceName= | interconnectionName=,,,,10,STTP,Streaming Telemetry Transport Protocol,3,7,LTSPRPR_1_FV_P,V,+,0,SPAGV_440_PM_01-PM7,0.0,1.0,Spagv_440_Pm_01 LTSPRPR_1_FV_P + Voltage Magnitude,0,1,1,Volts,Phasor,VPHM,Voltage Magnitude,PM,-98.6,37.5,PPA:9942,2021-08-24 16:28:46
} | MaximumArchiveDays=90 | DesiredRemainingSpace=500,9943,GPA_SPAGV_440_PM_01-PA7:VH,,341,8736f6c7-ad41-4b43-b4f6-e684e0d4ad20,SPAGV_440_PM_01,Spagv_440_Pm_01,60,1,companyAcronym= | protocolName=IEEE C37.118.2-2011 | vendorAcronym= | vendorDeviceName= | interconnectionName=,,,,10,STTP,Streaming Telemetry Transport Protocol,4,7,LTSPRPR_1_FV_P,V,+,0,SPAGV_440_PM_01-PA7,0.0,1.0,Spagv_440_Pm_01 LTSPRPR_1_FV_P + Voltage Phase Angle,0,1,1,Degrees,Phasor,VPHA,Voltage Phase Angle,PA,-98.6,37.5,PPA:9943,2021-08-24 16:28:46
} | MaximumArchiveDays=90 | DesiredRemainingSpace=500,9944,GPA_SPAGV_440_PM_01-PM8:I,,341,8736f6c7-ad41-4b43-b4f6-e684e0d4ad20,SPAGV_440_PM_01,Spagv_440_Pm_01,60,1,companyAcronym= | protocolName=IEEE C37.118.2-2011 | vendorAcronym= | vendorDeviceName= | interconnectionName=,,,,10,STTP,Streaming Telemetry Transport Protocol,1,8,LTSPRPR_1_FA_P,I,+,0,SPAGV_440_PM_01-PM8,0.0,1.0,Spagv_440_Pm_01 LTSPRPR_1_FA_P + Current Magnitude,0,1,1,Amps,Phasor,IPHM,Current Magnitude,PM,-98.6,37.5,PPA:9944,2021-08-24 16:28:46
} | MaximumArchiveDays=90 | DesiredRemainingSpace=500,9945,GPA_SPAGV_440_PM_01-PA8:IH,,341,8736f6c7-ad41-4b43-b4f6-e684e0d4ad20,SPAGV_440_PM_01,Spagv_440_Pm_01,60,1,companyAcronym= | protocolName=IEEE C37.118.2-2011 | vendorAcronym= | vendorDeviceName= | interconnectionName=,,,,10,STTP,Streaming Telemetry Transport Protocol,2,8,LTSPRPR_1_FA_P,I,+,0,SPAGV_440_PM_01-PA8,0.0,1.0,Spagv_440_Pm_01 LTSPRPR_1_FA_P + Current Phase Angle,0,1,1,Degrees,Phasor,IPHA,Current Phase Angle,PA,-98.6,37.5,PPA:9945,2021-08-24 16:28:46
} | MaximumArchiveDays=90 | DesiredRemainingSpace=500,9946,GPA_SPROS_230_PM_01:DV1,,342,8736f6c7-ad41-4b43-b4f6-e684e0d4ad20,SPROS_230_PM_01,Spros_230_Pm_01,60,1,companyAcronym= | protocolName=IEEE C37.118.2-2011 | vendorAcronym= | vendorDeviceName= | interconnectionName=,,,,10,STTP,Streaming Telemetry Transport Protocol,9,,,,,,SPROS_230_PM_01-DV1,0.0,1.0,Spros_230_Pm_01 Digital Value 1,0,1,1,,PMU,DIGI,Digital Value,DV,-98.6,37.5,PPA:9946,2021-08-24 16:28:46
} | MaximumArchiveDays=90 | DesiredRemainingSpace=500,9947,GPA_SPROS_230_PM_01:F,,342,8736f6c7-ad41-4b43-b4f6-e684e0d4ad20,SPROS_230_PM_01,Spros_230_Pm_01,60,1,companyAcronym= | protocolName=IEEE C37.118.2-2011 | vendorAcronym= | vendorDeviceName= | interconnectionName=,,,,10,STTP,Streaming Telemetry Transport Protocol,5,,,,,,SPROS_230_PM_01-FQ,0.0,1.0,Spros_230_Pm_01 Frequency,0,1,1,Hz,PMU,FREQ,Frequency,FQ,-98.6,37.5,PPA:9947,2021-08-24 16:28:46
} | MaximumArchiveDays=90 | DesiredRemainingSpace=500,9948,GPA_SPROS_230_PM_01:DF,,342,8736f6c7-ad41-4b43-b4f6-e684e0d4ad20,SPROS_230_PM_01,Spros_230_Pm_01,60,1,companyAcronym= | protocolName=IEEE C37.118.2-2011 | vendorAcronym= | vendorDeviceName= | interconnectionName=,,,,10,STTP,Streaming Telemetry Transport Protocol,6,,,,,,SPROS_230_PM_01-DF,0.0,1.0,Spros_230_Pm_01 Frequency Delta (dF/dt),0,1,1,,PMU,DFDT,Frequency Delta (dF/dt),DF,-98.6,37.5,PPA:9948,2021-08-24 16:28:46
} | MaximumArchiveDays=90 | DesiredRemainingSpace=500,9949,GPA_SPROS_230_PM_01:S,,342,8736f6c7-ad41-4b43-b4f6-e684e0d4ad20,SPROS_230_PM_01,Spros_230_Pm_01,60,1,companyAcronym= | protocolName=IEEE C37.118.2-2011 | vendorAcronym= | vendorDeviceName= | interconnectionName=,,,,10,STTP,Streaming Telemetry Transport Protocol,8,,,,,,SPROS_230_PM_01-SF,0.0,1.0,Spros_230_Pm_01 Status Flags,0,1,1,,PMU,FLAG,Status Flags,SF,-98.6,37.5,PPA:9949,2021-08-24 16:28:46
} | MaximumArchiveDays=90 | DesiredRemainingSpace=500,9950,GPA_SPROS_230_PM_01-PM1:V,,342,8736f6c7-ad41-4b43-b4f6-e684e0d4ad20,SPROS_230_PM_01,Spros_230_Pm_01,60,1,companyAcronym= | protocolName=IEEE C37.118.2-2011 | vendorAcronym= | vendorDeviceName= | interconnectionName=,,,,10,STTP,Streaming Telemetry Transport Protocol,3,1,LTSPNPP_1_FV_A,V,+,0,SPROS_230_PM_01-PM1,0.0,1.0,Spros_230_Pm_01 LTSPNPP_1_FV_A + Voltage Magnitude,0,1,1,Volts,Phasor,VPHM,Voltage Magnitude,PM,-98.6,37.5,PPA:9950,2021-08-24 16:28:46
} | MaximumArchiveDays=90 | DesiredRemainingSpace=500,9951,GPA_SPROS_230_PM_01-PA1:VH,,342,8736f6c7-ad41-4b43-b4f6-e684e0d4ad20,SPROS_230_PM_01,Spros_230_Pm_01,60,1,companyAcronym= | protocolName=IEEE C37.118.2-2011 | vendorAcronym= | vendorDeviceName= | interconnectionName=,,,,10,STTP,Streaming Telemetry Transport Protocol,4,1,LTSPNPP_1_FV_A,V,+,0,SPROS_230_PM_01-PA1,0.0,1.0,Spros_230_Pm_01 LTSPNPP_1_FV_A + Voltage Phase Angle,0,1,1,Degrees,Phasor,VPHA,Voltage Phase Angle,PA,-98.6,37.5,PPA:9951,2021-08-24 16:28:46
} | MaximumArchiveDays=90 | DesiredRemainingSpace=500,9952,GPA_SPROS_230_PM_01-PM2:V,,342,8736f6c7-ad41-4b43-b4f6-e684e0d4ad20,SPROS_230_PM_01,Spros_230_Pm_01,60,1,companyAcronym= | protocolName=IEEE C37.118.2-2011 | vendorAcronym= | vendorDeviceName= | interconnectionName=,,,,10,STTP,Streaming Telemetry Transport Protocol,3,2,LTSPNPP_1_FV_B,V,+,0,SPROS_230_PM_01-PM2,0.0,1.0,Spros_230_Pm_01 LTSPNPP_1_FV_B + Voltage Magnitude,0,1,1,Volts,Phasor,VPHM,Voltage Magnitude,PM,-98.6,37.5,PPA:9952,2021-08-24 16:28:46
} | MaximumArchiveDays=90 | DesiredRemainingSpace=500,9953,GPA_SPROS_230_PM_01-PA2:VH,,342,8736f6c7-ad41-4b43-b4f6-e684e0d4ad20,SPROS_230_PM_01,Spros_230_Pm_01,60,1,companyAcronym= | protocolName=IEEE C37.118.2-2011 | vendorAcronym= | vendorDeviceName= | interconnectionName=,,,,10,STTP,Streaming Telemetry Transport Protocol,4,2,LTSPNPP_1_FV_B,V,+,0,SPROS_230_PM_01-PA2,0.0,1.0,Spros_230_Pm_01 LTSPNPP_1_FV_B + Voltage Phase Angle,0,1,1,Degrees,Phasor,VPHA,Voltage Phase Angle,PA,-98.6,37.5,PPA:9953,2021-08-24 16:28:46
} | MaximumArchiveDays=90 | DesiredRemainingSpace=500,9954,GPA_SPROS_230_PM_01-PM3:V,,342,8736f6c7-ad41-4b43-b4f6-e684e0d4ad20,SPROS_230_PM_01,Spros_230_Pm_01,60,1,companyAcronym= | protocolName=IEEE C37.118.2-2011 | vendorAcronym= | vendorDeviceName= | interconnectionName=,,,,10,STTP,Streaming Telemetry Transport Protocol,3,3,LTSPNPP_1_FV_C,V,+,0,SPROS_230_PM_01-PM3,0.0,1.0,Spros_230_Pm_01 LTSPNPP_1_FV_C + Voltage Magnitude,0,1,1,Volts,Phasor,VPHM,Voltage Magnitude,PM,-98.6,37.5,PPA:9954,2021-08-24 16:28:46
} | MaximumArchiveDays=90 | DesiredRemainingSpace=500,9955,GPA_SPROS_230_PM_01-PA3:VH,,342,8736f6c7-ad41-4b43-b4f6-e684e0d4ad20,SPROS_230_PM_01,Spros_230_Pm_01,60,1,companyAcronym= | protocolName=IEEE C37.118.2-2011 | vendorAcronym= | vendorDeviceName= | interconnectionName=,,,,10,STTP,Streaming Telemetry Transport Protocol,4,3,LTSPNPP_1_FV_C,V,+,0,SPROS_230_PM_01-PA3,0.0,1.0,Spros_230_Pm_01 LTSPNPP_1_FV_C + Voltage Phase Angle,0,1,1,Degrees,Phasor,VPHA,Voltage Phase Angle,PA,-98.6,37.5,PPA:9955,2021-08-24 16:28:46
} | MaximumArchiveDays=90 | DesiredRemainingSpace=500,9956,GPA_SPROS_230_PM_01-PM4:I,,342,8736f6c7-ad41-4b43-b4f6-e684e0d4ad20,SPROS_230_PM_01,Spros_230_Pm_01,60,1,companyAcronym= | protocolName=IEEE C37.118.2-2011 | vendorAcronym= | vendorDeviceName= | interconnectionName=,,,,10,STTP,Streaming Telemetry Transport Protocol,1,4,LTSPNPP_1_FA_A,I,+,0,SPROS_230_PM_01-PM4,0.0,1.0,Spros_230_Pm_01 LTSPNPP_1_FA_A + Current Magnitude,0,1,1,Amps,Phasor,IPHM,Current Magnitude,PM,-98.6,37.5,PPA:9956,2021-08-24 16:28:46
} | MaximumArchiveDays=90 | DesiredRemainingSpace=500,9957,GPA_SPROS_230_PM_01-PA4:IH,,342,8736f6c7-ad41-4b43-b4f6-e684e0d4ad20,SPROS_230_PM_01,Spros_230_Pm_01,60,1,companyAcronym= | protocolName=IEEE C37.118.2-2011 | vendorAcronym= | vendorDeviceName= | interconnectionName=,,,,10,STTP,Streaming Telemetry Transport Protocol,2,4,LTSPNPP_1_FA_A,I,+,0,SPROS_230_PM_01-PA4,0.0,1.0,Spros_230_Pm_01 LTSPNPP_1_FA_A + Current Phase Angle,0,1,1,Degrees,Phasor,IPHA,Current Phase Angle,PA,-98.6,37.5,PPA:9957,2021-08-24 16:28:46
} | MaximumArchiveDays=90 | DesiredRemainingSpace=500,9958,GPA_SPROS_230_PM_01-PM5:I,,342,8736f6c7-ad41-4b43-b4f6-e684e0d4ad20,SPROS_230_PM_01,Spros_230_Pm_01,60,1,companyAcronym= | protocolName=IEEE C37.118.2-2011 | vendorAcronym= | vendorDeviceName= | interconnectionName=,,,,10,STTP,Streaming Telemetry Transport Protocol,1,5,LTSPNPP_1_FA_B,I,+,0,SPROS_230_PM_01-PM5,0.0,1.0,Spros_230_Pm_01 LTSPNPP_1_FA_B + Current Magnitude,0,1,1,Amps,Phasor,IPHM,Current Magnitude,PM,-98.6,37.5,PPA:9958,2021-08-24 16:28:46
} | MaximumArchiveDays=90 | DesiredRemainingSpace=500,9959,GPA_SPROS_230_PM_01-PA5:IH,,342,8736f6c7-ad41-4b43-b4f6-e684e0d4ad20,SPROS_230_PM_01,Spros_230_Pm_01,60,1,companyAcronym= | protocolName=IEEE C37.118.2-2011 | vendorAcronym= | vendorDeviceName= | interconnectionName=,,,,10,STTP,Streaming Telemetry Transport Protocol,2,5,LTSPNPP_1_FA_B,I,+,0,SPROS_230_PM_01-PA5,0.0,1.0,Spros_230_Pm_01 LTSPNPP_1_FA_B + Current Phase Angle,0,1,1,Degrees,Phasor,IPHA,Current Phase Angle,PA,-98.6,37.5,PPA:9959,2021-08-24 16:28:46
} | MaximumArchiveDays=90 | DesiredRemainingSpace=500,9960,GPA_SPROS_230_PM_01-PM6:I,,342,8736f6c7-ad41-4b43-b4f6-e684e0d4ad20,SPROS_230_PM_01,Spros_230_Pm_01,60,1,companyAcronym= | protocolName=IEEE C37.118.2-2011 | vendorAcronym= | vendorDeviceName= | interconnectionName=,,,,10,STTP,Streaming Telemetry Transport Protocol,1,6,LTSPNPP_1_FA_C,I,+,0,SPROS_230_PM_01-PM6,0.0,1.0,Spros_230_Pm_01 LTSPNPP_1_FA_C + Current Magnitude,0,1,1,Amps,Phasor,IPHM,Current Magnitude,PM,-98.6,37.5,PPA:9960,2021-08-24 16:28:46
} | MaximumArchiveDays=90 | DesiredRemainingSpace=500,9961,GPA_SPROS_230_PM_01-PA6:IH,,342,8736f6c7-ad41-4b43-b4f6-e684e0d4ad20,SPROS_230_PM_01,Spros_230_Pm_01,60,1,companyAcronym= | protocolName=IEEE C37.118.2-2011 | vendorAcronym= | vendorDeviceName= | interconnectionName=,,,,10,STTP,Streaming Telemetry Transport Protocol,2,6,LTSPNPP_1_FA_C,I,+,0,SPROS_230_PM_01-PA6,0.0,1.0,Spros_230_Pm_01 LTSPNPP_1_FA_C + Current Phase Angle,0,1,1,Degrees,Phasor,IPHA,Current Phase Angle,PA,-98.6,37.5,PPA:9961,2021-08-24 16:28:46
} | MaximumArchiveDays=90 | DesiredRemainingSpace=500,9962,GPA_SPROS_230_PM_01-PM7:I,,342,8736f6c7-ad41-4b43-b4f6-e684e0d4ad20,SPROS_230_PM_01,Spros_230_Pm_01,60,1,companyAcronym= | protocolName=IEEE C37.118.2-2011 | vendorAcronym= | vendorDeviceName= | interconnectionName=,,,,10,STTP,Streaming Telemetry Transport Protocol,1,7,LTSPNPP_1_FA_P,I,+,0,SPROS_230_PM_01-PM7,0.0,1.0,Spros_230_Pm_01 LTSPNPP_1_FA_P + Current Magnitude,0,1,1,Amps,Phasor,IPHM,Current Magnitude,PM,-98.6,37.5,PPA:9962,2021-08-24 16:28:46
} | MaximumArchiveDays=90 | DesiredRemainingSpace=500,9963,GPA_SPROS_230_PM_01-PA7:IH,,342,8736f6c7-ad41-4b43-b4f6-e684e0d4ad20,SPROS_230_PM_01,Spros_230_Pm_01,60,1,companyAcronym= | protocolName=IEEE C37.118.2-2011 | vendorAcronym= | vendorDeviceName= | interconnectionName=,,,,10,STTP,Streaming Telemetry Transport Protocol,2,7,LTSPNPP_1_FA_P,I,+,0,SPROS_230_PM_01-PA7,0.0,1.0,Spros_230_Pm_01 LTSPNPP_1_FA_P + Current Phase Angle,0,1,1,Degrees,Phasor,IPHA,Current Phase Angle,PA,-98.6,37.5,PPA:9963,2021-08-24 16:28:46
} | MaximumArchiveDays=90 | DesiredRemainingSpace=500,9964,GPA_SPROS_230_PM_01-PM8:V,,342,8736f6c7-ad41-4b43-b4f6-e684e0d4ad20,SPROS_230_PM_01,Spros_230_Pm_01,60,1,companyAcronym= | protocolName=IEEE C37.118.2-2011 | vendorAcronym= | vendorDeviceName= | interconnectionName=,,,,10,STTP,Streaming Telemetry Transport Protocol,3,8,LTSPNPP_1_FV_P,V,+,0,SPROS_230_PM_01-PM8,0.0,1.0,Spros_230_Pm_01 LTSPNPP_1_FV_P + Voltage Magnitude,0,1,1,Volts,Phasor,VPHM,Voltage Magnitude,PM,-98.6,37.5,PPA:9964,2021-08-24 16:28:46
} | MaximumArchiveDays=90 | DesiredRemainingSpace=500,9965,GPA_SPROS_230_PM_01-PA8:VH,,342,8736f6c7-ad41-4b43-b4f6-e684e0d4ad20,SPROS_230_PM_01,Spros_230_Pm_01,60,1,companyAcronym= | protocolName=IEEE C37.118.2-2011 | vendorAcronym= | vendorDeviceName= | interconnectionName=,,,,10,STTP,Streaming Telemetry Transport Protocol,4,8,LTSPNPP_1_FV_P,V,+,0,SPROS_230_PM_01-PA8,0.0,1.0,Spros_230_Pm_01 LTSPNPP_1_FV_P + Voltage Phase Angle,0,1,1,Degrees,Phasor,VPHA,Voltage Phase Angle,PA,-98.6,37.5,PPA:9965,2021-08-24 16:28:46
} | MaximumArchiveDays=90 | DesiredRemainingSpace=500,9966,GPA_SPROS_230_PM_02:DV1,,343,8736f6c7-ad41-4b43-b4f6-e684e0d4ad20,SPROS_230_PM_02,Spros_230_Pm_02,60,1,companyAcronym= | protocolName=IEEE C37.118.2-2011 | vendorAcronym= | vendorDeviceName= | interconnectionName=,,,,10,STTP,Streaming Telemetry Transport Protocol,9,,,,,,SPROS_230_PM_02-DV1,0.0,1.0,Spros_230_Pm_02 Digital Value 1,0,1,1,,PMU,DIGI,Digital Value,DV,-98.6,37.5,PPA:9966,2021-08-24 16:28:46
} | MaximumArchiveDays=90 | DesiredRemainingSpace=500,9967,GPA_SPROS_230_PM_02:F,,343,8736f6c7-ad41-4b43-b4f6-e684e0d4ad20,SPROS_230_PM_02,Spros_230_Pm_02,60,1,companyAcronym= | protocolName=IEEE C37.118.2-2011 | vendorAcronym= | vendorDeviceName= | interconnectionName=,,,,10,STTP,Streaming Telemetry Transport Protocol,5,,,,,,SPROS_230_PM_02-FQ,0.0,1.0,Spros_230_Pm_02 Frequency,0,1,1,Hz,PMU,FREQ,Frequency,FQ,-98.6,37.5,PPA:9967,2021-08-24 16:28:46
} | MaximumArchiveDays=90 | DesiredRemainingSpace=500,9968,GPA_SPROS_230_PM_02:DF,,343,8736f6c7-ad41-4b43-b4f6-e684e0d4ad20,SPROS_230_PM_02,Spros_230_Pm_02,60,1,companyAcronym= | protocolName=IEEE C37.118.2-2011 | vendorAcronym= | vendorDeviceName= | interconnectionName=,,,,10,STTP,Streaming Telemetry Transport Protocol,6,,,,,,SPROS_230_PM_02-DF,0.0,1.0,Spros_230_Pm_02 Frequency Delta (dF/dt),0,1,1,,PMU,DFDT,Frequency Delta (dF/dt),DF,-98.6,37.5,PPA:9968,2021-08-24 16:28:46
} | MaximumArchiveDays=90 | DesiredRemainingSpace=500,9969,GPA_SPROS_230_PM_02:S,,343,8736f6c7-ad41-4b43-b4f6-e684e0d4ad20,SPROS_230_PM_02,Spros_230_Pm_02,60,1,companyAcronym= | protocolName=IEEE C37.118.2-2011 | vendorAcronym= | vendorDeviceName= | interconnectionName=,,,,10,STTP,Streaming Telemetry Transport Protocol,8,,,,,,SPROS_230_PM_02-SF,0.0,1.0,Spros_230_Pm_02 Status Flags,0,1,1,,PMU,FLAG,Status Flags,SF,-98.6,37.5,PPA:9969,2021-08-24 16:28:46
} | MaximumArchiveDays=90 | DesiredRemainingSpace=500,9970,GPA_SPROS_230_PM_02-PM1:V,,343,8736f6c7-ad41-4b43-b4f6-e684e0d4ad20,SPROS_230_PM_02,Spros_230_Pm_02,60,1,companyAcronym= | protocolName=IEEE C37.118.2-2011 | vendorAcronym= | vendorDeviceName= | interconnectionName=,,,,10,STTP,Streaming Telemetry Transport Protocol,3,1,LTSPNPP_2_FV_A,V,+,0,SPROS_230_PM_02-PM1,0.0,1.0,Spros_230_Pm_02 LTSPNPP_2_FV_A + Voltage Magnitude,0,1,1,Volts,Phasor,VPHM,Voltage Magnitude,PM,-98.6,37.5,PPA:9970,2021-08-24 16:28:46
} | MaximumArchiveDays=90 | DesiredRemainingSpace=500,9971,GPA_SPROS_230_PM_02-PA1:VH,,343,8736f6c7-ad41-4b43-b4f6-e684e0d4ad20,SPROS_230_PM_02,Spros_230_Pm_02,60,1,companyAcronym= | protocolName=IEEE C37.118.2-2011 | vendorAcronym= | vendorDeviceName= | interconnectionName=,,,,10,STTP,Streaming Telemetry Transport Protocol,4,1,LTSPNPP_2_FV_A,V,+,0,SPROS_230_PM_02-PA1,0.0,1.0,Spros_230_Pm_02 LTSPNPP_2_FV_A + Voltage Phase Angle,0,1,1,Degrees,Phasor,VPHA,Voltage Phase Angle,PA,-98.6,37.5,PPA:9971,2021-08-24 16:28:46
} | MaximumArchiveDays=90 | DesiredRemainingSpace=500,9972,GPA_SPROS_230_PM_02-PM2:V,,343,8736f6c7-ad41-4b43-b4f6-e684e0d4ad20,SPROS_230_PM_02,Spros_230_Pm_02,60,1,companyAcronym= | protocolName=IEEE C37.118.2-2011 | vendorAcronym= | vendorDeviceName= | interconnectionName=,,,,10,STTP,Streaming Telemetry Transport Protocol,3,2,LTSPNPP_2_FV_B,V,+,0,SPROS_230_PM_02-PM2,0.0,1.0,Spros_230_Pm_02 LTSPNPP_2_FV_B + Voltage Magnitude,0,1,1,Volts,Phasor,VPHM,Voltage Magnitude,PM,-98.6,37.5,PPA:9972,2021-08-24 16:28:46
} | MaximumArchiveDays=90 | DesiredRemainingSpace=500,9973,GPA_SPROS_230_PM_02-PA2:VH,,343,8736f6c7-ad41-4b43-b4f6-e684e0d4ad20,SPROS_230_PM_02,Spros_230_Pm_02,60,1,companyAcronym= | protocolName=IEEE C37.118.2-2011 | vendorAcronym= | vendorDeviceName= | interconnectionName=,,,,10,STTP,Streaming Telemetry Transport Protocol,4,2,LTSPNPP_2_FV_B,V,+,0,SPROS_230_PM_02-PA2,0.0,1.0,Spros_230_Pm_02 LTSPNPP_2_FV_B + Voltage Phase Angle,0,1,1,Degrees,Phasor,VPHA,Voltage Phase Angle,PA,-98.6,37.5,PPA:9973,2021-08-24 16:28:46
} | MaximumArchiveDays=90 | DesiredRemainingSpace=500,9974,GPA_SPROS_230_PM_02-PM3:V,,343,8736f6c7-ad41-4b43-b4f6-e684e0d4ad20,SPROS_230_PM_02,Spros_230_Pm_02,60,1,companyAcronym= | protocolName=IEEE C37.118.2-2011 | vendorAcronym= | vendorDeviceName= | interconnectionName=,,,,10,STTP,Streaming Telemetry Transport Protocol,3,3,LTSPNPP_2_FV_C,V,+,0,SPROS_230_PM_02-PM3,0.0,1.0,Spros_230_Pm_02 LTSPNPP_2_FV_C + Voltage Magnitude,0,1,1,Volts,Phasor,VPHM,Voltage Magnitude,PM,-98.6,37.5,PPA:9974,2021-08-24 16:28:46
} | MaximumArchiveDays=90 | DesiredRemainingSpace=500,9975,GPA_SPROS_230_PM_02-PA3:VH,,343,8736f6c7-ad41-4b43-b4f6-e684e0d4ad20,SPROS_230_PM_02,Spros_230_Pm_02,60,1,companyAcronym= | protocolName=IEEE C37.118.2-2011 | vendorAcronym= | vendorDeviceName= | interconnectionName=,,,,10,STTP,Streaming Telemetry Transport Protocol,4,3,LTSPNPP_2_FV_C,V,+,0,SPROS_230_PM_02-PA3,0.0,1.0,Spros_230_Pm_02 LTSPNPP_2_FV_C + Voltage Phase Angle,0,1,1,Degrees,Phasor,VPHA,Voltage Phase Angle,PA,-98.6,37.5,PPA:9975,2021-08-24 16:28:46
} | MaximumArchiveDays=90 | DesiredRemainingSpace=500,9976,GPA_SPROS_230_PM_02-PM4:I,,343,8736f6c7-ad41-4b43-b4f6-e684e0d4ad20,SPROS_230_PM_02,Spros_230_Pm_02,60,1,companyAcronym= | protocolName=IEEE C37.118.2-2011 | vendorAcronym= | vendorDeviceName= | interconnectionName=,,,,10,STTP,Streaming Telemetry Transport Protocol,1,4,LTSPNPP_2_FA_A,I,+,0,SPROS_230_PM_02-PM4,0.0,1.0,Spros_230_Pm_02 LTSPNPP_2_FA_A + Current Magnitude,0,1,1,Amps,Phasor,IPHM,Current Magnitude,PM,-98.6,37.5,PPA:9976,2021-08-24 16:28:46
} | MaximumArchiveDays=90 | DesiredRemainingSpace=500,9977,GPA_SPROS_230_PM_02-PA4:IH,,343,8736f6c7-ad41-4b43-b4f6-e684e0d4ad20,SPROS_230_PM_02,Spros_230_Pm_02,60,1,companyAcronym= | protocolName=IEEE C37.118.2-2011 | vendorAcronym= | vendorDeviceName= | interconnectionName=,,,,10,STTP,Streaming Telemetry Transport Protocol,2,4,LTSPNPP_2_FA_A,I,+,0,SPROS_230_PM_02-PA4,0.0,1.0,Spros_230_Pm_02 LTSPNPP_2_FA_A + Current Phase Angle,0,1,1,Degrees,Phasor,IPHA,Current Phase Angle,PA,-98.6,37.5,PPA:9977,2021-08-24 16:28:46
} | MaximumArchiveDays=90 | DesiredRemainingSpace=500,9978,GPA_SPROS_230_PM_02-PM5:I,,343,8736f6c7-ad41-4b43-b4f6-e684e0d4ad20,SPROS_230_PM_02,Spros_230_Pm_02,60,1,companyAcronym= | protocolName=IEEE C37.118.2-2011 | vendorAcronym= | vendorDeviceName= | interconnectionName=,,,,10,STTP,Streaming Telemetry Transport Protocol,1,5,LTSPNPP_2_FA_B,I,+,0,SPROS_230_PM_02-PM5,0.0,1.0,Spros_230_Pm_02 LTSPNPP_2_FA_B + Current Magnitude,0,1,1,Amps,Phasor,IPHM,Current Magnitude,PM,-98.6,37.5,PPA:9978,2021-08-24 16:28:46
} | MaximumArchiveDays=90 | DesiredRemainingSpace=500,9979,GPA_SPROS_230_PM_02-PA5:IH,,343,8736f6c7-ad41-4b43-b4f6-e684e0d4ad20,SPROS_230_PM_02,Spros_230_Pm_02,60,1,companyAcronym= | protocolName=IEEE C37.118.2-2011 | vendorAcronym= | vendorDeviceName= | interconnectionName=,,,,10,STTP,Streaming Telemetry Transport Protocol,2,5,LTSPNPP_2_FA_B,I,+,0,SPROS_230_PM_02-PA5,0.0,1.0,Spros_230_Pm_02 LTSPNPP_2_FA_B + Current Phase Angle,0,1,1,Degrees,Phasor,IPHA,Current Phase Angle,PA,-98.6,37.5,PPA:9979,2021-08-24 16:28:47
} | MaximumArchiveDays=90 | DesiredRemainingSpace=500,9980,GPA_SPROS_230_PM_02-PM6:I,,343,8736f6c7-ad41-4b43-b4f6-e684e0d4ad20,SPROS_230_PM_02,Spros_230_Pm_02,60,1,companyAcronym= | protocolName=IEEE C37.118.2-2011 | vendorAcronym= | vendorDeviceName= | interconnectionName=,,,,10,STTP,Streaming Telemetry Transport Protocol,1,6,LTSPNPP_2_FA_C,I,+,0,SPROS_230_PM_02-PM6,0.0,1.0,Spros_230_Pm_02 LTSPNPP_2_FA_C + Current Magnitude,0,1,1,Amps,Phasor,IPHM,Current Magnitude,PM,-98.6,37.5,PPA:9980,2021-08-24 16:28:47
} | MaximumArchiveDays=90 | DesiredRemainingSpace=500,9981,GPA_SPROS_230_PM_02-PA6:IH,,343,8736f6c7-ad41-4b43-b4f6-e684e0d4ad20,SPROS_230_PM_02,Spros_230_Pm_02,60,1,companyAcronym= | protocolName=IEEE C37.118.2-2011 | vendorAcronym= | vendorDeviceName= | interconnectionName=,,,,10,STTP,Streaming Telemetry Transport Protocol,2,6,LTSPNPP_2_FA_C,I,+,0,SPROS_230_PM_02-PA6,0.0,1.0,Spros_230_Pm_02 LTSPNPP_2_FA_C + Current Phase Angle,0,1,1,Degrees,Phasor,IPHA,Current Phase Angle,PA,-98.6,37.5,PPA:9981,2021-08-24 16:28:47
} | MaximumArchiveDays=90 | DesiredRemainingSpace=500,9982,GPA_SPROS_230_PM_02-PM7:I,,343,8736f6c7-ad41-4b43-b4f6-e684e0d4ad20,SPROS_230_PM_02,Spros_230_Pm_02,60,1,companyAcronym= | protocolName=IEEE C37.118.2-2011 | vendorAcronym= | vendorDeviceName= | interconnectionName=,,,,10,STTP,Streaming Telemetry Transport Protocol,1,7,LTSPNPP_2_FA_P,I,+,0,SPROS_230_PM_02-PM7,0.0,1.0,Spros_230_Pm_02 LTSPNPP_2_FA_P + Current Magnitude,0,1,1,Amps,Phasor,IPHM,Current Magnitude,PM,-98.6,37.5,PPA:9982,2021-08-24 16:28:47
} | MaximumArchiveDays=90 | DesiredRemainingSpace=500,9983,GPA_SPROS_230_PM_02-PA7:IH,,343,8736f6c7-ad41-4b43-b4f6-e684e0d4ad20,SPROS_230_PM_02,Spros_230_Pm_02,60,1,companyAcronym= | protocolName=IEEE C37.118.2-2011 | vendorAcronym= | vendorDeviceName= | interconnectionName=,,,,10,STTP,Streaming Telemetry Transport Protocol,2,7,LTSPNPP_2_FA_P,I,+,0,SPROS_230_PM_02-PA7,0.0,1.0,Spros_230_Pm_02 LTSPNPP_2_FA_P + Current Phase Angle,0,1,1,Degrees,Phasor,IPHA,Current Phase Angle,PA,-98.6,37.5,PPA:9983,2021-08-24 16:28:47
} | MaximumArchiveDays=90 | DesiredRemainingSpace=500,9984,GPA_SPROS_230_PM_02-PM8:V,,343,8736f6c7-ad41-4b43-b4f6-e684e0d4ad20,SPROS_230_PM_02,Spros_230_Pm_02,60,1,companyAcronym= | protocolName=IEEE C37.118.2-2011 | vendorAcronym= | vendorDeviceName= | interconnectionName=,,,,10,STTP,Streaming Telemetry Transport Protocol,3,8,LTSPNPP_2_FV_P,V,+,0,SPROS_230_PM_02-PM8,0.0,1.0,Spros_230_Pm_02 LTSPNPP_2_FV_P + Voltage Magnitude,0,1,1,Volts,Phasor,VPHM,Voltage Magnitude,PM,-98.6,37.5,PPA:9984,2021-08-24 16:28:47
} | MaximumArchiveDays=90 | DesiredRemainingSpace=500,9985,GPA_SPROS_230_PM_02-PA8:VH,,343,8736f6c7-ad41-4b43-b4f6-e684e0d4ad20,SPROS_230_PM_02,Spros_230_Pm_02,60,1,companyAcronym= | protocolName=IEEE C37.118.2-2011 | vendorAcronym= | vendorDeviceName= | interconnectionName=,,,,10,STTP,Streaming Telemetry Transport Protocol,4,8,LTSPNPP_2_FV_P,V,+,0,SPROS_230_PM_02-PA8,0.0,1.0,Spros_230_Pm_02 LTSPNPP_2_FV_P + Voltage Phase Angle,0,1,1,Degrees,Phasor,VPHA,Voltage Phase Angle,PA,-98.6,37.5,PPA:9985,2021-08-24 16:28:47
} | MaximumArchiveDays=90 | DesiredRemainingSpace=500,9986,GPA_SPROS_230_PM_03:DV1,,344,8736f6c7-ad41-4b43-b4f6-e684e0d4ad20,SPROS_230_PM_03,Spros_230_Pm_03,60,1,companyAcronym= | protocolName=IEEE C37.118.2-2011 | vendorAcronym= | vendorDeviceName= | interconnectionName=,,,,10,STTP,Streaming Telemetry Transport Protocol,9,,,,,,SPROS_230_PM_03-DV1,0.0,1.0,Spros_230_Pm_03 Digital Value 1,0,1,1,,PMU,DIGI,Digital Value,DV,-98.6,37.5,PPA:9986,2021-08-24 16:28:47
} | MaximumArchiveDays=90 | DesiredRemainingSpace=500,9987,GPA_SPROS_230_PM_03:F,,344,8736f6c7-ad41-4b43-b4f6-e684e0d4ad20,SPROS_230_PM_03,Spros_230_Pm_03,60,1,companyAcronym= | protocolName=IEEE C37.118.2-2011 | vendorAcronym= | vendorDeviceName= | interconnectionName=,,,,10,STTP,Streaming Telemetry Transport Protocol,5,,,,,,SPROS_230_PM_03-FQ,0.0,1.0,Spros_230_Pm_03 Frequency,0,1,1,Hz,PMU,FREQ,Frequency,FQ,-98.6,37.5,PPA:9987,2021-08-24 16:28:47
} | MaximumArchiveDays=90 | DesiredRemainingSpace=500,9988,GPA_SPROS_230_PM_03:DF,,344,8736f6c7-ad41-4b43-b4f6-e684e0d4ad20,SPROS_230_PM_03,Spros_230_Pm_03,60,1,companyAcronym= | protocolName=IEEE C37.118.2-2011 | vendorAcronym= | vendorDeviceName= | interconnectionName=,,,,10,STTP,Streaming Telemetry Transport Protocol,6,,,,,,SPROS_230_PM_03-DF,0.0,1.0,Spros_230_Pm_03 Frequency Delta (dF/dt),0,1,1,,PMU,DFDT,Frequency Delta (dF/dt),DF,-98.6,37.5,PPA:9988,2021-08-24 16:28:47
} | MaximumArchiveDays=90 | DesiredRemainingSpace=500,9989,GPA_SPROS_230_PM_03:S,,344,8736f6c7-ad41-4b43-b4f6-e684e0d4ad20,SPROS_230_PM_03,Spros_230_Pm_03,60,1,companyAcronym= | protocolName=IEEE C37.118.2-2011 | vendorAcronym= | vendorDeviceName= | interconnectionName=,,,,10,STTP,Streaming Telemetry Transport Protocol,8,,,,,,SPROS_230_PM_03-SF,0.0,1.0,Spros_230_Pm_03 Status Flags,0,1,1,,PMU,FLAG,Status Flags,SF,-98.6,37.5,PPA:9989,2021-08-24 16:28:47
} | MaximumArchiveDays=90 | DesiredRemainingSpace=500,9990,GPA_SPROS_230_PM_03-PM1:V,,344,8736f6c7-ad41-4b43-b4f6-e684e0d4ad20,SPROS_230_PM_03,Spros_230_Pm_03,60,1,companyAcronym= | protocolName=IEEE C37.118.2-2011 | vendorAcronym= | vendorDeviceName= | interconnectionName=,,,,10,STTP,Streaming Telemetry Transport Protocol,3,1,BA1_FV_A,V,+,0,SPROS_230_PM_03-PM1,0.0,1.0,Spros_230_Pm_03 BA1_FV_A + Voltage Magnitude,0,1,1,Volts,Phasor,VPHM,Voltage Magnitude,PM,-98.6,37.5,PPA:9990,2021-08-24 16:28:47
} | MaximumArchiveDays=90 | DesiredRemainingSpace=500,9991,GPA_SPROS_230_PM_03-PA1:VH,,344,8736f6c7-ad41-4b43-b4f6-e684e0d4ad20,SPROS_230_PM_03,Spros_230_Pm_03,60,1,companyAcronym= | protocolName=IEEE C37.118.2-2011 | vendorAcronym= | vendorDeviceName= | interconnectionName=,,,,10,STTP,Streaming Telemetry Transport Protocol,4,1,BA1_FV_A,V,+,0,SPROS_230_PM_03-PA1,0.0,1.0,Spros_230_Pm_03 BA1_FV_A + Voltage Phase Angle,0,1,1,Degrees,Phasor,VPHA,Voltage Phase Angle,PA,-98.6,37.5,PPA:9991,2021-08-24 16:28:47
} | MaximumArchiveDays=90 | DesiredRemainingSpace=500,9992,GPA_SPROS_230_PM_03-PM2:V,,344,8736f6c7-ad41-4b43-b4f6-e684e0d4ad20,SPROS_230_PM_03,Spros_230_Pm_03,60,1,companyAcronym= | protocolName=IEEE C37.118.2-2011 | vendorAcronym= | vendorDeviceName= | interconnectionName=,,,,10,STTP,Streaming Telemetry Transport Protocol,3,2,BA1_FV_B,V,+,0,SPROS_230_PM_03-PM2,0.0,1.0,Spros_230_Pm_03 BA1_FV_B + Voltage Magnitude,0,1,1,Volts,Phasor,VPHM,Voltage Magnitude,PM,-98.6,37.5,PPA:9992,2021-08-24 16:28:47
} | MaximumArchiveDays=90 | DesiredRemainingSpace=500,9993,GPA_SPROS_230_PM_03-PA2:VH,,344,8736f6c7-ad41-4b43-b4f6-e684e0d4ad20,SPROS_230_PM_03,Spros_230_Pm_03,60,1,companyAcronym= | protocolName=IEEE C37.118.2-2011 | vendorAcronym= | vendorDeviceName= | interconnectionName=,,,,10,STTP,Streaming Telemetry Transport Protocol,4,2,BA1_FV_B,V,+,0,SPROS_230_PM_03-PA2,0.0,1.0,Spros_230_Pm_03 BA1_FV_B + Voltage Phase Angle,0,1,1,Degrees,Phasor,VPHA,Voltage Phase Angle,PA,-98.6,37.5,PPA:9993,2021-08-24 16:28:47
} | MaximumArchiveDays=90 | DesiredRemainingSpace=500,9994,GPA_SPROS_230_PM_03-PM3:V,,344,8736f6c7-ad41-4b43-b4f6-e684e0d4ad20,SPROS_230_PM_03,Spros_230_Pm_03,60,1,companyAcronym= | protocolName=IEEE C37.118.2-2011 | vendorAcronym= | vendorDeviceName= | interconnectionName=,,,,10,STTP,Streaming Telemetry Transport Protocol,3,3,BA1_FV_C,V,+,0,SPROS_230_PM_03-PM3,0.0,1.0,Spros_230_Pm_03 BA1_FV_C + Voltage Magnitude,0,1,1,Volts,Phasor,VPHM,Voltage Magnitude,PM,-98.6,37.5,PPA:9994,2021-08-24 16:28:47
} | MaximumArchiveDays=90 | DesiredRemainingSpace=500,9995,GPA_SPROS_230_PM_03-PA3:VH,,344,8736f6c7-ad41-4b43-b4f6-e684e0d4ad20,SPROS_230_PM_03,Spros_230_Pm_03,60,1,companyAcronym= | protocolName=IEEE C37.118.2-2011 | vendorAcronym= | vendorDeviceName= | interconnectionName=,,,,10,STTP,Streaming Telemetry Transport Protocol,4,3,BA1_FV_C,V,+,0,SPROS_230_PM_03-PA3,0.0,1.0,Spros_230_Pm_03 BA1_FV_C + Voltage Phase Angle,0,1,1,Degrees,Phasor,VPHA,Voltage Phase Angle,PA,-98.6,37.5,PPA:9995,2021-08-24 16:28:47
} | MaximumArchiveDays=90 | DesiredRemainingSpace=500,9996,GPA_SPROS_230_PM_04:DV1,,345,8736f6c7-ad41-4b43-b4f6-e684e0d4ad20,SPROS_230_PM_04,Spros_230_Pm_04,60,1,companyAcronym= | protocolName=IEEE C37.118.2-2011 | vendorAcronym= | vendorDeviceName= | interconnectionName=,,,,10,STTP,Streaming Telemetry Transport Protocol,9,,,,,,SPROS_230_PM_04-DV1,0.0,1.0,Spros_230_Pm_04 Digital Value 1,0,1,1,,PMU,DIGI,Digital Value,DV,-98.6,37.5,PPA:9996,2021-08-24 16:28:47
} | MaximumArchiveDays=90 | DesiredRemainingSpace=500,9997,GPA_SPROS_230_PM_04:F,,345,8736f6c7-ad41-4b43-b4f6-e684e0d4ad20,SPROS_230_PM_04,Spros_230_Pm_04,60,1,companyAcronym= | protocolName=IEEE C37.118.2-2011 | vendorAcronym= | vendorDeviceName= | interconnectionName=,,,,10,STTP,Streaming Telemetry Transport Protocol,5,,,,,,SPROS_230_PM_04-FQ,0.0,1.0,Spros_230_Pm_04 Frequency,0,1,1,Hz,PMU,FREQ,Frequency,FQ,-98.6,37.5,PPA:9997,2021-08-24 16:28:47
} | MaximumArchiveDays=90 | DesiredRemainingSpace=500,9998,GPA_SPROS_230_PM_04:DF,,345,8736f6c7-ad41-4b43-b4f6-e684e0d4ad20,SPROS_230_PM_04,Spros_230_Pm_04,60,1,companyAcronym= | protocolName=IEEE C37.118.2-2011 | vendorAcronym= | vendorDeviceName= | interconnectionName=,,,,10,STTP,Streaming Telemetry Transport Protocol,6,,,,,,SPROS_230_PM_04-DF,0.0,1.0,Spros_230_Pm_04 Frequency Delta (dF/dt),0,1,1,,PMU,DFDT,Frequency Delta (dF/dt),DF,-98.6,37.5,PPA:9998,2021-08-24 16:28:47
} | MaximumArchiveDays=90 | DesiredRemainingSpace=500,9999,GPA_SPROS_230_PM_04:S,,345,8736f6c7-ad41-4b43-b4f6-e684e0d4ad20,SPROS_230_PM_04,Spros_230_Pm_04,60,1,companyAcronym= | protocolName=IEEE C37.118.2-2011 | vendorAcronym= | vendorDeviceName= | interconnectionName=,,,,10,STTP,Streaming Telemetry Transport Protocol,8,,,,,,SPROS_230_PM_04-SF,0.0,1.0,Spros_230_Pm_04 Status Flags,0,1,1,,PMU,FLAG,Status Flags,SF,-98.6,37.5,PPA:9999,2021-08-24 16:28:47
} | MaximumArchiveDays=90 | DesiredRemainingSpace=500,10000,GPA_SPROS_230_PM_04-PM1:V,,345,8736f6c7-ad41-4b43-b4f6-e684e0d4ad20,SPROS_230_PM_04,Spros_230_Pm_04,60,1,companyAcronym= | protocolName=IEEE C37.118.2-2011 | vendorAcronym= | vendorDeviceName= | interconnectionName=,,,,10,STTP,Streaming Telemetry Transport Protocol,3,1,BA2_FV_A,V,+,0,SPROS_230_PM_04-PM1,0.0,1.0,Spros_230_Pm_04 BA2_FV_A + Voltage Magnitude,0,1,1,Volts,Phasor,VPHM,Voltage Magnitude,PM,-98.6,37.5,PPA:10000,2021-08-24 16:28:47
} | MaximumArchiveDays=90 | DesiredRemainingSpace=500,10001,GPA_SPROS_230_PM_04-PA1:VH,,345,8736f6c7-ad41-4b43-b4f6-e684e0d4ad20,SPROS_230_PM_04,Spros_230_Pm_04,60,1,companyAcronym= | protocolName=IEEE C37.118.2-2011 | vendorAcronym= | vendorDeviceName= | interconnectionName=,,,,10,STTP,Streaming Telemetry Transport Protocol,4,1,BA2_FV_A,V,+,0,SPROS_230_PM_04-PA1,0.0,1.0,Spros_230_Pm_04 BA2_FV_A + Voltage Phase Angle,0,1,1,Degrees,Phasor,VPHA,Voltage Phase Angle,PA,-98.6,37.5,PPA:10001,2021-08-24 16:28:47
} | MaximumArchiveDays=90 | DesiredRemainingSpace=500,10002,GPA_SPROS_230_PM_04-PM2:V,,345,8736f6c7-ad41-4b43-b4f6-e684e0d4ad20,SPROS_230_PM_04,Spros_230_Pm_04,60,1,companyAcronym= | protocolName=IEEE C37.118.2-2011 | vendorAcronym= | vendorDeviceName= | interconnectionName=,,,,10,STTP,Streaming Telemetry Transport Protocol,3,2,BA2_FV_B,V,+,0,SPROS_230_PM_04-PM2,0.0,1.0,Spros_230_Pm_04 BA2_FV_B + Voltage Magnitude,0,1,1,Volts,Phasor,VPHM,Voltage Magnitude,PM,-98.6,37.5,PPA:10002,2021-08-24 16:28:47
} | MaximumArchiveDays=90 | DesiredRemainingSpace=500,10003,GPA_SPROS_230_PM_04-PA2:VH,,345,8736f6c7-ad41-4b43-b4f6-e684e0d4ad20,SPROS_230_PM_04,Spros_230_Pm_04,60,1,companyAcronym= | protocolName=IEEE C37.118.2-2011 | vendorAcronym= | vendorDeviceName= | interconnectionName=,,,,10,STTP,Streaming Telemetry Transport Protocol,4,2,BA2_FV_B,V,+,0,SPROS_230_PM_04-PA2,0.0,1.0,Spros_230_Pm_04 BA2_FV_B + Voltage Phase Angle,0,1,1,Degrees,Phasor,VPHA,Voltage Phase Angle,PA,-98.6,37.5,PPA:10003,2021-08-24 16:28:47
} | MaximumArchiveDays=90 | DesiredRemainingSpace=500,10004,GPA_SPROS_230_PM_04-PM3:V,,345,8736f6c7-ad41-4b43-b4f6-e684e0d4ad20,SPROS_230_PM_04,Spros_230_Pm_04,60,1,companyAcronym= | protocolName=IEEE C37.118.2-2011 | vendorAcronym= | vendorDeviceName= | interconnectionName=,,,,10,STTP,Streaming Telemetry Transport Protocol,3,3,BA2_FV_C,V,+,0,SPROS_230_PM_04-PM3,0.0,1.0,Spros_230_Pm_04 BA2_FV_C + Voltage Magnitude,0,1,1,Volts,Phasor,VPHM,Voltage Magnitude,PM,-98.6,37.5,PPA:10004,2021-08-24 16:28:47
} | MaximumArchiveDays=90 | DesiredRemainingSpace=500,10005,GPA_SPROS_230_PM_04-PA3:VH,,345,8736f6c7-ad41-4b43-b4f6-e684e0d4ad20,SPROS_230_PM_04,Spros_230_Pm_04,60,1,companyAcronym= | protocolName=IEEE C37.118.2-2011 | vendorAcronym= | vendorDeviceName= | interconnectionName=,,,,10,STTP,Streaming Telemetry Transport Protocol,4,3,BA2_FV_C,V,+,0,SPROS_230_PM_04-PA3,0.0,1.0,Spros_230_Pm_04 BA2_FV_C + Voltage Phase Angle,0,1,1,Degrees,Phasor,VPHA,Voltage Phase Angle,PA,-98.6,37.5,PPA:10005,2021-08-24 16:28:47
} | MaximumArchiveDays=90 | DesiredRemainingSpace=500,10006,GPA_SPBAG_440_PM_01:F,,346,8736f6c7-ad41-4b43-b4f6-e684e0d4ad20,SPBAG_440_PM_01,Spbag_440_Pm_01,60,1,companyAcronym= | protocolName=IEEE C37.118.2-2011 | vendorAcronym= | vendorDeviceName= | interconnectionName=,,,,10,STTP,Streaming Telemetry Transport Protocol,5,,,,,,SPBAG_440_PM_01-FQ,0.0,1.0,Spbag_440_Pm_01 Frequency,0,1,1,Hz,PMU,FREQ,Frequency,FQ,-98.6,37.5,PPA:10006,2021-08-24 16:28:47
} | MaximumArchiveDays=90 | DesiredRemainingSpace=500,10007,GPA_SPBAG_440_PM_01:DF,,346,8736f6c7-ad41-4b43-b4f6-e684e0d4ad20,SPBAG_440_PM_01,Spbag_440_Pm_01,60,1,companyAcronym= | protocolName=IEEE C37.118.2-2011 | vendorAcronym= | vendorDeviceName= | interconnectionName=,,,,10,STTP,Streaming Telemetry Transport Protocol,6,,,,,,SPBAG_440_PM_01-DF,0.0,1.0,Spbag_440_Pm_01 Frequency Delta (dF/dt),0,1,1,,PMU,DFDT,Frequency Delta (dF/dt),DF,-98.6,37.5,PPA:10007,2021-08-24 16:28:47
} | MaximumArchiveDays=90 | DesiredRemainingSpace=500,10008,GPA_SPBAG_440_PM_01:S,,346,8736f6c7-ad41-4b43-b4f6-e684e0d4ad20,SPBAG_440_PM_01,Spbag_440_Pm_01,60,1,companyAcronym= | protocolName=IEEE C37.118.2-2011 | vendorAcronym= | vendorDeviceName= | interconnectionName=,,,,10,STTP,Streaming Telemetry Transport Protocol,8,,,,,,SPBAG_440_PM_01-SF,0.0,1.0,Spbag_440_Pm_01 Status Flags,0,1,1,,PMU,FLAG,Status Flags,SF,-98.6,37.5,PPA:10008,2021-08-24 16:28:47
} | MaximumArchiveDays=90 | DesiredRemainingSpace=500,10009,GPA_SPBAG_440_PM_01-PM1:V,,346,8736f6c7-ad41-4b43-b4f6-e684e0d4ad20,SPBAG_440_PM_01,Spbag_440_Pm_01,60,1,companyAcronym= | protocolName=IEEE C37.118.2-2011 | vendorAcronym= | vendorDeviceName= | interconnectionName=,,,,10,STTP,Streaming Telemetry Transport Protocol,3,1,LTSPILS_1_FV_A,V,+,0,SPBAG_440_PM_01-PM1,0.0,1.0,Spbag_440_Pm_01 LTSPILS_1_FV_A + Voltage Magnitude,0,1,1,Volts,Phasor,VPHM,Voltage Magnitude,PM,-98.6,37.5,PPA:10009,2021-08-24 16:28:47
} | MaximumArchiveDays=90 | DesiredRemainingSpace=500,10010,GPA_SPBAG_440_PM_01-PA1:VH,,346,8736f6c7-ad41-4b43-b4f6-e684e0d4ad20,SPBAG_440_PM_01,Spbag_440_Pm_01,60,1,companyAcronym= | protocolName=IEEE C37.118.2-2011 | vendorAcronym= | vendorDeviceName= | interconnectionName=,,,,10,STTP,Streaming Telemetry Transport Protocol,4,1,LTSPILS_1_FV_A,V,+,0,SPBAG_440_PM_01-PA1,0.0,1.0,Spbag_440_Pm_01 LTSPILS_1_FV_A + Voltage Phase Angle,0,1,1,Degrees,Phasor,VPHA,Voltage Phase Angle,PA,-98.6,37.5,PPA:10010,2021-08-24 16:28:47
} | MaximumArchiveDays=90 | DesiredRemainingSpace=500,10011,GPA_SPBAG_440_PM_01-PM2:V,,346,8736f6c7-ad41-4b43-b4f6-e684e0d4ad20,SPBAG_440_PM_01,Spbag_440_Pm_01,60,1,companyAcronym= | protocolName=IEEE C37.118.2-2011 | vendorAcronym= | vendorDeviceName= | interconnectionName=,,,,10,STTP,Streaming Telemetry Transport Protocol,3,2,LTSPILS_1_FV_B,V,+,0,SPBAG_440_PM_01-PM2,0.0,1.0,Spbag_440_Pm_01 LTSPILS_1_FV_B + Voltage Magnitude,0,1,1,Volts,Phasor,VPHM,Voltage Magnitude,PM,-98.6,37.5,PPA:10011,2021-08-24 16:28:47
} | MaximumArchiveDays=90 | DesiredRemainingSpace=500,10012,GPA_SPBAG_440_PM_01-PA2:VH,,346,8736f6c7-ad41-4b43-b4f6-e684e0d4ad20,SPBAG_440_PM_01,Spbag_440_Pm_01,60,1,companyAcronym= | protocolName=IEEE C37.118.2-2011 | vendorAcronym= | vendorDeviceName= | interconnectionName=,,,,10,STTP,Streaming Telemetry Transport Protocol,4,2,LTSPILS_1_FV_B,V,+,0,SPBAG_440_PM_01-PA2,0.0,1.0,Spbag_440_Pm_01 LTSPILS_1_FV_B + Voltage Phase Angle,0,1,1,Degrees,Phasor,VPHA,Voltage Phase Angle,PA,-98.6,37.5,PPA:10012,2021-08-24 16:28:47
} | MaximumArchiveDays=90 | DesiredRemainingSpace=500,10013,GPA_SPBAG_440_PM_01-PM3:V,,346,8736f6c7-ad41-4b43-b4f6-e684e0d4ad20,SPBAG_440_PM_01,Spbag_440_Pm_01,60,1,companyAcronym= | protocolName=IEEE C37.118.2-2011 | vendorAcronym= | vendorDeviceName= | interconnectionName=,,,,10,STTP,Streaming Telemetry Transport Protocol,3,3,LTSPILS_1_FV_C,V,+,0,SPBAG_440_PM_01-PM3,0.0,1.0,Spbag_440_Pm_01 LTSPILS_1_FV_C + Voltage Magnitude,0,1,1,Volts,Phasor,VPHM,Voltage Magnitude,PM,-98.6,37.5,PPA:10013,2021-08-24 16:28:47
} | MaximumArchiveDays=90 | DesiredRemainingSpace=500,10014,GPA_SPBAG_440_PM_01-PA3:VH,,346,8736f6c7-ad41-4b43-b4f6-e684e0d4ad20,SPBAG_440_PM_01,Spbag_440_Pm_01,60,1,companyAcronym= | protocolName=IEEE C37.118.2-2011 | vendorAcronym= | vendorDeviceName= | interconnectionName=,,,,10,STTP,Streaming Telemetry Transport Protocol,4,3,LTSPILS_1_FV_C,V,+,0,SPBAG_440_PM_01-PA3,0.0,1.0,Spbag_440_Pm_01 LTSPILS_1_FV_C + Voltage Phase Angle,0,1,1,Degrees,Phasor,VPHA,Voltage Phase Angle,PA,-98.6,37.5,PPA:10014,2021-08-24 16:28:47
} | MaximumArchiveDays=90 | DesiredRemainingSpace=500,10015,GPA_SPBAG_440_PM_01-PM4:I,,346,8736f6c7-ad41-4b43-b4f6-e684e0d4ad20,SPBAG_440_PM_01,Spbag_440_Pm_01,60,1,companyAcronym= | protocolName=IEEE C37.118.2-2011 | vendorAcronym= | vendorDeviceName= | interconnectionName=,,,,10,STTP,Streaming Telemetry Transport Protocol,1,4,LTSPILS_1_FA_A,I,+,0,SPBAG_440_PM_01-PM4,0.0,1.0,Spbag_440_Pm_01 LTSPILS_1_FA_A + Current Magnitude,0,1,1,Amps,Phasor,IPHM,Current Magnitude,PM,-98.6,37.5,PPA:10015,2021-08-24 16:28:47
} | MaximumArchiveDays=90 | DesiredRemainingSpace=500,10016,GPA_SPBAG_440_PM_01-PA4:IH,,346,8736f6c7-ad41-4b43-b4f6-e684e0d4ad20,SPBAG_440_PM_01,Spbag_440_Pm_01,60,1,companyAcronym= | protocolName=IEEE C37.118.2-2011 | vendorAcronym= | vendorDeviceName= | interconnectionName=,,,,10,STTP,Streaming Telemetry Transport Protocol,2,4,LTSPILS_1_FA_A,I,+,0,SPBAG_440_PM_01-PA4,0.0,1.0,Spbag_440_Pm_01 LTSPILS_1_FA_A + Current Phase Angle,0,1,1,Degrees,Phasor,IPHA,Current Phase Angle,PA,-98.6,37.5,PPA:10016,2021-08-24 16:28:47
} | MaximumArchiveDays=90 | DesiredRemainingSpace=500,10017,GPA_SPBAG_440_PM_01-PM5:I,,346,8736f6c7-ad41-4b43-b4f6-e684e0d4ad20,SPBAG_440_PM_01,Spbag_440_Pm_01,60,1,companyAcronym= | protocolName=IEEE C37.118.2-2011 | vendorAcronym= | vendorDeviceName= | interconnectionName=,,,,10,STTP,Streaming Telemetry Transport Protocol,1,5,LTSPILS_1_FA_B,I,+,0,SPBAG_440_PM_01-PM5,0.0,1.0,Spbag_440_Pm_01 LTSPILS_1_FA_B + Current Magnitude,0,1,1,Amps,Phasor,IPHM,Current Magnitude,PM,-98.6,37.5,PPA:10017,2021-08-24 16:28:47
} | MaximumArchiveDays=90 | DesiredRemainingSpace=500,10018,GPA_SPBAG_440_PM_01-PA5:IH,,346,8736f6c7-ad41-4b43-b4f6-e684e0d4ad20,SPBAG_440_PM_01,Spbag_440_Pm_01,60,1,companyAcronym= | protocolName=IEEE C37.118.2-2011 | vendorAcronym= | vendorDeviceName= | interconnectionName=,,,,10,STTP,Streaming Telemetry Transport Protocol,2,5,LTSPILS_1_FA_B,I,+,0,SPBAG_440_PM_01-PA5,0.0,1.0,Spbag_440_Pm_01 LTSPILS_1_FA_B + Current Phase Angle,0,1,1,Degrees,Phasor,IPHA,Current Phase Angle,PA,-98.6,37.5,PPA:10018,2021-08-24 16:28:47
} | MaximumArchiveDays=90 | DesiredRemainingSpace=500,10019,GPA_SPBAG_440_PM_01-PM6:I,,346,8736f6c7-ad41-4b43-b4f6-e684e0d4ad20,SPBAG_440_PM_01,Spbag_440_Pm_01,60,1,companyAcronym= | protocolName=IEEE C37.118.2-2011 | vendorAcronym= | vendorDeviceName= | interconnectionName=,,,,10,STTP,Streaming Telemetry Transport Protocol,1,6,LTSPILS_1_FA_C,I,+,0,SPBAG_440_PM_01-PM6,0.0,1.0,Spbag_440_Pm_01 LTSPILS_1_FA_C + Current Magnitude,0,1,1,Amps,Phasor,IPHM,Current Magnitude,PM,-98.6,37.5,PPA:10019,2021-08-24 16:28:47
} | MaximumArchiveDays=90 | DesiredRemainingSpace=500,10020,GPA_SPBAG_440_PM_01-PA6:IH,,346,8736f6c7-ad41-4b43-b4f6-e684e0d4ad20,SPBAG_440_PM_01,Spbag_440_Pm_01,60,1,companyAcronym= | protocolName=IEEE C37.118.2-2011 | vendorAcronym= | vendorDeviceName= | interconnectionName=,,,,10,STTP,Streaming Telemetry Transport Protocol,2,6,LTSPILS_1_FA_C,I,+,0,SPBAG_440_PM_01-PA6,0.0,1.0,Spbag_440_Pm_01 LTSPILS_1_FA_C + Current Phase Angle,0,1,1,Degrees,Phasor,IPHA,Current Phase Angle,PA,-98.6,37.5,PPA:10020,2021-08-24 16:28:47
} | MaximumArchiveDays=90 | DesiredRemainingSpace=500,10021,GPA_SPBAG_440_PM_01-PM7:V,,346,8736f6c7-ad41-4b43-b4f6-e684e0d4ad20,SPBAG_440_PM_01,Spbag_440_Pm_01,60,1,companyAcronym= | protocolName=IEEE C37.118.2-2011 | vendorAcronym= | vendorDeviceName= | interconnectionName=,,,,10,STTP,Streaming Telemetry Transport Protocol,3,7,LTSPILS_1_FV_P,V,+,0,SPBAG_440_PM_01-PM7,0.0,1.0,Spbag_440_Pm_01 LTSPILS_1_FV_P + Voltage Magnitude,0,1,1,Volts,Phasor,VPHM,Voltage Magnitude,PM,-98.6,37.5,PPA:10021,2021-08-24 16:28:47
} | MaximumArchiveDays=90 | DesiredRemainingSpace=500,10022,GPA_SPBAG_440_PM_01-PA7:VH,,346,8736f6c7-ad41-4b43-b4f6-e684e0d4ad20,SPBAG_440_PM_01,Spbag_440_Pm_01,60,1,companyAcronym= | protocolName=IEEE C37.118.2-2011 | vendorAcronym= | vendorDeviceName= | interconnectionName=,,,,10,STTP,Streaming Telemetry Transport Protocol,4,7,LTSPILS_1_FV_P,V,+,0,SPBAG_440_PM_01-PA7,0.0,1.0,Spbag_440_Pm_01 LTSPILS_1_FV_P + Voltage Phase Angle,0,1,1,Degrees,Phasor,VPHA,Voltage Phase Angle,PA,-98.6,37.5,PPA:10022,2021-08-24 16:28:47
} | MaximumArchiveDays=90 | DesiredRemainingSpace=500,10023,GPA_SPBAG_440_PM_01-PM8:I,,346,8736f6c7-ad41-4b43-b4f6-e684e0d4ad20,SPBAG_440_PM_01,Spbag_440_Pm_01,60,1,companyAcronym= | protocolName=IEEE C37.118.2-2011 | vendorAcronym= | vendorDeviceName= | interconnectionName=,,,,10,STTP,Streaming Telemetry Transport Protocol,1,8,LTSPILS_1_FA_P,I,+,0,SPBAG_440_PM_01-PM8,0.0,1.0,Spbag_440_Pm_01 LTSPILS_1_FA_P + Current Magnitude,0,1,1,Amps,Phasor,IPHM,Current Magnitude,PM,-98.6,37.5,PPA:10023,2021-08-24 16:28:47
} | MaximumArchiveDays=90 | DesiredRemainingSpace=500,10024,GPA_SPBAG_440_PM_01-PA8:IH,,346,8736f6c7-ad41-4b43-b4f6-e684e0d4ad20,SPBAG_440_PM_01,Spbag_440_Pm_01,60,1,companyAcronym= | protocolName=IEEE C37.118.2-2011 | vendorAcronym= | vendorDeviceName= | interconnectionName=,,,,10,STTP,Streaming Telemetry Transport Protocol,2,8,LTSPILS_1_FA_P,I,+,0,SPBAG_440_PM_01-PA8,0.0,1.0,Spbag_440_Pm_01 LTSPILS_1_FA_P + Current Phase Angle,0,1,1,Degrees,Phasor,IPHA,Current Phase Angle,PA,-98.6,37.5,PPA:10024,2021-08-24 16:28:47
} | MaximumArchiveDays=90 | DesiredRemainingSpace=500,10025,GPA_SPBAG_440_PM_02:F,,347,8736f6c7-ad41-4b43-b4f6-e684e0d4ad20,SPBAG_440_PM_02,Spbag_440_Pm_02,60,1,companyAcronym= | protocolName=IEEE C37.118.2-2011 | vendorAcronym= | vendorDeviceName= | interconnectionName=,,,,10,STTP,Streaming Telemetry Transport Protocol,5,,,,,,SPBAG_440_PM_02-FQ,0.0,1.0,Spbag_440_Pm_02 Frequency,0,1,1,Hz,PMU,FREQ,Frequency,FQ,-98.6,37.5,PPA:10025,2021-08-24 16:28:47
} | MaximumArchiveDays=90 | DesiredRemainingSpace=500,10026,GPA_SPBAG_440_PM_02:DF,,347,8736f6c7-ad41-4b43-b4f6-e684e0d4ad20,SPBAG_440_PM_02,Spbag_440_Pm_02,60,1,companyAcronym= | protocolName=IEEE C37.118.2-2011 | vendorAcronym= | vendorDeviceName= | interconnectionName=,,,,10,STTP,Streaming Telemetry Transport Protocol,6,,,,,,SPBAG_440_PM_02-DF,0.0,1.0,Spbag_440_Pm_02 Frequency Delta (dF/dt),0,1,1,,PMU,DFDT,Frequency Delta (dF/dt),DF,-98.6,37.5,PPA:10026,2021-08-24 16:28:47
} | MaximumArchiveDays=90 | DesiredRemainingSpace=500,10027,GPA_SPBAG_440_PM_02:S,,347,8736f6c7-ad41-4b43-b4f6-e684e0d4ad20,SPBAG_440_PM_02,Spbag_440_Pm_02,60,1,companyAcronym= | protocolName=IEEE C37.118.2-2011 | vendorAcronym= | vendorDeviceName= | interconnectionName=,,,,10,STTP,Streaming Telemetry Transport Protocol,8,,,,,,SPBAG_440_PM_02-SF,0.0,1.0,Spbag_440_Pm_02 Status Flags,0,1,1,,PMU,FLAG,Status Flags,SF,-98.6,37.5,PPA:10027,2021-08-24 16:28:47
} | MaximumArchiveDays=90 | DesiredRemainingSpace=500,10028,GPA_SPBAG_440_PM_02-PM1:V,,347,8736f6c7-ad41-4b43-b4f6-e684e0d4ad20,SPBAG_440_PM_02,Spbag_440_Pm_02,60,1,companyAcronym= | protocolName=IEEE C37.118.2-2011 | vendorAcronym= | vendorDeviceName= | interconnectionName=,,,,10,STTP,Streaming Telemetry Transport Protocol,3,1,LTSPILS_2_FV_A,V,+,0,SPBAG_440_PM_02-PM1,0.0,1.0,Spbag_440_Pm_02 LTSPILS_2_FV_A + Voltage Magnitude,0,1,1,Volts,Phasor,VPHM,Voltage Magnitude,PM,-98.6,37.5,PPA:10028,2021-08-24 16:28:47
} | MaximumArchiveDays=90 | DesiredRemainingSpace=500,10029,GPA_SPBAG_440_PM_02-PA1:VH,,347,8736f6c7-ad41-4b43-b4f6-e684e0d4ad20,SPBAG_440_PM_02,Spbag_440_Pm_02,60,1,companyAcronym= | protocolName=IEEE C37.118.2-2011 | vendorAcronym= | vendorDeviceName= | interconnectionName=,,,,10,STTP,Streaming Telemetry Transport Protocol,4,1,LTSPILS_2_FV_A,V,+,0,SPBAG_440_PM_02-PA1,0.0,1.0,Spbag_440_Pm_02 LTSPILS_2_FV_A + Voltage Phase Angle,0,1,1,Degrees,Phasor,VPHA,Voltage Phase Angle,PA,-98.6,37.5,PPA:10029,2021-08-24 16:28:47
} | MaximumArchiveDays=90 | DesiredRemainingSpace=500,10030,GPA_SPBAG_440_PM_02-PM2:V,,347,8736f6c7-ad41-4b43-b4f6-e684e0d4ad20,SPBAG_440_PM_02,Spbag_440_Pm_02,60,1,companyAcronym= | protocolName=IEEE C37.118.2-2011 | vendorAcronym= | vendorDeviceName= | interconnectionName=,,,,10,STTP,Streaming Telemetry Transport Protocol,3,2,LTSPILS_2_FV_B,V,+,0,SPBAG_440_PM_02-PM2,0.0,1.0,Spbag_440_Pm_02 LTSPILS_2_FV_B + Voltage Magnitude,0,1,1,Volts,Phasor,VPHM,Voltage Magnitude,PM,-98.6,37.5,PPA:10030,2021-08-24 16:28:47
} | MaximumArchiveDays=90 | DesiredRemainingSpace=500,10031,GPA_SPBAG_440_PM_02-PA2:VH,,347,8736f6c7-ad41-4b43-b4f6-e684e0d4ad20,SPBAG_440_PM_02,Spbag_440_Pm_02,60,1,companyAcronym= | protocolName=IEEE C37.118.2-2011 | vendorAcronym= | vendorDeviceName= | interconnectionName=,,,,10,STTP,Streaming Telemetry Transport Protocol,4,2,LTSPILS_2_FV_B,V,+,0,SPBAG_440_PM_02-PA2,0.0,1.0,Spbag_440_Pm_02 LTSPILS_2_FV_B + Voltage Phase Angle,0,1,1,Degrees,Phasor,VPHA,Voltage Phase Angle,PA,-98.6,37.5,PPA:10031,2021-08-24 16:28:47
} | MaximumArchiveDays=90 | DesiredRemainingSpace=500,10032,GPA_SPBAG_440_PM_02-PM3:V,,347,8736f6c7-ad41-4b43-b4f6-e684e0d4ad20,SPBAG_440_PM_02,Spbag_440_Pm_02,60,1,companyAcronym= | protocolName=IEEE C37.118.2-2011 | vendorAcronym= | vendorDeviceName= | interconnectionName=,,,,10,STTP,Streaming Telemetry Transport Protocol,3,3,LTSPILS_2_FV_C,V,+,0,SPBAG_440_PM_02-PM3,0.0,1.0,Spbag_440_Pm_02 LTSPILS_2_FV_C + Voltage Magnitude,0,1,1,Volts,Phasor,VPHM,Voltage Magnitude,PM,-98.6,37.5,PPA:10032,2021-08-24 16:28:47
} | MaximumArchiveDays=90 | DesiredRemainingSpace=500,10033,GPA_SPBAG_440_PM_02-PA3:VH,,347,8736f6c7-ad41-4b43-b4f6-e684e0d4ad20,SPBAG_440_PM_02,Spbag_440_Pm_02,60,1,companyAcronym= | protocolName=IEEE C37.118.2-2011 | vendorAcronym= | vendorDeviceName= | interconnectionName=,,,,10,STTP,Streaming Telemetry Transport Protocol,4,3,LTSPILS_2_FV_C,V,+,0,SPBAG_440_PM_02-PA3,0.0,1.0,Spbag_440_Pm_02 LTSPILS_2_FV_C + Voltage Phase Angle,0,1,1,Degrees,Phasor,VPHA,Voltage Phase Angle,PA,-98.6,37.5,PPA:10033,2021-08-24 16:28:47
} | MaximumArchiveDays=90 | DesiredRemainingSpace=500,10034,GPA_SPBAG_440_PM_02-PM4:I,,347,8736f6c7-ad41-4b43-b4f6-e684e0d4ad20,SPBAG_440_PM_02,Spbag_440_Pm_02,60,1,companyAcronym= | protocolName=IEEE C37.118.2-2011 | vendorAcronym= | vendorDeviceName= | interconnectionName=,,,,10,STTP,Streaming Telemetry Transport Protocol,1,4,LTSPILS_2_FA_A,I,+,0,SPBAG_440_PM_02-PM4,0.0,1.0,Spbag_440_Pm_02 LTSPILS_2_FA_A + Current Magnitude,0,1,1,Amps,Phasor,IPHM,Current Magnitude,PM,-98.6,37.5,PPA:10034,2021-08-24 16:28:47
} | MaximumArchiveDays=90 | DesiredRemainingSpace=500,10035,GPA_SPBAG_440_PM_02-PA4:IH,,347,8736f6c7-ad41-4b43-b4f6-e684e0d4ad20,SPBAG_440_PM_02,Spbag_440_Pm_02,60,1,companyAcronym= | protocolName=IEEE C37.118.2-2011 | vendorAcronym= | vendorDeviceName= | interconnectionName=,,,,10,STTP,Streaming Telemetry Transport Protocol,2,4,LTSPILS_2_FA_A,I,+,0,SPBAG_440_PM_02-PA4,0.0,1.0,Spbag_440_Pm_02 LTSPILS_2_FA_A + Current Phase Angle,0,1,1,Degrees,Phasor,IPHA,Current Phase Angle,PA,-98.6,37.5,PPA:10035,2021-08-24 16:28:47
} | MaximumArchiveDays=90 | DesiredRemainingSpace=500,10036,GPA_SPBAG_440_PM_02-PM5:I,,347,8736f6c7-ad41-4b43-b4f6-e684e0d4ad20,SPBAG_440_PM_02,Spbag_440_Pm_02,60,1,companyAcronym= | protocolName=IEEE C37.118.2-2011 | vendorAcronym= | vendorDeviceName= | interconnectionName=,,,,10,STTP,Streaming Telemetry Transport Protocol,1,5,LTSPILS_2_FA_B,I,+,0,SPBAG_440_PM_02-PM5,0.0,1.0,Spbag_440_Pm_02 LTSPILS_2_FA_B + Current Magnitude,0,1,1,Amps,Phasor,IPHM,Current Magnitude,PM,-98.6,37.5,PPA:10036,2021-08-24 16:28:47
} | MaximumArchiveDays=90 | DesiredRemainingSpace=500,10037,GPA_SPBAG_440_PM_02-PA5:IH,,347,8736f6c7-ad41-4b43-b4f6-e684e0d4ad20,SPBAG_440_PM_02,Spbag_440_Pm_02,60,1,companyAcronym= | protocolName=IEEE C37.118.2-2011 | vendorAcronym= | vendorDeviceName= | interconnectionName=,,,,10,STTP,Streaming Telemetry Transport Protocol,2,5,LTSPILS_2_FA_B,I,+,0,SPBAG_440_PM_02-PA5,0.0,1.0,Spbag_440_Pm_02 LTSPILS_2_FA_B + Current Phase Angle,0,1,1,Degrees,Phasor,IPHA,Current Phase Angle,PA,-98.6,37.5,PPA:10037,2021-08-24 16:28:47
} | MaximumArchiveDays=90 | DesiredRemainingSpace=500,10038,GPA_SPBAG_440_PM_02-PM6:I,,347,8736f6c7-ad41-4b43-b4f6-e684e0d4ad20,SPBAG_440_PM_02,Spbag_440_Pm_02,60,1,companyAcronym= | protocolName=IEEE C37.118.2-2011 | vendorAcronym= | vendorDeviceName= | interconnectionName=,,,,10,STTP,Streaming Telemetry Transport Protocol,1,6,LTSPILS_2_FA_C,I,+,0,SPBAG_440_PM_02-PM6,0.0,1.0,Spbag_440_Pm_02 LTSPILS_2_FA_C + Current Magnitude,0,1,1,Amps,Phasor,IPHM,Current Magnitude,PM,-98.6,37.5,PPA:10038,2021-08-24 16:28:47
} | MaximumArchiveDays=90 | DesiredRemainingSpace=500,10039,GPA_SPBAG_440_PM_02-PA6:IH,,347,8736f6c7-ad41-4b43-b4f6-e684e0d4ad20,SPBAG_440_PM_02,Spbag_440_Pm_02,60,1,companyAcronym= | protocolName=IEEE C37.118.2-2011 | vendorAcronym= | vendorDeviceName= | interconnectionName=,,,,10,STTP,Streaming Telemetry Transport Protocol,2,6,LTSPILS_2_FA_C,I,+,0,SPBAG_440_PM_02-PA6,0.0,1.0,Spbag_440_Pm_02 LTSPILS_2_FA_C + Current Phase Angle,0,1,1,Degrees,Phasor,IPHA,Current Phase Angle,PA,-98.6,37.5,PPA:10039,2021-08-24 16:28:47
} | MaximumArchiveDays=90 | DesiredRemainingSpace=500,10040,GPA_SPBAG_440_PM_02-PM7:I,,347,8736f6c7-ad41-4b43-b4f6-e684e0d4ad20,SPBAG_440_PM_02,Spbag_440_Pm_02,60,1,companyAcronym= | protocolName=IEEE C37.118.2-2011 | vendorAcronym= | vendorDeviceName= | interconnectionName=,,,,10,STTP,Streaming Telemetry Transport Protocol,1,7,LTSPILS_2_FA_P,I,+,0,SPBAG_440_PM_02-PM7,0.0,1.0,Spbag_440_Pm_02 LTSPILS_2_FA_P + Current Magnitude,0,1,1,Amps,Phasor,IPHM,Current Magnitude,PM,-98.6,37.5,PPA:10040,2021-08-24 16:28:47
} | MaximumArchiveDays=90 | DesiredRemainingSpace=500,10041,GPA_SPBAG_440_PM_02-PA7:IH,,347,8736f6c7-ad41-4b43-b4f6-e684e0d4ad20,SPBAG_440_PM_02,Spbag_440_Pm_02,60,1,companyAcronym= | protocolName=IEEE C37.118.2-2011 | vendorAcronym= | vendorDeviceName= | interconnectionName=,,,,10,STTP,Streaming Telemetry Transport Protocol,2,7,LTSPILS_2_FA_P,I,+,0,SPBAG_440_PM_02-PA7,0.0,1.0,Spbag_440_Pm_02 LTSPILS_2_FA_P + Current Phase Angle,0,1,1,Degrees,Phasor,IPHA,Current Phase Angle,PA,-98.6,37.5,PPA:10041,2021-08-24 16:28:47
} | MaximumArchiveDays=90 | DesiredRemainingSpace=500,10042,GPA_SPBAG_440_PM_02-PM8:V,,347,8736f6c7-ad41-4b43-b4f6-e684e0d4ad20,SPBAG_440_PM_02,Spbag_440_Pm_02,60,1,companyAcronym= | protocolName=IEEE C37.118.2-2011 | vendorAcronym= | vendorDeviceName= | interconnectionName=,,,,10,STTP,Streaming Telemetry Transport Protocol,3,8,LTSPILS_2_FV_P,V,+,0,SPBAG_440_PM_02-PM8,0.0,1.0,Spbag_440_Pm_02 LTSPILS_2_FV_P + Voltage Magnitude,0,1,1,Volts,Phasor,VPHM,Voltage Magnitude,PM,-98.6,37.5,PPA:10042,2021-08-24 16:28:47
} | MaximumArchiveDays=90 | DesiredRemainingSpace=500,10043,GPA_SPBAG_440_PM_02-PA8:VH,,347,8736f6c7-ad41-4b43-b4f6-e684e0d4ad20,SPBAG_440_PM_02,Spbag_440_Pm_02,60,1,companyAcronym= | protocolName=IEEE C37.118.2-2011 | vendorAcronym= | vendorDeviceName= | interconnectionName=,,,,10,STTP,Streaming Telemetry Transport Protocol,4,8,LTSPILS_2_FV_P,V,+,0,SPBAG_440_PM_02-PA8,0.0,1.0,Spbag_440_Pm_02 LTSPILS_2_FV_P + Voltage Phase Angle,0,1,1,Degrees,Phasor,VPHA,Voltage Phase Angle,PA,-98.6,37.5,PPA:10043,2021-08-24 16:28:47
} | MaximumArchiveDays=90 | DesiredRemainingSpace=500,10044,GPA_SPBAG_440_PM_03:F,,348,8736f6c7-ad41-4b43-b4f6-e684e0d4ad20,SPBAG_440_PM_03,Spbag_440_Pm_03,60,1,companyAcronym= | protocolName=IEEE C37.118.2-2011 | vendorAcronym= | vendorDeviceName= | interconnectionName=,,,,10,STTP,Streaming Telemetry Transport Protocol,5,,,,,,SPBAG_440_PM_03-FQ,0.0,1.0,Spbag_440_Pm_03 Frequency,0,1,1,Hz,PMU,FREQ,Frequency,FQ,-98.6,37.5,PPA:10044,2021-08-24 16:28:47
} | MaximumArchiveDays=90 | DesiredRemainingSpace=500,10045,GPA_SPBAG_440_PM_03:DF,,348,8736f6c7-ad41-4b43-b4f6-e684e0d4ad20,SPBAG_440_PM_03,Spbag_440_Pm_03,60,1,companyAcronym= | protocolName=IEEE C37.118.2-2011 | vendorAcronym= | vendorDeviceName= | interconnectionName=,,,,10,STTP,Streaming Telemetry Transport Protocol,6,,,,,,SPBAG_440_PM_03-DF,0.0,1.0,Spbag_440_Pm_03 Frequency Delta (dF/dt),0,1,1,,PMU,DFDT,Frequency Delta (dF/dt),DF,-98.6,37.5,PPA:10045,2021-08-24 16:28:47
} | MaximumArchiveDays=90 | DesiredRemainingSpace=500,10046,GPA_SPBAG_440_PM_03:S,,348,8736f6c7-ad41-4b43-b4f6-e684e0d4ad20,SPBAG_440_PM_03,Spbag_440_Pm_03,60,1,companyAcronym= | protocolName=IEEE C37.118.2-2011 | vendorAcronym= | vendorDeviceName= | interconnectionName=,,,,10,STTP,Streaming Telemetry Transport Protocol,8,,,,,,SPBAG_440_PM_03-SF,0.0,1.0,Spbag_440_Pm_03 Status Flags,0,1,1,,PMU,FLAG,Status Flags,SF,-98.6,37.5,PPA:10046,2021-08-24 16:28:47
} | MaximumArchiveDays=90 | DesiredRemainingSpace=500,10047,GPA_SPBAG_440_PM_03-PM1:V,,348,8736f6c7-ad41-4b43-b4f6-e684e0d4ad20,SPBAG_440_PM_03,Spbag_440_Pm_03,60,1,companyAcronym= | protocolName=IEEE C37.118.2-2011 | vendorAcronym= | vendorDeviceName= | interconnectionName=,,,,10,STTP,Streaming Telemetry Transport Protocol,3,1,LTSPBAU_1_FV_A,V,+,0,SPBAG_440_PM_03-PM1,0.0,1.0,Spbag_440_Pm_03 LTSPBAU_1_FV_A + Voltage Magnitude,0,1,1,Volts,Phasor,VPHM,Voltage Magnitude,PM,-98.6,37.5,PPA:10047,2021-08-24 16:28:47
} | MaximumArchiveDays=90 | DesiredRemainingSpace=500,10048,GPA_SPBAG_440_PM_03-PA1:VH,,348,8736f6c7-ad41-4b43-b4f6-e684e0d4ad20,SPBAG_440_PM_03,Spbag_440_Pm_03,60,1,companyAcronym= | protocolName=IEEE C37.118.2-2011 | vendorAcronym= | vendorDeviceName= | interconnectionName=,,,,10,STTP,Streaming Telemetry Transport Protocol,4,1,LTSPBAU_1_FV_A,V,+,0,SPBAG_440_PM_03-PA1,0.0,1.0,Spbag_440_Pm_03 LTSPBAU_1_FV_A + Voltage Phase Angle,0,1,1,Degrees,Phasor,VPHA,Voltage Phase Angle,PA,-98.6,37.5,PPA:10048,2021-08-24 16:28:47
} | MaximumArchiveDays=90 | DesiredRemainingSpace=500,10049,GPA_SPBAG_440_PM_03-PM2:V,,348,8736f6c7-ad41-4b43-b4f6-e684e0d4ad20,SPBAG_440_PM_03,Spbag_440_Pm_03,60,1,companyAcronym= | protocolName=IEEE C37.118.2-2011 | vendorAcronym= | vendorDeviceName= | interconnectionName=,,,,10,STTP,Streaming Telemetry Transport Protocol,3,2,LTSPBAU_1_FV_B,V,+,0,SPBAG_440_PM_03-PM2,0.0,1.0,Spbag_440_Pm_03 LTSPBAU_1_FV_B + Voltage Magnitude,0,1,1,Volts,Phasor,VPHM,Voltage Magnitude,PM,-98.6,37.5,PPA:10049,2021-08-24 16:28:47
} | MaximumArchiveDays=90 | DesiredRemainingSpace=500,10050,GPA_SPBAG_440_PM_03-PA2:VH,,348,8736f6c7-ad41-4b43-b4f6-e684e0d4ad20,SPBAG_440_PM_03,Spbag_440_Pm_03,60,1,companyAcronym= | protocolName=IEEE C37.118.2-2011 | vendorAcronym= | vendorDeviceName= | interconnectionName=,,,,10,STTP,Streaming Telemetry Transport Protocol,4,2,LTSPBAU_1_FV_B,V,+,0,SPBAG_440_PM_03-PA2,0.0,1.0,Spbag_440_Pm_03 LTSPBAU_1_FV_B + Voltage Phase Angle,0,1,1,Degrees,Phasor,VPHA,Voltage Phase Angle,PA,-98.6,37.5,PPA:10050,2021-08-24 16:28:47
} | MaximumArchiveDays=90 | DesiredRemainingSpace=500,10051,GPA_SPBAG_440_PM_03-PM3:V,,348,8736f6c7-ad41-4b43-b4f6-e684e0d4ad20,SPBAG_440_PM_03,Spbag_440_Pm_03,60,1,companyAcronym= | protocolName=IEEE C37.118.2-2011 | vendorAcronym= | vendorDeviceName= | interconnectionName=,,,,10,STTP,Streaming Telemetry Transport Protocol,3,3,LTSPBAU_1_FV_C,V,+,0,SPBAG_440_PM_03-PM3,0.0,1.0,Spbag_440_Pm_03 LTSPBAU_1_FV_C + Voltage Magnitude,0,1,1,Volts,Phasor,VPHM,Voltage Magnitude,PM,-98.6,37.5,PPA:10051,2021-08-24 16:28:47
} | MaximumArchiveDays=90 | DesiredRemainingSpace=500,10052,GPA_SPBAG_440_PM_03-PA3:VH,,348,8736f6c7-ad41-4b43-b4f6-e684e0d4ad20,SPBAG_440_PM_03,Spbag_440_Pm_03,60,1,companyAcronym= | protocolName=IEEE C37.118.2-2011 | vendorAcronym= | vendorDeviceName= | interconnectionName=,,,,10,STTP,Streaming Telemetry Transport Protocol,4,3,LTSPBAU_1_FV_C,V,+,0,SPBAG_440_PM_03-PA3,0.0,1.0,Spbag_440_Pm_03 LTSPBAU_1_FV_C + Voltage Phase Angle,0,1,1,Degrees,Phasor,VPHA,Voltage Phase Angle,PA,-98.6,37.5,PPA:10052,2021-08-24 16:28:47
} | MaximumArchiveDays=90 | DesiredRemainingSpace=500,10053,GPA_SPBAG_440_PM_03-PM4:I,,348,8736f6c7-ad41-4b43-b4f6-e684e0d4ad20,SPBAG_440_PM_03,Spbag_440_Pm_03,60,1,companyAcronym= | protocolName=IEEE C37.118.2-2011 | vendorAcronym= | vendorDeviceName= | interconnectionName=,,,,10,STTP,Streaming Telemetry Transport Protocol,1,4,LTSPBAU_1_FA_A,I,+,0,SPBAG_440_PM_03-PM4,0.0,1.0,Spbag_440_Pm_03 LTSPBAU_1_FA_A + Current Magnitude,0,1,1,Amps,Phasor,IPHM,Current Magnitude,PM,-98.6,37.5,PPA:10053,2021-08-24 16:28:47
} | MaximumArchiveDays=90 | DesiredRemainingSpace=500,10054,GPA_SPBAG_440_PM_03-PA4:IH,,348,8736f6c7-ad41-4b43-b4f6-e684e0d4ad20,SPBAG_440_PM_03,Spbag_440_Pm_03,60,1,companyAcronym= | protocolName=IEEE C37.118.2-2011 | vendorAcronym= | vendorDeviceName= | interconnectionName=,,,,10,STTP,Streaming Telemetry Transport Protocol,2,4,LTSPBAU_1_FA_A,I,+,0,SPBAG_440_PM_03-PA4,0.0,1.0,Spbag_440_Pm_03 LTSPBAU_1_FA_A + Current Phase Angle,0,1,1,Degrees,Phasor,IPHA,Current Phase Angle,PA,-98.6,37.5,PPA:10054,2021-08-24 16:28:47
} | MaximumArchiveDays=90 | DesiredRemainingSpace=500,10055,GPA_SPBAG_440_PM_03-PM5:I,,348,8736f6c7-ad41-4b43-b4f6-e684e0d4ad20,SPBAG_440_PM_03,Spbag_440_Pm_03,60,1,companyAcronym= | protocolName=IEEE C37.118.2-2011 | vendorAcronym= | vendorDeviceName= | interconnectionName=,,,,10,STTP,Streaming Telemetry Transport Protocol,1,5,LTSPBAU_1_FA_B,I,+,0,SPBAG_440_PM_03-PM5,0.0,1.0,Spbag_440_Pm_03 LTSPBAU_1_FA_B + Current Magnitude,0,1,1,Amps,Phasor,IPHM,Current Magnitude,PM,-98.6,37.5,PPA:10055,2021-08-24 16:28:47
} | MaximumArchiveDays=90 | DesiredRemainingSpace=500,10056,GPA_SPBAG_440_PM_03-PA5:IH,,348,8736f6c7-ad41-4b43-b4f6-e684e0d4ad20,SPBAG_440_PM_03,Spbag_440_Pm_03,60,1,companyAcronym= | protocolName=IEEE C37.118.2-2011 | vendorAcronym= | vendorDeviceName= | interconnectionName=,,,,10,STTP,Streaming Telemetry Transport Protocol,2,5,LTSPBAU_1_FA_B,I,+,0,SPBAG_440_PM_03-PA5,0.0,1.0,Spbag_440_Pm_03 LTSPBAU_1_FA_B + Current Phase Angle,0,1,1,Degrees,Phasor,IPHA,Current Phase Angle,PA,-98.6,37.5,PPA:10056,2021-08-24 16:28:47
} | MaximumArchiveDays=90 | DesiredRemainingSpace=500,10057,GPA_SPBAG_440_PM_03-PM6:I,,348,8736f6c7-ad41-4b43-b4f6-e684e0d4ad20,SPBAG_440_PM_03,Spbag_440_Pm_03,60,1,companyAcronym= | protocolName=IEEE C37.118.2-2011 | vendorAcronym= | vendorDeviceName= | interconnectionName=,,,,10,STTP,Streaming Telemetry Transport Protocol,1,6,LTSPBAU_1_FA_C,I,+,0,SPBAG_440_PM_03-PM6,0.0,1.0,Spbag_440_Pm_03 LTSPBAU_1_FA_C + Current Magnitude,0,1,1,Amps,Phasor,IPHM,Current Magnitude,PM,-98.6,37.5,PPA:10057,2021-08-24 16:28:47
} | MaximumArchiveDays=90 | DesiredRemainingSpace=500,10058,GPA_SPBAG_440_PM_03-PA6:IH,,348,8736f6c7-ad41-4b43-b4f6-e684e0d4ad20,SPBAG_440_PM_03,Spbag_440_Pm_03,60,1,companyAcronym= | protocolName=IEEE C37.118.2-2011 | vendorAcronym= | vendorDeviceName= | interconnectionName=,,,,10,STTP,Streaming Telemetry Transport Protocol,2,6,LTSPBAU_1_FA_C,I,+,0,SPBAG_440_PM_03-PA6,0.0,1.0,Spbag_440_Pm_03 LTSPBAU_1_FA_C + Current Phase Angle,0,1,1,Degrees,Phasor,IPHA,Current Phase Angle,PA,-98.6,37.5,PPA:10058,2021-08-24 16:28:47
} | MaximumArchiveDays=90 | DesiredRemainingSpace=500,10059,GPA_SPBAG_440_PM_03-PM7:V,,348,8736f6c7-ad41-4b43-b4f6-e684e0d4ad20,SPBAG_440_PM_03,Spbag_440_Pm_03,60,1,companyAcronym= | protocolName=IEEE C37.118.2-2011 | vendorAcronym= | vendorDeviceName= | interconnectionName=,,,,10,STTP,Streaming Telemetry Transport Protocol,3,7,LTSPBAU_1_FV_P,V,+,0,SPBAG_440_PM_03-PM7,0.0,1.0,Spbag_440_Pm_03 LTSPBAU_1_FV_P + Voltage Magnitude,0,1,1,Volts,Phasor,VPHM,Voltage Magnitude,PM,-98.6,37.5,PPA:10059,2021-08-24 16:28:47
} | MaximumArchiveDays=90 | DesiredRemainingSpace=500,10060,GPA_SPBAG_440_PM_03-PA7:VH,,348,8736f6c7-ad41-4b43-b4f6-e684e0d4ad20,SPBAG_440_PM_03,Spbag_440_Pm_03,60,1,companyAcronym= | protocolName=IEEE C37.118.2-2011 | vendorAcronym= | vendorDeviceName= | interconnectionName=,,,,10,STTP,Streaming Telemetry Transport Protocol,4,7,LTSPBAU_1_FV_P,V,+,0,SPBAG_440_PM_03-PA7,0.0,1.0,Spbag_440_Pm_03 LTSPBAU_1_FV_P + Voltage Phase Angle,0,1,1,Degrees,Phasor,VPHA,Voltage Phase Angle,PA,-98.6,37.5,PPA:10060,2021-08-24 16:28:47
} | MaximumArchiveDays=90 | DesiredRemainingSpace=500,10061,GPA_SPBAG_440_PM_03-PM8:I,,348,8736f6c7-ad41-4b43-b4f6-e684e0d4ad20,SPBAG_440_PM_03,Spbag_440_Pm_03,60,1,companyAcronym= | protocolName=IEEE C37.118.2-2011 | vendorAcronym= | vendorDeviceName= | interconnectionName=,,,,10,STTP,Streaming Telemetry Transport Protocol,1,8,LTSPBAU_1_FA_P,I,+,0,SPBAG_440_PM_03-PM8,0.0,1.0,Spbag_440_Pm_03 LTSPBAU_1_FA_P + Current Magnitude,0,1,1,Amps,Phasor,IPHM,Current Magnitude,PM,-98.6,37.5,PPA:10061,2021-08-24 16:28:47
} | MaximumArchiveDays=90 | DesiredRemainingSpace=500,10062,GPA_SPBAG_440_PM_03-PA8:IH,,348,8736f6c7-ad41-4b43-b4f6-e684e0d4ad20,SPBAG_440_PM_03,Spbag_440_Pm_03,60,1,companyAcronym= | protocolName=IEEE C37.118.2-2011 | vendorAcronym= | vendorDeviceName= | interconnectionName=,,,,10,STTP,Streaming Telemetry Transport Protocol,2,8,LTSPBAU_1_FA_P,I,+,0,SPBAG_440_PM_03-PA8,0.0,1.0,Spbag_440_Pm_03 LTSPBAU_1_FA_P + Current Phase Angle,0,1,1,Degrees,Phasor,IPHA,Current Phase Angle,PA,-98.6,37.5,PPA:10062,2021-08-24 16:28:47
} | MaximumArchiveDays=90 | DesiredRemainingSpace=500,10063,GPA_SPBAG_440_PM_04:F,,349,8736f6c7-ad41-4b43-b4f6-e684e0d4ad20,SPBAG_440_PM_04,Spbag_440_Pm_04,60,1,companyAcronym= | protocolName=IEEE C37.118.2-2011 | vendorAcronym= | vendorDeviceName= | interconnectionName=,,,,10,STTP,Streaming Telemetry Transport Protocol,5,,,,,,SPBAG_440_PM_04-FQ,0.0,1.0,Spbag_440_Pm_04 Frequency,0,1,1,Hz,PMU,FREQ,Frequency,FQ,-98.6,37.5,PPA:10063,2021-08-24 16:28:47
} | MaximumArchiveDays=90 | DesiredRemainingSpace=500,10064,GPA_SPBAG_440_PM_04:DF,,349,8736f6c7-ad41-4b43-b4f6-e684e0d4ad20,SPBAG_440_PM_04,Spbag_440_Pm_04,60,1,companyAcronym= | protocolName=IEEE C37.118.2-2011 | vendorAcronym= | vendorDeviceName= | interconnectionName=,,,,10,STTP,Streaming Telemetry Transport Protocol,6,,,,,,SPBAG_440_PM_04-DF,0.0,1.0,Spbag_440_Pm_04 Frequency Delta (dF/dt),0,1,1,,PMU,DFDT,Frequency Delta (dF/dt),DF,-98.6,37.5,PPA:10064,2021-08-24 16:28:47
} | MaximumArchiveDays=90 | DesiredRemainingSpace=500,10065,GPA_SPBAG_440_PM_04:S,,349,8736f6c7-ad41-4b43-b4f6-e684e0d4ad20,SPBAG_440_PM_04,Spbag_440_Pm_04,60,1,companyAcronym= | protocolName=IEEE C37.118.2-2011 | vendorAcronym= | vendorDeviceName= | interconnectionName=,,,,10,STTP,Streaming Telemetry Transport Protocol,8,,,,,,SPBAG_440_PM_04-SF,0.0,1.0,Spbag_440_Pm_04 Status Flags,0,1,1,,PMU,FLAG,Status Flags,SF,-98.6,37.5,PPA:10065,2021-08-24 16:28:47
} | MaximumArchiveDays=90 | DesiredRemainingSpace=500,10066,GPA_SPBAG_440_PM_04-PM1:V,,349,8736f6c7-ad41-4b43-b4f6-e684e0d4ad20,SPBAG_440_PM_04,Spbag_440_Pm_04,60,1,companyAcronym= | protocolName=IEEE C37.118.2-2011 | vendorAcronym= | vendorDeviceName= | interconnectionName=,,,,10,STTP,Streaming Telemetry Transport Protocol,3,1,LTSPBAU_2_FV_A,V,+,0,SPBAG_440_PM_04-PM1,0.0,1.0,Spbag_440_Pm_04 LTSPBAU_2_FV_A + Voltage Magnitude,0,1,1,Volts,Phasor,VPHM,Voltage Magnitude,PM,-98.6,37.5,PPA:10066,2021-08-24 16:28:47
} | MaximumArchiveDays=90 | DesiredRemainingSpace=500,10067,GPA_SPBAG_440_PM_04-PA1:VH,,349,8736f6c7-ad41-4b43-b4f6-e684e0d4ad20,SPBAG_440_PM_04,Spbag_440_Pm_04,60,1,companyAcronym= | protocolName=IEEE C37.118.2-2011 | vendorAcronym= | vendorDeviceName= | interconnectionName=,,,,10,STTP,Streaming Telemetry Transport Protocol,4,1,LTSPBAU_2_FV_A,V,+,0,SPBAG_440_PM_04-PA1,0.0,1.0,Spbag_440_Pm_04 LTSPBAU_2_FV_A + Voltage Phase Angle,0,1,1,Degrees,Phasor,VPHA,Voltage Phase Angle,PA,-98.6,37.5,PPA:10067,2021-08-24 16:28:47
} | MaximumArchiveDays=90 | DesiredRemainingSpace=500,10068,GPA_SPBAG_440_PM_04-PM2:V,,349,8736f6c7-ad41-4b43-b4f6-e684e0d4ad20,SPBAG_440_PM_04,Spbag_440_Pm_04,60,1,companyAcronym= | protocolName=IEEE C37.118.2-2011 | vendorAcronym= | vendorDeviceName= | interconnectionName=,,,,10,STTP,Streaming Telemetry Transport Protocol,3,2,LTSPBAU_2_FV_B,V,+,0,SPBAG_440_PM_04-PM2,0.0,1.0,Spbag_440_Pm_04 LTSPBAU_2_FV_B + Voltage Magnitude,0,1,1,Volts,Phasor,VPHM,Voltage Magnitude,PM,-98.6,37.5,PPA:10068,2021-08-24 16:28:47
} | MaximumArchiveDays=90 | DesiredRemainingSpace=500,10069,GPA_SPBAG_440_PM_04-PA2:VH,,349,8736f6c7-ad41-4b43-b4f6-e684e0d4ad20,SPBAG_440_PM_04,Spbag_440_Pm_04,60,1,companyAcronym= | protocolName=IEEE C37.118.2-2011 | vendorAcronym= | vendorDeviceName= | interconnectionName=,,,,10,STTP,Streaming Telemetry Transport Protocol,4,2,LTSPBAU_2_FV_B,V,+,0,SPBAG_440_PM_04-PA2,0.0,1.0,Spbag_440_Pm_04 LTSPBAU_2_FV_B + Voltage Phase Angle,0,1,1,Degrees,Phasor,VPHA,Voltage Phase Angle,PA,-98.6,37.5,PPA:10069,2021-08-24 16:28:47
} | MaximumArchiveDays=90 | DesiredRemainingSpace=500,10070,GPA_SPBAG_440_PM_04-PM3:V,,349,8736f6c7-ad41-4b43-b4f6-e684e0d4ad20,SPBAG_440_PM_04,Spbag_440_Pm_04,60,1,companyAcronym= | protocolName=IEEE C37.118.2-2011 | vendorAcronym= | vendorDeviceName= | interconnectionName=,,,,10,STTP,Streaming Telemetry Transport Protocol,3,3,LTSPBAU_2_FV_C,V,+,0,SPBAG_440_PM_04-PM3,0.0,1.0,Spbag_440_Pm_04 LTSPBAU_2_FV_C + Voltage Magnitude,0,1,1,Volts,Phasor,VPHM,Voltage Magnitude,PM,-98.6,37.5,PPA:10070,2021-08-24 16:28:47
} | MaximumArchiveDays=90 | DesiredRemainingSpace=500,10071,GPA_SPBAG_440_PM_04-PA3:VH,,349,8736f6c7-ad41-4b43-b4f6-e684e0d4ad20,SPBAG_440_PM_04,Spbag_440_Pm_04,60,1,companyAcronym= | protocolName=IEEE C37.118.2-2011 | vendorAcronym= | vendorDeviceName= | interconnectionName=,,,,10,STTP,Streaming Telemetry Transport Protocol,4,3,LTSPBAU_2_FV_C,V,+,0,SPBAG_440_PM_04-PA3,0.0,1.0,Spbag_440_Pm_04 LTSPBAU_2_FV_C + Voltage Phase Angle,0,1,1,Degrees,Phasor,VPHA,Voltage Phase Angle,PA,-98.6,37.5,PPA:10071,2021-08-24 16:28:47
} | MaximumArchiveDays=90 | DesiredRemainingSpace=500,10072,GPA_SPBAG_440_PM_04-PM4:I,,349,8736f6c7-ad41-4b43-b4f6-e684e0d4ad20,SPBAG_440_PM_04,Spbag_440_Pm_04,60,1,companyAcronym= | protocolName=IEEE C37.118.2-2011 | vendorAcronym= | vendorDeviceName= | interconnectionName=,,,,10,STTP,Streaming Telemetry Transport Protocol,1,4,LTSPBAU_2_FA_A,I,+,0,SPBAG_440_PM_04-PM4,0.0,1.0,Spbag_440_Pm_04 LTSPBAU_2_FA_A + Current Magnitude,0,1,1,Amps,Phasor,IPHM,Current Magnitude,PM,-98.6,37.5,PPA:10072,2021-08-24 16:28:47
} | MaximumArchiveDays=90 | DesiredRemainingSpace=500,10073,GPA_SPBAG_440_PM_04-PA4:IH,,349,8736f6c7-ad41-4b43-b4f6-e684e0d4ad20,SPBAG_440_PM_04,Spbag_440_Pm_04,60,1,companyAcronym= | protocolName=IEEE C37.118.2-2011 | vendorAcronym= | vendorDeviceName= | interconnectionName=,,,,10,STTP,Streaming Telemetry Transport Protocol,2,4,LTSPBAU_2_FA_A,I,+,0,SPBAG_440_PM_04-PA4,0.0,1.0,Spbag_440_Pm_04 LTSPBAU_2_FA_A + Current Phase Angle,0,1,1,Degrees,Phasor,IPHA,Current Phase Angle,PA,-98.6,37.5,PPA:10073,2021-08-24 16:28:47
} | MaximumArchiveDays=90 | DesiredRemainingSpace=500,10074,GPA_SPBAG_440_PM_04-PM5:I,,349,8736f6c7-ad41-4b43-b4f6-e684e0d4ad20,SPBAG_440_PM_04,Spbag_440_Pm_04,60,1,companyAcronym= | protocolName=IEEE C37.118.2-2011 | vendorAcronym= | vendorDeviceName= | interconnectionName=,,,,10,STTP,Streaming Telemetry Transport Protocol,1,5,LTSPBAU_2_FA_B,I,+,0,SPBAG_440_PM_04-PM5,0.0,1.0,Spbag_440_Pm_04 LTSPBAU_2_FA_B + Current Magnitude,0,1,1,Amps,Phasor,IPHM,Current Magnitude,PM,-98.6,37.5,PPA:10074,2021-08-24 16:28:47
} | MaximumArchiveDays=90 | DesiredRemainingSpace=500,10075,GPA_SPBAG_440_PM_04-PA5:IH,,349,8736f6c7-ad41-4b43-b4f6-e684e0d4ad20,SPBAG_440_PM_04,Spbag_440_Pm_04,60,1,companyAcronym= | protocolName=IEEE C37.118.2-2011 | vendorAcronym= | vendorDeviceName= | interconnectionName=,,,,10,STTP,Streaming Telemetry Transport Protocol,2,5,LTSPBAU_2_FA_B,I,+,0,SPBAG_440_PM_04-PA5,0.0,1.0,Spbag_440_Pm_04 LTSPBAU_2_FA_B + Current Phase Angle,0,1,1,Degrees,Phasor,IPHA,Current Phase Angle,PA,-98.6,37.5,PPA:10075,2021-08-24 16:28:47
} | MaximumArchiveDays=90 | DesiredRemainingSpace=500,10076,GPA_SPBAG_440_PM_04-PM6:I,,349,8736f6c7-ad41-4b43-b4f6-e684e0d4ad20,SPBAG_440_PM_04,Spbag_440_Pm_04,60,1,companyAcronym= | protocolName=IEEE C37.118.2-2011 | vendorAcronym= | vendorDeviceName= | interconnectionName=,,,,10,STTP,Streaming Telemetry Transport Protocol,1,6,LTSPBAU_2_FA_C,I,+,0,SPBAG_440_PM_04-PM6,0.0,1.0,Spbag_440_Pm_04 LTSPBAU_2_FA_C + Current Magnitude,0,1,1,Amps,Phasor,IPHM,Current Magnitude,PM,-98.6,37.5,PPA:10076,2021-08-24 16:28:47
} | MaximumArchiveDays=90 | DesiredRemainingSpace=500,10077,GPA_SPBAG_440_PM_04-PA6:IH,,349,8736f6c7-ad41-4b43-b4f6-e684e0d4ad20,SPBAG_440_PM_04,Spbag_440_Pm_04,60,1,companyAcronym= | protocolName=IEEE C37.118.2-2011 | vendorAcronym= | vendorDeviceName= | interconnectionName=,,,,10,STTP,Streaming Telemetry Transport Protocol,2,6,LTSPBAU_2_FA_C,I,+,0,SPBAG_440_PM_04-PA6,0.0,1.0,Spbag_440_Pm_04 LTSPBAU_2_FA_C + Current Phase Angle,0,1,1,Degrees,Phasor,IPHA,Current Phase Angle,PA,-98.6,37.5,PPA:10077,2021-08-24 16:28:47
} | MaximumArchiveDays=90 | DesiredRemainingSpace=500,10078,GPA_SPBAG_440_PM_04-PM7:I,,349,8736f6c7-ad41-4b43-b4f6-e684e0d4ad20,SPBAG_440_PM_04,Spbag_440_Pm_04,60,1,companyAcronym= | protocolName=IEEE C37.118.2-2011 | vendorAcronym= | vendorDeviceName= | interconnectionName=,,,,10,STTP,Streaming Telemetry Transport Protocol,1,7,LTSPBAU_2_FA_P,I,+,0,SPBAG_440_PM_04-PM7,0.0,1.0,Spbag_440_Pm_04 LTSPBAU_2_FA_P + Current Magnitude,0,1,1,Amps,Phasor,IPHM,Current Magnitude,PM,-98.6,37.5,PPA:10078,2021-08-24 16:28:47
} | MaximumArchiveDays=90 | DesiredRemainingSpace=500,10079,GPA_SPBAG_440_PM_04-PA7:IH,,349,8736f6c7-ad41-4b43-b4f6-e684e0d4ad20,SPBAG_440_PM_04,Spbag_440_Pm_04,60,1,companyAcronym= | protocolName=IEEE C37.118.2-2011 | vendorAcronym= | vendorDeviceName= | interconnectionName=,,,,10,STTP,Streaming Telemetry Transport Protocol,2,7,LTSPBAU_2_FA_P,I,+,0,SPBAG_440_PM_04-PA7,0.0,1.0,Spbag_440_Pm_04 LTSPBAU_2_FA_P + Current Phase Angle,0,1,1,Degrees,Phasor,IPHA,Current Phase Angle,PA,-98.6,37.5,PPA:10079,2021-08-24 16:28:47
} | MaximumArchiveDays=90 | DesiredRemainingSpace=500,10080,GPA_SPBAG_440_PM_04-PM8:V,,349,8736f6c7-ad41-4b43-b4f6-e684e0d4ad20,SPBAG_440_PM_04,Spbag_440_Pm_04,60,1,companyAcronym= | protocolName=IEEE C37.118.2-2011 | vendorAcronym= | vendorDeviceName= | interconnectionName=,,,,10,STTP,Streaming Telemetry Transport Protocol,3,8,LTSPBAU_2_FV_P,V,+,0,SPBAG_440_PM_04-PM8,0.0,1.0,Spbag_440_Pm_04 LTSPBAU_2_FV_P + Voltage Magnitude,0,1,1,Volts,Phasor,VPHM,Voltage Magnitude,PM,-98.6,37.5,PPA:10080,2021-08-24 16:28:47
} | MaximumArchiveDays=90 | DesiredRemainingSpace=500,10081,GPA_SPBAG_440_PM_04-PA8:VH,,349,8736f6c7-ad41-4b43-b4f6-e684e0d4ad20,SPBAG_440_PM_04,Spbag_440_Pm_04,60,1,companyAcronym= | protocolName=IEEE C37.118.2-2011 | vendorAcronym= | vendorDeviceName= | interconnectionName=,,,,10,STTP,Streaming Telemetry Transport Protocol,4,8,LTSPBAU_2_FV_P,V,+,0,SPBAG_440_PM_04-PA8,0.0,1.0,Spbag_440_Pm_04 LTSPBAU_2_FV_P + Voltage Phase Angle,0,1,1,Degrees,Phasor,VPHA,Voltage Phase Angle,PA,-98.6,37.5,PPA:10081,2021-08-24 16:28:47
} | MaximumArchiveDays=90 | DesiredRemainingSpace=500,10082,GPA_SPBAG_440_PM_05:F,,350,8736f6c7-ad41-4b43-b4f6-e684e0d4ad20,SPBAG_440_PM_05,Spbag_440_Pm_05,60,1,companyAcronym= | protocolName=IEEE C37.118.2-2011 | vendorAcronym= | vendorDeviceName= | interconnectionName=,,,,10,STTP,Streaming Telemetry Transport Protocol,5,,,,,,SPBAG_440_PM_05-FQ,0.0,1.0,Spbag_440_Pm_05 Frequency,0,1,1,Hz,PMU,FREQ,Frequency,FQ,-98.6,37.5,PPA:10082,2021-08-24 16:28:47
} | MaximumArchiveDays=90 | DesiredRemainingSpace=500,10083,GPA_SPBAG_440_PM_05:DF,,350,8736f6c7-ad41-4b43-b4f6-e684e0d4ad20,SPBAG_440_PM_05,Spbag_440_Pm_05,60,1,companyAcronym= | protocolName=IEEE C37.118.2-2011 | vendorAcronym= | vendorDeviceName= | interconnectionName=,,,,10,STTP,Streaming Telemetry Transport Protocol,6,,,,,,SPBAG_440_PM_05-DF,0.0,1.0,Spbag_440_Pm_05 Frequency Delta (dF/dt),0,1,1,,PMU,DFDT,Frequency Delta (dF/dt),DF,-98.6,37.5,PPA:10083,2021-08-24 16:28:47
} | MaximumArchiveDays=90 | DesiredRemainingSpace=500,10084,GPA_SPBAG_440_PM_05:S,,350,8736f6c7-ad41-4b43-b4f6-e684e0d4ad20,SPBAG_440_PM_05,Spbag_440_Pm_05,60,1,companyAcronym= | protocolName=IEEE C37.118.2-2011 | vendorAcronym= | vendorDeviceName= | interconnectionName=,,,,10,STTP,Streaming Telemetry Transport Protocol,8,,,,,,SPBAG_440_PM_05-SF,0.0,1.0,Spbag_440_Pm_05 Status Flags,0,1,1,,PMU,FLAG,Status Flags,SF,-98.6,37.5,PPA:10084,2021-08-24 16:28:47
} | MaximumArchiveDays=90 | DesiredRemainingSpace=500,10085,GPA_SPBAG_440_PM_05-PM1:V,,350,8736f6c7-ad41-4b43-b4f6-e684e0d4ad20,SPBAG_440_PM_05,Spbag_440_Pm_05,60,1,companyAcronym= | protocolName=IEEE C37.118.2-2011 | vendorAcronym= | vendorDeviceName= | interconnectionName=,,,,10,STTP,Streaming Telemetry Transport Protocol,3,1,BA1_FV_B,V,+,0,SPBAG_440_PM_05-PM1,0.0,1.0,Spbag_440_Pm_05 BA1_FV_B + Voltage Magnitude,0,1,1,Volts,Phasor,VPHM,Voltage Magnitude,PM,-98.6,37.5,PPA:10085,2021-08-24 16:28:47
} | MaximumArchiveDays=90 | DesiredRemainingSpace=500,10086,GPA_SPBAG_440_PM_05-PA1:VH,,350,8736f6c7-ad41-4b43-b4f6-e684e0d4ad20,SPBAG_440_PM_05,Spbag_440_Pm_05,60,1,companyAcronym= | protocolName=IEEE C37.118.2-2011 | vendorAcronym= | vendorDeviceName= | interconnectionName=,,,,10,STTP,Streaming Telemetry Transport Protocol,4,1,BA1_FV_B,V,+,0,SPBAG_440_PM_05-PA1,0.0,1.0,Spbag_440_Pm_05 BA1_FV_B + Voltage Phase Angle,0,1,1,Degrees,Phasor,VPHA,Voltage Phase Angle,PA,-98.6,37.5,PPA:10086,2021-08-24 16:28:47
} | MaximumArchiveDays=90 | DesiredRemainingSpace=500,10087,GPA_SPBAG_440_PM_06:F,,351,8736f6c7-ad41-4b43-b4f6-e684e0d4ad20,SPBAG_440_PM_06,Spbag_440_Pm_06,60,1,companyAcronym= | protocolName=IEEE C37.118.2-2011 | vendorAcronym= | vendorDeviceName= | interconnectionName=,,,,10,STTP,Streaming Telemetry Transport Protocol,5,,,,,,SPBAG_440_PM_06-FQ,0.0,1.0,Spbag_440_Pm_06 Frequency,0,1,1,Hz,PMU,FREQ,Frequency,FQ,-98.6,37.5,PPA:10087,2021-08-24 16:28:47
} | MaximumArchiveDays=90 | DesiredRemainingSpace=500,10088,GPA_SPBAG_440_PM_06:DF,,351,8736f6c7-ad41-4b43-b4f6-e684e0d4ad20,SPBAG_440_PM_06,Spbag_440_Pm_06,60,1,companyAcronym= | protocolName=IEEE C37.118.2-2011 | vendorAcronym= | vendorDeviceName= | interconnectionName=,,,,10,STTP,Streaming Telemetry Transport Protocol,6,,,,,,SPBAG_440_PM_06-DF,0.0,1.0,Spbag_440_Pm_06 Frequency Delta (dF/dt),0,1,1,,PMU,DFDT,Frequency Delta (dF/dt),DF,-98.6,37.5,PPA:10088,2021-08-24 16:28:47
} | MaximumArchiveDays=90 | DesiredRemainingSpace=500,10089,GPA_SPBAG_440_PM_06:S,,351,8736f6c7-ad41-4b43-b4f6-e684e0d4ad20,SPBAG_440_PM_06,Spbag_440_Pm_06,60,1,companyAcronym= | protocolName=IEEE C37.118.2-2011 | vendorAcronym= | vendorDeviceName= | interconnectionName=,,,,10,STTP,Streaming Telemetry Transport Protocol,8,,,,,,SPBAG_440_PM_06-SF,0.0,1.0,Spbag_440_Pm_06 Status Flags,0,1,1,,PMU,FLAG,Status Flags,SF,-98.6,37.5,PPA:10089,2021-08-24 16:28:47
} | MaximumArchiveDays=90 | DesiredRemainingSpace=500,10090,GPA_SPBAG_440_PM_06-PM1:V,,351,8736f6c7-ad41-4b43-b4f6-e684e0d4ad20,SPBAG_440_PM_06,Spbag_440_Pm_06,60,1,companyAcronym= | protocolName=IEEE C37.118.2-2011 | vendorAcronym= | vendorDeviceName= | interconnectionName=,,,,10,STTP,Streaming Telemetry Transport Protocol,3,1,BA2_FV_B,V,+,0,SPBAG_440_PM_06-PM1,0.0,1.0,Spbag_440_Pm_06 BA2_FV_B + Voltage Magnitude,0,1,1,Volts,Phasor,VPHM,Voltage Magnitude,PM,-98.6,37.5,PPA:10090,2021-08-24 16:28:47
} | MaximumArchiveDays=90 | DesiredRemainingSpace=500,10091,GPA_SPBAG_440_PM_06-PA1:VH,,351,8736f6c7-ad41-4b43-b4f6-e684e0d4ad20,SPBAG_440_PM_06,Spbag_440_Pm_06,60,1,companyAcronym= | protocolName=IEEE C37.118.2-2011 | vendorAcronym= | vendorDeviceName= | interconnectionName=,,,,10,STTP,Streaming Telemetry Transport Protocol,4,1,BA2_FV_B,V,+,0,SPBAG_440_PM_06-PA1,0.0,1.0,Spbag_440_Pm_06 BA2_FV_B + Voltage Phase Angle,0,1,1,Degrees,Phasor,VPHA,Voltage Phase Angle,PA,-98.6,37.5,PPA:10091,2021-08-24 16:28:47
} | MaximumArchiveDays=90 | DesiredRemainingSpace=500,10092,GPA_SPALP_440_PM_01:F,,352,8736f6c7-ad41-4b43-b4f6-e684e0d4ad20,SPALP_440_PM_01,Spalp_440_Pm_01,60,1,companyAcronym= | protocolName=IEEE C37.118.2-2011 | vendorAcronym= | vendorDeviceName= | interconnectionName=,,,,10,STTP,Streaming Telemetry Transport Protocol,5,,,,,,SPALP_440_PM_01-FQ,0.0,1.0,Spalp_440_Pm_01 Frequency,0,1,1,Hz,PMU,FREQ,Frequency,FQ,-98.6,37.5,PPA:10092,2021-08-24 16:28:47
} | MaximumArchiveDays=90 | DesiredRemainingSpace=500,10093,GPA_SPALP_440_PM_01:DF,,352,8736f6c7-ad41-4b43-b4f6-e684e0d4ad20,SPALP_440_PM_01,Spalp_440_Pm_01,60,1,companyAcronym= | protocolName=IEEE C37.118.2-2011 | vendorAcronym= | vendorDeviceName= | interconnectionName=,,,,10,STTP,Streaming Telemetry Transport Protocol,6,,,,,,SPALP_440_PM_01-DF,0.0,1.0,Spalp_440_Pm_01 Frequency Delta (dF/dt),0,1,1,,PMU,DFDT,Frequency Delta (dF/dt),DF,-98.6,37.5,PPA:10093,2021-08-24 16:28:47
} | MaximumArchiveDays=90 | DesiredRemainingSpace=500,10094,GPA_SPALP_440_PM_01:S,,352,8736f6c7-ad41-4b43-b4f6-e684e0d4ad20,SPALP_440_PM_01,Spalp_440_Pm_01,60,1,companyAcronym= | protocolName=IEEE C37.118.2-2011 | vendorAcronym= | vendorDeviceName= | interconnectionName=,,,,10,STTP,Streaming Telemetry Transport Protocol,8,,,,,,SPALP_440_PM_01-SF,0.0,1.0,Spalp_440_Pm_01 Status Flags,0,1,1,,PMU,FLAG,Status Flags,SF,-98.6,37.5,PPA:10094,2021-08-24 16:28:47
} | MaximumArchiveDays=90 | DesiredRemainingSpace=500,10095,GPA_SPALP_440_PM_01-PM1:V,,352,8736f6c7-ad41-4b43-b4f6-e684e0d4ad20,SPALP_440_PM_01,Spalp_440_Pm_01,60,1,companyAcronym= | protocolName=IEEE C37.118.2-2011 | vendorAcronym= | vendorDeviceName= | interconnectionName=,,,,10,STTP,Streaming Telemetry Transport Protocol,3,1,LTSPTAQ_1_FV_A,V,+,0,SPALP_440_PM_01-PM1,0.0,1.0,Spalp_440_Pm_01 LTSPTAQ_1_FV_A + Voltage Magnitude,0,1,1,Volts,Phasor,VPHM,Voltage Magnitude,PM,-98.6,37.5,PPA:10095,2021-08-24 16:28:47
} | MaximumArchiveDays=90 | DesiredRemainingSpace=500,10096,GPA_SPALP_440_PM_01-PA1:VH,,352,8736f6c7-ad41-4b43-b4f6-e684e0d4ad20,SPALP_440_PM_01,Spalp_440_Pm_01,60,1,companyAcronym= | protocolName=IEEE C37.118.2-2011 | vendorAcronym= | vendorDeviceName= | interconnectionName=,,,,10,STTP,Streaming Telemetry Transport Protocol,4,1,LTSPTAQ_1_FV_A,V,+,0,SPALP_440_PM_01-PA1,0.0,1.0,Spalp_440_Pm_01 LTSPTAQ_1_FV_A + Voltage Phase Angle,0,1,1,Degrees,Phasor,VPHA,Voltage Phase Angle,PA,-98.6,37.5,PPA:10096,2021-08-24 16:28:47
} | MaximumArchiveDays=90 | DesiredRemainingSpace=500,10097,GPA_SPALP_440_PM_01-PM2:V,,352,8736f6c7-ad41-4b43-b4f6-e684e0d4ad20,SPALP_440_PM_01,Spalp_440_Pm_01,60,1,companyAcronym= | protocolName=IEEE C37.118.2-2011 | vendorAcronym= | vendorDeviceName= | interconnectionName=,,,,10,STTP,Streaming Telemetry Transport Protocol,3,2,LTSPTAQ_1_FV_B,V,+,0,SPALP_440_PM_01-PM2,0.0,1.0,Spalp_440_Pm_01 LTSPTAQ_1_FV_B + Voltage Magnitude,0,1,1,Volts,Phasor,VPHM,Voltage Magnitude,PM,-98.6,37.5,PPA:10097,2021-08-24 16:28:47
} | MaximumArchiveDays=90 | DesiredRemainingSpace=500,10098,GPA_SPALP_440_PM_01-PA2:VH,,352,8736f6c7-ad41-4b43-b4f6-e684e0d4ad20,SPALP_440_PM_01,Spalp_440_Pm_01,60,1,companyAcronym= | protocolName=IEEE C37.118.2-2011 | vendorAcronym= | vendorDeviceName= | interconnectionName=,,,,10,STTP,Streaming Telemetry Transport Protocol,4,2,LTSPTAQ_1_FV_B,V,+,0,SPALP_440_PM_01-PA2,0.0,1.0,Spalp_440_Pm_01 LTSPTAQ_1_FV_B + Voltage Phase Angle,0,1,1,Degrees,Phasor,VPHA,Voltage Phase Angle,PA,-98.6,37.5,PPA:10098,2021-08-24 16:28:47
} | MaximumArchiveDays=90 | DesiredRemainingSpace=500,10099,GPA_SPALP_440_PM_01-PM3:V,,352,8736f6c7-ad41-4b43-b4f6-e684e0d4ad20,SPALP_440_PM_01,Spalp_440_Pm_01,60,1,companyAcronym= | protocolName=IEEE C37.118.2-2011 | vendorAcronym= | vendorDeviceName= | interconnectionName=,,,,10,STTP,Streaming Telemetry Transport Protocol,3,3,LTSPTAQ_1_FV_C,V,+,0,SPALP_440_PM_01-PM3,0.0,1.0,Spalp_440_Pm_01 LTSPTAQ_1_FV_C + Voltage Magnitude,0,1,1,Volts,Phasor,VPHM,Voltage Magnitude,PM,-98.6,37.5,PPA:10099,2021-08-24 16:28:47
} | MaximumArchiveDays=90 | DesiredRemainingSpace=500,10100,GPA_SPALP_440_PM_01-PA3:VH,,352,8736f6c7-ad41-4b43-b4f6-e684e0d4ad20,SPALP_440_PM_01,Spalp_440_Pm_01,60,1,companyAcronym= | protocolName=IEEE C37.118.2-2011 | vendorAcronym= | vendorDeviceName= | interconnectionName=,,,,10,STTP,Streaming Telemetry Transport Protocol,4,3,LTSPTAQ_1_FV_C,V,+,0,SPALP_440_PM_01-PA3,0.0,1.0,Spalp_440_Pm_01 LTSPTAQ_1_FV_C + Voltage Phase Angle,0,1,1,Degrees,Phasor,VPHA,Voltage Phase Angle,PA,-98.6,37.5,PPA:10100,2021-08-24 16:28:47
} | MaximumArchiveDays=90 | DesiredRemainingSpace=500,10101,GPA_SPALP_440_PM_01-PM4:I,,352,8736f6c7-ad41-4b43-b4f6-e684e0d4ad20,SPALP_440_PM_01,Spalp_440_Pm_01,60,1,companyAcronym= | protocolName=IEEE C37.118.2-2011 | vendorAcronym= | vendorDeviceName= | interconnectionName=,,,,10,STTP,Streaming Telemetry Transport Protocol,1,4,LTSPTAQ_1_FA_A,I,+,0,SPALP_440_PM_01-PM4,0.0,1.0,Spalp_440_Pm_01 LTSPTAQ_1_FA_A + Current Magnitude,0,1,1,Amps,Phasor,IPHM,Current Magnitude,PM,-98.6,37.5,PPA:10101,2021-08-24 16:28:47
} | MaximumArchiveDays=90 | DesiredRemainingSpace=500,10102,GPA_SPALP_440_PM_01-PA4:IH,,352,8736f6c7-ad41-4b43-b4f6-e684e0d4ad20,SPALP_440_PM_01,Spalp_440_Pm_01,60,1,companyAcronym= | protocolName=IEEE C37.118.2-2011 | vendorAcronym= | vendorDeviceName= | interconnectionName=,,,,10,STTP,Streaming Telemetry Transport Protocol,2,4,LTSPTAQ_1_FA_A,I,+,0,SPALP_440_PM_01-PA4,0.0,1.0,Spalp_440_Pm_01 LTSPTAQ_1_FA_A + Current Phase Angle,0,1,1,Degrees,Phasor,IPHA,Current Phase Angle,PA,-98.6,37.5,PPA:10102,2021-08-24 16:28:47
} | MaximumArchiveDays=90 | DesiredRemainingSpace=500,10103,GPA_SPALP_440_PM_01-PM5:I,,352,8736f6c7-ad41-4b43-b4f6-e684e0d4ad20,SPALP_440_PM_01,Spalp_440_Pm_01,60,1,companyAcronym= | protocolName=IEEE C37.118.2-2011 | vendorAcronym= | vendorDeviceName= | interconnectionName=,,,,10,STTP,Streaming Telemetry Transport Protocol,1,5,LTSPTAQ_1_FA_B,I,+,0,SPALP_440_PM_01-PM5,0.0,1.0,Spalp_440_Pm_01 LTSPTAQ_1_FA_B + Current Magnitude,0,1,1,Amps,Phasor,IPHM,Current Magnitude,PM,-98.6,37.5,PPA:10103,2021-08-24 16:28:47
} | MaximumArchiveDays=90 | DesiredRemainingSpace=500,10104,GPA_SPALP_440_PM_01-PA5:IH,,352,8736f6c7-ad41-4b43-b4f6-e684e0d4ad20,SPALP_440_PM_01,Spalp_440_Pm_01,60,1,companyAcronym= | protocolName=IEEE C37.118.2-2011 | vendorAcronym= | vendorDeviceName= | interconnectionName=,,,,10,STTP,Streaming Telemetry Transport Protocol,2,5,LTSPTAQ_1_FA_B,I,+,0,SPALP_440_PM_01-PA5,0.0,1.0,Spalp_440_Pm_01 LTSPTAQ_1_FA_B + Current Phase Angle,0,1,1,Degrees,Phasor,IPHA,Current Phase Angle,PA,-98.6,37.5,PPA:10104,2021-08-24 16:28:47
} | MaximumArchiveDays=90 | DesiredRemainingSpace=500,10105,GPA_SPALP_440_PM_01-PM6:I,,352,8736f6c7-ad41-4b43-b4f6-e684e0d4ad20,SPALP_440_PM_01,Spalp_440_Pm_01,60,1,companyAcronym= | protocolName=IEEE C37.118.2-2011 | vendorAcronym= | vendorDeviceName= | interconnectionName=,,,,10,STTP,Streaming Telemetry Transport Protocol,1,6,LTSPTAQ_1_FA_C,I,+,0,SPALP_440_PM_01-PM6,0.0,1.0,Spalp_440_Pm_01 LTSPTAQ_1_FA_C + Current Magnitude,0,1,1,Amps,Phasor,IPHM,Current Magnitude,PM,-98.6,37.5,PPA:10105,2021-08-24 16:28:47
} | MaximumArchiveDays=90 | DesiredRemainingSpace=500,10106,GPA_SPALP_440_PM_01-PA6:IH,,352,8736f6c7-ad41-4b43-b4f6-e684e0d4ad20,SPALP_440_PM_01,Spalp_440_Pm_01,60,1,companyAcronym= | protocolName=IEEE C37.118.2-2011 | vendorAcronym= | vendorDeviceName= | interconnectionName=,,,,10,STTP,Streaming Telemetry Transport Protocol,2,6,LTSPTAQ_1_FA_C,I,+,0,SPALP_440_PM_01-PA6,0.0,1.0,Spalp_440_Pm_01 LTSPTAQ_1_FA_C + Current Phase Angle,0,1,1,Degrees,Phasor,IPHA,Current Phase Angle,PA,-98.6,37.5,PPA:10106,2021-08-24 16:28:47
} | MaximumArchiveDays=90 | DesiredRemainingSpace=500,10107,GPA_SPALP_440_PM_01-PM7:V,,352,8736f6c7-ad41-4b43-b4f6-e684e0d4ad20,SPALP_440_PM_01,Spalp_440_Pm_01,60,1,companyAcronym= | protocolName=IEEE C37.118.2-2011 | vendorAcronym= | vendorDeviceName= | interconnectionName=,,,,10,STTP,Streaming Telemetry Transport Protocol,3,7,LTSPTAQ_1_FV_P,V,+,0,SPALP_440_PM_01-PM7,0.0,1.0,Spalp_440_Pm_01 LTSPTAQ_1_FV_P + Voltage Magnitude,0,1,1,Volts,Phasor,VPHM,Voltage Magnitude,PM,-98.6,37.5,PPA:10107,2021-08-24 16:28:47
} | MaximumArchiveDays=90 | DesiredRemainingSpace=500,10108,GPA_SPALP_440_PM_01-PA7:VH,,352,8736f6c7-ad41-4b43-b4f6-e684e0d4ad20,SPALP_440_PM_01,Spalp_440_Pm_01,60,1,companyAcronym= | protocolName=IEEE C37.118.2-2011 | vendorAcronym= | vendorDeviceName= | interconnectionName=,,,,10,STTP,Streaming Telemetry Transport Protocol,4,7,LTSPTAQ_1_FV_P,V,+,0,SPALP_440_PM_01-PA7,0.0,1.0,Spalp_440_Pm_01 LTSPTAQ_1_FV_P + Voltage Phase Angle,0,1,1,Degrees,Phasor,VPHA,Voltage Phase Angle,PA,-98.6,37.5,PPA:10108,2021-08-24 16:28:47
} | MaximumArchiveDays=90 | DesiredRemainingSpace=500,10109,GPA_SPALP_440_PM_01-PM8:I,,352,8736f6c7-ad41-4b43-b4f6-e684e0d4ad20,SPALP_440_PM_01,Spalp_440_Pm_01,60,1,companyAcronym= | protocolName=IEEE C37.118.2-2011 | vendorAcronym= | vendorDeviceName= | interconnectionName=,,,,10,STTP,Streaming Telemetry Transport Protocol,1,8,LTSPTAQ_1_FA_P,I,+,0,SPALP_440_PM_01-PM8,0.0,1.0,Spalp_440_Pm_01 LTSPTAQ_1_FA_P + Current Magnitude,0,1,1,Amps,Phasor,IPHM,Current Magnitude,PM,-98.6,37.5,PPA:10109,2021-08-24 16:28:47
} | MaximumArchiveDays=90 | DesiredRemainingSpace=500,10110,GPA_SPALP_440_PM_01-PA8:IH,,352,8736f6c7-ad41-4b43-b4f6-e684e0d4ad20,SPALP_440_PM_01,Spalp_440_Pm_01,60,1,companyAcronym= | protocolName=IEEE C37.118.2-2011 | vendorAcronym= | vendorDeviceName= | interconnectionName=,,,,10,STTP,Streaming Telemetry Transport Protocol,2,8,LTSPTAQ_1_FA_P,I,+,0,SPALP_440_PM_01-PA8,0.0,1.0,Spalp_440_Pm_01 LTSPTAQ_1_FA_P + Current Phase Angle,0,1,1,Degrees,Phasor,IPHA,Current Phase Angle,PA,-98.6,37.5,PPA:10110,2021-08-24 16:28:47
} | MaximumArchiveDays=90 | DesiredRemainingSpace=500,10111,GPA_SPALP_440_PM_02:F,,353,8736f6c7-ad41-4b43-b4f6-e684e0d4ad20,SPALP_440_PM_02,Spalp_440_Pm_02,60,1,companyAcronym= | protocolName=IEEE C37.118.2-2011 | vendorAcronym= | vendorDeviceName= | interconnectionName=,,,,10,STTP,Streaming Telemetry Transport Protocol,5,,,,,,SPALP_440_PM_02-FQ,0.0,1.0,Spalp_440_Pm_02 Frequency,0,1,1,Hz,PMU,FREQ,Frequency,FQ,-98.6,37.5,PPA:10111,2021-08-24 16:28:47
} | MaximumArchiveDays=90 | DesiredRemainingSpace=500,10112,GPA_SPALP_440_PM_02:DF,,353,8736f6c7-ad41-4b43-b4f6-e684e0d4ad20,SPALP_440_PM_02,Spalp_440_Pm_02,60,1,companyAcronym= | protocolName=IEEE C37.118.2-2011 | vendorAcronym= | vendorDeviceName= | interconnectionName=,,,,10,STTP,Streaming Telemetry Transport Protocol,6,,,,,,SPALP_440_PM_02-DF,0.0,1.0,Spalp_440_Pm_02 Frequency Delta (dF/dt),0,1,1,,PMU,DFDT,Frequency Delta (dF/dt),DF,-98.6,37.5,PPA:10112,2021-08-24 16:28:47
} | MaximumArchiveDays=90 | DesiredRemainingSpace=500,10113,GPA_SPALP_440_PM_02:S,,353,8736f6c7-ad41-4b43-b4f6-e684e0d4ad20,SPALP_440_PM_02,Spalp_440_Pm_02,60,1,companyAcronym= | protocolName=IEEE C37.118.2-2011 | vendorAcronym= | vendorDeviceName= | interconnectionName=,,,,10,STTP,Streaming Telemetry Transport Protocol,8,,,,,,SPALP_440_PM_02-SF,0.0,1.0,Spalp_440_Pm_02 Status Flags,0,1,1,,PMU,FLAG,Status Flags,SF,-98.6,37.5,PPA:10113,2021-08-24 16:28:47
} | MaximumArchiveDays=90 | DesiredRemainingSpace=500,10114,GPA_SPALP_440_PM_02-PM1:V,,353,8736f6c7-ad41-4b43-b4f6-e684e0d4ad20,SPALP_440_PM_02,Spalp_440_Pm_02,60,1,companyAcronym= | protocolName=IEEE C37.118.2-2011 | vendorAcronym= | vendorDeviceName= | interconnectionName=,,,,10,STTP,Streaming Telemetry Transport Protocol,3,1,LTSPMRD_1_FV_A,V,+,0,SPALP_440_PM_02-PM1,0.0,1.0,Spalp_440_Pm_02 LTSPMRD_1_FV_A + Voltage Magnitude,0,1,1,Volts,Phasor,VPHM,Voltage Magnitude,PM,-98.6,37.5,PPA:10114,2021-08-24 16:28:47
} | MaximumArchiveDays=90 | DesiredRemainingSpace=500,10115,GPA_SPALP_440_PM_02-PA1:VH,,353,8736f6c7-ad41-4b43-b4f6-e684e0d4ad20,SPALP_440_PM_02,Spalp_440_Pm_02,60,1,companyAcronym= | protocolName=IEEE C37.118.2-2011 | vendorAcronym= | vendorDeviceName= | interconnectionName=,,,,10,STTP,Streaming Telemetry Transport Protocol,4,1,LTSPMRD_1_FV_A,V,+,0,SPALP_440_PM_02-PA1,0.0,1.0,Spalp_440_Pm_02 LTSPMRD_1_FV_A + Voltage Phase Angle,0,1,1,Degrees,Phasor,VPHA,Voltage Phase Angle,PA,-98.6,37.5,PPA:10115,2021-08-24 16:28:47
} | MaximumArchiveDays=90 | DesiredRemainingSpace=500,10116,GPA_SPALP_440_PM_02-PM2:V,,353,8736f6c7-ad41-4b43-b4f6-e684e0d4ad20,SPALP_440_PM_02,Spalp_440_Pm_02,60,1,companyAcronym= | protocolName=IEEE C37.118.2-2011 | vendorAcronym= | vendorDeviceName= | interconnectionName=,,,,10,STTP,Streaming Telemetry Transport Protocol,3,2,LTSPMRD_1_FV_B,V,+,0,SPALP_440_PM_02-PM2,0.0,1.0,Spalp_440_Pm_02 LTSPMRD_1_FV_B + Voltage Magnitude,0,1,1,Volts,Phasor,VPHM,Voltage Magnitude,PM,-98.6,37.5,PPA:10116,2021-08-24 16:28:47
} | MaximumArchiveDays=90 | DesiredRemainingSpace=500,10117,GPA_SPALP_440_PM_02-PA2:VH,,353,8736f6c7-ad41-4b43-b4f6-e684e0d4ad20,SPALP_440_PM_02,Spalp_440_Pm_02,60,1,companyAcronym= | protocolName=IEEE C37.118.2-2011 | vendorAcronym= | vendorDeviceName= | interconnectionName=,,,,10,STTP,Streaming Telemetry Transport Protocol,4,2,LTSPMRD_1_FV_B,V,+,0,SPALP_440_PM_02-PA2,0.0,1.0,Spalp_440_Pm_02 LTSPMRD_1_FV_B + Voltage Phase Angle,0,1,1,Degrees,Phasor,VPHA,Voltage Phase Angle,PA,-98.6,37.5,PPA:10117,2021-08-24 16:28:47
} | MaximumArchiveDays=90 | DesiredRemainingSpace=500,10118,GPA_SPALP_440_PM_02-PM3:V,,353,8736f6c7-ad41-4b43-b4f6-e684e0d4ad20,SPALP_440_PM_02,Spalp_440_Pm_02,60,1,companyAcronym= | protocolName=IEEE C37.118.2-2011 | vendorAcronym= | vendorDeviceName= | interconnectionName=,,,,10,STTP,Streaming Telemetry Transport Protocol,3,3,LTSPMRD_1_FV_C,V,+,0,SPALP_440_PM_02-PM3,0.0,1.0,Spalp_440_Pm_02 LTSPMRD_1_FV_C + Voltage Magnitude,0,1,1,Volts,Phasor,VPHM,Voltage Magnitude,PM,-98.6,37.5,PPA:10118,2021-08-24 16:28:47
} | MaximumArchiveDays=90 | DesiredRemainingSpace=500,10119,GPA_SPALP_440_PM_02-PA3:VH,,353,8736f6c7-ad41-4b43-b4f6-e684e0d4ad20,SPALP_440_PM_02,Spalp_440_Pm_02,60,1,companyAcronym= | protocolName=IEEE C37.118.2-2011 | vendorAcronym= | vendorDeviceName= | interconnectionName=,,,,10,STTP,Streaming Telemetry Transport Protocol,4,3,LTSPMRD_1_FV_C,V,+,0,SPALP_440_PM_02-PA3,0.0,1.0,Spalp_440_Pm_02 LTSPMRD_1_FV_C + Voltage Phase Angle,0,1,1,Degrees,Phasor,VPHA,Voltage Phase Angle,PA,-98.6,37.5,PPA:10119,2021-08-24 16:28:47
} | MaximumArchiveDays=90 | DesiredRemainingSpace=500,10120,GPA_SPALP_440_PM_02-PM4:I,,353,8736f6c7-ad41-4b43-b4f6-e684e0d4ad20,SPALP_440_PM_02,Spalp_440_Pm_02,60,1,companyAcronym= | protocolName=IEEE C37.118.2-2011 | vendorAcronym= | vendorDeviceName= | interconnectionName=,,,,10,STTP,Streaming Telemetry Transport Protocol,1,4,LTSPMRD_1_FA_A,I,+,0,SPALP_440_PM_02-PM4,0.0,1.0,Spalp_440_Pm_02 LTSPMRD_1_FA_A + Current Magnitude,0,1,1,Amps,Phasor,IPHM,Current Magnitude,PM,-98.6,37.5,PPA:10120,2021-08-24 16:28:47
} | MaximumArchiveDays=90 | DesiredRemainingSpace=500,10121,GPA_SPALP_440_PM_02-PA4:IH,,353,8736f6c7-ad41-4b43-b4f6-e684e0d4ad20,SPALP_440_PM_02,Spalp_440_Pm_02,60,1,companyAcronym= | protocolName=IEEE C37.118.2-2011 | vendorAcronym= | vendorDeviceName= | interconnectionName=,,,,10,STTP,Streaming Telemetry Transport Protocol,2,4,LTSPMRD_1_FA_A,I,+,0,SPALP_440_PM_02-PA4,0.0,1.0,Spalp_440_Pm_02 LTSPMRD_1_FA_A + Current Phase Angle,0,1,1,Degrees,Phasor,IPHA,Current Phase Angle,PA,-98.6,37.5,PPA:10121,2021-08-24 16:28:47
} | MaximumArchiveDays=90 | DesiredRemainingSpace=500,10122,GPA_SPALP_440_PM_02-PM5:I,,353,8736f6c7-ad41-4b43-b4f6-e684e0d4ad20,SPALP_440_PM_02,Spalp_440_Pm_02,60,1,companyAcronym= | protocolName=IEEE C37.118.2-2011 | vendorAcronym= | vendorDeviceName= | interconnectionName=,,,,10,STTP,Streaming Telemetry Transport Protocol,1,5,LTSPMRD_1_FA_B,I,+,0,SPALP_440_PM_02-PM5,0.0,1.0,Spalp_440_Pm_02 LTSPMRD_1_FA_B + Current Magnitude,0,1,1,Amps,Phasor,IPHM,Current Magnitude,PM,-98.6,37.5,PPA:10122,2021-08-24 16:28:47
} | MaximumArchiveDays=90 | DesiredRemainingSpace=500,10123,GPA_SPALP_440_PM_02-PA5:IH,,353,8736f6c7-ad41-4b43-b4f6-e684e0d4ad20,SPALP_440_PM_02,Spalp_440_Pm_02,60,1,companyAcronym= | protocolName=IEEE C37.118.2-2011 | vendorAcronym= | vendorDeviceName= | interconnectionName=,,,,10,STTP,Streaming Telemetry Transport Protocol,2,5,LTSPMRD_1_FA_B,I,+,0,SPALP_440_PM_02-PA5,0.0,1.0,Spalp_440_Pm_02 LTSPMRD_1_FA_B + Current Phase Angle,0,1,1,Degrees,Phasor,IPHA,Current Phase Angle,PA,-98.6,37.5,PPA:10123,2021-08-24 16:28:47
} | MaximumArchiveDays=90 | DesiredRemainingSpace=500,10124,GPA_SPALP_440_PM_02-PM6:I,,353,8736f6c7-ad41-4b43-b4f6-e684e0d4ad20,SPALP_440_PM_02,Spalp_440_Pm_02,60,1,companyAcronym= | protocolName=IEEE C37.118.2-2011 | vendorAcronym= | vendorDeviceName= | interconnectionName=,,,,10,STTP,Streaming Telemetry Transport Protocol,1,6,LTSPMRD_1_FA_C,I,+,0,SPALP_440_PM_02-PM6,0.0,1.0,Spalp_440_Pm_02 LTSPMRD_1_FA_C + Current Magnitude,0,1,1,Amps,Phasor,IPHM,Current Magnitude,PM,-98.6,37.5,PPA:10124,2021-08-24 16:28:47
} | MaximumArchiveDays=90 | DesiredRemainingSpace=500,10125,GPA_SPALP_440_PM_02-PA6:IH,,353,8736f6c7-ad41-4b43-b4f6-e684e0d4ad20,SPALP_440_PM_02,Spalp_440_Pm_02,60,1,companyAcronym= | protocolName=IEEE C37.118.2-2011 | vendorAcronym= | vendorDeviceName= | interconnectionName=,,,,10,STTP,Streaming Telemetry Transport Protocol,2,6,LTSPMRD_1_FA_C,I,+,0,SPALP_440_PM_02-PA6,0.0,1.0,Spalp_440_Pm_02 LTSPMRD_1_FA_C + Current Phase Angle,0,1,1,Degrees,Phasor,IPHA,Current Phase Angle,PA,-98.6,37.5,PPA:10125,2021-08-24 16:28:47
} | MaximumArchiveDays=90 | DesiredRemainingSpace=500,10126,GPA_SPALP_440_PM_02-PM7:I,,353,8736f6c7-ad41-4b43-b4f6-e684e0d4ad20,SPALP_440_PM_02,Spalp_440_Pm_02,60,1,companyAcronym= | protocolName=IEEE C37.118.2-2011 | vendorAcronym= | vendorDeviceName= | interconnectionName=,,,,10,STTP,Streaming Telemetry Transport Protocol,1,7,LTSPMRD_1_FA_P,I,+,0,SPALP_440_PM_02-PM7,0.0,1.0,Spalp_440_Pm_02 LTSPMRD_1_FA_P + Current Magnitude,0,1,1,Amps,Phasor,IPHM,Current Magnitude,PM,-98.6,37.5,PPA:10126,2021-08-24 16:28:47
} | MaximumArchiveDays=90 | DesiredRemainingSpace=500,10127,GPA_SPALP_440_PM_02-PA7:IH,,353,8736f6c7-ad41-4b43-b4f6-e684e0d4ad20,SPALP_440_PM_02,Spalp_440_Pm_02,60,1,companyAcronym= | protocolName=IEEE C37.118.2-2011 | vendorAcronym= | vendorDeviceName= | interconnectionName=,,,,10,STTP,Streaming Telemetry Transport Protocol,2,7,LTSPMRD_1_FA_P,I,+,0,SPALP_440_PM_02-PA7,0.0,1.0,Spalp_440_Pm_02 LTSPMRD_1_FA_P + Current Phase Angle,0,1,1,Degrees,Phasor,IPHA,Current Phase Angle,PA,-98.6,37.5,PPA:10127,2021-08-24 16:28:47
} | MaximumArchiveDays=90 | DesiredRemainingSpace=500,10128,GPA_SPALP_440_PM_02-PM8:V,,353,8736f6c7-ad41-4b43-b4f6-e684e0d4ad20,SPALP_440_PM_02,Spalp_440_Pm_02,60,1,companyAcronym= | protocolName=IEEE C37.118.2-2011 | vendorAcronym= | vendorDeviceName= | interconnectionName=,,,,10,STTP,Streaming Telemetry Transport Protocol,3,8,LTSPMRD_1_FV_P,V,+,0,SPALP_440_PM_02-PM8,0.0,1.0,Spalp_440_Pm_02 LTSPMRD_1_FV_P + Voltage Magnitude,0,1,1,Volts,Phasor,VPHM,Voltage Magnitude,PM,-98.6,37.5,PPA:10128,2021-08-24 16:28:47
} | MaximumArchiveDays=90 | DesiredRemainingSpace=500,10129,GPA_SPALP_440_PM_02-PA8:VH,,353,8736f6c7-ad41-4b43-b4f6-e684e0d4ad20,SPALP_440_PM_02,Spalp_440_Pm_02,60,1,companyAcronym= | protocolName=IEEE C37.118.2-2011 | vendorAcronym= | vendorDeviceName= | interconnectionName=,,,,10,STTP,Streaming Telemetry Transport Protocol,4,8,LTSPMRD_1_FV_P,V,+,0,SPALP_440_PM_02-PA8,0.0,1.0,Spalp_440_Pm_02 LTSPMRD_1_FV_P + Voltage Phase Angle,0,1,1,Degrees,Phasor,VPHA,Voltage Phase Angle,PA,-98.6,37.5,PPA:10129,2021-08-24 16:28:47
} | MaximumArchiveDays=90 | DesiredRemainingSpace=500,10130,GPA_SPALP_440_PM_03:F,,354,8736f6c7-ad41-4b43-b4f6-e684e0d4ad20,SPALP_440_PM_03,Spalp_440_Pm_03,60,1,companyAcronym= | protocolName=IEEE C37.118.2-2011 | vendorAcronym= | vendorDeviceName= | interconnectionName=,,,,10,STTP,Streaming Telemetry Transport Protocol,5,,,,,,SPALP_440_PM_03-FQ,0.0,1.0,Spalp_440_Pm_03 Frequency,0,1,1,Hz,PMU,FREQ,Frequency,FQ,-98.6,37.5,PPA:10130,2021-08-24 16:28:47
} | MaximumArchiveDays=90 | DesiredRemainingSpace=500,10131,GPA_SPALP_440_PM_03:DF,,354,8736f6c7-ad41-4b43-b4f6-e684e0d4ad20,SPALP_440_PM_03,Spalp_440_Pm_03,60,1,companyAcronym= | protocolName=IEEE C37.118.2-2011 | vendorAcronym= | vendorDeviceName= | interconnectionName=,,,,10,STTP,Streaming Telemetry Transport Protocol,6,,,,,,SPALP_440_PM_03-DF,0.0,1.0,Spalp_440_Pm_03 Frequency Delta (dF/dt),0,1,1,,PMU,DFDT,Frequency Delta (dF/dt),DF,-98.6,37.5,PPA:10131,2021-08-24 16:28:47
} | MaximumArchiveDays=90 | DesiredRemainingSpace=500,10132,GPA_SPALP_440_PM_03:S,,354,8736f6c7-ad41-4b43-b4f6-e684e0d4ad20,SPALP_440_PM_03,Spalp_440_Pm_03,60,1,companyAcronym= | protocolName=IEEE C37.118.2-2011 | vendorAcronym= | vendorDeviceName= | interconnectionName=,,,,10,STTP,Streaming Telemetry Transport Protocol,8,,,,,,SPALP_440_PM_03-SF,0.0,1.0,Spalp_440_Pm_03 Status Flags,0,1,1,,PMU,FLAG,Status Flags,SF,-98.6,37.5,PPA:10132,2021-08-24 16:28:47
} | MaximumArchiveDays=90 | DesiredRemainingSpace=500,10133,GPA_SPALP_440_PM_03-PM1:V,,354,8736f6c7-ad41-4b43-b4f6-e684e0d4ad20,SPALP_440_PM_03,Spalp_440_Pm_03,60,1,companyAcronym= | protocolName=IEEE C37.118.2-2011 | vendorAcronym= | vendorDeviceName= | interconnectionName=,,,,10,STTP,Streaming Telemetry Transport Protocol,3,1,BA1_FV_B,V,+,0,SPALP_440_PM_03-PM1,0.0,1.0,Spalp_440_Pm_03 BA1_FV_B + Voltage Magnitude,0,1,1,Volts,Phasor,VPHM,Voltage Magnitude,PM,-98.6,37.5,PPA:10133,2021-08-24 16:28:47
} | MaximumArchiveDays=90 | DesiredRemainingSpace=500,10134,GPA_SPALP_440_PM_03-PA1:VH,,354,8736f6c7-ad41-4b43-b4f6-e684e0d4ad20,SPALP_440_PM_03,Spalp_440_Pm_03,60,1,companyAcronym= | protocolName=IEEE C37.118.2-2011 | vendorAcronym= | vendorDeviceName= | interconnectionName=,,,,10,STTP,Streaming Telemetry Transport Protocol,4,1,BA1_FV_B,V,+,0,SPALP_440_PM_03-PA1,0.0,1.0,Spalp_440_Pm_03 BA1_FV_B + Voltage Phase Angle,0,1,1,Degrees,Phasor,VPHA,Voltage Phase Angle,PA,-98.6,37.5,PPA:10134,2021-08-24 16:28:47
} | MaximumArchiveDays=90 | DesiredRemainingSpace=500,10135,GPA_SPALP_440_PM_04:F,,355,8736f6c7-ad41-4b43-b4f6-e684e0d4ad20,SPALP_440_PM_04,Spalp_440_Pm_04,60,1,companyAcronym= | protocolName=IEEE C37.118.2-2011 | vendorAcronym= | vendorDeviceName= | interconnectionName=,,,,10,STTP,Streaming Telemetry Transport Protocol,5,,,,,,SPALP_440_PM_04-FQ,0.0,1.0,Spalp_440_Pm_04 Frequency,0,1,1,Hz,PMU,FREQ,Frequency,FQ,-98.6,37.5,PPA:10135,2021-08-24 16:28:47
} | MaximumArchiveDays=90 | DesiredRemainingSpace=500,10136,GPA_SPALP_440_PM_04:DF,,355,8736f6c7-ad41-4b43-b4f6-e684e0d4ad20,SPALP_440_PM_04,Spalp_440_Pm_04,60,1,companyAcronym= | protocolName=IEEE C37.118.2-2011 | vendorAcronym= | vendorDeviceName= | interconnectionName=,,,,10,STTP,Streaming Telemetry Transport Protocol,6,,,,,,SPALP_440_PM_04-DF,0.0,1.0,Spalp_440_Pm_04 Frequency Delta (dF/dt),0,1,1,,PMU,DFDT,Frequency Delta (dF/dt),DF,-98.6,37.5,PPA:10136,2021-08-24 16:28:47
} | MaximumArchiveDays=90 | DesiredRemainingSpace=500,10137,GPA_SPALP_440_PM_04:S,,355,8736f6c7-ad41-4b43-b4f6-e684e0d4ad20,SPALP_440_PM_04,Spalp_440_Pm_04,60,1,companyAcronym= | protocolName=IEEE C37.118.2-2011 | vendorAcronym= | vendorDeviceName= | interconnectionName=,,,,10,STTP,Streaming Telemetry Transport Protocol,8,,,,,,SPALP_440_PM_04-SF,0.0,1.0,Spalp_440_Pm_04 Status Flags,0,1,1,,PMU,FLAG,Status Flags,SF,-98.6,37.5,PPA:10137,2021-08-24 16:28:47
} | MaximumArchiveDays=90 | DesiredRemainingSpace=500,10138,GPA_SPALP_440_PM_04-PM1:V,,355,8736f6c7-ad41-4b43-b4f6-e684e0d4ad20,SPALP_440_PM_04,Spalp_440_Pm_04,60,1,companyAcronym= | protocolName=IEEE C37.118.2-2011 | vendorAcronym= | vendorDeviceName= | interconnectionName=,,,,10,STTP,Streaming Telemetry Transport Protocol,3,1,BA2_FV_B,V,+,0,SPALP_440_PM_04-PM1,0.0,1.0,Spalp_440_Pm_04 BA2_FV_B + Voltage Magnitude,0,1,1,Volts,Phasor,VPHM,Voltage Magnitude,PM,-98.6,37.5,PPA:10138,2021-08-24 16:28:47
} | MaximumArchiveDays=90 | DesiredRemainingSpace=500,10139,GPA_SPALP_440_PM_04-PA1:VH,,355,8736f6c7-ad41-4b43-b4f6-e684e0d4ad20,SPALP_440_PM_04,Spalp_440_Pm_04,60,1,companyAcronym= | protocolName=IEEE C37.118.2-2011 | vendorAcronym= | vendorDeviceName= | interconnectionName=,,,,10,STTP,Streaming Telemetry Transport Protocol,4,1,BA2_FV_B,V,+,0,SPALP_440_PM_04-PA1,0.0,1.0,Spalp_440_Pm_04 BA2_FV_B + Voltage Phase Angle,0,1,1,Degrees,Phasor,VPHA,Voltage Phase Angle,PA,-98.6,37.5,PPA:10139,2021-08-24 16:28:47
} | MaximumArchiveDays=90 | DesiredRemainingSpace=500,10140,GPA_SPBRC_440_PM_01:F,,356,8736f6c7-ad41-4b43-b4f6-e684e0d4ad20,SPBRC_440_PM_01,Spbrc_440_Pm_01,60,1,companyAcronym= | protocolName=IEEE C37.118.2-2011 | vendorAcronym= | vendorDeviceName= | interconnectionName=,,,,10,STTP,Streaming Telemetry Transport Protocol,5,,,,,,SPBRC_440_PM_01-FQ,0.0,1.0,Spbrc_440_Pm_01 Frequency,0,1,1,Hz,PMU,FREQ,Frequency,FQ,-98.6,37.5,PPA:10140,2021-08-24 16:28:47
} | MaximumArchiveDays=90 | DesiredRemainingSpace=500,10141,GPA_SPBRC_440_PM_01:DF,,356,8736f6c7-ad41-4b43-b4f6-e684e0d4ad20,SPBRC_440_PM_01,Spbrc_440_Pm_01,60,1,companyAcronym= | protocolName=IEEE C37.118.2-2011 | vendorAcronym= | vendorDeviceName= | interconnectionName=,,,,10,STTP,Streaming Telemetry Transport Protocol,6,,,,,,SPBRC_440_PM_01-DF,0.0,1.0,Spbrc_440_Pm_01 Frequency Delta (dF/dt),0,1,1,,PMU,DFDT,Frequency Delta (dF/dt),DF,-98.6,37.5,PPA:10141,2021-08-24 16:28:47
} | MaximumArchiveDays=90 | DesiredRemainingSpace=500,10142,GPA_SPBRC_440_PM_01:S,,356,8736f6c7-ad41-4b43-b4f6-e684e0d4ad20,SPBRC_440_PM_01,Spbrc_440_Pm_01,60,1,companyAcronym= | protocolName=IEEE C37.118.2-2011 | vendorAcronym= | vendorDeviceName= | interconnectionName=,,,,10,STTP,Streaming Telemetry Transport Protocol,8,,,,,,SPBRC_440_PM_01-SF,0.0,1.0,Spbrc_440_Pm_01 Status Flags,0,1,1,,PMU,FLAG,Status Flags,SF,-98.6,37.5,PPA:10142,2021-08-24 16:28:47
} | MaximumArchiveDays=90 | DesiredRemainingSpace=500,10143,GPA_SPBRC_440_PM_01-PM1:V,,356,8736f6c7-ad41-4b43-b4f6-e684e0d4ad20,SPBRC_440_PM_01,Spbrc_440_Pm_01,60,1,companyAcronym= | protocolName=IEEE C37.118.2-2011 | vendorAcronym= | vendorDeviceName= | interconnectionName=,,,,10,STTP,Streaming Telemetry Transport Protocol,3,1,LTSPBAU_1_FV_A,V,+,0,SPBRC_440_PM_01-PM1,0.0,1.0,Spbrc_440_Pm_01 LTSPBAU_1_FV_A + Voltage Magnitude,0,1,1,Volts,Phasor,VPHM,Voltage Magnitude,PM,-98.6,37.5,PPA:10143,2021-08-24 16:28:47
} | MaximumArchiveDays=90 | DesiredRemainingSpace=500,10144,GPA_SPBRC_440_PM_01-PA1:VH,,356,8736f6c7-ad41-4b43-b4f6-e684e0d4ad20,SPBRC_440_PM_01,Spbrc_440_Pm_01,60,1,companyAcronym= | protocolName=IEEE C37.118.2-2011 | vendorAcronym= | vendorDeviceName= | interconnectionName=,,,,10,STTP,Streaming Telemetry Transport Protocol,4,1,LTSPBAU_1_FV_A,V,+,0,SPBRC_440_PM_01-PA1,0.0,1.0,Spbrc_440_Pm_01 LTSPBAU_1_FV_A + Voltage Phase Angle,0,1,1,Degrees,Phasor,VPHA,Voltage Phase Angle,PA,-98.6,37.5,PPA:10144,2021-08-24 16:28:47
} | MaximumArchiveDays=90 | DesiredRemainingSpace=500,10145,GPA_SPBRC_440_PM_01-PM2:V,,356,8736f6c7-ad41-4b43-b4f6-e684e0d4ad20,SPBRC_440_PM_01,Spbrc_440_Pm_01,60,1,companyAcronym= | protocolName=IEEE C37.118.2-2011 | vendorAcronym= | vendorDeviceName= | interconnectionName=,,,,10,STTP,Streaming Telemetry Transport Protocol,3,2,LTSPBAU_1_FV_B,V,+,0,SPBRC_440_PM_01-PM2,0.0,1.0,Spbrc_440_Pm_01 LTSPBAU_1_FV_B + Voltage Magnitude,0,1,1,Volts,Phasor,VPHM,Voltage Magnitude,PM,-98.6,37.5,PPA:10145,2021-08-24 16:28:47
} | MaximumArchiveDays=90 | DesiredRemainingSpace=500,10146,GPA_SPBRC_440_PM_01-PA2:VH,,356,8736f6c7-ad41-4b43-b4f6-e684e0d4ad20,SPBRC_440_PM_01,Spbrc_440_Pm_01,60,1,companyAcronym= | protocolName=IEEE C37.118.2-2011 | vendorAcronym= | vendorDeviceName= | interconnectionName=,,,,10,STTP,Streaming Telemetry Transport Protocol,4,2,LTSPBAU_1_FV_B,V,+,0,SPBRC_440_PM_01-PA2,0.0,1.0,Spbrc_440_Pm_01 LTSPBAU_1_FV_B + Voltage Phase Angle,0,1,1,Degrees,Phasor,VPHA,Voltage Phase Angle,PA,-98.6,37.5,PPA:10146,2021-08-24 16:28:47
} | MaximumArchiveDays=90 | DesiredRemainingSpace=500,10147,GPA_SPBRC_440_PM_01-PM3:V,,356,8736f6c7-ad41-4b43-b4f6-e684e0d4ad20,SPBRC_440_PM_01,Spbrc_440_Pm_01,60,1,companyAcronym= | protocolName=IEEE C37.118.2-2011 | vendorAcronym= | vendorDeviceName= | interconnectionName=,,,,10,STTP,Streaming Telemetry Transport Protocol,3,3,LTSPBAU_1_FV_C,V,+,0,SPBRC_440_PM_01-PM3,0.0,1.0,Spbrc_440_Pm_01 LTSPBAU_1_FV_C + Voltage Magnitude,0,1,1,Volts,Phasor,VPHM,Voltage Magnitude,PM,-98.6,37.5,PPA:10147,2021-08-24 16:28:47
} | MaximumArchiveDays=90 | DesiredRemainingSpace=500,10148,GPA_SPBRC_440_PM_01-PA3:VH,,356,8736f6c7-ad41-4b43-b4f6-e684e0d4ad20,SPBRC_440_PM_01,Spbrc_440_Pm_01,60,1,companyAcronym= | protocolName=IEEE C37.118.2-2011 | vendorAcronym= | vendorDeviceName= | interconnectionName=,,,,10,STTP,Streaming Telemetry Transport Protocol,4,3,LTSPBAU_1_FV_C,V,+,0,SPBRC_440_PM_01-PA3,0.0,1.0,Spbrc_440_Pm_01 LTSPBAU_1_FV_C + Voltage Phase Angle,0,1,1,Degrees,Phasor,VPHA,Voltage Phase Angle,PA,-98.6,37.5,PPA:10148,2021-08-24 16:28:47
} | MaximumArchiveDays=90 | DesiredRemainingSpace=500,10149,GPA_SPBRC_440_PM_01-PM4:I,,356,8736f6c7-ad41-4b43-b4f6-e684e0d4ad20,SPBRC_440_PM_01,Spbrc_440_Pm_01,60,1,companyAcronym= | protocolName=IEEE C37.118.2-2011 | vendorAcronym= | vendorDeviceName= | interconnectionName=,,,,10,STTP,Streaming Telemetry Transport Protocol,1,4,LTSPBAU_1_FA_A,I,+,0,SPBRC_440_PM_01-PM4,0.0,1.0,Spbrc_440_Pm_01 LTSPBAU_1_FA_A + Current Magnitude,0,1,1,Amps,Phasor,IPHM,Current Magnitude,PM,-98.6,37.5,PPA:10149,2021-08-24 16:28:47
} | MaximumArchiveDays=90 | DesiredRemainingSpace=500,10150,GPA_SPBRC_440_PM_01-PA4:IH,,356,8736f6c7-ad41-4b43-b4f6-e684e0d4ad20,SPBRC_440_PM_01,Spbrc_440_Pm_01,60,1,companyAcronym= | protocolName=IEEE C37.118.2-2011 | vendorAcronym= | vendorDeviceName= | interconnectionName=,,,,10,STTP,Streaming Telemetry Transport Protocol,2,4,LTSPBAU_1_FA_A,I,+,0,SPBRC_440_PM_01-PA4,0.0,1.0,Spbrc_440_Pm_01 LTSPBAU_1_FA_A + Current Phase Angle,0,1,1,Degrees,Phasor,IPHA,Current Phase Angle,PA,-98.6,37.5,PPA:10150,2021-08-24 16:28:47
} | MaximumArchiveDays=90 | DesiredRemainingSpace=500,10151,GPA_SPBRC_440_PM_01-PM5:I,,356,8736f6c7-ad41-4b43-b4f6-e684e0d4ad20,SPBRC_440_PM_01,Spbrc_440_Pm_01,60,1,companyAcronym= | protocolName=IEEE C37.118.2-2011 | vendorAcronym= | vendorDeviceName= | interconnectionName=,,,,10,STTP,Streaming Telemetry Transport Protocol,1,5,LTSPBAU_1_FA_B,I,+,0,SPBRC_440_PM_01-PM5,0.0,1.0,Spbrc_440_Pm_01 LTSPBAU_1_FA_B + Current Magnitude,0,1,1,Amps,Phasor,IPHM,Current Magnitude,PM,-98.6,37.5,PPA:10151,2021-08-24 16:28:47
} | MaximumArchiveDays=90 | DesiredRemainingSpace=500,10152,GPA_SPBRC_440_PM_01-PA5:IH,,356,8736f6c7-ad41-4b43-b4f6-e684e0d4ad20,SPBRC_440_PM_01,Spbrc_440_Pm_01,60,1,companyAcronym= | protocolName=IEEE C37.118.2-2011 | vendorAcronym= | vendorDeviceName= | interconnectionName=,,,,10,STTP,Streaming Telemetry Transport Protocol,2,5,LTSPBAU_1_FA_B,I,+,0,SPBRC_440_PM_01-PA5,0.0,1.0,Spbrc_440_Pm_01 LTSPBAU_1_FA_B + Current Phase Angle,0,1,1,Degrees,Phasor,IPHA,Current Phase Angle,PA,-98.6,37.5,PPA:10152,2021-08-24 16:28:47
} | MaximumArchiveDays=90 | DesiredRemainingSpace=500,10153,GPA_SPBRC_440_PM_01-PM6:I,,356,8736f6c7-ad41-4b43-b4f6-e684e0d4ad20,SPBRC_440_PM_01,Spbrc_440_Pm_01,60,1,companyAcronym= | protocolName=IEEE C37.118.2-2011 | vendorAcronym= | vendorDeviceName= | interconnectionName=,,,,10,STTP,Streaming Telemetry Transport Protocol,1,6,LTSPBAU_1_FA_C,I,+,0,SPBRC_440_PM_01-PM6,0.0,1.0,Spbrc_440_Pm_01 LTSPBAU_1_FA_C + Current Magnitude,0,1,1,Amps,Phasor,IPHM,Current Magnitude,PM,-98.6,37.5,PPA:10153,2021-08-24 16:28:47
} | MaximumArchiveDays=90 | DesiredRemainingSpace=500,10154,GPA_SPBRC_440_PM_01-PA6:IH,,356,8736f6c7-ad41-4b43-b4f6-e684e0d4ad20,SPBRC_440_PM_01,Spbrc_440_Pm_01,60,1,companyAcronym= | protocolName=IEEE C37.118.2-2011 | vendorAcronym= | vendorDeviceName= | interconnectionName=,,,,10,STTP,Streaming Telemetry Transport Protocol,2,6,LTSPBAU_1_FA_C,I,+,0,SPBRC_440_PM_01-PA6,0.0,1.0,Spbrc_440_Pm_01 LTSPBAU_1_FA_C + Current Phase Angle,0,1,1,Degrees,Phasor,IPHA,Current Phase Angle,PA,-98.6,37.5,PPA:10154,2021-08-24 16:28:47
} | MaximumArchiveDays=90 | DesiredRemainingSpace=500,10155,GPA_SPBRC_440_PM_01-PM7:V,,356,8736f6c7-ad41-4b43-b4f6-e684e0d4ad20,SPBRC_440_PM_01,Spbrc_440_Pm_01,60,1,companyAcronym= | protocolName=IEEE C37.118.2-2011 | vendorAcronym= | vendorDeviceName= | interconnectionName=,,,,10,STTP,Streaming Telemetry Transport Protocol,3,7,LTSPBAU_1_FV_P,V,+,0,SPBRC_440_PM_01-PM7,0.0,1.0,Spbrc_440_Pm_01 LTSPBAU_1_FV_P + Voltage Magnitude,0,1,1,Volts,Phasor,VPHM,Voltage Magnitude,PM,-98.6,37.5,PPA:10155,2021-08-24 16:28:47
} | MaximumArchiveDays=90 | DesiredRemainingSpace=500,10156,GPA_SPBRC_440_PM_01-PA7:VH,,356,8736f6c7-ad41-4b43-b4f6-e684e0d4ad20,SPBRC_440_PM_01,Spbrc_440_Pm_01,60,1,companyAcronym= | protocolName=IEEE C37.118.2-2011 | vendorAcronym= | vendorDeviceName= | interconnectionName=,,,,10,STTP,Streaming Telemetry Transport Protocol,4,7,LTSPBAU_1_FV_P,V,+,0,SPBRC_440_PM_01-PA7,0.0,1.0,Spbrc_440_Pm_01 LTSPBAU_1_FV_P + Voltage Phase Angle,0,1,1,Degrees,Phasor,VPHA,Voltage Phase Angle,PA,-98.6,37.5,PPA:10156,2021-08-24 16:28:47
} | MaximumArchiveDays=90 | DesiredRemainingSpace=500,10157,GPA_SPBRC_440_PM_01-PM8:I,,356,8736f6c7-ad41-4b43-b4f6-e684e0d4ad20,SPBRC_440_PM_01,Spbrc_440_Pm_01,60,1,companyAcronym= | protocolName=IEEE C37.118.2-2011 | vendorAcronym= | vendorDeviceName= | interconnectionName=,,,,10,STTP,Streaming Telemetry Transport Protocol,1,8,LTSPBAU_1_FA_P,I,+,0,SPBRC_440_PM_01-PM8,0.0,1.0,Spbrc_440_Pm_01 LTSPBAU_1_FA_P + Current Magnitude,0,1,1,Amps,Phasor,IPHM,Current Magnitude,PM,-98.6,37.5,PPA:10157,2021-08-24 16:28:47
} | MaximumArchiveDays=90 | DesiredRemainingSpace=500,10158,GPA_SPBRC_440_PM_01-PA8:IH,,356,8736f6c7-ad41-4b43-b4f6-e684e0d4ad20,SPBRC_440_PM_01,Spbrc_440_Pm_01,60,1,companyAcronym= | protocolName=IEEE C37.118.2-2011 | vendorAcronym= | vendorDeviceName= | interconnectionName=,,,,10,STTP,Streaming Telemetry Transport Protocol,2,8,LTSPBAU_1_FA_P,I,+,0,SPBRC_440_PM_01-PA8,0.0,1.0,Spbrc_440_Pm_01 LTSPBAU_1_FA_P + Current Phase Angle,0,1,1,Degrees,Phasor,IPHA,Current Phase Angle,PA,-98.6,37.5,PPA:10158,2021-08-24 16:28:47
} | MaximumArchiveDays=90 | DesiredRemainingSpace=500,10159,GPA_SPBRC_440_PM_02:F,,357,8736f6c7-ad41-4b43-b4f6-e684e0d4ad20,SPBRC_440_PM_02,Spbrc_440_Pm_02,60,1,companyAcronym= | protocolName=IEEE C37.118.2-2011 | vendorAcronym= | vendorDeviceName= | interconnectionName=,,,,10,STTP,Streaming Telemetry Transport Protocol,5,,,,,,SPBRC_440_PM_02-FQ,0.0,1.0,Spbrc_440_Pm_02 Frequency,0,1,1,Hz,PMU,FREQ,Frequency,FQ,-98.6,37.5,PPA:10159,2021-08-24 16:28:47
} | MaximumArchiveDays=90 | DesiredRemainingSpace=500,10160,GPA_SPBRC_440_PM_02:DF,,357,8736f6c7-ad41-4b43-b4f6-e684e0d4ad20,SPBRC_440_PM_02,Spbrc_440_Pm_02,60,1,companyAcronym= | protocolName=IEEE C37.118.2-2011 | vendorAcronym= | vendorDeviceName= | interconnectionName=,,,,10,STTP,Streaming Telemetry Transport Protocol,6,,,,,,SPBRC_440_PM_02-DF,0.0,1.0,Spbrc_440_Pm_02 Frequency Delta (dF/dt),0,1,1,,PMU,DFDT,Frequency Delta (dF/dt),DF,-98.6,37.5,PPA:10160,2021-08-24 16:28:47
} | MaximumArchiveDays=90 | DesiredRemainingSpace=500,10161,GPA_SPBRC_440_PM_02:S,,357,8736f6c7-ad41-4b43-b4f6-e684e0d4ad20,SPBRC_440_PM_02,Spbrc_440_Pm_02,60,1,companyAcronym= | protocolName=IEEE C37.118.2-2011 | vendorAcronym= | vendorDeviceName= | interconnectionName=,,,,10,STTP,Streaming Telemetry Transport Protocol,8,,,,,,SPBRC_440_PM_02-SF,0.0,1.0,Spbrc_440_Pm_02 Status Flags,0,1,1,,PMU,FLAG,Status Flags,SF,-98.6,37.5,PPA:10161,2021-08-24 16:28:47
} | MaximumArchiveDays=90 | DesiredRemainingSpace=500,10162,GPA_SPBRC_440_PM_02-PM1:V,,357,8736f6c7-ad41-4b43-b4f6-e684e0d4ad20,SPBRC_440_PM_02,Spbrc_440_Pm_02,60,1,companyAcronym= | protocolName=IEEE C37.118.2-2011 | vendorAcronym= | vendorDeviceName= | interconnectionName=,,,,10,STTP,Streaming Telemetry Transport Protocol,3,1,LTSPOES_1_FV_A,V,+,0,SPBRC_440_PM_02-PM1,0.0,1.0,Spbrc_440_Pm_02 LTSPOES_1_FV_A + Voltage Magnitude,0,1,1,Volts,Phasor,VPHM,Voltage Magnitude,PM,-98.6,37.5,PPA:10162,2021-08-24 16:28:47
} | MaximumArchiveDays=90 | DesiredRemainingSpace=500,10163,GPA_SPBRC_440_PM_02-PA1:VH,,357,8736f6c7-ad41-4b43-b4f6-e684e0d4ad20,SPBRC_440_PM_02,Spbrc_440_Pm_02,60,1,companyAcronym= | protocolName=IEEE C37.118.2-2011 | vendorAcronym= | vendorDeviceName= | interconnectionName=,,,,10,STTP,Streaming Telemetry Transport Protocol,4,1,LTSPOES_1_FV_A,V,+,0,SPBRC_440_PM_02-PA1,0.0,1.0,Spbrc_440_Pm_02 LTSPOES_1_FV_A + Voltage Phase Angle,0,1,1,Degrees,Phasor,VPHA,Voltage Phase Angle,PA,-98.6,37.5,PPA:10163,2021-08-24 16:28:47
} | MaximumArchiveDays=90 | DesiredRemainingSpace=500,10164,GPA_SPBRC_440_PM_02-PM2:V,,357,8736f6c7-ad41-4b43-b4f6-e684e0d4ad20,SPBRC_440_PM_02,Spbrc_440_Pm_02,60,1,companyAcronym= | protocolName=IEEE C37.118.2-2011 | vendorAcronym= | vendorDeviceName= | interconnectionName=,,,,10,STTP,Streaming Telemetry Transport Protocol,3,2,LTSPOES_1_FV_B,V,+,0,SPBRC_440_PM_02-PM2,0.0,1.0,Spbrc_440_Pm_02 LTSPOES_1_FV_B + Voltage Magnitude,0,1,1,Volts,Phasor,VPHM,Voltage Magnitude,PM,-98.6,37.5,PPA:10164,2021-08-24 16:28:47
} | MaximumArchiveDays=90 | DesiredRemainingSpace=500,10165,GPA_SPBRC_440_PM_02-PA2:VH,,357,8736f6c7-ad41-4b43-b4f6-e684e0d4ad20,SPBRC_440_PM_02,Spbrc_440_Pm_02,60,1,companyAcronym= | protocolName=IEEE C37.118.2-2011 | vendorAcronym= | vendorDeviceName= | interconnectionName=,,,,10,STTP,Streaming Telemetry Transport Protocol,4,2,LTSPOES_1_FV_B,V,+,0,SPBRC_440_PM_02-PA2,0.0,1.0,Spbrc_440_Pm_02 LTSPOES_1_FV_B + Voltage Phase Angle,0,1,1,Degrees,Phasor,VPHA,Voltage Phase Angle,PA,-98.6,37.5,PPA:10165,2021-08-24 16:28:47
} | MaximumArchiveDays=90 | DesiredRemainingSpace=500,10166,GPA_SPBRC_440_PM_02-PM3:V,,357,8736f6c7-ad41-4b43-b4f6-e684e0d4ad20,SPBRC_440_PM_02,Spbrc_440_Pm_02,60,1,companyAcronym= | protocolName=IEEE C37.118.2-2011 | vendorAcronym= | vendorDeviceName= | interconnectionName=,,,,10,STTP,Streaming Telemetry Transport Protocol,3,3,LTSPOES_1_FV_C,V,+,0,SPBRC_440_PM_02-PM3,0.0,1.0,Spbrc_440_Pm_02 LTSPOES_1_FV_C + Voltage Magnitude,0,1,1,Volts,Phasor,VPHM,Voltage Magnitude,PM,-98.6,37.5,PPA:10166,2021-08-24 16:28:47
} | MaximumArchiveDays=90 | DesiredRemainingSpace=500,10167,GPA_SPBRC_440_PM_02-PA3:VH,,357,8736f6c7-ad41-4b43-b4f6-e684e0d4ad20,SPBRC_440_PM_02,Spbrc_440_Pm_02,60,1,companyAcronym= | protocolName=IEEE C37.118.2-2011 | vendorAcronym= | vendorDeviceName= | interconnectionName=,,,,10,STTP,Streaming Telemetry Transport Protocol,4,3,LTSPOES_1_FV_C,V,+,0,SPBRC_440_PM_02-PA3,0.0,1.0,Spbrc_440_Pm_02 LTSPOES_1_FV_C + Voltage Phase Angle,0,1,1,Degrees,Phasor,VPHA,Voltage Phase Angle,PA,-98.6,37.5,PPA:10167,2021-08-24 16:28:47
} | MaximumArchiveDays=90 | DesiredRemainingSpace=500,10168,GPA_SPBRC_440_PM_02-PM4:I,,357,8736f6c7-ad41-4b43-b4f6-e684e0d4ad20,SPBRC_440_PM_02,Spbrc_440_Pm_02,60,1,companyAcronym= | protocolName=IEEE C37.118.2-2011 | vendorAcronym= | vendorDeviceName= | interconnectionName=,,,,10,STTP,Streaming Telemetry Transport Protocol,1,4,LTSPOES_1_FA_A,I,+,0,SPBRC_440_PM_02-PM4,0.0,1.0,Spbrc_440_Pm_02 LTSPOES_1_FA_A + Current Magnitude,0,1,1,Amps,Phasor,IPHM,Current Magnitude,PM,-98.6,37.5,PPA:10168,2021-08-24 16:28:47
} | MaximumArchiveDays=90 | DesiredRemainingSpace=500,10169,GPA_SPBRC_440_PM_02-PA4:IH,,357,8736f6c7-ad41-4b43-b4f6-e684e0d4ad20,SPBRC_440_PM_02,Spbrc_440_Pm_02,60,1,companyAcronym= | protocolName=IEEE C37.118.2-2011 | vendorAcronym= | vendorDeviceName= | interconnectionName=,,,,10,STTP,Streaming Telemetry Transport Protocol,2,4,LTSPOES_1_FA_A,I,+,0,SPBRC_440_PM_02-PA4,0.0,1.0,Spbrc_440_Pm_02 LTSPOES_1_FA_A + Current Phase Angle,0,1,1,Degrees,Phasor,IPHA,Current Phase Angle,PA,-98.6,37.5,PPA:10169,2021-08-24 16:28:47
} | MaximumArchiveDays=90 | DesiredRemainingSpace=500,10170,GPA_SPBRC_440_PM_02-PM5:I,,357,8736f6c7-ad41-4b43-b4f6-e684e0d4ad20,SPBRC_440_PM_02,Spbrc_440_Pm_02,60,1,companyAcronym= | protocolName=IEEE C37.118.2-2011 | vendorAcronym= | vendorDeviceName= | interconnectionName=,,,,10,STTP,Streaming Telemetry Transport Protocol,1,5,LTSPOES_1_FA_B,I,+,0,SPBRC_440_PM_02-PM5,0.0,1.0,Spbrc_440_Pm_02 LTSPOES_1_FA_B + Current Magnitude,0,1,1,Amps,Phasor,IPHM,Current Magnitude,PM,-98.6,37.5,PPA:10170,2021-08-24 16:28:47
} | MaximumArchiveDays=90 | DesiredRemainingSpace=500,10171,GPA_SPBRC_440_PM_02-PA5:IH,,357,8736f6c7-ad41-4b43-b4f6-e684e0d4ad20,SPBRC_440_PM_02,Spbrc_440_Pm_02,60,1,companyAcronym= | protocolName=IEEE C37.118.2-2011 | vendorAcronym= | vendorDeviceName= | interconnectionName=,,,,10,STTP,Streaming Telemetry Transport Protocol,2,5,LTSPOES_1_FA_B,I,+,0,SPBRC_440_PM_02-PA5,0.0,1.0,Spbrc_440_Pm_02 LTSPOES_1_FA_B + Current Phase Angle,0,1,1,Degrees,Phasor,IPHA,Current Phase Angle,PA,-98.6,37.5,PPA:10171,2021-08-24 16:28:47
} | MaximumArchiveDays=90 | DesiredRemainingSpace=500,10172,GPA_SPBRC_440_PM_02-PM6:I,,357,8736f6c7-ad41-4b43-b4f6-e684e0d4ad20,SPBRC_440_PM_02,Spbrc_440_Pm_02,60,1,companyAcronym= | protocolName=IEEE C37.118.2-2011 | vendorAcronym= | vendorDeviceName= | interconnectionName=,,,,10,STTP,Streaming Telemetry Transport Protocol,1,6,LTSPOES_1_FA_C,I,+,0,SPBRC_440_PM_02-PM6,0.0,1.0,Spbrc_440_Pm_02 LTSPOES_1_FA_C + Current Magnitude,0,1,1,Amps,Phasor,IPHM,Current Magnitude,PM,-98.6,37.5,PPA:10172,2021-08-24 16:28:47
} | MaximumArchiveDays=90 | DesiredRemainingSpace=500,10173,GPA_SPBRC_440_PM_02-PA6:IH,,357,8736f6c7-ad41-4b43-b4f6-e684e0d4ad20,SPBRC_440_PM_02,Spbrc_440_Pm_02,60,1,companyAcronym= | protocolName=IEEE C37.118.2-2011 | vendorAcronym= | vendorDeviceName= | interconnectionName=,,,,10,STTP,Streaming Telemetry Transport Protocol,2,6,LTSPOES_1_FA_C,I,+,0,SPBRC_440_PM_02-PA6,0.0,1.0,Spbrc_440_Pm_02 LTSPOES_1_FA_C + Current Phase Angle,0,1,1,Degrees,Phasor,IPHA,Current Phase Angle,PA,-98.6,37.5,PPA:10173,2021-08-24 16:28:47
} | MaximumArchiveDays=90 | DesiredRemainingSpace=500,10174,GPA_SPBRC_440_PM_02-PM7:V,,357,8736f6c7-ad41-4b43-b4f6-e684e0d4ad20,SPBRC_440_PM_02,Spbrc_440_Pm_02,60,1,companyAcronym= | protocolName=IEEE C37.118.2-2011 | vendorAcronym= | vendorDeviceName= | interconnectionName=,,,,10,STTP,Streaming Telemetry Transport Protocol,3,7,LTSPOES_1_FV_P,V,+,0,SPBRC_440_PM_02-PM7,0.0,1.0,Spbrc_440_Pm_02 LTSPOES_1_FV_P + Voltage Magnitude,0,1,1,Volts,Phasor,VPHM,Voltage Magnitude,PM,-98.6,37.5,PPA:10174,2021-08-24 16:28:47
} | MaximumArchiveDays=90 | DesiredRemainingSpace=500,10175,GPA_SPBRC_440_PM_02-PA7:VH,,357,8736f6c7-ad41-4b43-b4f6-e684e0d4ad20,SPBRC_440_PM_02,Spbrc_440_Pm_02,60,1,companyAcronym= | protocolName=IEEE C37.118.2-2011 | vendorAcronym= | vendorDeviceName= | interconnectionName=,,,,10,STTP,Streaming Telemetry Transport Protocol,4,7,LTSPOES_1_FV_P,V,+,0,SPBRC_440_PM_02-PA7,0.0,1.0,Spbrc_440_Pm_02 LTSPOES_1_FV_P + Voltage Phase Angle,0,1,1,Degrees,Phasor,VPHA,Voltage Phase Angle,PA,-98.6,37.5,PPA:10175,2021-08-24 16:28:47
} | MaximumArchiveDays=90 | DesiredRemainingSpace=500,10176,GPA_SPBRC_440_PM_02-PM8:I,,357,8736f6c7-ad41-4b43-b4f6-e684e0d4ad20,SPBRC_440_PM_02,Spbrc_440_Pm_02,60,1,companyAcronym= | protocolName=IEEE C37.118.2-2011 | vendorAcronym= | vendorDeviceName= | interconnectionName=,,,,10,STTP,Streaming Telemetry Transport Protocol,1,8,LTSPOES_1_FA_P,I,+,0,SPBRC_440_PM_02-PM8,0.0,1.0,Spbrc_440_Pm_02 LTSPOES_1_FA_P + Current Magnitude,0,1,1,Amps,Phasor,IPHM,Current Magnitude,PM,-98.6,37.5,PPA:10176,2021-08-24 16:28:47
} | MaximumArchiveDays=90 | DesiredRemainingSpace=500,10177,GPA_SPBRC_440_PM_02-PA8:IH,,357,8736f6c7-ad41-4b43-b4f6-e684e0d4ad20,SPBRC_440_PM_02,Spbrc_440_Pm_02,60,1,companyAcronym= | protocolName=IEEE C37.118.2-2011 | vendorAcronym= | vendorDeviceName= | interconnectionName=,,,,10,STTP,Streaming Telemetry Transport Protocol,2,8,LTSPOES_1_FA_P,I,+,0,SPBRC_440_PM_02-PA8,0.0,1.0,Spbrc_440_Pm_02 LTSPOES_1_FA_P + Current Phase Angle,0,1,1,Degrees,Phasor,IPHA,Current Phase Angle,PA,-98.6,37.5,PPA:10177,2021-08-24 16:28:47
} | MaximumArchiveDays=90 | DesiredRemainingSpace=500,10178,GPA_SPBRC_440_PM_03:F,,358,8736f6c7-ad41-4b43-b4f6-e684e0d4ad20,SPBRC_440_PM_03,Spbrc_440_Pm_03,60,1,companyAcronym= | protocolName=IEEE C37.118.2-2011 | vendorAcronym= | vendorDeviceName= | interconnectionName=,,,,10,STTP,Streaming Telemetry Transport Protocol,5,,,,,,SPBRC_440_PM_03-FQ,0.0,1.0,Spbrc_440_Pm_03 Frequency,0,1,1,Hz,PMU,FREQ,Frequency,FQ,-98.6,37.5,PPA:10178,2021-08-24 16:28:47
} | MaximumArchiveDays=90 | DesiredRemainingSpace=500,10179,GPA_SPBRC_440_PM_03:DF,,358,8736f6c7-ad41-4b43-b4f6-e684e0d4ad20,SPBRC_440_PM_03,Spbrc_440_Pm_03,60,1,companyAcronym= | protocolName=IEEE C37.118.2-2011 | vendorAcronym= | vendorDeviceName= | interconnectionName=,,,,10,STTP,Streaming Telemetry Transport Protocol,6,,,,,,SPBRC_440_PM_03-DF,0.0,1.0,Spbrc_440_Pm_03 Frequency Delta (dF/dt),0,1,1,,PMU,DFDT,Frequency Delta (dF/dt),DF,-98.6,37.5,PPA:10179,2021-08-24 16:28:47
} | MaximumArchiveDays=90 | DesiredRemainingSpace=500,10180,GPA_SPBRC_440_PM_03:S,,358,8736f6c7-ad41-4b43-b4f6-e684e0d4ad20,SPBRC_440_PM_03,Spbrc_440_Pm_03,60,1,companyAcronym= | protocolName=IEEE C37.118.2-2011 | vendorAcronym= | vendorDeviceName= | interconnectionName=,,,,10,STTP,Streaming Telemetry Transport Protocol,8,,,,,,SPBRC_440_PM_03-SF,0.0,1.0,Spbrc_440_Pm_03 Status Flags,0,1,1,,PMU,FLAG,Status Flags,SF,-98.6,37.5,PPA:10180,2021-08-24 16:28:47
} | MaximumArchiveDays=90 | DesiredRemainingSpace=500,10181,GPA_SPBRC_440_PM_03-PM1:V,,358,8736f6c7-ad41-4b43-b4f6-e684e0d4ad20,SPBRC_440_PM_03,Spbrc_440_Pm_03,60,1,companyAcronym= | protocolName=IEEE C37.118.2-2011 | vendorAcronym= | vendorDeviceName= | interconnectionName=,,,,10,STTP,Streaming Telemetry Transport Protocol,3,1,BA1_FV_B,V,+,0,SPBRC_440_PM_03-PM1,0.0,1.0,Spbrc_440_Pm_03 BA1_FV_B + Voltage Magnitude,0,1,1,Volts,Phasor,VPHM,Voltage Magnitude,PM,-98.6,37.5,PPA:10181,2021-08-24 16:28:47
} | MaximumArchiveDays=90 | DesiredRemainingSpace=500,10182,GPA_SPBRC_440_PM_03-PA1:VH,,358,8736f6c7-ad41-4b43-b4f6-e684e0d4ad20,SPBRC_440_PM_03,Spbrc_440_Pm_03,60,1,companyAcronym= | protocolName=IEEE C37.118.2-2011 | vendorAcronym= | vendorDeviceName= | interconnectionName=,,,,10,STTP,Streaming Telemetry Transport Protocol,4,1,BA1_FV_B,V,+,0,SPBRC_440_PM_03-PA1,0.0,1.0,Spbrc_440_Pm_03 BA1_FV_B + Voltage Phase Angle,0,1,1,Degrees,Phasor,VPHA,Voltage Phase Angle,PA,-98.6,37.5,PPA:10182,2021-08-24 16:28:47
} | MaximumArchiveDays=90 | DesiredRemainingSpace=500,10183,GPA_SPBRC_440_PM_04:F,,359,8736f6c7-ad41-4b43-b4f6-e684e0d4ad20,SPBRC_440_PM_04,Spbrc_440_Pm_04,60,1,companyAcronym= | protocolName=IEEE C37.118.2-2011 | vendorAcronym= | vendorDeviceName= | interconnectionName=,,,,10,STTP,Streaming Telemetry Transport Protocol,5,,,,,,SPBRC_440_PM_04-FQ,0.0,1.0,Spbrc_440_Pm_04 Frequency,0,1,1,Hz,PMU,FREQ,Frequency,FQ,-98.6,37.5,PPA:10183,2021-08-24 16:28:47
} | MaximumArchiveDays=90 | DesiredRemainingSpace=500,10184,GPA_SPBRC_440_PM_04:DF,,359,8736f6c7-ad41-4b43-b4f6-e684e0d4ad20,SPBRC_440_PM_04,Spbrc_440_Pm_04,60,1,companyAcronym= | protocolName=IEEE C37.118.2-2011 | vendorAcronym= | vendorDeviceName= | interconnectionName=,,,,10,STTP,Streaming Telemetry Transport Protocol,6,,,,,,SPBRC_440_PM_04-DF,0.0,1.0,Spbrc_440_Pm_04 Frequency Delta (dF/dt),0,1,1,,PMU,DFDT,Frequency Delta (dF/dt),DF,-98.6,37.5,PPA:10184,2021-08-24 16:28:47
} | MaximumArchiveDays=90 | DesiredRemainingSpace=500,10185,GPA_SPBRC_440_PM_04:S,,359,8736f6c7-ad41-4b43-b4f6-e684e0d4ad20,SPBRC_440_PM_04,Spbrc_440_Pm_04,60,1,companyAcronym= | protocolName=IEEE C37.118.2-2011 | vendorAcronym= | vendorDeviceName= | interconnectionName=,,,,10,STTP,Streaming Telemetry Transport Protocol,8,,,,,,SPBRC_440_PM_04-SF,0.0,1.0,Spbrc_440_Pm_04 Status Flags,0,1,1,,PMU,FLAG,Status Flags,SF,-98.6,37.5,PPA:10185,2021-08-24 16:28:47
} | MaximumArchiveDays=90 | DesiredRemainingSpace=500,10186,GPA_SPBRC_440_PM_04-PM1:V,,359,8736f6c7-ad41-4b43-b4f6-e684e0d4ad20,SPBRC_440_PM_04,Spbrc_440_Pm_04,60,1,companyAcronym= | protocolName=IEEE C37.118.2-2011 | vendorAcronym= | vendorDeviceName= | interconnectionName=,,,,10,STTP,Streaming Telemetry Transport Protocol,3,1,BA2_FV_B,V,+,0,SPBRC_440_PM_04-PM1,0.0,1.0,Spbrc_440_Pm_04 BA2_FV_B + Voltage Magnitude,0,1,1,Volts,Phasor,VPHM,Voltage Magnitude,PM,-98.6,37.5,PPA:10186,2021-08-24 16:28:47
} | MaximumArchiveDays=90 | DesiredRemainingSpace=500,10187,GPA_SPBRC_440_PM_04-PA1:VH,,359,8736f6c7-ad41-4b43-b4f6-e684e0d4ad20,SPBRC_440_PM_04,Spbrc_440_Pm_04,60,1,companyAcronym= | protocolName=IEEE C37.118.2-2011 | vendorAcronym= | vendorDeviceName= | interconnectionName=,,,,10,STTP,Streaming Telemetry Transport Protocol,4,1,BA2_FV_B,V,+,0,SPBRC_440_PM_04-PA1,0.0,1.0,Spbrc_440_Pm_04 BA2_FV_B + Voltage Phase Angle,0,1,1,Degrees,Phasor,VPHA,Voltage Phase Angle,PA,-98.6,37.5,PPA:10187,2021-08-24 16:28:47
} | MaximumArchiveDays=90 | DesiredRemainingSpace=500,10188,GPA_SPAGV_440_PM_02:F,,360,8736f6c7-ad41-4b43-b4f6-e684e0d4ad20,SPAGV_440_PM_02,Spagv_440_Pm_02,60,1,companyAcronym= | protocolName=IEEE C37.118.2-2011 | vendorAcronym= | vendorDeviceName= | interconnectionName=,,,,10,STTP,Streaming Telemetry Transport Protocol,5,,,,,,SPAGV_440_PM_02-FQ,0.0,1.0,Spagv_440_Pm_02 Frequency,0,1,1,Hz,PMU,FREQ,Frequency,FQ,-98.6,37.5,PPA:10188,2021-08-24 16:28:47
} | MaximumArchiveDays=90 | DesiredRemainingSpace=500,10189,GPA_SPAGV_440_PM_02:DF,,360,8736f6c7-ad41-4b43-b4f6-e684e0d4ad20,SPAGV_440_PM_02,Spagv_440_Pm_02,60,1,companyAcronym= | protocolName=IEEE C37.118.2-2011 | vendorAcronym= | vendorDeviceName= | interconnectionName=,,,,10,STTP,Streaming Telemetry Transport Protocol,6,,,,,,SPAGV_440_PM_02-DF,0.0,1.0,Spagv_440_Pm_02 Frequency Delta (dF/dt),0,1,1,,PMU,DFDT,Frequency Delta (dF/dt),DF,-98.6,37.5,PPA:10189,2021-08-24 16:28:47
} | MaximumArchiveDays=90 | DesiredRemainingSpace=500,10190,GPA_SPAGV_440_PM_02:S,,360,8736f6c7-ad41-4b43-b4f6-e684e0d4ad20,SPAGV_440_PM_02,Spagv_440_Pm_02,60,1,companyAcronym= | protocolName=IEEE C37.118.2-2011 | vendorAcronym= | vendorDeviceName= | interconnectionName=,,,,10,STTP,Streaming Telemetry Transport Protocol,8,,,,,,SPAGV_440_PM_02-SF,0.0,1.0,Spagv_440_Pm_02 Status Flags,0,1,1,,PMU,FLAG,Status Flags,SF,-98.6,37.5,PPA:10190,2021-08-24 16:28:47
} | MaximumArchiveDays=90 | DesiredRemainingSpace=500,10191,GPA_SPAGV_440_PM_02-PM1:V,,360,8736f6c7-ad41-4b43-b4f6-e684e0d4ad20,SPAGV_440_PM_02,Spagv_440_Pm_02,60,1,companyAcronym= | protocolName=IEEE C37.118.2-2011 | vendorAcronym= | vendorDeviceName= | interconnectionName=,,,,10,STTP,Streaming Telemetry Transport Protocol,3,1,LTSPILS_1_FV_A,V,+,0,SPAGV_440_PM_02-PM1,0.0,1.0,Spagv_440_Pm_02 LTSPILS_1_FV_A + Voltage Magnitude,0,1,1,Volts,Phasor,VPHM,Voltage Magnitude,PM,-98.6,37.5,PPA:10191,2021-08-24 16:28:47
} | MaximumArchiveDays=90 | DesiredRemainingSpace=500,10192,GPA_SPAGV_440_PM_02-PA1:VH,,360,8736f6c7-ad41-4b43-b4f6-e684e0d4ad20,SPAGV_440_PM_02,Spagv_440_Pm_02,60,1,companyAcronym= | protocolName=IEEE C37.118.2-2011 | vendorAcronym= | vendorDeviceName= | interconnectionName=,,,,10,STTP,Streaming Telemetry Transport Protocol,4,1,LTSPILS_1_FV_A,V,+,0,SPAGV_440_PM_02-PA1,0.0,1.0,Spagv_440_Pm_02 LTSPILS_1_FV_A + Voltage Phase Angle,0,1,1,Degrees,Phasor,VPHA,Voltage Phase Angle,PA,-98.6,37.5,PPA:10192,2021-08-24 16:28:47
} | MaximumArchiveDays=90 | DesiredRemainingSpace=500,10193,GPA_SPAGV_440_PM_02-PM2:V,,360,8736f6c7-ad41-4b43-b4f6-e684e0d4ad20,SPAGV_440_PM_02,Spagv_440_Pm_02,60,1,companyAcronym= | protocolName=IEEE C37.118.2-2011 | vendorAcronym= | vendorDeviceName= | interconnectionName=,,,,10,STTP,Streaming Telemetry Transport Protocol,3,2,LTSPILS_1_FV_B,V,+,0,SPAGV_440_PM_02-PM2,0.0,1.0,Spagv_440_Pm_02 LTSPILS_1_FV_B + Voltage Magnitude,0,1,1,Volts,Phasor,VPHM,Voltage Magnitude,PM,-98.6,37.5,PPA:10193,2021-08-24 16:28:47
} | MaximumArchiveDays=90 | DesiredRemainingSpace=500,10194,GPA_SPAGV_440_PM_02-PA2:VH,,360,8736f6c7-ad41-4b43-b4f6-e684e0d4ad20,SPAGV_440_PM_02,Spagv_440_Pm_02,60,1,companyAcronym= | protocolName=IEEE C37.118.2-2011 | vendorAcronym= | vendorDeviceName= | interconnectionName=,,,,10,STTP,Streaming Telemetry Transport Protocol,4,2,LTSPILS_1_FV_B,V,+,0,SPAGV_440_PM_02-PA2,0.0,1.0,Spagv_440_Pm_02 LTSPILS_1_FV_B + Voltage Phase Angle,0,1,1,Degrees,Phasor,VPHA,Voltage Phase Angle,PA,-98.6,37.5,PPA:10194,2021-08-24 16:28:47
} | MaximumArchiveDays=90 | DesiredRemainingSpace=500,10195,GPA_SPAGV_440_PM_02-PM3:V,,360,8736f6c7-ad41-4b43-b4f6-e684e0d4ad20,SPAGV_440_PM_02,Spagv_440_Pm_02,60,1,companyAcronym= | protocolName=IEEE C37.118.2-2011 | vendorAcronym= | vendorDeviceName= | interconnectionName=,,,,10,STTP,Streaming Telemetry Transport Protocol,3,3,LTSPILS_1_FV_C,V,+,0,SPAGV_440_PM_02-PM3,0.0,1.0,Spagv_440_Pm_02 LTSPILS_1_FV_C + Voltage Magnitude,0,1,1,Volts,Phasor,VPHM,Voltage Magnitude,PM,-98.6,37.5,PPA:10195,2021-08-24 16:28:47
} | MaximumArchiveDays=90 | DesiredRemainingSpace=500,10196,GPA_SPAGV_440_PM_02-PA3:VH,,360,8736f6c7-ad41-4b43-b4f6-e684e0d4ad20,SPAGV_440_PM_02,Spagv_440_Pm_02,60,1,companyAcronym= | protocolName=IEEE C37.118.2-2011 | vendorAcronym= | vendorDeviceName= | interconnectionName=,,,,10,STTP,Streaming Telemetry Transport Protocol,4,3,LTSPILS_1_FV_C,V,+,0,SPAGV_440_PM_02-PA3,0.0,1.0,Spagv_440_Pm_02 LTSPILS_1_FV_C + Voltage Phase Angle,0,1,1,Degrees,Phasor,VPHA,Voltage Phase Angle,PA,-98.6,37.5,PPA:10196,2021-08-24 16:28:47
} | MaximumArchiveDays=90 | DesiredRemainingSpace=500,10197,GPA_SPAGV_440_PM_02-PM4:I,,360,8736f6c7-ad41-4b43-b4f6-e684e0d4ad20,SPAGV_440_PM_02,Spagv_440_Pm_02,60,1,companyAcronym= | protocolName=IEEE C37.118.2-2011 | vendorAcronym= | vendorDeviceName= | interconnectionName=,,,,10,STTP,Streaming Telemetry Transport Protocol,1,4,LTSPILS_1_FA_A,I,+,0,SPAGV_440_PM_02-PM4,0.0,1.0,Spagv_440_Pm_02 LTSPILS_1_FA_A + Current Magnitude,0,1,1,Amps,Phasor,IPHM,Current Magnitude,PM,-98.6,37.5,PPA:10197,2021-08-24 16:28:47
} | MaximumArchiveDays=90 | DesiredRemainingSpace=500,10198,GPA_SPAGV_440_PM_02-PA4:IH,,360,8736f6c7-ad41-4b43-b4f6-e684e0d4ad20,SPAGV_440_PM_02,Spagv_440_Pm_02,60,1,companyAcronym= | protocolName=IEEE C37.118.2-2011 | vendorAcronym= | vendorDeviceName= | interconnectionName=,,,,10,STTP,Streaming Telemetry Transport Protocol,2,4,LTSPILS_1_FA_A,I,+,0,SPAGV_440_PM_02-PA4,0.0,1.0,Spagv_440_Pm_02 LTSPILS_1_FA_A + Current Phase Angle,0,1,1,Degrees,Phasor,IPHA,Current Phase Angle,PA,-98.6,37.5,PPA:10198,2021-08-24 16:28:47
} | MaximumArchiveDays=90 | DesiredRemainingSpace=500,10199,GPA_SPAGV_440_PM_02-PM5:I,,360,8736f6c7-ad41-4b43-b4f6-e684e0d4ad20,SPAGV_440_PM_02,Spagv_440_Pm_02,60,1,companyAcronym= | protocolName=IEEE C37.118.2-2011 | vendorAcronym= | vendorDeviceName= | interconnectionName=,,,,10,STTP,Streaming Telemetry Transport Protocol,1,5,LTSPILS_1_FA_B,I,+,0,SPAGV_440_PM_02-PM5,0.0,1.0,Spagv_440_Pm_02 LTSPILS_1_FA_B + Current Magnitude,0,1,1,Amps,Phasor,IPHM,Current Magnitude,PM,-98.6,37.5,PPA:10199,2021-08-24 16:28:47
} | MaximumArchiveDays=90 | DesiredRemainingSpace=500,10200,GPA_SPAGV_440_PM_02-PA5:IH,,360,8736f6c7-ad41-4b43-b4f6-e684e0d4ad20,SPAGV_440_PM_02,Spagv_440_Pm_02,60,1,companyAcronym= | protocolName=IEEE C37.118.2-2011 | vendorAcronym= | vendorDeviceName= | interconnectionName=,,,,10,STTP,Streaming Telemetry Transport Protocol,2,5,LTSPILS_1_FA_B,I,+,0,SPAGV_440_PM_02-PA5,0.0,1.0,Spagv_440_Pm_02 LTSPILS_1_FA_B + Current Phase Angle,0,1,1,Degrees,Phasor,IPHA,Current Phase Angle,PA,-98.6,37.5,PPA:10200,2021-08-24 16:28:47
} | MaximumArchiveDays=90 | DesiredRemainingSpace=500,10201,GPA_SPAGV_440_PM_02-PM6:I,,360,8736f6c7-ad41-4b43-b4f6-e684e0d4ad20,SPAGV_440_PM_02,Spagv_440_Pm_02,60,1,companyAcronym= | protocolName=IEEE C37.118.2-2011 | vendorAcronym= | vendorDeviceName= | interconnectionName=,,,,10,STTP,Streaming Telemetry Transport Protocol,1,6,LTSPILS_1_FA_C,I,+,0,SPAGV_440_PM_02-PM6,0.0,1.0,Spagv_440_Pm_02 LTSPILS_1_FA_C + Current Magnitude,0,1,1,Amps,Phasor,IPHM,Current Magnitude,PM,-98.6,37.5,PPA:10201,2021-08-24 16:28:47
} | MaximumArchiveDays=90 | DesiredRemainingSpace=500,10202,GPA_SPAGV_440_PM_02-PA6:IH,,360,8736f6c7-ad41-4b43-b4f6-e684e0d4ad20,SPAGV_440_PM_02,Spagv_440_Pm_02,60,1,companyAcronym= | protocolName=IEEE C37.118.2-2011 | vendorAcronym= | vendorDeviceName= | interconnectionName=,,,,10,STTP,Streaming Telemetry Transport Protocol,2,6,LTSPILS_1_FA_C,I,+,0,SPAGV_440_PM_02-PA6,0.0,1.0,Spagv_440_Pm_02 LTSPILS_1_FA_C + Current Phase Angle,0,1,1,Degrees,Phasor,IPHA,Current Phase Angle,PA,-98.6,37.5,PPA:10202,2021-08-24 16:28:47
} | MaximumArchiveDays=90 | DesiredRemainingSpace=500,10203,GPA_SPAGV_440_PM_02-PM7:V,,360,8736f6c7-ad41-4b43-b4f6-e684e0d4ad20,SPAGV_440_PM_02,Spagv_440_Pm_02,60,1,companyAcronym= | protocolName=IEEE C37.118.2-2011 | vendorAcronym= | vendorDeviceName= | interconnectionName=,,,,10,STTP,Streaming Telemetry Transport Protocol,3,7,LTSPILS_1_FV_P,V,+,0,SPAGV_440_PM_02-PM7,0.0,1.0,Spagv_440_Pm_02 LTSPILS_1_FV_P + Voltage Magnitude,0,1,1,Volts,Phasor,VPHM,Voltage Magnitude,PM,-98.6,37.5,PPA:10203,2021-08-24 16:28:47
} | MaximumArchiveDays=90 | DesiredRemainingSpace=500,10204,GPA_SPAGV_440_PM_02-PA7:VH,,360,8736f6c7-ad41-4b43-b4f6-e684e0d4ad20,SPAGV_440_PM_02,Spagv_440_Pm_02,60,1,companyAcronym= | protocolName=IEEE C37.118.2-2011 | vendorAcronym= | vendorDeviceName= | interconnectionName=,,,,10,STTP,Streaming Telemetry Transport Protocol,4,7,LTSPILS_1_FV_P,V,+,0,SPAGV_440_PM_02-PA7,0.0,1.0,Spagv_440_Pm_02 LTSPILS_1_FV_P + Voltage Phase Angle,0,1,1,Degrees,Phasor,VPHA,Voltage Phase Angle,PA,-98.6,37.5,PPA:10204,2021-08-24 16:28:47
} | MaximumArchiveDays=90 | DesiredRemainingSpace=500,10205,GPA_SPAGV_440_PM_02-PM8:I,,360,8736f6c7-ad41-4b43-b4f6-e684e0d4ad20,SPAGV_440_PM_02,Spagv_440_Pm_02,60,1,companyAcronym= | protocolName=IEEE C37.118.2-2011 | vendorAcronym= | vendorDeviceName= | interconnectionName=,,,,10,STTP,Streaming Telemetry Transport Protocol,1,8,LTSPILS_1_FA_P,I,+,0,SPAGV_440_PM_02-PM8,0.0,1.0,Spagv_440_Pm_02 LTSPILS_1_FA_P + Current Magnitude,0,1,1,Amps,Phasor,IPHM,Current Magnitude,PM,-98.6,37.5,PPA:10205,2021-08-24 16:28:47
} | MaximumArchiveDays=90 | DesiredRemainingSpace=500,10206,GPA_SPAGV_440_PM_02-PA8:IH,,360,8736f6c7-ad41-4b43-b4f6-e684e0d4ad20,SPAGV_440_PM_02,Spagv_440_Pm_02,60,1,companyAcronym= | protocolName=IEEE C37.118.2-2011 | vendorAcronym= | vendorDeviceName= | interconnectionName=,,,,10,STTP,Streaming Telemetry Transport Protocol,2,8,LTSPILS_1_FA_P,I,+,0,SPAGV_440_PM_02-PA8,0.0,1.0,Spagv_440_Pm_02 LTSPILS_1_FA_P + Current Phase Angle,0,1,1,Degrees,Phasor,IPHA,Current Phase Angle,PA,-98.6,37.5,PPA:10206,2021-08-24 16:28:47
} | MaximumArchiveDays=90 | DesiredRemainingSpace=500,10207,GPA_SPAGV_440_PM_03:F,,361,8736f6c7-ad41-4b43-b4f6-e684e0d4ad20,SPAGV_440_PM_03,Spagv_440_Pm_03,60,1,companyAcronym= | protocolName=IEEE C37.118.2-2011 | vendorAcronym= | vendorDeviceName= | interconnectionName=,,,,10,STTP,Streaming Telemetry Transport Protocol,5,,,,,,SPAGV_440_PM_03-FQ,0.0,1.0,Spagv_440_Pm_03 Frequency,0,1,1,Hz,PMU,FREQ,Frequency,FQ,-98.6,37.5,PPA:10207,2021-08-24 16:28:47
} | MaximumArchiveDays=90 | DesiredRemainingSpace=500,10208,GPA_SPAGV_440_PM_03:DF,,361,8736f6c7-ad41-4b43-b4f6-e684e0d4ad20,SPAGV_440_PM_03,Spagv_440_Pm_03,60,1,companyAcronym= | protocolName=IEEE C37.118.2-2011 | vendorAcronym= | vendorDeviceName= | interconnectionName=,,,,10,STTP,Streaming Telemetry Transport Protocol,6,,,,,,SPAGV_440_PM_03-DF,0.0,1.0,Spagv_440_Pm_03 Frequency Delta (dF/dt),0,1,1,,PMU,DFDT,Frequency Delta (dF/dt),DF,-98.6,37.5,PPA:10208,2021-08-24 16:28:47
} | MaximumArchiveDays=90 | DesiredRemainingSpace=500,10209,GPA_SPAGV_440_PM_03:S,,361,8736f6c7-ad41-4b43-b4f6-e684e0d4ad20,SPAGV_440_PM_03,Spagv_440_Pm_03,60,1,companyAcronym= | protocolName=IEEE C37.118.2-2011 | vendorAcronym= | vendorDeviceName= | interconnectionName=,,,,10,STTP,Streaming Telemetry Transport Protocol,8,,,,,,SPAGV_440_PM_03-SF,0.0,1.0,Spagv_440_Pm_03 Status Flags,0,1,1,,PMU,FLAG,Status Flags,SF,-98.6,37.5,PPA:10209,2021-08-24 16:28:47
} | MaximumArchiveDays=90 | DesiredRemainingSpace=500,10210,GPA_SPAGV_440_PM_03-PM1:V,,361,8736f6c7-ad41-4b43-b4f6-e684e0d4ad20,SPAGV_440_PM_03,Spagv_440_Pm_03,60,1,companyAcronym= | protocolName=IEEE C37.118.2-2011 | vendorAcronym= | vendorDeviceName= | interconnectionName=,,,,10,STTP,Streaming Telemetry Transport Protocol,3,1,LTSPARA_1_FV_A,V,+,0,SPAGV_440_PM_03-PM1,0.0,1.0,Spagv_440_Pm_03 LTSPARA_1_FV_A + Voltage Magnitude,0,1,1,Volts,Phasor,VPHM,Voltage Magnitude,PM,-98.6,37.5,PPA:10210,2021-08-24 16:28:47
} | MaximumArchiveDays=90 | DesiredRemainingSpace=500,10211,GPA_SPAGV_440_PM_03-PA1:VH,,361,8736f6c7-ad41-4b43-b4f6-e684e0d4ad20,SPAGV_440_PM_03,Spagv_440_Pm_03,60,1,companyAcronym= | protocolName=IEEE C37.118.2-2011 | vendorAcronym= | vendorDeviceName= | interconnectionName=,,,,10,STTP,Streaming Telemetry Transport Protocol,4,1,LTSPARA_1_FV_A,V,+,0,SPAGV_440_PM_03-PA1,0.0,1.0,Spagv_440_Pm_03 LTSPARA_1_FV_A + Voltage Phase Angle,0,1,1,Degrees,Phasor,VPHA,Voltage Phase Angle,PA,-98.6,37.5,PPA:10211,2021-08-24 16:28:47
} | MaximumArchiveDays=90 | DesiredRemainingSpace=500,10212,GPA_SPAGV_440_PM_03-PM2:V,,361,8736f6c7-ad41-4b43-b4f6-e684e0d4ad20,SPAGV_440_PM_03,Spagv_440_Pm_03,60,1,companyAcronym= | protocolName=IEEE C37.118.2-2011 | vendorAcronym= | vendorDeviceName= | interconnectionName=,,,,10,STTP,Streaming Telemetry Transport Protocol,3,2,LTSPARA_1_FV_B,V,+,0,SPAGV_440_PM_03-PM2,0.0,1.0,Spagv_440_Pm_03 LTSPARA_1_FV_B + Voltage Magnitude,0,1,1,Volts,Phasor,VPHM,Voltage Magnitude,PM,-98.6,37.5,PPA:10212,2021-08-24 16:28:47
} | MaximumArchiveDays=90 | DesiredRemainingSpace=500,10213,GPA_SPAGV_440_PM_03-PA2:VH,,361,8736f6c7-ad41-4b43-b4f6-e684e0d4ad20,SPAGV_440_PM_03,Spagv_440_Pm_03,60,1,companyAcronym= | protocolName=IEEE C37.118.2-2011 | vendorAcronym= | vendorDeviceName= | interconnectionName=,,,,10,STTP,Streaming Telemetry Transport Protocol,4,2,LTSPARA_1_FV_B,V,+,0,SPAGV_440_PM_03-PA2,0.0,1.0,Spagv_440_Pm_03 LTSPARA_1_FV_B + Voltage Phase Angle,0,1,1,Degrees,Phasor,VPHA,Voltage Phase Angle,PA,-98.6,37.5,PPA:10213,2021-08-24 16:28:47
} | MaximumArchiveDays=90 | DesiredRemainingSpace=500,10214,GPA_SPAGV_440_PM_03-PM3:V,,361,8736f6c7-ad41-4b43-b4f6-e684e0d4ad20,SPAGV_440_PM_03,Spagv_440_Pm_03,60,1,companyAcronym= | protocolName=IEEE C37.118.2-2011 | vendorAcronym= | vendorDeviceName= | interconnectionName=,,,,10,STTP,Streaming Telemetry Transport Protocol,3,3,LTSPARA_1_FV_C,V,+,0,SPAGV_440_PM_03-PM3,0.0,1.0,Spagv_440_Pm_03 LTSPARA_1_FV_C + Voltage Magnitude,0,1,1,Volts,Phasor,VPHM,Voltage Magnitude,PM,-98.6,37.5,PPA:10214,2021-08-24 16:28:47
} | MaximumArchiveDays=90 | DesiredRemainingSpace=500,10215,GPA_SPAGV_440_PM_03-PA3:VH,,361,8736f6c7-ad41-4b43-b4f6-e684e0d4ad20,SPAGV_440_PM_03,Spagv_440_Pm_03,60,1,companyAcronym= | protocolName=IEEE C37.118.2-2011 | vendorAcronym= | vendorDeviceName= | interconnectionName=,,,,10,STTP,Streaming Telemetry Transport Protocol,4,3,LTSPARA_1_FV_C,V,+,0,SPAGV_440_PM_03-PA3,0.0,1.0,Spagv_440_Pm_03 LTSPARA_1_FV_C + Voltage Phase Angle,0,1,1,Degrees,Phasor,VPHA,Voltage Phase Angle,PA,-98.6,37.5,PPA:10215,2021-08-24 16:28:47
} | MaximumArchiveDays=90 | DesiredRemainingSpace=500,10216,GPA_SPAGV_440_PM_03-PM4:I,,361,8736f6c7-ad41-4b43-b4f6-e684e0d4ad20,SPAGV_440_PM_03,Spagv_440_Pm_03,60,1,companyAcronym= | protocolName=IEEE C37.118.2-2011 | vendorAcronym= | vendorDeviceName= | interconnectionName=,,,,10,STTP,Streaming Telemetry Transport Protocol,1,4,LTSPARA_1_FA_A,I,+,0,SPAGV_440_PM_03-PM4,0.0,1.0,Spagv_440_Pm_03 LTSPARA_1_FA_A + Current Magnitude,0,1,1,Amps,Phasor,IPHM,Current Magnitude,PM,-98.6,37.5,PPA:10216,2021-08-24 16:28:47
} | MaximumArchiveDays=90 | DesiredRemainingSpace=500,10217,GPA_SPAGV_440_PM_03-PA4:IH,,361,8736f6c7-ad41-4b43-b4f6-e684e0d4ad20,SPAGV_440_PM_03,Spagv_440_Pm_03,60,1,companyAcronym= | protocolName=IEEE C37.118.2-2011 | vendorAcronym= | vendorDeviceName= | interconnectionName=,,,,10,STTP,Streaming Telemetry Transport Protocol,2,4,LTSPARA_1_FA_A,I,+,0,SPAGV_440_PM_03-PA4,0.0,1.0,Spagv_440_Pm_03 LTSPARA_1_FA_A + Current Phase Angle,0,1,1,Degrees,Phasor,IPHA,Current Phase Angle,PA,-98.6,37.5,PPA:10217,2021-08-24 16:28:47
} | MaximumArchiveDays=90 | DesiredRemainingSpace=500,10218,GPA_SPAGV_440_PM_03-PM5:I,,361,8736f6c7-ad41-4b43-b4f6-e684e0d4ad20,SPAGV_440_PM_03,Spagv_440_Pm_03,60,1,companyAcronym= | protocolName=IEEE C37.118.2-2011 | vendorAcronym= | vendorDeviceName= | interconnectionName=,,,,10,STTP,Streaming Telemetry Transport Protocol,1,5,LTSPARA_1_FA_B,I,+,0,SPAGV_440_PM_03-PM5,0.0,1.0,Spagv_440_Pm_03 LTSPARA_1_FA_B + Current Magnitude,0,1,1,Amps,Phasor,IPHM,Current Magnitude,PM,-98.6,37.5,PPA:10218,2021-08-24 16:28:47
} | MaximumArchiveDays=90 | DesiredRemainingSpace=500,10219,GPA_SPAGV_440_PM_03-PA5:IH,,361,8736f6c7-ad41-4b43-b4f6-e684e0d4ad20,SPAGV_440_PM_03,Spagv_440_Pm_03,60,1,companyAcronym= | protocolName=IEEE C37.118.2-2011 | vendorAcronym= | vendorDeviceName= | interconnectionName=,,,,10,STTP,Streaming Telemetry Transport Protocol,2,5,LTSPARA_1_FA_B,I,+,0,SPAGV_440_PM_03-PA5,0.0,1.0,Spagv_440_Pm_03 LTSPARA_1_FA_B + Current Phase Angle,0,1,1,Degrees,Phasor,IPHA,Current Phase Angle,PA,-98.6,37.5,PPA:10219,2021-08-24 16:28:47
} | MaximumArchiveDays=90 | DesiredRemainingSpace=500,10220,GPA_SPAGV_440_PM_03-PM6:I,,361,8736f6c7-ad41-4b43-b4f6-e684e0d4ad20,SPAGV_440_PM_03,Spagv_440_Pm_03,60,1,companyAcronym= | protocolName=IEEE C37.118.2-2011 | vendorAcronym= | vendorDeviceName= | interconnectionName=,,,,10,STTP,Streaming Telemetry Transport Protocol,1,6,LTSPARA_1_FA_C,I,+,0,SPAGV_440_PM_03-PM6,0.0,1.0,Spagv_440_Pm_03 LTSPARA_1_FA_C + Current Magnitude,0,1,1,Amps,Phasor,IPHM,Current Magnitude,PM,-98.6,37.5,PPA:10220,2021-08-24 16:28:47
} | MaximumArchiveDays=90 | DesiredRemainingSpace=500,10221,GPA_SPAGV_440_PM_03-PA6:IH,,361,8736f6c7-ad41-4b43-b4f6-e684e0d4ad20,SPAGV_440_PM_03,Spagv_440_Pm_03,60,1,companyAcronym= | protocolName=IEEE C37.118.2-2011 | vendorAcronym= | vendorDeviceName= | interconnectionName=,,,,10,STTP,Streaming Telemetry Transport Protocol,2,6,LTSPARA_1_FA_C,I,+,0,SPAGV_440_PM_03-PA6,0.0,1.0,Spagv_440_Pm_03 LTSPARA_1_FA_C + Current Phase Angle,0,1,1,Degrees,Phasor,IPHA,Current Phase Angle,PA,-98.6,37.5,PPA:10221,2021-08-24 16:28:47
} | MaximumArchiveDays=90 | DesiredRemainingSpace=500,10222,GPA_SPAGV_440_PM_03-PM7:V,,361,8736f6c7-ad41-4b43-b4f6-e684e0d4ad20,SPAGV_440_PM_03,Spagv_440_Pm_03,60,1,companyAcronym= | protocolName=IEEE C37.118.2-2011 | vendorAcronym= | vendorDeviceName= | interconnectionName=,,,,10,STTP,Streaming Telemetry Transport Protocol,3,7,LTSPARA_1_FV_P,V,+,0,SPAGV_440_PM_03-PM7,0.0,1.0,Spagv_440_Pm_03 LTSPARA_1_FV_P + Voltage Magnitude,0,1,1,Volts,Phasor,VPHM,Voltage Magnitude,PM,-98.6,37.5,PPA:10222,2021-08-24 16:28:47
} | MaximumArchiveDays=90 | DesiredRemainingSpace=500,10223,GPA_SPAGV_440_PM_03-PA7:VH,,361,8736f6c7-ad41-4b43-b4f6-e684e0d4ad20,SPAGV_440_PM_03,Spagv_440_Pm_03,60,1,companyAcronym= | protocolName=IEEE C37.118.2-2011 | vendorAcronym= | vendorDeviceName= | interconnectionName=,,,,10,STTP,Streaming Telemetry Transport Protocol,4,7,LTSPARA_1_FV_P,V,+,0,SPAGV_440_PM_03-PA7,0.0,1.0,Spagv_440_Pm_03 LTSPARA_1_FV_P + Voltage Phase Angle,0,1,1,Degrees,Phasor,VPHA,Voltage Phase Angle,PA,-98.6,37.5,PPA:10223,2021-08-24 16:28:47
} | MaximumArchiveDays=90 | DesiredRemainingSpace=500,10224,GPA_SPAGV_440_PM_03-PM8:V,,361,8736f6c7-ad41-4b43-b4f6-e684e0d4ad20,SPAGV_440_PM_03,Spagv_440_Pm_03,60,1,companyAcronym= | protocolName=IEEE C37.118.2-2011 | vendorAcronym= | vendorDeviceName= | interconnectionName=,,,,10,STTP,Streaming Telemetry Transport Protocol,3,8,LTSPARA_1_FA_P,V,+,0,SPAGV_440_PM_03-PM8,0.0,1.0,Spagv_440_Pm_03 LTSPARA_1_FA_P + Voltage Magnitude,0,1,1,Volts,Phasor,VPHM,Voltage Magnitude,PM,-98.6,37.5,PPA:10224,2021-08-24 16:28:47
} | MaximumArchiveDays=90 | DesiredRemainingSpace=500,10225,GPA_SPAGV_440_PM_03-PA8:VH,,361,8736f6c7-ad41-4b43-b4f6-e684e0d4ad20,SPAGV_440_PM_03,Spagv_440_Pm_03,60,1,companyAcronym= | protocolName=IEEE C37.118.2-2011 | vendorAcronym= | vendorDeviceName= | interconnectionName=,,,,10,STTP,Streaming Telemetry Transport Protocol,4,8,LTSPARA_1_FA_P,V,+,0,SPAGV_440_PM_03-PA8,0.0,1.0,Spagv_440_Pm_03 LTSPARA_1_FA_P + Voltage Phase Angle,0,1,1,Degrees,Phasor,VPHA,Voltage Phase Angle,PA,-98.6,37.5,PPA:10225,2021-08-24 16:28:47
} | MaximumArchiveDays=90 | DesiredRemainingSpace=500,10226,GPA_SPAZL_440_PM_98:F,,362,8736f6c7-ad41-4b43-b4f6-e684e0d4ad20,SPAZL_440_PM_98,Spazl_440_Pm_98,60,1,companyAcronym= | protocolName=IEEE C37.118.2-2011 | vendorAcronym= | vendorDeviceName= | interconnectionName=,,,,10,STTP,Streaming Telemetry Transport Protocol,5,,,,,,SPAZL_440_PM_98-FQ,0.0,1.0,Spazl_440_Pm_98 Frequency,0,1,1,Hz,PMU,FREQ,Frequency,FQ,-98.6,37.5,PPA:10226,2021-08-24 16:28:47
} | MaximumArchiveDays=90 | DesiredRemainingSpace=500,10227,GPA_SPAZL_440_PM_98:DF,,362,8736f6c7-ad41-4b43-b4f6-e684e0d4ad20,SPAZL_440_PM_98,Spazl_440_Pm_98,60,1,companyAcronym= | protocolName=IEEE C37.118.2-2011 | vendorAcronym= | vendorDeviceName= | interconnectionName=,,,,10,STTP,Streaming Telemetry Transport Protocol,6,,,,,,SPAZL_440_PM_98-DF,0.0,1.0,Spazl_440_Pm_98 Frequency Delta (dF/dt),0,1,1,,PMU,DFDT,Frequency Delta (dF/dt),DF,-98.6,37.5,PPA:10227,2021-08-24 16:28:47
} | MaximumArchiveDays=90 | DesiredRemainingSpace=500,10228,GPA_SPAZL_440_PM_98:S,,362,8736f6c7-ad41-4b43-b4f6-e684e0d4ad20,SPAZL_440_PM_98,Spazl_440_Pm_98,60,1,companyAcronym= | protocolName=IEEE C37.118.2-2011 | vendorAcronym= | vendorDeviceName= | interconnectionName=,,,,10,STTP,Streaming Telemetry Transport Protocol,8,,,,,,SPAZL_440_PM_98-SF,0.0,1.0,Spazl_440_Pm_98 Status Flags,0,1,1,,PMU,FLAG,Status Flags,SF,-98.6,37.5,PPA:10228,2021-08-24 16:28:47
} | MaximumArchiveDays=90 | DesiredRemainingSpace=500,10229,GPA_SPAZL_440_PM_98-PM1:V,,362,8736f6c7-ad41-4b43-b4f6-e684e0d4ad20,SPAZL_440_PM_98,Spazl_440_Pm_98,60,1,companyAcronym= | protocolName=IEEE C37.118.2-2011 | vendorAcronym= | vendorDeviceName= | interconnectionName=,,,,10,STTP,Streaming Telemetry Transport Protocol,3,1,LTSPSAA_1_FV_A,V,+,0,SPAZL_440_PM_98-PM1,0.0,1.0,Spazl_440_Pm_98 LTSPSAA_1_FV_A + Voltage Magnitude,0,1,1,Volts,Phasor,VPHM,Voltage Magnitude,PM,-98.6,37.5,PPA:10229,2021-08-24 16:28:47
} | MaximumArchiveDays=90 | DesiredRemainingSpace=500,10230,GPA_SPAZL_440_PM_98-PA1:VH,,362,8736f6c7-ad41-4b43-b4f6-e684e0d4ad20,SPAZL_440_PM_98,Spazl_440_Pm_98,60,1,companyAcronym= | protocolName=IEEE C37.118.2-2011 | vendorAcronym= | vendorDeviceName= | interconnectionName=,,,,10,STTP,Streaming Telemetry Transport Protocol,4,1,LTSPSAA_1_FV_A,V,+,0,SPAZL_440_PM_98-PA1,0.0,1.0,Spazl_440_Pm_98 LTSPSAA_1_FV_A + Voltage Phase Angle,0,1,1,Degrees,Phasor,VPHA,Voltage Phase Angle,PA,-98.6,37.5,PPA:10230,2021-08-24 16:28:47
} | MaximumArchiveDays=90 | DesiredRemainingSpace=500,10231,GPA_SPAZL_440_PM_98-PM2:V,,362,8736f6c7-ad41-4b43-b4f6-e684e0d4ad20,SPAZL_440_PM_98,Spazl_440_Pm_98,60,1,companyAcronym= | protocolName=IEEE C37.118.2-2011 | vendorAcronym= | vendorDeviceName= | interconnectionName=,,,,10,STTP,Streaming Telemetry Transport Protocol,3,2,LTSPSAA_1_FV_B,V,+,0,SPAZL_440_PM_98-PM2,0.0,1.0,Spazl_440_Pm_98 LTSPSAA_1_FV_B + Voltage Magnitude,0,1,1,Volts,Phasor,VPHM,Voltage Magnitude,PM,-98.6,37.5,PPA:10231,2021-08-24 16:28:47
} | MaximumArchiveDays=90 | DesiredRemainingSpace=500,10232,GPA_SPAZL_440_PM_98-PA2:VH,,362,8736f6c7-ad41-4b43-b4f6-e684e0d4ad20,SPAZL_440_PM_98,Spazl_440_Pm_98,60,1,companyAcronym= | protocolName=IEEE C37.118.2-2011 | vendorAcronym= | vendorDeviceName= | interconnectionName=,,,,10,STTP,Streaming Telemetry Transport Protocol,4,2,LTSPSAA_1_FV_B,V,+,0,SPAZL_440_PM_98-PA2,0.0,1.0,Spazl_440_Pm_98 LTSPSAA_1_FV_B + Voltage Phase Angle,0,1,1,Degrees,Phasor,VPHA,Voltage Phase Angle,PA,-98.6,37.5,PPA:10232,2021-08-24 16:28:47
} | MaximumArchiveDays=90 | DesiredRemainingSpace=500,10233,GPA_SPAZL_440_PM_98-PM3:V,,362,8736f6c7-ad41-4b43-b4f6-e684e0d4ad20,SPAZL_440_PM_98,Spazl_440_Pm_98,60,1,companyAcronym= | protocolName=IEEE C37.118.2-2011 | vendorAcronym= | vendorDeviceName= | interconnectionName=,,,,10,STTP,Streaming Telemetry Transport Protocol,3,3,LTSPSAA_1_FV_C,V,+,0,SPAZL_440_PM_98-PM3,0.0,1.0,Spazl_440_Pm_98 LTSPSAA_1_FV_C + Voltage Magnitude,0,1,1,Volts,Phasor,VPHM,Voltage Magnitude,PM,-98.6,37.5,PPA:10233,2021-08-24 16:28:47
} | MaximumArchiveDays=90 | DesiredRemainingSpace=500,10234,GPA_SPAZL_440_PM_98-PA3:VH,,362,8736f6c7-ad41-4b43-b4f6-e684e0d4ad20,SPAZL_440_PM_98,Spazl_440_Pm_98,60,1,companyAcronym= | protocolName=IEEE C37.118.2-2011 | vendorAcronym= | vendorDeviceName= | interconnectionName=,,,,10,STTP,Streaming Telemetry Transport Protocol,4,3,LTSPSAA_1_FV_C,V,+,0,SPAZL_440_PM_98-PA3,0.0,1.0,Spazl_440_Pm_98 LTSPSAA_1_FV_C + Voltage Phase Angle,0,1,1,Degrees,Phasor,VPHA,Voltage Phase Angle,PA,-98.6,37.5,PPA:10234,2021-08-24 16:28:47
} | MaximumArchiveDays=90 | DesiredRemainingSpace=500,10235,GPA_SPAZL_440_PM_98-PM4:I,,362,8736f6c7-ad41-4b43-b4f6-e684e0d4ad20,SPAZL_440_PM_98,Spazl_440_Pm_98,60,1,companyAcronym= | protocolName=IEEE C37.118.2-2011 | vendorAcronym= | vendorDeviceName= | interconnectionName=,,,,10,STTP,Streaming Telemetry Transport Protocol,1,4,LTSPSAA_1_FA_A,I,+,0,SPAZL_440_PM_98-PM4,0.0,1.0,Spazl_440_Pm_98 LTSPSAA_1_FA_A + Current Magnitude,0,1,1,Amps,Phasor,IPHM,Current Magnitude,PM,-98.6,37.5,PPA:10235,2021-08-24 16:28:47
} | MaximumArchiveDays=90 | DesiredRemainingSpace=500,10236,GPA_SPAZL_440_PM_98-PA4:IH,,362,8736f6c7-ad41-4b43-b4f6-e684e0d4ad20,SPAZL_440_PM_98,Spazl_440_Pm_98,60,1,companyAcronym= | protocolName=IEEE C37.118.2-2011 | vendorAcronym= | vendorDeviceName= | interconnectionName=,,,,10,STTP,Streaming Telemetry Transport Protocol,2,4,LTSPSAA_1_FA_A,I,+,0,SPAZL_440_PM_98-PA4,0.0,1.0,Spazl_440_Pm_98 LTSPSAA_1_FA_A + Current Phase Angle,0,1,1,Degrees,Phasor,IPHA,Current Phase Angle,PA,-98.6,37.5,PPA:10236,2021-08-24 16:28:47
} | MaximumArchiveDays=90 | DesiredRemainingSpace=500,10237,GPA_SPAZL_440_PM_98-PM5:I,,362,8736f6c7-ad41-4b43-b4f6-e684e0d4ad20,SPAZL_440_PM_98,Spazl_440_Pm_98,60,1,companyAcronym= | protocolName=IEEE C37.118.2-2011 | vendorAcronym= | vendorDeviceName= | interconnectionName=,,,,10,STTP,Streaming Telemetry Transport Protocol,1,5,LTSPSAA_1_FA_B,I,+,0,SPAZL_440_PM_98-PM5,0.0,1.0,Spazl_440_Pm_98 LTSPSAA_1_FA_B + Current Magnitude,0,1,1,Amps,Phasor,IPHM,Current Magnitude,PM,-98.6,37.5,PPA:10237,2021-08-24 16:28:47
} | MaximumArchiveDays=90 | DesiredRemainingSpace=500,10238,GPA_SPAZL_440_PM_98-PA5:IH,,362,8736f6c7-ad41-4b43-b4f6-e684e0d4ad20,SPAZL_440_PM_98,Spazl_440_Pm_98,60,1,companyAcronym= | protocolName=IEEE C37.118.2-2011 | vendorAcronym= | vendorDeviceName= | interconnectionName=,,,,10,STTP,Streaming Telemetry Transport Protocol,2,5,LTSPSAA_1_FA_B,I,+,0,SPAZL_440_PM_98-PA5,0.0,1.0,Spazl_440_Pm_98 LTSPSAA_1_FA_B + Current Phase Angle,0,1,1,Degrees,Phasor,IPHA,Current Phase Angle,PA,-98.6,37.5,PPA:10238,2021-08-24 16:28:47
} | MaximumArchiveDays=90 | DesiredRemainingSpace=500,10239,GPA_SPAZL_440_PM_98-PM6:I,,362,8736f6c7-ad41-4b43-b4f6-e684e0d4ad20,SPAZL_440_PM_98,Spazl_440_Pm_98,60,1,companyAcronym= | protocolName=IEEE C37.118.2-2011 | vendorAcronym= | vendorDeviceName= | interconnectionName=,,,,10,STTP,Streaming Telemetry Transport Protocol,1,6,LTSPSAA_1_FA_C,I,+,0,SPAZL_440_PM_98-PM6,0.0,1.0,Spazl_440_Pm_98 LTSPSAA_1_FA_C + Current Magnitude,0,1,1,Amps,Phasor,IPHM,Current Magnitude,PM,-98.6,37.5,PPA:10239,2021-08-24 16:28:47
} | MaximumArchiveDays=90 | DesiredRemainingSpace=500,10240,GPA_SPAZL_440_PM_98-PA6:IH,,362,8736f6c7-ad41-4b43-b4f6-e684e0d4ad20,SPAZL_440_PM_98,Spazl_440_Pm_98,60,1,companyAcronym= | protocolName=IEEE C37.118.2-2011 | vendorAcronym= | vendorDeviceName= | interconnectionName=,,,,10,STTP,Streaming Telemetry Transport Protocol,2,6,LTSPSAA_1_FA_C,I,+,0,SPAZL_440_PM_98-PA6,0.0,1.0,Spazl_440_Pm_98 LTSPSAA_1_FA_C + Current Phase Angle,0,1,1,Degrees,Phasor,IPHA,Current Phase Angle,PA,-98.6,37.5,PPA:10240,2021-08-24 16:28:47
} | MaximumArchiveDays=90 | DesiredRemainingSpace=500,10241,GPA_SPAZL_440_PM_98-PM7:I,,362,8736f6c7-ad41-4b43-b4f6-e684e0d4ad20,SPAZL_440_PM_98,Spazl_440_Pm_98,60,1,companyAcronym= | protocolName=IEEE C37.118.2-2011 | vendorAcronym= | vendorDeviceName= | interconnectionName=,,,,10,STTP,Streaming Telemetry Transport Protocol,1,7,LTSPSAA_1_FA_P,I,+,0,SPAZL_440_PM_98-PM7,0.0,1.0,Spazl_440_Pm_98 LTSPSAA_1_FA_P + Current Magnitude,0,1,1,Amps,Phasor,IPHM,Current Magnitude,PM,-98.6,37.5,PPA:10241,2021-08-24 16:28:47
} | MaximumArchiveDays=90 | DesiredRemainingSpace=500,10242,GPA_SPAZL_440_PM_98-PA7:IH,,362,8736f6c7-ad41-4b43-b4f6-e684e0d4ad20,SPAZL_440_PM_98,Spazl_440_Pm_98,60,1,companyAcronym= | protocolName=IEEE C37.118.2-2011 | vendorAcronym= | vendorDeviceName= | interconnectionName=,,,,10,STTP,Streaming Telemetry Transport Protocol,2,7,LTSPSAA_1_FA_P,I,+,0,SPAZL_440_PM_98-PA7,0.0,1.0,Spazl_440_Pm_98 LTSPSAA_1_FA_P + Current Phase Angle,0,1,1,Degrees,Phasor,IPHA,Current Phase Angle,PA,-98.6,37.5,PPA:10242,2021-08-24 16:28:47
} | MaximumArchiveDays=90 | DesiredRemainingSpace=500,10243,GPA_SPAZL_440_PM_98-PM8:V,,362,8736f6c7-ad41-4b43-b4f6-e684e0d4ad20,SPAZL_440_PM_98,Spazl_440_Pm_98,60,1,companyAcronym= | protocolName=IEEE C37.118.2-2011 | vendorAcronym= | vendorDeviceName= | interconnectionName=,,,,10,STTP,Streaming Telemetry Transport Protocol,3,8,LTSPSAA_1_FV_P,V,+,0,SPAZL_440_PM_98-PM8,0.0,1.0,Spazl_440_Pm_98 LTSPSAA_1_FV_P + Voltage Magnitude,0,1,1,Volts,Phasor,VPHM,Voltage Magnitude,PM,-98.6,37.5,PPA:10243,2021-08-24 16:28:47
} | MaximumArchiveDays=90 | DesiredRemainingSpace=500,10244,GPA_SPAZL_440_PM_98-PA8:VH,,362,8736f6c7-ad41-4b43-b4f6-e684e0d4ad20,SPAZL_440_PM_98,Spazl_440_Pm_98,60,1,companyAcronym= | protocolName=IEEE C37.118.2-2011 | vendorAcronym= | vendorDeviceName= | interconnectionName=,,,,10,STTP,Streaming Telemetry Transport Protocol,4,8,LTSPSAA_1_FV_P,V,+,0,SPAZL_440_PM_98-PA8,0.0,1.0,Spazl_440_Pm_98 LTSPSAA_1_FV_P + Voltage Phase Angle,0,1,1,Degrees,Phasor,VPHA,Voltage Phase Angle,PA,-98.6,37.5,PPA:10244,2021-08-24 16:28:47
} | MaximumArchiveDays=90 | DesiredRemainingSpace=500,10245,GPA_SPAZL_440_PM_99:F,,363,8736f6c7-ad41-4b43-b4f6-e684e0d4ad20,SPAZL_440_PM_99,Spazl_440_Pm_99,60,1,companyAcronym= | protocolName=IEEE C37.118.2-2011 | vendorAcronym= | vendorDeviceName= | interconnectionName=,,,,10,STTP,Streaming Telemetry Transport Protocol,5,,,,,,SPAZL_440_PM_99-FQ,0.0,1.0,Spazl_440_Pm_99 Frequency,0,1,1,Hz,PMU,FREQ,Frequency,FQ,-98.6,37.5,PPA:10245,2021-08-24 16:28:47
} | MaximumArchiveDays=90 | DesiredRemainingSpace=500,10246,GPA_SPAZL_440_PM_99:DF,,363,8736f6c7-ad41-4b43-b4f6-e684e0d4ad20,SPAZL_440_PM_99,Spazl_440_Pm_99,60,1,companyAcronym= | protocolName=IEEE C37.118.2-2011 | vendorAcronym= | vendorDeviceName= | interconnectionName=,,,,10,STTP,Streaming Telemetry Transport Protocol,6,,,,,,SPAZL_440_PM_99-DF,0.0,1.0,Spazl_440_Pm_99 Frequency Delta (dF/dt),0,1,1,,PMU,DFDT,Frequency Delta (dF/dt),DF,-98.6,37.5,PPA:10246,2021-08-24 16:28:48
} | MaximumArchiveDays=90 | DesiredRemainingSpace=500,10247,GPA_SPAZL_440_PM_99:S,,363,8736f6c7-ad41-4b43-b4f6-e684e0d4ad20,SPAZL_440_PM_99,Spazl_440_Pm_99,60,1,companyAcronym= | protocolName=IEEE C37.118.2-2011 | vendorAcronym= | vendorDeviceName= | interconnectionName=,,,,10,STTP,Streaming Telemetry Transport Protocol,8,,,,,,SPAZL_440_PM_99-SF,0.0,1.0,Spazl_440_Pm_99 Status Flags,0,1,1,,PMU,FLAG,Status Flags,SF,-98.6,37.5,PPA:10247,2021-08-24 16:28:48
} | MaximumArchiveDays=90 | DesiredRemainingSpace=500,10248,GPA_SPAZL_440_PM_99-PM1:V,,363,8736f6c7-ad41-4b43-b4f6-e684e0d4ad20,SPAZL_440_PM_99,Spazl_440_Pm_99,60,1,companyAcronym= | protocolName=IEEE C37.118.2-2011 | vendorAcronym= | vendorDeviceName= | interconnectionName=,,,,10,STTP,Streaming Telemetry Transport Protocol,3,1,LTSPBOJ_1_FV_A,V,+,0,SPAZL_440_PM_99-PM1,0.0,1.0,Spazl_440_Pm_99 LTSPBOJ_1_FV_A + Voltage Magnitude,0,1,1,Volts,Phasor,VPHM,Voltage Magnitude,PM,-98.6,37.5,PPA:10248,2021-08-24 16:28:48
} | MaximumArchiveDays=90 | DesiredRemainingSpace=500,10249,GPA_SPAZL_440_PM_99-PA1:VH,,363,8736f6c7-ad41-4b43-b4f6-e684e0d4ad20,SPAZL_440_PM_99,Spazl_440_Pm_99,60,1,companyAcronym= | protocolName=IEEE C37.118.2-2011 | vendorAcronym= | vendorDeviceName= | interconnectionName=,,,,10,STTP,Streaming Telemetry Transport Protocol,4,1,LTSPBOJ_1_FV_A,V,+,0,SPAZL_440_PM_99-PA1,0.0,1.0,Spazl_440_Pm_99 LTSPBOJ_1_FV_A + Voltage Phase Angle,0,1,1,Degrees,Phasor,VPHA,Voltage Phase Angle,PA,-98.6,37.5,PPA:10249,2021-08-24 16:28:48
} | MaximumArchiveDays=90 | DesiredRemainingSpace=500,10250,GPA_SPAZL_440_PM_99-PM2:V,,363,8736f6c7-ad41-4b43-b4f6-e684e0d4ad20,SPAZL_440_PM_99,Spazl_440_Pm_99,60,1,companyAcronym= | protocolName=IEEE C37.118.2-2011 | vendorAcronym= | vendorDeviceName= | interconnectionName=,,,,10,STTP,Streaming Telemetry Transport Protocol,3,2,LTSPBOJ_1_FV_B,V,+,0,SPAZL_440_PM_99-PM2,0.0,1.0,Spazl_440_Pm_99 LTSPBOJ_1_FV_B + Voltage Magnitude,0,1,1,Volts,Phasor,VPHM,Voltage Magnitude,PM,-98.6,37.5,PPA:10250,2021-08-24 16:28:48
} | MaximumArchiveDays=90 | DesiredRemainingSpace=500,10251,GPA_SPAZL_440_PM_99-PA2:VH,,363,8736f6c7-ad41-4b43-b4f6-e684e0d4ad20,SPAZL_440_PM_99,Spazl_440_Pm_99,60,1,companyAcronym= | protocolName=IEEE C37.118.2-2011 | vendorAcronym= | vendorDeviceName= | interconnectionName=,,,,10,STTP,Streaming Telemetry Transport Protocol,4,2,LTSPBOJ_1_FV_B,V,+,0,SPAZL_440_PM_99-PA2,0.0,1.0,Spazl_440_Pm_99 LTSPBOJ_1_FV_B + Voltage Phase Angle,0,1,1,Degrees,Phasor,VPHA,Voltage Phase Angle,PA,-98.6,37.5,PPA:10251,2021-08-24 16:28:48
} | MaximumArchiveDays=90 | DesiredRemainingSpace=500,10252,GPA_SPAZL_440_PM_99-PM3:V,,363,8736f6c7-ad41-4b43-b4f6-e684e0d4ad20,SPAZL_440_PM_99,Spazl_440_Pm_99,60,1,companyAcronym= | protocolName=IEEE C37.118.2-2011 | vendorAcronym= | vendorDeviceName= | interconnectionName=,,,,10,STTP,Streaming Telemetry Transport Protocol,3,3,LTSPBOJ_1_FV_C,V,+,0,SPAZL_440_PM_99-PM3,0.0,1.0,Spazl_440_Pm_99 LTSPBOJ_1_FV_C + Voltage Magnitude,0,1,1,Volts,Phasor,VPHM,Voltage Magnitude,PM,-98.6,37.5,PPA:10252,2021-08-24 16:28:48
} | MaximumArchiveDays=90 | DesiredRemainingSpace=500,10253,GPA_SPAZL_440_PM_99-PA3:VH,,363,8736f6c7-ad41-4b43-b4f6-e684e0d4ad20,SPAZL_440_PM_99,Spazl_440_Pm_99,60,1,companyAcronym= | protocolName=IEEE C37.118.2-2011 | vendorAcronym= | vendorDeviceName= | interconnectionName=,,,,10,STTP,Streaming Telemetry Transport Protocol,4,3,LTSPBOJ_1_FV_C,V,+,0,SPAZL_440_PM_99-PA3,0.0,1.0,Spazl_440_Pm_99 LTSPBOJ_1_FV_C + Voltage Phase Angle,0,1,1,Degrees,Phasor,VPHA,Voltage Phase Angle,PA,-98.6,37.5,PPA:10253,2021-08-24 16:28:48
} | MaximumArchiveDays=90 | DesiredRemainingSpace=500,10254,GPA_SPAZL_440_PM_99-PM4:I,,363,8736f6c7-ad41-4b43-b4f6-e684e0d4ad20,SPAZL_440_PM_99,Spazl_440_Pm_99,60,1,companyAcronym= | protocolName=IEEE C37.118.2-2011 | vendorAcronym= | vendorDeviceName= | interconnectionName=,,,,10,STTP,Streaming Telemetry Transport Protocol,1,4,LTSPBOJ_1_FA_A,I,+,0,SPAZL_440_PM_99-PM4,0.0,1.0,Spazl_440_Pm_99 LTSPBOJ_1_FA_A + Current Magnitude,0,1,1,Amps,Phasor,IPHM,Current Magnitude,PM,-98.6,37.5,PPA:10254,2021-08-24 16:28:48
} | MaximumArchiveDays=90 | DesiredRemainingSpace=500,10255,GPA_SPAZL_440_PM_99-PA4:IH,,363,8736f6c7-ad41-4b43-b4f6-e684e0d4ad20,SPAZL_440_PM_99,Spazl_440_Pm_99,60,1,companyAcronym= | protocolName=IEEE C37.118.2-2011 | vendorAcronym= | vendorDeviceName= | interconnectionName=,,,,10,STTP,Streaming Telemetry Transport Protocol,2,4,LTSPBOJ_1_FA_A,I,+,0,SPAZL_440_PM_99-PA4,0.0,1.0,Spazl_440_Pm_99 LTSPBOJ_1_FA_A + Current Phase Angle,0,1,1,Degrees,Phasor,IPHA,Current Phase Angle,PA,-98.6,37.5,PPA:10255,2021-08-24 16:28:48
} | MaximumArchiveDays=90 | DesiredRemainingSpace=500,10256,GPA_SPAZL_440_PM_99-PM5:I,,363,8736f6c7-ad41-4b43-b4f6-e684e0d4ad20,SPAZL_440_PM_99,Spazl_440_Pm_99,60,1,companyAcronym= | protocolName=IEEE C37.118.2-2011 | vendorAcronym= | vendorDeviceName= | interconnectionName=,,,,10,STTP,Streaming Telemetry Transport Protocol,1,5,LTSPBOJ_1_FA_B,I,+,0,SPAZL_440_PM_99-PM5,0.0,1.0,Spazl_440_Pm_99 LTSPBOJ_1_FA_B + Current Magnitude,0,1,1,Amps,Phasor,IPHM,Current Magnitude,PM,-98.6,37.5,PPA:10256,2021-08-24 16:28:48
} | MaximumArchiveDays=90 | DesiredRemainingSpace=500,10257,GPA_SPAZL_440_PM_99-PA5:IH,,363,8736f6c7-ad41-4b43-b4f6-e684e0d4ad20,SPAZL_440_PM_99,Spazl_440_Pm_99,60,1,companyAcronym= | protocolName=IEEE C37.118.2-2011 | vendorAcronym= | vendorDeviceName= | interconnectionName=,,,,10,STTP,Streaming Telemetry Transport Protocol,2,5,LTSPBOJ_1_FA_B,I,+,0,SPAZL_440_PM_99-PA5,0.0,1.0,Spazl_440_Pm_99 LTSPBOJ_1_FA_B + Current Phase Angle,0,1,1,Degrees,Phasor,IPHA,Current Phase Angle,PA,-98.6,37.5,PPA:10257,2021-08-24 16:28:48
} | MaximumArchiveDays=90 | DesiredRemainingSpace=500,10258,GPA_SPAZL_440_PM_99-PM6:I,,363,8736f6c7-ad41-4b43-b4f6-e684e0d4ad20,SPAZL_440_PM_99,Spazl_440_Pm_99,60,1,companyAcronym= | protocolName=IEEE C37.118.2-2011 | vendorAcronym= | vendorDeviceName= | interconnectionName=,,,,10,STTP,Streaming Telemetry Transport Protocol,1,6,LTSPBOJ_1_FA_C,I,+,0,SPAZL_440_PM_99-PM6,0.0,1.0,Spazl_440_Pm_99 LTSPBOJ_1_FA_C + Current Magnitude,0,1,1,Amps,Phasor,IPHM,Current Magnitude,PM,-98.6,37.5,PPA:10258,2021-08-24 16:28:48
} | MaximumArchiveDays=90 | DesiredRemainingSpace=500,10259,GPA_SPAZL_440_PM_99-PA6:IH,,363,8736f6c7-ad41-4b43-b4f6-e684e0d4ad20,SPAZL_440_PM_99,Spazl_440_Pm_99,60,1,companyAcronym= | protocolName=IEEE C37.118.2-2011 | vendorAcronym= | vendorDeviceName= | interconnectionName=,,,,10,STTP,Streaming Telemetry Transport Protocol,2,6,LTSPBOJ_1_FA_C,I,+,0,SPAZL_440_PM_99-PA6,0.0,1.0,Spazl_440_Pm_99 LTSPBOJ_1_FA_C + Current Phase Angle,0,1,1,Degrees,Phasor,IPHA,Current Phase Angle,PA,-98.6,37.5,PPA:10259,2021-08-24 16:28:48
} | MaximumArchiveDays=90 | DesiredRemainingSpace=500,10260,GPA_SPAZL_440_PM_99-PM7:V,,363,8736f6c7-ad41-4b43-b4f6-e684e0d4ad20,SPAZL_440_PM_99,Spazl_440_Pm_99,60,1,companyAcronym= | protocolName=IEEE C37.118.2-2011 | vendorAcronym= | vendorDeviceName= | interconnectionName=,,,,10,STTP,Streaming Telemetry Transport Protocol,3,7,LTSPBOJ_1_FV_P,V,+,0,SPAZL_440_PM_99-PM7,0.0,1.0,Spazl_440_Pm_99 LTSPBOJ_1_FV_P + Voltage Magnitude,0,1,1,Volts,Phasor,VPHM,Voltage Magnitude,PM,-98.6,37.5,PPA:10260,2021-08-24 16:28:48
} | MaximumArchiveDays=90 | DesiredRemainingSpace=500,10261,GPA_SPAZL_440_PM_99-PA7:VH,,363,8736f6c7-ad41-4b43-b4f6-e684e0d4ad20,SPAZL_440_PM_99,Spazl_440_Pm_99,60,1,companyAcronym= | protocolName=IEEE C37.118.2-2011 | vendorAcronym= | vendorDeviceName= | interconnectionName=,,,,10,STTP,Streaming Telemetry Transport Protocol,4,7,LTSPBOJ_1_FV_P,V,+,0,SPAZL_440_PM_99-PA7,0.0,1.0,Spazl_440_Pm_99 LTSPBOJ_1_FV_P + Voltage Phase Angle,0,1,1,Degrees,Phasor,VPHA,Voltage Phase Angle,PA,-98.6,37.5,PPA:10261,2021-08-24 16:28:48
} | MaximumArchiveDays=90 | DesiredRemainingSpace=500,10262,GPA_SPAZL_440_PM_99-PM8:I,,363,8736f6c7-ad41-4b43-b4f6-e684e0d4ad20,SPAZL_440_PM_99,Spazl_440_Pm_99,60,1,companyAcronym= | protocolName=IEEE C37.118.2-2011 | vendorAcronym= | vendorDeviceName= | interconnectionName=,,,,10,STTP,Streaming Telemetry Transport Protocol,1,8,LTSPBOJ_1_FA_P,I,+,0,SPAZL_440_PM_99-PM8,0.0,1.0,Spazl_440_Pm_99 LTSPBOJ_1_FA_P + Current Magnitude,0,1,1,Amps,Phasor,IPHM,Current Magnitude,PM,-98.6,37.5,PPA:10262,2021-08-24 16:28:48
} | MaximumArchiveDays=90 | DesiredRemainingSpace=500,10263,GPA_SPAZL_440_PM_99-PA8:IH,,363,8736f6c7-ad41-4b43-b4f6-e684e0d4ad20,SPAZL_440_PM_99,Spazl_440_Pm_99,60,1,companyAcronym= | protocolName=IEEE C37.118.2-2011 | vendorAcronym= | vendorDeviceName= | interconnectionName=,,,,10,STTP,Streaming Telemetry Transport Protocol,2,8,LTSPBOJ_1_FA_P,I,+,0,SPAZL_440_PM_99-PA8,0.0,1.0,Spazl_440_Pm_99 LTSPBOJ_1_FA_P + Current Phase Angle,0,1,1,Degrees,Phasor,IPHA,Current Phase Angle,PA,-98.6,37.5,PPA:10263,2021-08-24 16:28:48
} | MaximumArchiveDays=90 | DesiredRemainingSpace=500,10264,ONS_SPCAV_440_PM_01!PMU:ST1,,337,8736f6c7-ad41-4b43-b4f6-e684e0d4ad20,SPCAV_440_PM_01,Spcav_440_Pm_01,60,1,companyAcronym= | protocolName=IEEE C37.118.2-2011 | vendorAcronym= | vendorDeviceName= | interconnectionName=,,,,10,STTP,Streaming Telemetry Transport Protocol,11,,,,,,SPCAV_440_PM_01!PMU-ST1,0.0,1.0,Device statistic for Number of data quality errors reported by device during last reporting interval.,0,1,1,,Any,STAT,Statistic,ST,-98.6,37.5,PPA:10264,2021-08-24 16:28:50
} | MaximumArchiveDays=90 | DesiredRemainingSpace=500,10265,ONS_SPCAV_440_PM_01!PMU:ST2,,337,8736f6c7-ad41-4b43-b4f6-e684e0d4ad20,SPCAV_440_PM_01,Spcav_440_Pm_01,60,1,companyAcronym= | protocolName=IEEE C37.118.2-2011 | vendorAcronym= | vendorDeviceName= | interconnectionName=,,,,10,STTP,Streaming Telemetry Transport Protocol,11,,,,,,SPCAV_440_PM_01!PMU-ST2,0.0,1.0,Device statistic for Number of time quality errors reported by device during last reporting interval.,0,1,1,,Any,STAT,Statistic,ST,-98.6,37.5,PPA:10265,2021-08-24 16:28:50
} | MaximumArchiveDays=90 | DesiredRemainingSpace=500,10266,ONS_SPCAV_440_PM_01!PMU:ST3,,337,8736f6c7-ad41-4b43-b4f6-e684e0d4ad20,SPCAV_440_PM_01,Spcav_440_Pm_01,60,1,companyAcronym= | protocolName=IEEE C37.118.2-2011 | vendorAcronym= | vendorDeviceName= | interconnectionName=,,,,10,STTP,Streaming Telemetry Transport Protocol,11,,,,,,SPCAV_440_PM_01!PMU-ST3,0.0,1.0,Device statistic for Number of device errors reported by device during last reporting interval.,0,1,1,,Any,STAT,Statistic,ST,-98.6,37.5,PPA:10266,2021-08-24 16:28:50
} | MaximumArchiveDays=90 | DesiredRemainingSpace=500,10267,ONS_SPCAV_440_PM_01!PMU:ST4,,337,8736f6c7-ad41-4b43-b4f6-e684e0d4ad20,SPCAV_440_PM_01,Spcav_440_Pm_01,60,1,companyAcronym= | protocolName=IEEE C37.118.2-2011 | vendorAcronym= | vendorDeviceName= | interconnectionName=,,,,10,STTP,Streaming Telemetry Transport Protocol,11,,,,,,SPCAV_440_PM_01!PMU-ST4,0.0,1.0,Device statistic for Number of measurements received from device during last reporting interval.,0,1,1,,Any,STAT,Statistic,ST,-98.6,37.5,PPA:10267,2021-08-24 16:28:50
} | MaximumArchiveDays=90 | DesiredRemainingSpace=500,10268,ONS_SPCAV_440_PM_01!PMU:ST5,,337,8736f6c7-ad41-4b43-b4f6-e684e0d4ad20,SPCAV_440_PM_01,Spcav_440_Pm_01,60,1,companyAcronym= | protocolName=IEEE C37.118.2-2011 | vendorAcronym= | vendorDeviceName= | interconnectionName=,,,,10,STTP,Streaming Telemetry Transport Protocol,11,,,,,,SPCAV_440_PM_01!PMU-ST5,0.0,1.0,Device statistic for Expected number of measurements received from device during last reporting interval.,0,1,1,,Any,STAT,Statistic,ST,-98.6,37.5,PPA:10268,2021-08-24 16:28:50
} | MaximumArchiveDays=90 | DesiredRemainingSpace=500,10269,ONS_SPCAV_440_PM_01!PMU:ST6,,337,8736f6c7-ad41-4b43-b4f6-e684e0d4ad20,SPCAV_440_PM_01,Spcav_440_Pm_01,60,1,companyAcronym= | protocolName=IEEE C37.118.2-2011 | vendorAcronym= | vendorDeviceName= | interconnectionName=,,,,10,STTP,Streaming Telemetry Transport Protocol,11,,,,,,SPCAV_440_PM_01!PMU-ST6,0.0,1.0,Device statistic for Number of measurements received while device was reporting errors during last reporting interval.,0,1,1,,Any,STAT,Statistic,ST,-98.6,37.5,PPA:10269,2021-08-24 16:28:50
} | MaximumArchiveDays=90 | DesiredRemainingSpace=500,10270,ONS_SPCAV_440_PM_01!PMU:ST7,,337,8736f6c7-ad41-4b43-b4f6-e684e0d4ad20,SPCAV_440_PM_01,Spcav_440_Pm_01,60,1,companyAcronym= | protocolName=IEEE C37.118.2-2011 | vendorAcronym= | vendorDeviceName= | interconnectionName=,,,,10,STTP,Streaming Telemetry Transport Protocol,11,,,,,,SPCAV_440_PM_01!PMU-ST7,0.0,1.0,Device statistic for Number of defined measurements (per frame) from device during last reporting interval.,0,1,1,,Any,STAT,Statistic,ST,-98.6,37.5,PPA:10270,2021-08-24 16:28:50
} | MaximumArchiveDays=90 | DesiredRemainingSpace=500,10271,ONS_SPCAV_440_PM_02!PMU:ST1,,338,8736f6c7-ad41-4b43-b4f6-e684e0d4ad20,SPCAV_440_PM_02,Spcav_440_Pm_02,60,1,companyAcronym= | protocolName=IEEE C37.118.2-2011 | vendorAcronym= | vendorDeviceName= | interconnectionName=,,,,10,STTP,Streaming Telemetry Transport Protocol,11,,,,,,SPCAV_440_PM_02!PMU-ST1,0.0,1.0,Device statistic for Number of data quality errors reported by device during last reporting interval.,0,1,1,,Any,STAT,Statistic,ST,-98.6,37.5,PPA:10271,2021-08-24 16:28:50
} | MaximumArchiveDays=90 | DesiredRemainingSpace=500,10272,ONS_SPCAV_440_PM_02!PMU:ST2,,338,8736f6c7-ad41-4b43-b4f6-e684e0d4ad20,SPCAV_440_PM_02,Spcav_440_Pm_02,60,1,companyAcronym= | protocolName=IEEE C37.118.2-2011 | vendorAcronym= | vendorDeviceName= | interconnectionName=,,,,10,STTP,Streaming Telemetry Transport Protocol,11,,,,,,SPCAV_440_PM_02!PMU-ST2,0.0,1.0,Device statistic for Number of time quality errors reported by device during last reporting interval.,0,1,1,,Any,STAT,Statistic,ST,-98.6,37.5,PPA:10272,2021-08-24 16:28:50
} | MaximumArchiveDays=90 | DesiredRemainingSpace=500,10273,ONS_SPCAV_440_PM_02!PMU:ST3,,338,8736f6c7-ad41-4b43-b4f6-e684e0d4ad20,SPCAV_440_PM_02,Spcav_440_Pm_02,60,1,companyAcronym= | protocolName=IEEE C37.118.2-2011 | vendorAcronym= | vendorDeviceName= | interconnectionName=,,,,10,STTP,Streaming Telemetry Transport Protocol,11,,,,,,SPCAV_440_PM_02!PMU-ST3,0.0,1.0,Device statistic for Number of device errors reported by device during last reporting interval.,0,1,1,,Any,STAT,Statistic,ST,-98.6,37.5,PPA:10273,2021-08-24 16:28:50
} | MaximumArchiveDays=90 | DesiredRemainingSpace=500,10274,ONS_SPCAV_440_PM_02!PMU:ST4,,338,8736f6c7-ad41-4b43-b4f6-e684e0d4ad20,SPCAV_440_PM_02,Spcav_440_Pm_02,60,1,companyAcronym= | protocolName=IEEE C37.118.2-2011 | vendorAcronym= | vendorDeviceName= | interconnectionName=,,,,10,STTP,Streaming Telemetry Transport Protocol,11,,,,,,SPCAV_440_PM_02!PMU-ST4,0.0,1.0,Device statistic for Number of measurements received from device during last reporting interval.,0,1,1,,Any,STAT,Statistic,ST,-98.6,37.5,PPA:10274,2021-08-24 16:28:50
} | MaximumArchiveDays=90 | DesiredRemainingSpace=500,10275,ONS_SPCAV_440_PM_02!PMU:ST5,,338,8736f6c7-ad41-4b43-b4f6-e684e0d4ad20,SPCAV_440_PM_02,Spcav_440_Pm_02,60,1,companyAcronym= | protocolName=IEEE C37.118.2-2011 | vendorAcronym= | vendorDeviceName= | interconnectionName=,,,,10,STTP,Streaming Telemetry Transport Protocol,11,,,,,,SPCAV_440_PM_02!PMU-ST5,0.0,1.0,Device statistic for Expected number of measurements received from device during last reporting interval.,0,1,1,,Any,STAT,Statistic,ST,-98.6,37.5,PPA:10275,2021-08-24 16:28:50
} | MaximumArchiveDays=90 | DesiredRemainingSpace=500,10276,ONS_SPCAV_440_PM_02!PMU:ST6,,338,8736f6c7-ad41-4b43-b4f6-e684e0d4ad20,SPCAV_440_PM_02,Spcav_440_Pm_02,60,1,companyAcronym= | protocolName=IEEE C37.118.2-2011 | vendorAcronym= | vendorDeviceName= | interconnectionName=,,,,10,STTP,Streaming Telemetry Transport Protocol,11,,,,,,SPCAV_440_PM_02!PMU-ST6,0.0,1.0,Device statistic for Number of measurements received while device was reporting errors during last reporting interval.,0,1,1,,Any,STAT,Statistic,ST,-98.6,37.5,PPA:10276,2021-08-24 16:28:50
} | MaximumArchiveDays=90 | DesiredRemainingSpace=500,10277,ONS_SPCAV_440_PM_02!PMU:ST7,,338,8736f6c7-ad41-4b43-b4f6-e684e0d4ad20,SPCAV_440_PM_02,Spcav_440_Pm_02,60,1,companyAcronym= | protocolName=IEEE C37.118.2-2011 | vendorAcronym= | vendorDeviceName= | interconnectionName=,,,,10,STTP,Streaming Telemetry Transport Protocol,11,,,,,,SPCAV_440_PM_02!PMU-ST7,0.0,1.0,Device statistic for Number of defined measurements (per frame) from device during last reporting interval.,0,1,1,,Any,STAT,Statistic,ST,-98.6,37.5,PPA:10277,2021-08-24 16:28:50
} | MaximumArchiveDays=90 | DesiredRemainingSpace=500,10278,ONS_SPCAV_440_PM_03!PMU:ST1,,339,8736f6c7-ad41-4b43-b4f6-e684e0d4ad20,SPCAV_440_PM_03,Spcav_440_Pm_03,60,1,companyAcronym= | protocolName=IEEE C37.118.2-2011 | vendorAcronym= | vendorDeviceName= | interconnectionName=,,,,10,STTP,Streaming Telemetry Transport Protocol,11,,,,,,SPCAV_440_PM_03!PMU-ST1,0.0,1.0,Device statistic for Number of data quality errors reported by device during last reporting interval.,0,1,1,,Any,STAT,Statistic,ST,-98.6,37.5,PPA:10278,2021-08-24 16:28:50
} | MaximumArchiveDays=90 | DesiredRemainingSpace=500,10279,ONS_SPCAV_440_PM_03!PMU:ST2,,339,8736f6c7-ad41-4b43-b4f6-e684e0d4ad20,SPCAV_440_PM_03,Spcav_440_Pm_03,60,1,companyAcronym= | protocolName=IEEE C37.118.2-2011 | vendorAcronym= | vendorDeviceName= | interconnectionName=,,,,10,STTP,Streaming Telemetry Transport Protocol,11,,,,,,SPCAV_440_PM_03!PMU-ST2,0.0,1.0,Device statistic for Number of time quality errors reported by device during last reporting interval.,0,1,1,,Any,STAT,Statistic,ST,-98.6,37.5,PPA:10279,2021-08-24 16:28:50
} | MaximumArchiveDays=90 | DesiredRemainingSpace=500,10280,ONS_SPCAV_440_PM_03!PMU:ST3,,339,8736f6c7-ad41-4b43-b4f6-e684e0d4ad20,SPCAV_440_PM_03,Spcav_440_Pm_03,60,1,companyAcronym= | protocolName=IEEE C37.118.2-2011 | vendorAcronym= | vendorDeviceName= | interconnectionName=,,,,10,STTP,Streaming Telemetry Transport Protocol,11,,,,,,SPCAV_440_PM_03!PMU-ST3,0.0,1.0,Device statistic for Number of device errors reported by device during last reporting interval.,0,1,1,,Any,STAT,Statistic,ST,-98.6,37.5,PPA:10280,2021-08-24 16:28:50
} | MaximumArchiveDays=90 | DesiredRemainingSpace=500,10281,ONS_SPCAV_440_PM_03!PMU:ST4,,339,8736f6c7-ad41-4b43-b4f6-e684e0d4ad20,SPCAV_440_PM_03,Spcav_440_Pm_03,60,1,companyAcronym= | protocolName=IEEE C37.118.2-2011 | vendorAcronym= | vendorDeviceName= | interconnectionName=,,,,10,STTP,Streaming Telemetry Transport Protocol,11,,,,,,SPCAV_440_PM_03!PMU-ST4,0.0,1.0,Device statistic for Number of measurements received from device during last reporting interval.,0,1,1,,Any,STAT,Statistic,ST,-98.6,37.5,PPA:10281,2021-08-24 16:28:50
} | MaximumArchiveDays=90 | DesiredRemainingSpace=500,10282,ONS_SPCAV_440_PM_03!PMU:ST5,,339,8736f6c7-ad41-4b43-b4f6-e684e0d4ad20,SPCAV_440_PM_03,Spcav_440_Pm_03,60,1,companyAcronym= | protocolName=IEEE C37.118.2-2011 | vendorAcronym= | vendorDeviceName= | interconnectionName=,,,,10,STTP,Streaming Telemetry Transport Protocol,11,,,,,,SPCAV_440_PM_03!PMU-ST5,0.0,1.0,Device statistic for Expected number of measurements received from device during last reporting interval.,0,1,1,,Any,STAT,Statistic,ST,-98.6,37.5,PPA:10282,2021-08-24 16:28:50
} | MaximumArchiveDays=90 | DesiredRemainingSpace=500,10283,ONS_SPCAV_440_PM_03!PMU:ST6,,339,8736f6c7-ad41-4b43-b4f6-e684e0d4ad20,SPCAV_440_PM_03,Spcav_440_Pm_03,60,1,companyAcronym= | protocolName=IEEE C37.118.2-2011 | vendorAcronym= | vendorDeviceName= | interconnectionName=,,,,10,STTP,Streaming Telemetry Transport Protocol,11,,,,,,SPCAV_440_PM_03!PMU-ST6,0.0,1.0,Device statistic for Number of measurements received while device was reporting errors during last reporting interval.,0,1,1,,Any,STAT,Statistic,ST,-98.6,37.5,PPA:10283,2021-08-24 16:28:50
} | MaximumArchiveDays=90 | DesiredRemainingSpace=500,10284,ONS_SPCAV_440_PM_03!PMU:ST7,,339,8736f6c7-ad41-4b43-b4f6-e684e0d4ad20,SPCAV_440_PM_03,Spcav_440_Pm_03,60,1,companyAcronym= | protocolName=IEEE C37.118.2-2011 | vendorAcronym= | vendorDeviceName= | interconnectionName=,,,,10,STTP,Streaming Telemetry Transport Protocol,11,,,,,,SPCAV_440_PM_03!PMU-ST7,0.0,1.0,Device statistic for Number of defined measurements (per frame) from device during last reporting interval.,0,1,1,,Any,STAT,Statistic,ST,-98.6,37.5,PPA:10284,2021-08-24 16:28:50
} | MaximumArchiveDays=90 | DesiredRemainingSpace=500,10285,ONS_SPCAV_440_PM_04!PMU:ST1,,340,8736f6c7-ad41-4b43-b4f6-e684e0d4ad20,SPCAV_440_PM_04,Spcav_440_Pm_04,60,1,companyAcronym= | protocolName=IEEE C37.118.2-2011 | vendorAcronym= | vendorDeviceName= | interconnectionName=,,,,10,STTP,Streaming Telemetry Transport Protocol,11,,,,,,SPCAV_440_PM_04!PMU-ST1,0.0,1.0,Device statistic for Number of data quality errors reported by device during last reporting interval.,0,1,1,,Any,STAT,Statistic,ST,-98.6,37.5,PPA:10285,2021-08-24 16:28:50
} | MaximumArchiveDays=90 | DesiredRemainingSpace=500,10286,ONS_SPCAV_440_PM_04!PMU:ST2,,340,8736f6c7-ad41-4b43-b4f6-e684e0d4ad20,SPCAV_440_PM_04,Spcav_440_Pm_04,60,1,companyAcronym= | protocolName=IEEE C37.118.2-2011 | vendorAcronym= | vendorDeviceName= | interconnectionName=,,,,10,STTP,Streaming Telemetry Transport Protocol,11,,,,,,SPCAV_440_PM_04!PMU-ST2,0.0,1.0,Device statistic for Number of time quality errors reported by device during last reporting interval.,0,1,1,,Any,STAT,Statistic,ST,-98.6,37.5,PPA:10286,2021-08-24 16:28:50
} | MaximumArchiveDays=90 | DesiredRemainingSpace=500,10287,ONS_SPCAV_440_PM_04!PMU:ST3,,340,8736f6c7-ad41-4b43-b4f6-e684e0d4ad20,SPCAV_440_PM_04,Spcav_440_Pm_04,60,1,companyAcronym= | protocolName=IEEE C37.118.2-2011 | vendorAcronym= | vendorDeviceName= | interconnectionName=,,,,10,STTP,Streaming Telemetry Transport Protocol,11,,,,,,SPCAV_440_PM_04!PMU-ST3,0.0,1.0,Device statistic for Number of device errors reported by device during last reporting interval.,0,1,1,,Any,STAT,Statistic,ST,-98.6,37.5,PPA:10287,2021-08-24 16:28:50
} | MaximumArchiveDays=90 | DesiredRemainingSpace=500,10288,ONS_SPCAV_440_PM_04!PMU:ST4,,340,8736f6c7-ad41-4b43-b4f6-e684e0d4ad20,SPCAV_440_PM_04,Spcav_440_Pm_04,60,1,companyAcronym= | protocolName=IEEE C37.118.2-2011 | vendorAcronym= | vendorDeviceName= | interconnectionName=,,,,10,STTP,Streaming Telemetry Transport Protocol,11,,,,,,SPCAV_440_PM_04!PMU-ST4,0.0,1.0,Device statistic for Number of measurements received from device during last reporting interval.,0,1,1,,Any,STAT,Statistic,ST,-98.6,37.5,PPA:10288,2021-08-24 16:28:50
} | MaximumArchiveDays=90 | DesiredRemainingSpace=500,10289,ONS_SPCAV_440_PM_04!PMU:ST5,,340,8736f6c7-ad41-4b43-b4f6-e684e0d4ad20,SPCAV_440_PM_04,Spcav_440_Pm_04,60,1,companyAcronym= | protocolName=IEEE C37.118.2-2011 | vendorAcronym= | vendorDeviceName= | interconnectionName=,,,,10,STTP,Streaming Telemetry Transport Protocol,11,,,,,,SPCAV_440_PM_04!PMU-ST5,0.0,1.0,Device statistic for Expected number of measurements received from device during last reporting interval.,0,1,1,,Any,STAT,Statistic,ST,-98.6,37.5,PPA:10289,2021-08-24 16:28:50
} | MaximumArchiveDays=90 | DesiredRemainingSpace=500,10290,ONS_SPCAV_440_PM_04!PMU:ST6,,340,8736f6c7-ad41-4b43-b4f6-e684e0d4ad20,SPCAV_440_PM_04,Spcav_440_Pm_04,60,1,companyAcronym= | protocolName=IEEE C37.118.2-2011 | vendorAcronym= | vendorDeviceName= | interconnectionName=,,,,10,STTP,Streaming Telemetry Transport Protocol,11,,,,,,SPCAV_440_PM_04!PMU-ST6,0.0,1.0,Device statistic for Number of measurements received while device was reporting errors during last reporting interval.,0,1,1,,Any,STAT,Statistic,ST,-98.6,37.5,PPA:10290,2021-08-24 16:28:50
} | MaximumArchiveDays=90 | DesiredRemainingSpace=500,10291,ONS_SPCAV_440_PM_04!PMU:ST7,,340,8736f6c7-ad41-4b43-b4f6-e684e0d4ad20,SPCAV_440_PM_04,Spcav_440_Pm_04,60,1,companyAcronym= | protocolName=IEEE C37.118.2-2011 | vendorAcronym= | vendorDeviceName= | interconnectionName=,,,,10,STTP,Streaming Telemetry Transport Protocol,11,,,,,,SPCAV_440_PM_04!PMU-ST7,0.0,1.0,Device statistic for Number of defined measurements (per frame) from device during last reporting interval.,0,1,1,,Any,STAT,Statistic,ST,-98.6,37.5,PPA:10291,2021-08-24 16:28:50
} | MaximumArchiveDays=90 | DesiredRemainingSpace=500,10292,ONS_SPAGV_440_PM_01!PMU:ST1,,341,8736f6c7-ad41-4b43-b4f6-e684e0d4ad20,SPAGV_440_PM_01,Spagv_440_Pm_01,60,1,companyAcronym= | protocolName=IEEE C37.118.2-2011 | vendorAcronym= | vendorDeviceName= | interconnectionName=,,,,10,STTP,Streaming Telemetry Transport Protocol,11,,,,,,SPAGV_440_PM_01!PMU-ST1,0.0,1.0,Device statistic for Number of data quality errors reported by device during last reporting interval.,0,1,1,,Any,STAT,Statistic,ST,-98.6,37.5,PPA:10292,2021-08-24 16:28:50
} | MaximumArchiveDays=90 | DesiredRemainingSpace=500,10293,ONS_SPAGV_440_PM_01!PMU:ST2,,341,8736f6c7-ad41-4b43-b4f6-e684e0d4ad20,SPAGV_440_PM_01,Spagv_440_Pm_01,60,1,companyAcronym= | protocolName=IEEE C37.118.2-2011 | vendorAcronym= | vendorDeviceName= | interconnectionName=,,,,10,STTP,Streaming Telemetry Transport Protocol,11,,,,,,SPAGV_440_PM_01!PMU-ST2,0.0,1.0,Device statistic for Number of time quality errors reported by device during last reporting interval.,0,1,1,,Any,STAT,Statistic,ST,-98.6,37.5,PPA:10293,2021-08-24 16:28:50
} | MaximumArchiveDays=90 | DesiredRemainingSpace=500,10294,ONS_SPAGV_440_PM_01!PMU:ST3,,341,8736f6c7-ad41-4b43-b4f6-e684e0d4ad20,SPAGV_440_PM_01,Spagv_440_Pm_01,60,1,companyAcronym= | protocolName=IEEE C37.118.2-2011 | vendorAcronym= | vendorDeviceName= | interconnectionName=,,,,10,STTP,Streaming Telemetry Transport Protocol,11,,,,,,SPAGV_440_PM_01!PMU-ST3,0.0,1.0,Device statistic for Number of device errors reported by device during last reporting interval.,0,1,1,,Any,STAT,Statistic,ST,-98.6,37.5,PPA:10294,2021-08-24 16:28:50
} | MaximumArchiveDays=90 | DesiredRemainingSpace=500,10295,ONS_SPAGV_440_PM_01!PMU:ST4,,341,8736f6c7-ad41-4b43-b4f6-e684e0d4ad20,SPAGV_440_PM_01,Spagv_440_Pm_01,60,1,companyAcronym= | protocolName=IEEE C37.118.2-2011 | vendorAcronym= | vendorDeviceName= | interconnectionName=,,,,10,STTP,Streaming Telemetry Transport Protocol,11,,,,,,SPAGV_440_PM_01!PMU-ST4,0.0,1.0,Device statistic for Number of measurements received from device during last reporting interval.,0,1,1,,Any,STAT,Statistic,ST,-98.6,37.5,PPA:10295,2021-08-24 16:28:50
} | MaximumArchiveDays=90 | DesiredRemainingSpace=500,10296,ONS_SPAGV_440_PM_01!PMU:ST5,,341,8736f6c7-ad41-4b43-b4f6-e684e0d4ad20,SPAGV_440_PM_01,Spagv_440_Pm_01,60,1,companyAcronym= | protocolName=IEEE C37.118.2-2011 | vendorAcronym= | vendorDeviceName= | interconnectionName=,,,,10,STTP,Streaming Telemetry Transport Protocol,11,,,,,,SPAGV_440_PM_01!PMU-ST5,0.0,1.0,Device statistic for Expected number of measurements received from device during last reporting interval.,0,1,1,,Any,STAT,Statistic,ST,-98.6,37.5,PPA:10296,2021-08-24 16:28:50
} | MaximumArchiveDays=90 | DesiredRemainingSpace=500,10297,ONS_SPAGV_440_PM_01!PMU:ST6,,341,8736f6c7-ad41-4b43-b4f6-e684e0d4ad20,SPAGV_440_PM_01,Spagv_440_Pm_01,60,1,companyAcronym= | protocolName=IEEE C37.118.2-2011 | vendorAcronym= | vendorDeviceName= | interconnectionName=,,,,10,STTP,Streaming Telemetry Transport Protocol,11,,,,,,SPAGV_440_PM_01!PMU-ST6,0.0,1.0,Device statistic for Number of measurements received while device was reporting errors during last reporting interval.,0,1,1,,Any,STAT,Statistic,ST,-98.6,37.5,PPA:10297,2021-08-24 16:28:50
} | MaximumArchiveDays=90 | DesiredRemainingSpace=500,10298,ONS_SPAGV_440_PM_01!PMU:ST7,,341,8736f6c7-ad41-4b43-b4f6-e684e0d4ad20,SPAGV_440_PM_01,Spagv_440_Pm_01,60,1,companyAcronym= | protocolName=IEEE C37.118.2-2011 | vendorAcronym= | vendorDeviceName= | interconnectionName=,,,,10,STTP,Streaming Telemetry Transport Protocol,11,,,,,,SPAGV_440_PM_01!PMU-ST7,0.0,1.0,Device statistic for Number of defined measurements (per frame) from device during last reporting interval.,0,1,1,,Any,STAT,Statistic,ST,-98.6,37.5,PPA:10298,2021-08-24 16:28:50
} | MaximumArchiveDays=90 | DesiredRemainingSpace=500,10299,ONS_SPROS_230_PM_01!PMU:ST1,,342,8736f6c7-ad41-4b43-b4f6-e684e0d4ad20,SPROS_230_PM_01,Spros_230_Pm_01,60,1,companyAcronym= | protocolName=IEEE C37.118.2-2011 | vendorAcronym= | vendorDeviceName= | interconnectionName=,,,,10,STTP,Streaming Telemetry Transport Protocol,11,,,,,,SPROS_230_PM_01!PMU-ST1,0.0,1.0,Device statistic for Number of data quality errors reported by device during last reporting interval.,0,1,1,,Any,STAT,Statistic,ST,-98.6,37.5,PPA:10299,2021-08-24 16:28:50
} | MaximumArchiveDays=90 | DesiredRemainingSpace=500,10300,ONS_SPROS_230_PM_01!PMU:ST2,,342,8736f6c7-ad41-4b43-b4f6-e684e0d4ad20,SPROS_230_PM_01,Spros_230_Pm_01,60,1,companyAcronym= | protocolName=IEEE C37.118.2-2011 | vendorAcronym= | vendorDeviceName= | interconnectionName=,,,,10,STTP,Streaming Telemetry Transport Protocol,11,,,,,,SPROS_230_PM_01!PMU-ST2,0.0,1.0,Device statistic for Number of time quality errors reported by device during last reporting interval.,0,1,1,,Any,STAT,Statistic,ST,-98.6,37.5,PPA:10300,2021-08-24 16:28:50
} | MaximumArchiveDays=90 | DesiredRemainingSpace=500,10301,ONS_SPROS_230_PM_01!PMU:ST3,,342,8736f6c7-ad41-4b43-b4f6-e684e0d4ad20,SPROS_230_PM_01,Spros_230_Pm_01,60,1,companyAcronym= | protocolName=IEEE C37.118.2-2011 | vendorAcronym= | vendorDeviceName= | interconnectionName=,,,,10,STTP,Streaming Telemetry Transport Protocol,11,,,,,,SPROS_230_PM_01!PMU-ST3,0.0,1.0,Device statistic for Number of device errors reported by device during last reporting interval.,0,1,1,,Any,STAT,Statistic,ST,-98.6,37.5,PPA:10301,2021-08-24 16:28:50
} | MaximumArchiveDays=90 | DesiredRemainingSpace=500,10302,ONS_SPROS_230_PM_01!PMU:ST4,,342,8736f6c7-ad41-4b43-b4f6-e684e0d4ad20,SPROS_230_PM_01,Spros_230_Pm_01,60,1,companyAcronym= | protocolName=IEEE C37.118.2-2011 | vendorAcronym= | vendorDeviceName= | interconnectionName=,,,,10,STTP,Streaming Telemetry Transport Protocol,11,,,,,,SPROS_230_PM_01!PMU-ST4,0.0,1.0,Device statistic for Number of measurements received from device during last reporting interval.,0,1,1,,Any,STAT,Statistic,ST,-98.6,37.5,PPA:10302,2021-08-24 16:28:50
} | MaximumArchiveDays=90 | DesiredRemainingSpace=500,10303,ONS_SPROS_230_PM_01!PMU:ST5,,342,8736f6c7-ad41-4b43-b4f6-e684e0d4ad20,SPROS_230_PM_01,Spros_230_Pm_01,60,1,companyAcronym= | protocolName=IEEE C37.118.2-2011 | vendorAcronym= | vendorDeviceName= | interconnectionName=,,,,10,STTP,Streaming Telemetry Transport Protocol,11,,,,,,SPROS_230_PM_01!PMU-ST5,0.0,1.0,Device statistic for Expected number of measurements received from device during last reporting interval.,0,1,1,,Any,STAT,Statistic,ST,-98.6,37.5,PPA:10303,2021-08-24 16:28:50
} | MaximumArchiveDays=90 | DesiredRemainingSpace=500,10304,ONS_SPROS_230_PM_01!PMU:ST6,,342,8736f6c7-ad41-4b43-b4f6-e684e0d4ad20,SPROS_230_PM_01,Spros_230_Pm_01,60,1,companyAcronym= | protocolName=IEEE C37.118.2-2011 | vendorAcronym= | vendorDeviceName= | interconnectionName=,,,,10,STTP,Streaming Telemetry Transport Protocol,11,,,,,,SPROS_230_PM_01!PMU-ST6,0.0,1.0,Device statistic for Number of measurements received while device was reporting errors during last reporting interval.,0,1,1,,Any,STAT,Statistic,ST,-98.6,37.5,PPA:10304,2021-08-24 16:28:50
} | MaximumArchiveDays=90 | DesiredRemainingSpace=500,10305,ONS_SPROS_230_PM_01!PMU:ST7,,342,8736f6c7-ad41-4b43-b4f6-e684e0d4ad20,SPROS_230_PM_01,Spros_230_Pm_01,60,1,companyAcronym= | protocolName=IEEE C37.118.2-2011 | vendorAcronym= | vendorDeviceName= | interconnectionName=,,,,10,STTP,Streaming Telemetry Transport Protocol,11,,,,,,SPROS_230_PM_01!PMU-ST7,0.0,1.0,Device statistic for Number of defined measurements (per frame) from device during last reporting interval.,0,1,1,,Any,STAT,Statistic,ST,-98.6,37.5,PPA:10305,2021-08-24 16:28:50
} | MaximumArchiveDays=90 | DesiredRemainingSpace=500,10306,ONS_SPROS_230_PM_02!PMU:ST1,,343,8736f6c7-ad41-4b43-b4f6-e684e0d4ad20,SPROS_230_PM_02,Spros_230_Pm_02,60,1,companyAcronym= | protocolName=IEEE C37.118.2-2011 | vendorAcronym= | vendorDeviceName= | interconnectionName=,,,,10,STTP,Streaming Telemetry Transport Protocol,11,,,,,,SPROS_230_PM_02!PMU-ST1,0.0,1.0,Device statistic for Number of data quality errors reported by device during last reporting interval.,0,1,1,,Any,STAT,Statistic,ST,-98.6,37.5,PPA:10306,2021-08-24 16:28:50
} | MaximumArchiveDays=90 | DesiredRemainingSpace=500,10307,ONS_SPROS_230_PM_02!PMU:ST2,,343,8736f6c7-ad41-4b43-b4f6-e684e0d4ad20,SPROS_230_PM_02,Spros_230_Pm_02,60,1,companyAcronym= | protocolName=IEEE C37.118.2-2011 | vendorAcronym= | vendorDeviceName= | interconnectionName=,,,,10,STTP,Streaming Telemetry Transport Protocol,11,,,,,,SPROS_230_PM_02!PMU-ST2,0.0,1.0,Device statistic for Number of time quality errors reported by device during last reporting interval.,0,1,1,,Any,STAT,Statistic,ST,-98.6,37.5,PPA:10307,2021-08-24 16:28:50
} | MaximumArchiveDays=90 | DesiredRemainingSpace=500,10308,ONS_SPROS_230_PM_02!PMU:ST3,,343,8736f6c7-ad41-4b43-b4f6-e684e0d4ad20,SPROS_230_PM_02,Spros_230_Pm_02,60,1,companyAcronym= | protocolName=IEEE C37.118.2-2011 | vendorAcronym= | vendorDeviceName= | interconnectionName=,,,,10,STTP,Streaming Telemetry Transport Protocol,11,,,,,,SPROS_230_PM_02!PMU-ST3,0.0,1.0,Device statistic for Number of device errors reported by device during last reporting interval.,0,1,1,,Any,STAT,Statistic,ST,-98.6,37.5,PPA:10308,2021-08-24 16:28:50
} | MaximumArchiveDays=90 | DesiredRemainingSpace=500,10309,ONS_SPROS_230_PM_02!PMU:ST4,,343,8736f6c7-ad41-4b43-b4f6-e684e0d4ad20,SPROS_230_PM_02,Spros_230_Pm_02,60,1,companyAcronym= | protocolName=IEEE C37.118.2-2011 | vendorAcronym= | vendorDeviceName= | interconnectionName=,,,,10,STTP,Streaming Telemetry Transport Protocol,11,,,,,,SPROS_230_PM_02!PMU-ST4,0.0,1.0,Device statistic for Number of measurements received from device during last reporting interval.,0,1,1,,Any,STAT,Statistic,ST,-98.6,37.5,PPA:10309,2021-08-24 16:28:50
} | MaximumArchiveDays=90 | DesiredRemainingSpace=500,10310,ONS_SPROS_230_PM_02!PMU:ST5,,343,8736f6c7-ad41-4b43-b4f6-e684e0d4ad20,SPROS_230_PM_02,Spros_230_Pm_02,60,1,companyAcronym= | protocolName=IEEE C37.118.2-2011 | vendorAcronym= | vendorDeviceName= | interconnectionName=,,,,10,STTP,Streaming Telemetry Transport Protocol,11,,,,,,SPROS_230_PM_02!PMU-ST5,0.0,1.0,Device statistic for Expected number of measurements received from device during last reporting interval.,0,1,1,,Any,STAT,Statistic,ST,-98.6,37.5,PPA:10310,2021-08-24 16:28:50
} | MaximumArchiveDays=90 | DesiredRemainingSpace=500,10311,ONS_SPROS_230_PM_02!PMU:ST6,,343,8736f6c7-ad41-4b43-b4f6-e684e0d4ad20,SPROS_230_PM_02,Spros_230_Pm_02,60,1,companyAcronym= | protocolName=IEEE C37.118.2-2011 | vendorAcronym= | vendorDeviceName= | interconnectionName=,,,,10,STTP,Streaming Telemetry Transport Protocol,11,,,,,,SPROS_230_PM_02!PMU-ST6,0.0,1.0,Device statistic for Number of measurements received while device was reporting errors during last reporting interval.,0,1,1,,Any,STAT,Statistic,ST,-98.6,37.5,PPA:10311,2021-08-24 16:28:50
} | MaximumArchiveDays=90 | DesiredRemainingSpace=500,10312,ONS_SPROS_230_PM_02!PMU:ST7,,343,8736f6c7-ad41-4b43-b4f6-e684e0d4ad20,SPROS_230_PM_02,Spros_230_Pm_02,60,1,companyAcronym= | protocolName=IEEE C37.118.2-2011 | vendorAcronym= | vendorDeviceName= | interconnectionName=,,,,10,STTP,Streaming Telemetry Transport Protocol,11,,,,,,SPROS_230_PM_02!PMU-ST7,0.0,1.0,Device statistic for Number of defined measurements (per frame) from device during last reporting interval.,0,1,1,,Any,STAT,Statistic,ST,-98.6,37.5,PPA:10312,2021-08-24 16:28:50
} | MaximumArchiveDays=90 | DesiredRemainingSpace=500,10313,ONS_SPROS_230_PM_03!PMU:ST1,,344,8736f6c7-ad41-4b43-b4f6-e684e0d4ad20,SPROS_230_PM_03,Spros_230_Pm_03,60,1,companyAcronym= | protocolName=IEEE C37.118.2-2011 | vendorAcronym= | vendorDeviceName= | interconnectionName=,,,,10,STTP,Streaming Telemetry Transport Protocol,11,,,,,,SPROS_230_PM_03!PMU-ST1,0.0,1.0,Device statistic for Number of data quality errors reported by device during last reporting interval.,0,1,1,,Any,STAT,Statistic,ST,-98.6,37.5,PPA:10313,2021-08-24 16:28:50
} | MaximumArchiveDays=90 | DesiredRemainingSpace=500,10314,ONS_SPROS_230_PM_03!PMU:ST2,,344,8736f6c7-ad41-4b43-b4f6-e684e0d4ad20,SPROS_230_PM_03,Spros_230_Pm_03,60,1,companyAcronym= | protocolName=IEEE C37.118.2-2011 | vendorAcronym= | vendorDeviceName= | interconnectionName=,,,,10,STTP,Streaming Telemetry Transport Protocol,11,,,,,,SPROS_230_PM_03!PMU-ST2,0.0,1.0,Device statistic for Number of time quality errors reported by device during last reporting interval.,0,1,1,,Any,STAT,Statistic,ST,-98.6,37.5,PPA:10314,2021-08-24 16:28:50
} | MaximumArchiveDays=90 | DesiredRemainingSpace=500,10315,ONS_SPROS_230_PM_03!PMU:ST3,,344,8736f6c7-ad41-4b43-b4f6-e684e0d4ad20,SPROS_230_PM_03,Spros_230_Pm_03,60,1,companyAcronym= | protocolName=IEEE C37.118.2-2011 | vendorAcronym= | vendorDeviceName= | interconnectionName=,,,,10,STTP,Streaming Telemetry Transport Protocol,11,,,,,,SPROS_230_PM_03!PMU-ST3,0.0,1.0,Device statistic for Number of device errors reported by device during last reporting interval.,0,1,1,,Any,STAT,Statistic,ST,-98.6,37.5,PPA:10315,2021-08-24 16:28:50
} | MaximumArchiveDays=90 | DesiredRemainingSpace=500,10316,ONS_SPROS_230_PM_03!PMU:ST4,,344,8736f6c7-ad41-4b43-b4f6-e684e0d4ad20,SPROS_230_PM_03,Spros_230_Pm_03,60,1,companyAcronym= | protocolName=IEEE C37.118.2-2011 | vendorAcronym= | vendorDeviceName= | interconnectionName=,,,,10,STTP,Streaming Telemetry Transport Protocol,11,,,,,,SPROS_230_PM_03!PMU-ST4,0.0,1.0,Device statistic for Number of measurements received from device during last reporting interval.,0,1,1,,Any,STAT,Statistic,ST,-98.6,37.5,PPA:10316,2021-08-24 16:28:50
} | MaximumArchiveDays=90 | DesiredRemainingSpace=500,10317,ONS_SPROS_230_PM_03!PMU:ST5,,344,8736f6c7-ad41-4b43-b4f6-e684e0d4ad20,SPROS_230_PM_03,Spros_230_Pm_03,60,1,companyAcronym= | protocolName=IEEE C37.118.2-2011 | vendorAcronym= | vendorDeviceName= | interconnectionName=,,,,10,STTP,Streaming Telemetry Transport Protocol,11,,,,,,SPROS_230_PM_03!PMU-ST5,0.0,1.0,Device statistic for Expected number of measurements received from device during last reporting interval.,0,1,1,,Any,STAT,Statistic,ST,-98.6,37.5,PPA:10317,2021-08-24 16:28:50
} | MaximumArchiveDays=90 | DesiredRemainingSpace=500,10318,ONS_SPROS_230_PM_03!PMU:ST6,,344,8736f6c7-ad41-4b43-b4f6-e684e0d4ad20,SPROS_230_PM_03,Spros_230_Pm_03,60,1,companyAcronym= | protocolName=IEEE C37.118.2-2011 | vendorAcronym= | vendorDeviceName= | interconnectionName=,,,,10,STTP,Streaming Telemetry Transport Protocol,11,,,,,,SPROS_230_PM_03!PMU-ST6,0.0,1.0,Device statistic for Number of measurements received while device was reporting errors during last reporting interval.,0,1,1,,Any,STAT,Statistic,ST,-98.6,37.5,PPA:10318,2021-08-24 16:28:50
} | MaximumArchiveDays=90 | DesiredRemainingSpace=500,10319,ONS_SPROS_230_PM_03!PMU:ST7,,344,8736f6c7-ad41-4b43-b4f6-e684e0d4ad20,SPROS_230_PM_03,Spros_230_Pm_03,60,1,companyAcronym= | protocolName=IEEE C37.118.2-2011 | vendorAcronym= | vendorDeviceName= | interconnectionName=,,,,10,STTP,Streaming Telemetry Transport Protocol,11,,,,,,SPROS_230_PM_03!PMU-ST7,0.0,1.0,Device statistic for Number of defined measurements (per frame) from device during last reporting interval.,0,1,1,,Any,STAT,Statistic,ST,-98.6,37.5,PPA:10319,2021-08-24 16:28:50
} | MaximumArchiveDays=90 | DesiredRemainingSpace=500,10320,ONS_SPROS_230_PM_04!PMU:ST1,,345,8736f6c7-ad41-4b43-b4f6-e684e0d4ad20,SPROS_230_PM_04,Spros_230_Pm_04,60,1,companyAcronym= | protocolName=IEEE C37.118.2-2011 | vendorAcronym= | vendorDeviceName= | interconnectionName=,,,,10,STTP,Streaming Telemetry Transport Protocol,11,,,,,,SPROS_230_PM_04!PMU-ST1,0.0,1.0,Device statistic for Number of data quality errors reported by device during last reporting interval.,0,1,1,,Any,STAT,Statistic,ST,-98.6,37.5,PPA:10320,2021-08-24 16:28:50
} | MaximumArchiveDays=90 | DesiredRemainingSpace=500,10321,ONS_SPROS_230_PM_04!PMU:ST2,,345,8736f6c7-ad41-4b43-b4f6-e684e0d4ad20,SPROS_230_PM_04,Spros_230_Pm_04,60,1,companyAcronym= | protocolName=IEEE C37.118.2-2011 | vendorAcronym= | vendorDeviceName= | interconnectionName=,,,,10,STTP,Streaming Telemetry Transport Protocol,11,,,,,,SPROS_230_PM_04!PMU-ST2,0.0,1.0,Device statistic for Number of time quality errors reported by device during last reporting interval.,0,1,1,,Any,STAT,Statistic,ST,-98.6,37.5,PPA:10321,2021-08-24 16:28:50
} | MaximumArchiveDays=90 | DesiredRemainingSpace=500,10322,ONS_SPROS_230_PM_04!PMU:ST3,,345,8736f6c7-ad41-4b43-b4f6-e684e0d4ad20,SPROS_230_PM_04,Spros_230_Pm_04,60,1,companyAcronym= | protocolName=IEEE C37.118.2-2011 | vendorAcronym= | vendorDeviceName= | interconnectionName=,,,,10,STTP,Streaming Telemetry Transport Protocol,11,,,,,,SPROS_230_PM_04!PMU-ST3,0.0,1.0,Device statistic for Number of device errors reported by device during last reporting interval.,0,1,1,,Any,STAT,Statistic,ST,-98.6,37.5,PPA:10322,2021-08-24 16:28:50
} | MaximumArchiveDays=90 | DesiredRemainingSpace=500,10323,ONS_SPROS_230_PM_04!PMU:ST4,,345,8736f6c7-ad41-4b43-b4f6-e684e0d4ad20,SPROS_230_PM_04,Spros_230_Pm_04,60,1,companyAcronym= | protocolName=IEEE C37.118.2-2011 | vendorAcronym= | vendorDeviceName= | interconnectionName=,,,,10,STTP,Streaming Telemetry Transport Protocol,11,,,,,,SPROS_230_PM_04!PMU-ST4,0.0,1.0,Device statistic for Number of measurements received from device during last reporting interval.,0,1,1,,Any,STAT,Statistic,ST,-98.6,37.5,PPA:10323,2021-08-24 16:28:50
} | MaximumArchiveDays=90 | DesiredRemainingSpace=500,10324,ONS_SPROS_230_PM_04!PMU:ST5,,345,8736f6c7-ad41-4b43-b4f6-e684e0d4ad20,SPROS_230_PM_04,Spros_230_Pm_04,60,1,companyAcronym= | protocolName=IEEE C37.118.2-2011 | vendorAcronym= | vendorDeviceName= | interconnectionName=,,,,10,STTP,Streaming Telemetry Transport Protocol,11,,,,,,SPROS_230_PM_04!PMU-ST5,0.0,1.0,Device statistic for Expected number of measurements received from device during last reporting interval.,0,1,1,,Any,STAT,Statistic,ST,-98.6,37.5,PPA:10324,2021-08-24 16:28:50
} | MaximumArchiveDays=90 | DesiredRemainingSpace=500,10325,ONS_SPROS_230_PM_04!PMU:ST6,,345,8736f6c7-ad41-4b43-b4f6-e684e0d4ad20,SPROS_230_PM_04,Spros_230_Pm_04,60,1,companyAcronym= | protocolName=IEEE C37.118.2-2011 | vendorAcronym= | vendorDeviceName= | interconnectionName=,,,,10,STTP,Streaming Telemetry Transport Protocol,11,,,,,,SPROS_230_PM_04!PMU-ST6,0.0,1.0,Device statistic for Number of measurements received while device was reporting errors during last reporting interval.,0,1,1,,Any,STAT,Statistic,ST,-98.6,37.5,PPA:10325,2021-08-24 16:28:50
} | MaximumArchiveDays=90 | DesiredRemainingSpace=500,10326,ONS_SPROS_230_PM_04!PMU:ST7,,345,8736f6c7-ad41-4b43-b4f6-e684e0d4ad20,SPROS_230_PM_04,Spros_230_Pm_04,60,1,companyAcronym= | protocolName=IEEE C37.118.2-2011 | vendorAcronym= | vendorDeviceName= | interconnectionName=,,,,10,STTP,Streaming Telemetry Transport Protocol,11,,,,,,SPROS_230_PM_04!PMU-ST7,0.0,1.0,Device statistic for Number of defined measurements (per frame) from device during last reporting interval.,0,1,1,,Any,STAT,Statistic,ST,-98.6,37.5,PPA:10326,2021-08-24 16:28:50
} | MaximumArchiveDays=90 | DesiredRemainingSpace=500,10327,ONS_SPBAG_440_PM_01!PMU:ST1,,346,8736f6c7-ad41-4b43-b4f6-e684e0d4ad20,SPBAG_440_PM_01,Spbag_440_Pm_01,60,1,companyAcronym= | protocolName=IEEE C37.118.2-2011 | vendorAcronym= | vendorDeviceName= | interconnectionName=,,,,10,STTP,Streaming Telemetry Transport Protocol,11,,,,,,SPBAG_440_PM_01!PMU-ST1,0.0,1.0,Device statistic for Number of data quality errors reported by device during last reporting interval.,0,1,1,,Any,STAT,Statistic,ST,-98.6,37.5,PPA:10327,2021-08-24 16:28:50
} | MaximumArchiveDays=90 | DesiredRemainingSpace=500,10328,ONS_SPBAG_440_PM_01!PMU:ST2,,346,8736f6c7-ad41-4b43-b4f6-e684e0d4ad20,SPBAG_440_PM_01,Spbag_440_Pm_01,60,1,companyAcronym= | protocolName=IEEE C37.118.2-2011 | vendorAcronym= | vendorDeviceName= | interconnectionName=,,,,10,STTP,Streaming Telemetry Transport Protocol,11,,,,,,SPBAG_440_PM_01!PMU-ST2,0.0,1.0,Device statistic for Number of time quality errors reported by device during last reporting interval.,0,1,1,,Any,STAT,Statistic,ST,-98.6,37.5,PPA:10328,2021-08-24 16:28:50
} | MaximumArchiveDays=90 | DesiredRemainingSpace=500,10329,ONS_SPBAG_440_PM_01!PMU:ST3,,346,8736f6c7-ad41-4b43-b4f6-e684e0d4ad20,SPBAG_440_PM_01,Spbag_440_Pm_01,60,1,companyAcronym= | protocolName=IEEE C37.118.2-2011 | vendorAcronym= | vendorDeviceName= | interconnectionName=,,,,10,STTP,Streaming Telemetry Transport Protocol,11,,,,,,SPBAG_440_PM_01!PMU-ST3,0.0,1.0,Device statistic for Number of device errors reported by device during last reporting interval.,0,1,1,,Any,STAT,Statistic,ST,-98.6,37.5,PPA:10329,2021-08-24 16:28:50
} | MaximumArchiveDays=90 | DesiredRemainingSpace=500,10330,ONS_SPBAG_440_PM_01!PMU:ST4,,346,8736f6c7-ad41-4b43-b4f6-e684e0d4ad20,SPBAG_440_PM_01,Spbag_440_Pm_01,60,1,companyAcronym= | protocolName=IEEE C37.118.2-2011 | vendorAcronym= | vendorDeviceName= | interconnectionName=,,,,10,STTP,Streaming Telemetry Transport Protocol,11,,,,,,SPBAG_440_PM_01!PMU-ST4,0.0,1.0,Device statistic for Number of measurements received from device during last reporting interval.,0,1,1,,Any,STAT,Statistic,ST,-98.6,37.5,PPA:10330,2021-08-24 16:28:50
} | MaximumArchiveDays=90 | DesiredRemainingSpace=500,10331,ONS_SPBAG_440_PM_01!PMU:ST5,,346,8736f6c7-ad41-4b43-b4f6-e684e0d4ad20,SPBAG_440_PM_01,Spbag_440_Pm_01,60,1,companyAcronym= | protocolName=IEEE C37.118.2-2011 | vendorAcronym= | vendorDeviceName= | interconnectionName=,,,,10,STTP,Streaming Telemetry Transport Protocol,11,,,,,,SPBAG_440_PM_01!PMU-ST5,0.0,1.0,Device statistic for Expected number of measurements received from device during last reporting interval.,0,1,1,,Any,STAT,Statistic,ST,-98.6,37.5,PPA:10331,2021-08-24 16:28:50
} | MaximumArchiveDays=90 | DesiredRemainingSpace=500,10332,ONS_SPBAG_440_PM_01!PMU:ST6,,346,8736f6c7-ad41-4b43-b4f6-e684e0d4ad20,SPBAG_440_PM_01,Spbag_440_Pm_01,60,1,companyAcronym= | protocolName=IEEE C37.118.2-2011 | vendorAcronym= | vendorDeviceName= | interconnectionName=,,,,10,STTP,Streaming Telemetry Transport Protocol,11,,,,,,SPBAG_440_PM_01!PMU-ST6,0.0,1.0,Device statistic for Number of measurements received while device was reporting errors during last reporting interval.,0,1,1,,Any,STAT,Statistic,ST,-98.6,37.5,PPA:10332,2021-08-24 16:28:50
} | MaximumArchiveDays=90 | DesiredRemainingSpace=500,10333,ONS_SPBAG_440_PM_01!PMU:ST7,,346,8736f6c7-ad41-4b43-b4f6-e684e0d4ad20,SPBAG_440_PM_01,Spbag_440_Pm_01,60,1,companyAcronym= | protocolName=IEEE C37.118.2-2011 | vendorAcronym= | vendorDeviceName= | interconnectionName=,,,,10,STTP,Streaming Telemetry Transport Protocol,11,,,,,,SPBAG_440_PM_01!PMU-ST7,0.0,1.0,Device statistic for Number of defined measurements (per frame) from device during last reporting interval.,0,1,1,,Any,STAT,Statistic,ST,-98.6,37.5,PPA:10333,2021-08-24 16:28:50
} | MaximumArchiveDays=90 | DesiredRemainingSpace=500,10334,ONS_SPBAG_440_PM_02!PMU:ST1,,347,8736f6c7-ad41-4b43-b4f6-e684e0d4ad20,SPBAG_440_PM_02,Spbag_440_Pm_02,60,1,companyAcronym= | protocolName=IEEE C37.118.2-2011 | vendorAcronym= | vendorDeviceName= | interconnectionName=,,,,10,STTP,Streaming Telemetry Transport Protocol,11,,,,,,SPBAG_440_PM_02!PMU-ST1,0.0,1.0,Device statistic for Number of data quality errors reported by device during last reporting interval.,0,1,1,,Any,STAT,Statistic,ST,-98.6,37.5,PPA:10334,2021-08-24 16:28:50
} | MaximumArchiveDays=90 | DesiredRemainingSpace=500,10335,ONS_SPBAG_440_PM_02!PMU:ST2,,347,8736f6c7-ad41-4b43-b4f6-e684e0d4ad20,SPBAG_440_PM_02,Spbag_440_Pm_02,60,1,companyAcronym= | protocolName=IEEE C37.118.2-2011 | vendorAcronym= | vendorDeviceName= | interconnectionName=,,,,10,STTP,Streaming Telemetry Transport Protocol,11,,,,,,SPBAG_440_PM_02!PMU-ST2,0.0,1.0,Device statistic for Number of time quality errors reported by device during last reporting interval.,0,1,1,,Any,STAT,Statistic,ST,-98.6,37.5,PPA:10335,2021-08-24 16:28:50
} | MaximumArchiveDays=90 | DesiredRemainingSpace=500,10336,ONS_SPBAG_440_PM_02!PMU:ST3,,347,8736f6c7-ad41-4b43-b4f6-e684e0d4ad20,SPBAG_440_PM_02,Spbag_440_Pm_02,60,1,companyAcronym= | protocolName=IEEE C37.118.2-2011 | vendorAcronym= | vendorDeviceName= | interconnectionName=,,,,10,STTP,Streaming Telemetry Transport Protocol,11,,,,,,SPBAG_440_PM_02!PMU-ST3,0.0,1.0,Device statistic for Number of device errors reported by device during last reporting interval.,0,1,1,,Any,STAT,Statistic,ST,-98.6,37.5,PPA:10336,2021-08-24 16:28:50
} | MaximumArchiveDays=90 | DesiredRemainingSpace=500,10337,ONS_SPBAG_440_PM_02!PMU:ST4,,347,8736f6c7-ad41-4b43-b4f6-e684e0d4ad20,SPBAG_440_PM_02,Spbag_440_Pm_02,60,1,companyAcronym= | protocolName=IEEE C37.118.2-2011 | vendorAcronym= | vendorDeviceName= | interconnectionName=,,,,10,STTP,Streaming Telemetry Transport Protocol,11,,,,,,SPBAG_440_PM_02!PMU-ST4,0.0,1.0,Device statistic for Number of measurements received from device during last reporting interval.,0,1,1,,Any,STAT,Statistic,ST,-98.6,37.5,PPA:10337,2021-08-24 16:28:50
} | MaximumArchiveDays=90 | DesiredRemainingSpace=500,10338,ONS_SPBAG_440_PM_02!PMU:ST5,,347,8736f6c7-ad41-4b43-b4f6-e684e0d4ad20,SPBAG_440_PM_02,Spbag_440_Pm_02,60,1,companyAcronym= | protocolName=IEEE C37.118.2-2011 | vendorAcronym= | vendorDeviceName= | interconnectionName=,,,,10,STTP,Streaming Telemetry Transport Protocol,11,,,,,,SPBAG_440_PM_02!PMU-ST5,0.0,1.0,Device statistic for Expected number of measurements received from device during last reporting interval.,0,1,1,,Any,STAT,Statistic,ST,-98.6,37.5,PPA:10338,2021-08-24 16:28:50
} | MaximumArchiveDays=90 | DesiredRemainingSpace=500,10339,ONS_SPBAG_440_PM_02!PMU:ST6,,347,8736f6c7-ad41-4b43-b4f6-e684e0d4ad20,SPBAG_440_PM_02,Spbag_440_Pm_02,60,1,companyAcronym= | protocolName=IEEE C37.118.2-2011 | vendorAcronym= | vendorDeviceName= | interconnectionName=,,,,10,STTP,Streaming Telemetry Transport Protocol,11,,,,,,SPBAG_440_PM_02!PMU-ST6,0.0,1.0,Device statistic for Number of measurements received while device was reporting errors during last reporting interval.,0,1,1,,Any,STAT,Statistic,ST,-98.6,37.5,PPA:10339,2021-08-24 16:28:50
} | MaximumArchiveDays=90 | DesiredRemainingSpace=500,10340,ONS_SPBAG_440_PM_02!PMU:ST7,,347,8736f6c7-ad41-4b43-b4f6-e684e0d4ad20,SPBAG_440_PM_02,Spbag_440_Pm_02,60,1,companyAcronym= | protocolName=IEEE C37.118.2-2011 | vendorAcronym= | vendorDeviceName= | interconnectionName=,,,,10,STTP,Streaming Telemetry Transport Protocol,11,,,,,,SPBAG_440_PM_02!PMU-ST7,0.0,1.0,Device statistic for Number of defined measurements (per frame) from device during last reporting interval.,0,1,1,,Any,STAT,Statistic,ST,-98.6,37.5,PPA:10340,2021-08-24 16:28:50
} | MaximumArchiveDays=90 | DesiredRemainingSpace=500,10341,ONS_SPBAG_440_PM_03!PMU:ST1,,348,8736f6c7-ad41-4b43-b4f6-e684e0d4ad20,SPBAG_440_PM_03,Spbag_440_Pm_03,60,1,companyAcronym= | protocolName=IEEE C37.118.2-2011 | vendorAcronym= | vendorDeviceName= | interconnectionName=,,,,10,STTP,Streaming Telemetry Transport Protocol,11,,,,,,SPBAG_440_PM_03!PMU-ST1,0.0,1.0,Device statistic for Number of data quality errors reported by device during last reporting interval.,0,1,1,,Any,STAT,Statistic,ST,-98.6,37.5,PPA:10341,2021-08-24 16:28:50
} | MaximumArchiveDays=90 | DesiredRemainingSpace=500,10342,ONS_SPBAG_440_PM_03!PMU:ST2,,348,8736f6c7-ad41-4b43-b4f6-e684e0d4ad20,SPBAG_440_PM_03,Spbag_440_Pm_03,60,1,companyAcronym= | protocolName=IEEE C37.118.2-2011 | vendorAcronym= | vendorDeviceName= | interconnectionName=,,,,10,STTP,Streaming Telemetry Transport Protocol,11,,,,,,SPBAG_440_PM_03!PMU-ST2,0.0,1.0,Device statistic for Number of time quality errors reported by device during last reporting interval.,0,1,1,,Any,STAT,Statistic,ST,-98.6,37.5,PPA:10342,2021-08-24 16:28:50
} | MaximumArchiveDays=90 | DesiredRemainingSpace=500,10343,ONS_SPBAG_440_PM_03!PMU:ST3,,348,8736f6c7-ad41-4b43-b4f6-e684e0d4ad20,SPBAG_440_PM_03,Spbag_440_Pm_03,60,1,companyAcronym= | protocolName=IEEE C37.118.2-2011 | vendorAcronym= | vendorDeviceName= | interconnectionName=,,,,10,STTP,Streaming Telemetry Transport Protocol,11,,,,,,SPBAG_440_PM_03!PMU-ST3,0.0,1.0,Device statistic for Number of device errors reported by device during last reporting interval.,0,1,1,,Any,STAT,Statistic,ST,-98.6,37.5,PPA:10343,2021-08-24 16:28:50
} | MaximumArchiveDays=90 | DesiredRemainingSpace=500,10344,ONS_SPBAG_440_PM_03!PMU:ST4,,348,8736f6c7-ad41-4b43-b4f6-e684e0d4ad20,SPBAG_440_PM_03,Spbag_440_Pm_03,60,1,companyAcronym= | protocolName=IEEE C37.118.2-2011 | vendorAcronym= | vendorDeviceName= | interconnectionName=,,,,10,STTP,Streaming Telemetry Transport Protocol,11,,,,,,SPBAG_440_PM_03!PMU-ST4,0.0,1.0,Device statistic for Number of measurements received from device during last reporting interval.,0,1,1,,Any,STAT,Statistic,ST,-98.6,37.5,PPA:10344,2021-08-24 16:28:50
} | MaximumArchiveDays=90 | DesiredRemainingSpace=500,10345,ONS_SPBAG_440_PM_03!PMU:ST5,,348,8736f6c7-ad41-4b43-b4f6-e684e0d4ad20,SPBAG_440_PM_03,Spbag_440_Pm_03,60,1,companyAcronym= | protocolName=IEEE C37.118.2-2011 | vendorAcronym= | vendorDeviceName= | interconnectionName=,,,,10,STTP,Streaming Telemetry Transport Protocol,11,,,,,,SPBAG_440_PM_03!PMU-ST5,0.0,1.0,Device statistic for Expected number of measurements received from device during last reporting interval.,0,1,1,,Any,STAT,Statistic,ST,-98.6,37.5,PPA:10345,2021-08-24 16:28:50
} | MaximumArchiveDays=90 | DesiredRemainingSpace=500,10346,ONS_SPBAG_440_PM_03!PMU:ST6,,348,8736f6c7-ad41-4b43-b4f6-e684e0d4ad20,SPBAG_440_PM_03,Spbag_440_Pm_03,60,1,companyAcronym= | protocolName=IEEE C37.118.2-2011 | vendorAcronym= | vendorDeviceName= | interconnectionName=,,,,10,STTP,Streaming Telemetry Transport Protocol,11,,,,,,SPBAG_440_PM_03!PMU-ST6,0.0,1.0,Device statistic for Number of measurements received while device was reporting errors during last reporting interval.,0,1,1,,Any,STAT,Statistic,ST,-98.6,37.5,PPA:10346,2021-08-24 16:28:50
} | MaximumArchiveDays=90 | DesiredRemainingSpace=500,10347,ONS_SPBAG_440_PM_03!PMU:ST7,,348,8736f6c7-ad41-4b43-b4f6-e684e0d4ad20,SPBAG_440_PM_03,Spbag_440_Pm_03,60,1,companyAcronym= | protocolName=IEEE C37.118.2-2011 | vendorAcronym= | vendorDeviceName= | interconnectionName=,,,,10,STTP,Streaming Telemetry Transport Protocol,11,,,,,,SPBAG_440_PM_03!PMU-ST7,0.0,1.0,Device statistic for Number of defined measurements (per frame) from device during last reporting interval.,0,1,1,,Any,STAT,Statistic,ST,-98.6,37.5,PPA:10347,2021-08-24 16:28:50
} | MaximumArchiveDays=90 | DesiredRemainingSpace=500,10348,ONS_SPBAG_440_PM_04!PMU:ST1,,349,8736f6c7-ad41-4b43-b4f6-e684e0d4ad20,SPBAG_440_PM_04,Spbag_440_Pm_04,60,1,companyAcronym= | protocolName=IEEE C37.118.2-2011 | vendorAcronym= | vendorDeviceName= | interconnectionName=,,,,10,STTP,Streaming Telemetry Transport Protocol,11,,,,,,SPBAG_440_PM_04!PMU-ST1,0.0,1.0,Device statistic for Number of data quality errors reported by device during last reporting interval.,0,1,1,,Any,STAT,Statistic,ST,-98.6,37.5,PPA:10348,2021-08-24 16:28:50
} | MaximumArchiveDays=90 | DesiredRemainingSpace=500,10349,ONS_SPBAG_440_PM_04!PMU:ST2,,349,8736f6c7-ad41-4b43-b4f6-e684e0d4ad20,SPBAG_440_PM_04,Spbag_440_Pm_04,60,1,companyAcronym= | protocolName=IEEE C37.118.2-2011 | vendorAcronym= | vendorDeviceName= | interconnectionName=,,,,10,STTP,Streaming Telemetry Transport Protocol,11,,,,,,SPBAG_440_PM_04!PMU-ST2,0.0,1.0,Device statistic for Number of time quality errors reported by device during last reporting interval.,0,1,1,,Any,STAT,Statistic,ST,-98.6,37.5,PPA:10349,2021-08-24 16:28:50
} | MaximumArchiveDays=90 | DesiredRemainingSpace=500,10350,ONS_SPBAG_440_PM_04!PMU:ST3,,349,8736f6c7-ad41-4b43-b4f6-e684e0d4ad20,SPBAG_440_PM_04,Spbag_440_Pm_04,60,1,companyAcronym= | protocolName=IEEE C37.118.2-2011 | vendorAcronym= | vendorDeviceName= | interconnectionName=,,,,10,STTP,Streaming Telemetry Transport Protocol,11,,,,,,SPBAG_440_PM_04!PMU-ST3,0.0,1.0,Device statistic for Number of device errors reported by device during last reporting interval.,0,1,1,,Any,STAT,Statistic,ST,-98.6,37.5,PPA:10350,2021-08-24 16:28:50
} | MaximumArchiveDays=90 | DesiredRemainingSpace=500,10351,ONS_SPBAG_440_PM_04!PMU:ST4,,349,8736f6c7-ad41-4b43-b4f6-e684e0d4ad20,SPBAG_440_PM_04,Spbag_440_Pm_04,60,1,companyAcronym= | protocolName=IEEE C37.118.2-2011 | vendorAcronym= | vendorDeviceName= | interconnectionName=,,,,10,STTP,Streaming Telemetry Transport Protocol,11,,,,,,SPBAG_440_PM_04!PMU-ST4,0.0,1.0,Device statistic for Number of measurements received from device during last reporting interval.,0,1,1,,Any,STAT,Statistic,ST,-98.6,37.5,PPA:10351,2021-08-24 16:28:50
} | MaximumArchiveDays=90 | DesiredRemainingSpace=500,10352,ONS_SPBAG_440_PM_04!PMU:ST5,,349,8736f6c7-ad41-4b43-b4f6-e684e0d4ad20,SPBAG_440_PM_04,Spbag_440_Pm_04,60,1,companyAcronym= | protocolName=IEEE C37.118.2-2011 | vendorAcronym= | vendorDeviceName= | interconnectionName=,,,,10,STTP,Streaming Telemetry Transport Protocol,11,,,,,,SPBAG_440_PM_04!PMU-ST5,0.0,1.0,Device statistic for Expected number of measurements received from device during last reporting interval.,0,1,1,,Any,STAT,Statistic,ST,-98.6,37.5,PPA:10352,2021-08-24 16:28:50
} | MaximumArchiveDays=90 | DesiredRemainingSpace=500,10353,ONS_SPBAG_440_PM_04!PMU:ST6,,349,8736f6c7-ad41-4b43-b4f6-e684e0d4ad20,SPBAG_440_PM_04,Spbag_440_Pm_04,60,1,companyAcronym= | protocolName=IEEE C37.118.2-2011 | vendorAcronym= | vendorDeviceName= | interconnectionName=,,,,10,STTP,Streaming Telemetry Transport Protocol,11,,,,,,SPBAG_440_PM_04!PMU-ST6,0.0,1.0,Device statistic for Number of measurements received while device was reporting errors during last reporting interval.,0,1,1,,Any,STAT,Statistic,ST,-98.6,37.5,PPA:10353,2021-08-24 16:28:50
} | MaximumArchiveDays=90 | DesiredRemainingSpace=500,10354,ONS_SPBAG_440_PM_04!PMU:ST7,,349,8736f6c7-ad41-4b43-b4f6-e684e0d4ad20,SPBAG_440_PM_04,Spbag_440_Pm_04,60,1,companyAcronym= | protocolName=IEEE C37.118.2-2011 | vendorAcronym= | vendorDeviceName= | interconnectionName=,,,,10,STTP,Streaming Telemetry Transport Protocol,11,,,,,,SPBAG_440_PM_04!PMU-ST7,0.0,1.0,Device statistic for Number of defined measurements (per frame) from device during last reporting interval.,0,1,1,,Any,STAT,Statistic,ST,-98.6,37.5,PPA:10354,2021-08-24 16:28:50
} | MaximumArchiveDays=90 | DesiredRemainingSpace=500,10355,ONS_SPBAG_440_PM_05!PMU:ST1,,350,8736f6c7-ad41-4b43-b4f6-e684e0d4ad20,SPBAG_440_PM_05,Spbag_440_Pm_05,60,1,companyAcronym= | protocolName=IEEE C37.118.2-2011 | vendorAcronym= | vendorDeviceName= | interconnectionName=,,,,10,STTP,Streaming Telemetry Transport Protocol,11,,,,,,SPBAG_440_PM_05!PMU-ST1,0.0,1.0,Device statistic for Number of data quality errors reported by device during last reporting interval.,0,1,1,,Any,STAT,Statistic,ST,-98.6,37.5,PPA:10355,2021-08-24 16:28:50
} | MaximumArchiveDays=90 | DesiredRemainingSpace=500,10356,ONS_SPBAG_440_PM_05!PMU:ST2,,350,8736f6c7-ad41-4b43-b4f6-e684e0d4ad20,SPBAG_440_PM_05,Spbag_440_Pm_05,60,1,companyAcronym= | protocolName=IEEE C37.118.2-2011 | vendorAcronym= | vendorDeviceName= | interconnectionName=,,,,10,STTP,Streaming Telemetry Transport Protocol,11,,,,,,SPBAG_440_PM_05!PMU-ST2,0.0,1.0,Device statistic for Number of time quality errors reported by device during last reporting interval.,0,1,1,,Any,STAT,Statistic,ST,-98.6,37.5,PPA:10356,2021-08-24 16:28:50
} | MaximumArchiveDays=90 | DesiredRemainingSpace=500,10357,ONS_SPBAG_440_PM_05!PMU:ST3,,350,8736f6c7-ad41-4b43-b4f6-e684e0d4ad20,SPBAG_440_PM_05,Spbag_440_Pm_05,60,1,companyAcronym= | protocolName=IEEE C37.118.2-2011 | vendorAcronym= | vendorDeviceName= | interconnectionName=,,,,10,STTP,Streaming Telemetry Transport Protocol,11,,,,,,SPBAG_440_PM_05!PMU-ST3,0.0,1.0,Device statistic for Number of device errors reported by device during last reporting interval.,0,1,1,,Any,STAT,Statistic,ST,-98.6,37.5,PPA:10357,2021-08-24 16:28:51
} | MaximumArchiveDays=90 | DesiredRemainingSpace=500,10358,ONS_SPBAG_440_PM_05!PMU:ST4,,350,8736f6c7-ad41-4b43-b4f6-e684e0d4ad20,SPBAG_440_PM_05,Spbag_440_Pm_05,60,1,companyAcronym= | protocolName=IEEE C37.118.2-2011 | vendorAcronym= | vendorDeviceName= | interconnectionName=,,,,10,STTP,Streaming Telemetry Transport Protocol,11,,,,,,SPBAG_440_PM_05!PMU-ST4,0.0,1.0,Device statistic for Number of measurements received from device during last reporting interval.,0,1,1,,Any,STAT,Statistic,ST,-98.6,37.5,PPA:10358,2021-08-24 16:28:51
} | MaximumArchiveDays=90 | DesiredRemainingSpace=500,10359,ONS_SPBAG_440_PM_05!PMU:ST5,,350,8736f6c7-ad41-4b43-b4f6-e684e0d4ad20,SPBAG_440_PM_05,Spbag_440_Pm_05,60,1,companyAcronym= | protocolName=IEEE C37.118.2-2011 | vendorAcronym= | vendorDeviceName= | interconnectionName=,,,,10,STTP,Streaming Telemetry Transport Protocol,11,,,,,,SPBAG_440_PM_05!PMU-ST5,0.0,1.0,Device statistic for Expected number of measurements received from device during last reporting interval.,0,1,1,,Any,STAT,Statistic,ST,-98.6,37.5,PPA:10359,2021-08-24 16:28:51
} | MaximumArchiveDays=90 | DesiredRemainingSpace=500,10360,ONS_SPBAG_440_PM_05!PMU:ST6,,350,8736f6c7-ad41-4b43-b4f6-e684e0d4ad20,SPBAG_440_PM_05,Spbag_440_Pm_05,60,1,companyAcronym= | protocolName=IEEE C37.118.2-2011 | vendorAcronym= | vendorDeviceName= | interconnectionName=,,,,10,STTP,Streaming Telemetry Transport Protocol,11,,,,,,SPBAG_440_PM_05!PMU-ST6,0.0,1.0,Device statistic for Number of measurements received while device was reporting errors during last reporting interval.,0,1,1,,Any,STAT,Statistic,ST,-98.6,37.5,PPA:10360,2021-08-24 16:28:51
} | MaximumArchiveDays=90 | DesiredRemainingSpace=500,10361,ONS_SPBAG_440_PM_05!PMU:ST7,,350,8736f6c7-ad41-4b43-b4f6-e684e0d4ad20,SPBAG_440_PM_05,Spbag_440_Pm_05,60,1,companyAcronym= | protocolName=IEEE C37.118.2-2011 | vendorAcronym= | vendorDeviceName= | interconnectionName=,,,,10,STTP,Streaming Telemetry Transport Protocol,11,,,,,,SPBAG_440_PM_05!PMU-ST7,0.0,1.0,Device statistic for Number of defined measurements (per frame) from device during last reporting interval.,0,1,1,,Any,STAT,Statistic,ST,-98.6,37.5,PPA:10361,2021-08-24 16:28:51
} | MaximumArchiveDays=90 | DesiredRemainingSpace=500,10362,ONS_SPBAG_440_PM_06!PMU:ST1,,351,8736f6c7-ad41-4b43-b4f6-e684e0d4ad20,SPBAG_440_PM_06,Spbag_440_Pm_06,60,1,companyAcronym= | protocolName=IEEE C37.118.2-2011 | vendorAcronym= | vendorDeviceName= | interconnectionName=,,,,10,STTP,Streaming Telemetry Transport Protocol,11,,,,,,SPBAG_440_PM_06!PMU-ST1,0.0,1.0,Device statistic for Number of data quality errors reported by device during last reporting interval.,0,1,1,,Any,STAT,Statistic,ST,-98.6,37.5,PPA:10362,2021-08-24 16:28:51
} | MaximumArchiveDays=90 | DesiredRemainingSpace=500,10363,ONS_SPBAG_440_PM_06!PMU:ST2,,351,8736f6c7-ad41-4b43-b4f6-e684e0d4ad20,SPBAG_440_PM_06,Spbag_440_Pm_06,60,1,companyAcronym= | protocolName=IEEE C37.118.2-2011 | vendorAcronym= | vendorDeviceName= | interconnectionName=,,,,10,STTP,Streaming Telemetry Transport Protocol,11,,,,,,SPBAG_440_PM_06!PMU-ST2,0.0,1.0,Device statistic for Number of time quality errors reported by device during last reporting interval.,0,1,1,,Any,STAT,Statistic,ST,-98.6,37.5,PPA:10363,2021-08-24 16:28:51
} | MaximumArchiveDays=90 | DesiredRemainingSpace=500,10364,ONS_SPBAG_440_PM_06!PMU:ST3,,351,8736f6c7-ad41-4b43-b4f6-e684e0d4ad20,SPBAG_440_PM_06,Spbag_440_Pm_06,60,1,companyAcronym= | protocolName=IEEE C37.118.2-2011 | vendorAcronym= | vendorDeviceName= | interconnectionName=,,,,10,STTP,Streaming Telemetry Transport Protocol,11,,,,,,SPBAG_440_PM_06!PMU-ST3,0.0,1.0,Device statistic for Number of device errors reported by device during last reporting interval.,0,1,1,,Any,STAT,Statistic,ST,-98.6,37.5,PPA:10364,2021-08-24 16:28:51
} | MaximumArchiveDays=90 | DesiredRemainingSpace=500,10365,ONS_SPBAG_440_PM_06!PMU:ST4,,351,8736f6c7-ad41-4b43-b4f6-e684e0d4ad20,SPBAG_440_PM_06,Spbag_440_Pm_06,60,1,companyAcronym= | protocolName=IEEE C37.118.2-2011 | vendorAcronym= | vendorDeviceName= | interconnectionName=,,,,10,STTP,Streaming Telemetry Transport Protocol,11,,,,,,SPBAG_440_PM_06!PMU-ST4,0.0,1.0,Device statistic for Number of measurements received from device during last reporting interval.,0,1,1,,Any,STAT,Statistic,ST,-98.6,37.5,PPA:10365,2021-08-24 16:28:51
} | MaximumArchiveDays=90 | DesiredRemainingSpace=500,10366,ONS_SPBAG_440_PM_06!PMU:ST5,,351,8736f6c7-ad41-4b43-b4f6-e684e0d4ad20,SPBAG_440_PM_06,Spbag_440_Pm_06,60,1,companyAcronym= | protocolName=IEEE C37.118.2-2011 | vendorAcronym= | vendorDeviceName= | interconnectionName=,,,,10,STTP,Streaming Telemetry Transport Protocol,11,,,,,,SPBAG_440_PM_06!PMU-ST5,0.0,1.0,Device statistic for Expected number of measurements received from device during last reporting interval.,0,1,1,,Any,STAT,Statistic,ST,-98.6,37.5,PPA:10366,2021-08-24 16:28:51
} | MaximumArchiveDays=90 | DesiredRemainingSpace=500,10367,ONS_SPBAG_440_PM_06!PMU:ST6,,351,8736f6c7-ad41-4b43-b4f6-e684e0d4ad20,SPBAG_440_PM_06,Spbag_440_Pm_06,60,1,companyAcronym= | protocolName=IEEE C37.118.2-2011 | vendorAcronym= | vendorDeviceName= | interconnectionName=,,,,10,STTP,Streaming Telemetry Transport Protocol,11,,,,,,SPBAG_440_PM_06!PMU-ST6,0.0,1.0,Device statistic for Number of measurements received while device was reporting errors during last reporting interval.,0,1,1,,Any,STAT,Statistic,ST,-98.6,37.5,PPA:10367,2021-08-24 16:28:51
} | MaximumArchiveDays=90 | DesiredRemainingSpace=500,10368,ONS_SPBAG_440_PM_06!PMU:ST7,,351,8736f6c7-ad41-4b43-b4f6-e684e0d4ad20,SPBAG_440_PM_06,Spbag_440_Pm_06,60,1,companyAcronym= | protocolName=IEEE C37.118.2-2011 | vendorAcronym= | vendorDeviceName= | interconnectionName=,,,,10,STTP,Streaming Telemetry Transport Protocol,11,,,,,,SPBAG_440_PM_06!PMU-ST7,0.0,1.0,Device statistic for Number of defined measurements (per frame) from device during last reporting interval.,0,1,1,,Any,STAT,Statistic,ST,-98.6,37.5,PPA:10368,2021-08-24 16:28:51
} | MaximumArchiveDays=90 | DesiredRemainingSpace=500,10369,ONS_SPALP_440_PM_01!PMU:ST1,,352,8736f6c7-ad41-4b43-b4f6-e684e0d4ad20,SPALP_440_PM_01,Spalp_440_Pm_01,60,1,companyAcronym= | protocolName=IEEE C37.118.2-2011 | vendorAcronym= | vendorDeviceName= | interconnectionName=,,,,10,STTP,Streaming Telemetry Transport Protocol,11,,,,,,SPALP_440_PM_01!PMU-ST1,0.0,1.0,Device statistic for Number of data quality errors reported by device during last reporting interval.,0,1,1,,Any,STAT,Statistic,ST,-98.6,37.5,PPA:10369,2021-08-24 16:28:51
} | MaximumArchiveDays=90 | DesiredRemainingSpace=500,10370,ONS_SPALP_440_PM_01!PMU:ST2,,352,8736f6c7-ad41-4b43-b4f6-e684e0d4ad20,SPALP_440_PM_01,Spalp_440_Pm_01,60,1,companyAcronym= | protocolName=IEEE C37.118.2-2011 | vendorAcronym= | vendorDeviceName= | interconnectionName=,,,,10,STTP,Streaming Telemetry Transport Protocol,11,,,,,,SPALP_440_PM_01!PMU-ST2,0.0,1.0,Device statistic for Number of time quality errors reported by device during last reporting interval.,0,1,1,,Any,STAT,Statistic,ST,-98.6,37.5,PPA:10370,2021-08-24 16:28:51
} | MaximumArchiveDays=90 | DesiredRemainingSpace=500,10371,ONS_SPALP_440_PM_01!PMU:ST3,,352,8736f6c7-ad41-4b43-b4f6-e684e0d4ad20,SPALP_440_PM_01,Spalp_440_Pm_01,60,1,companyAcronym= | protocolName=IEEE C37.118.2-2011 | vendorAcronym= | vendorDeviceName= | interconnectionName=,,,,10,STTP,Streaming Telemetry Transport Protocol,11,,,,,,SPALP_440_PM_01!PMU-ST3,0.0,1.0,Device statistic for Number of device errors reported by device during last reporting interval.,0,1,1,,Any,STAT,Statistic,ST,-98.6,37.5,PPA:10371,2021-08-24 16:28:51
} | MaximumArchiveDays=90 | DesiredRemainingSpace=500,10372,ONS_SPALP_440_PM_01!PMU:ST4,,352,8736f6c7-ad41-4b43-b4f6-e684e0d4ad20,SPALP_440_PM_01,Spalp_440_Pm_01,60,1,companyAcronym= | protocolName=IEEE C37.118.2-2011 | vendorAcronym= | vendorDeviceName= | interconnectionName=,,,,10,STTP,Streaming Telemetry Transport Protocol,11,,,,,,SPALP_440_PM_01!PMU-ST4,0.0,1.0,Device statistic for Number of measurements received from device during last reporting interval.,0,1,1,,Any,STAT,Statistic,ST,-98.6,37.5,PPA:10372,2021-08-24 16:28:51
} | MaximumArchiveDays=90 | DesiredRemainingSpace=500,10373,ONS_SPALP_440_PM_01!PMU:ST5,,352,8736f6c7-ad41-4b43-b4f6-e684e0d4ad20,SPALP_440_PM_01,Spalp_440_Pm_01,60,1,companyAcronym= | protocolName=IEEE C37.118.2-2011 | vendorAcronym= | vendorDeviceName= | interconnectionName=,,,,10,STTP,Streaming Telemetry Transport Protocol,11,,,,,,SPALP_440_PM_01!PMU-ST5,0.0,1.0,Device statistic for Expected number of measurements received from device during last reporting interval.,0,1,1,,Any,STAT,Statistic,ST,-98.6,37.5,PPA:10373,2021-08-24 16:28:51
} | MaximumArchiveDays=90 | DesiredRemainingSpace=500,10374,ONS_SPALP_440_PM_01!PMU:ST6,,352,8736f6c7-ad41-4b43-b4f6-e684e0d4ad20,SPALP_440_PM_01,Spalp_440_Pm_01,60,1,companyAcronym= | protocolName=IEEE C37.118.2-2011 | vendorAcronym= | vendorDeviceName= | interconnectionName=,,,,10,STTP,Streaming Telemetry Transport Protocol,11,,,,,,SPALP_440_PM_01!PMU-ST6,0.0,1.0,Device statistic for Number of measurements received while device was reporting errors during last reporting interval.,0,1,1,,Any,STAT,Statistic,ST,-98.6,37.5,PPA:10374,2021-08-24 16:28:51
} | MaximumArchiveDays=90 | DesiredRemainingSpace=500,10375,ONS_SPALP_440_PM_01!PMU:ST7,,352,8736f6c7-ad41-4b43-b4f6-e684e0d4ad20,SPALP_440_PM_01,Spalp_440_Pm_01,60,1,companyAcronym= | protocolName=IEEE C37.118.2-2011 | vendorAcronym= | vendorDeviceName= | interconnectionName=,,,,10,STTP,Streaming Telemetry Transport Protocol,11,,,,,,SPALP_440_PM_01!PMU-ST7,0.0,1.0,Device statistic for Number of defined measurements (per frame) from device during last reporting interval.,0,1,1,,Any,STAT,Statistic,ST,-98.6,37.5,PPA:10375,2021-08-24 16:28:51
} | MaximumArchiveDays=90 | DesiredRemainingSpace=500,10376,ONS_SPALP_440_PM_02!PMU:ST1,,353,8736f6c7-ad41-4b43-b4f6-e684e0d4ad20,SPALP_440_PM_02,Spalp_440_Pm_02,60,1,companyAcronym= | protocolName=IEEE C37.118.2-2011 | vendorAcronym= | vendorDeviceName= | interconnectionName=,,,,10,STTP,Streaming Telemetry Transport Protocol,11,,,,,,SPALP_440_PM_02!PMU-ST1,0.0,1.0,Device statistic for Number of data quality errors reported by device during last reporting interval.,0,1,1,,Any,STAT,Statistic,ST,-98.6,37.5,PPA:10376,2021-08-24 16:28:51
} | MaximumArchiveDays=90 | DesiredRemainingSpace=500,10377,ONS_SPALP_440_PM_02!PMU:ST2,,353,8736f6c7-ad41-4b43-b4f6-e684e0d4ad20,SPALP_440_PM_02,Spalp_440_Pm_02,60,1,companyAcronym= | protocolName=IEEE C37.118.2-2011 | vendorAcronym= | vendorDeviceName= | interconnectionName=,,,,10,STTP,Streaming Telemetry Transport Protocol,11,,,,,,SPALP_440_PM_02!PMU-ST2,0.0,1.0,Device statistic for Number of time quality errors reported by device during last reporting interval.,0,1,1,,Any,STAT,Statistic,ST,-98.6,37.5,PPA:10377,2021-08-24 16:28:51
} | MaximumArchiveDays=90 | DesiredRemainingSpace=500,10378,ONS_SPALP_440_PM_02!PMU:ST3,,353,8736f6c7-ad41-4b43-b4f6-e684e0d4ad20,SPALP_440_PM_02,Spalp_440_Pm_02,60,1,companyAcronym= | protocolName=IEEE C37.118.2-2011 | vendorAcronym= | vendorDeviceName= | interconnectionName=,,,,10,STTP,Streaming Telemetry Transport Protocol,11,,,,,,SPALP_440_PM_02!PMU-ST3,0.0,1.0,Device statistic for Number of device errors reported by device during last reporting interval.,0,1,1,,Any,STAT,Statistic,ST,-98.6,37.5,PPA:10378,2021-08-24 16:28:51
} | MaximumArchiveDays=90 | DesiredRemainingSpace=500,10379,ONS_SPALP_440_PM_02!PMU:ST4,,353,8736f6c7-ad41-4b43-b4f6-e684e0d4ad20,SPALP_440_PM_02,Spalp_440_Pm_02,60,1,companyAcronym= | protocolName=IEEE C37.118.2-2011 | vendorAcronym= | vendorDeviceName= | interconnectionName=,,,,10,STTP,Streaming Telemetry Transport Protocol,11,,,,,,SPALP_440_PM_02!PMU-ST4,0.0,1.0,Device statistic for Number of measurements received from device during last reporting interval.,0,1,1,,Any,STAT,Statistic,ST,-98.6,37.5,PPA:10379,2021-08-24 16:28:51
} | MaximumArchiveDays=90 | DesiredRemainingSpace=500,10380,ONS_SPALP_440_PM_02!PMU:ST5,,353,8736f6c7-ad41-4b43-b4f6-e684e0d4ad20,SPALP_440_PM_02,Spalp_440_Pm_02,60,1,companyAcronym= | protocolName=IEEE C37.118.2-2011 | vendorAcronym= | vendorDeviceName= | interconnectionName=,,,,10,STTP,Streaming Telemetry Transport Protocol,11,,,,,,SPALP_440_PM_02!PMU-ST5,0.0,1.0,Device statistic for Expected number of measurements received from device during last reporting interval.,0,1,1,,Any,STAT,Statistic,ST,-98.6,37.5,PPA:10380,2021-08-24 16:28:51
} | MaximumArchiveDays=90 | DesiredRemainingSpace=500,10381,ONS_SPALP_440_PM_02!PMU:ST6,,353,8736f6c7-ad41-4b43-b4f6-e684e0d4ad20,SPALP_440_PM_02,Spalp_440_Pm_02,60,1,companyAcronym= | protocolName=IEEE C37.118.2-2011 | vendorAcronym= | vendorDeviceName= | interconnectionName=,,,,10,STTP,Streaming Telemetry Transport Protocol,11,,,,,,SPALP_440_PM_02!PMU-ST6,0.0,1.0,Device statistic for Number of measurements received while device was reporting errors during last reporting interval.,0,1,1,,Any,STAT,Statistic,ST,-98.6,37.5,PPA:10381,2021-08-24 16:28:51
} | MaximumArchiveDays=90 | DesiredRemainingSpace=500,10382,ONS_SPALP_440_PM_02!PMU:ST7,,353,8736f6c7-ad41-4b43-b4f6-e684e0d4ad20,SPALP_440_PM_02,Spalp_440_Pm_02,60,1,companyAcronym= | protocolName=IEEE C37.118.2-2011 | vendorAcronym= | vendorDeviceName= | interconnectionName=,,,,10,STTP,Streaming Telemetry Transport Protocol,11,,,,,,SPALP_440_PM_02!PMU-ST7,0.0,1.0,Device statistic for Number of defined measurements (per frame) from device during last reporting interval.,0,1,1,,Any,STAT,Statistic,ST,-98.6,37.5,PPA:10382,2021-08-24 16:28:51
} | MaximumArchiveDays=90 | DesiredRemainingSpace=500,10383,ONS_SPALP_440_PM_03!PMU:ST1,,354,8736f6c7-ad41-4b43-b4f6-e684e0d4ad20,SPALP_440_PM_03,Spalp_440_Pm_03,60,1,companyAcronym= | protocolName=IEEE C37.118.2-2011 | vendorAcronym= | vendorDeviceName= | interconnectionName=,,,,10,STTP,Streaming Telemetry Transport Protocol,11,,,,,,SPALP_440_PM_03!PMU-ST1,0.0,1.0,Device statistic for Number of data quality errors reported by device during last reporting interval.,0,1,1,,Any,STAT,Statistic,ST,-98.6,37.5,PPA:10383,2021-08-24 16:28:51
} | MaximumArchiveDays=90 | DesiredRemainingSpace=500,10384,ONS_SPALP_440_PM_03!PMU:ST2,,354,8736f6c7-ad41-4b43-b4f6-e684e0d4ad20,SPALP_440_PM_03,Spalp_440_Pm_03,60,1,companyAcronym= | protocolName=IEEE C37.118.2-2011 | vendorAcronym= | vendorDeviceName= | interconnectionName=,,,,10,STTP,Streaming Telemetry Transport Protocol,11,,,,,,SPALP_440_PM_03!PMU-ST2,0.0,1.0,Device statistic for Number of time quality errors reported by device during last reporting interval.,0,1,1,,Any,STAT,Statistic,ST,-98.6,37.5,PPA:10384,2021-08-24 16:28:51
} | MaximumArchiveDays=90 | DesiredRemainingSpace=500,10385,ONS_SPALP_440_PM_03!PMU:ST3,,354,8736f6c7-ad41-4b43-b4f6-e684e0d4ad20,SPALP_440_PM_03,Spalp_440_Pm_03,60,1,companyAcronym= | protocolName=IEEE C37.118.2-2011 | vendorAcronym= | vendorDeviceName= | interconnectionName=,,,,10,STTP,Streaming Telemetry Transport Protocol,11,,,,,,SPALP_440_PM_03!PMU-ST3,0.0,1.0,Device statistic for Number of device errors reported by device during last reporting interval.,0,1,1,,Any,STAT,Statistic,ST,-98.6,37.5,PPA:10385,2021-08-24 16:28:51
} | MaximumArchiveDays=90 | DesiredRemainingSpace=500,10386,ONS_SPALP_440_PM_03!PMU:ST4,,354,8736f6c7-ad41-4b43-b4f6-e684e0d4ad20,SPALP_440_PM_03,Spalp_440_Pm_03,60,1,companyAcronym= | protocolName=IEEE C37.118.2-2011 | vendorAcronym= | vendorDeviceName= | interconnectionName=,,,,10,STTP,Streaming Telemetry Transport Protocol,11,,,,,,SPALP_440_PM_03!PMU-ST4,0.0,1.0,Device statistic for Number of measurements received from device during last reporting interval.,0,1,1,,Any,STAT,Statistic,ST,-98.6,37.5,PPA:10386,2021-08-24 16:28:51
} | MaximumArchiveDays=90 | DesiredRemainingSpace=500,10387,ONS_SPALP_440_PM_03!PMU:ST5,,354,8736f6c7-ad41-4b43-b4f6-e684e0d4ad20,SPALP_440_PM_03,Spalp_440_Pm_03,60,1,companyAcronym= | protocolName=IEEE C37.118.2-2011 | vendorAcronym= | vendorDeviceName= | interconnectionName=,,,,10,STTP,Streaming Telemetry Transport Protocol,11,,,,,,SPALP_440_PM_03!PMU-ST5,0.0,1.0,Device statistic for Expected number of measurements received from device during last reporting interval.,0,1,1,,Any,STAT,Statistic,ST,-98.6,37.5,PPA:10387,2021-08-24 16:28:51
} | MaximumArchiveDays=90 | DesiredRemainingSpace=500,10388,ONS_SPALP_440_PM_03!PMU:ST6,,354,8736f6c7-ad41-4b43-b4f6-e684e0d4ad20,SPALP_440_PM_03,Spalp_440_Pm_03,60,1,companyAcronym= | protocolName=IEEE C37.118.2-2011 | vendorAcronym= | vendorDeviceName= | interconnectionName=,,,,10,STTP,Streaming Telemetry Transport Protocol,11,,,,,,SPALP_440_PM_03!PMU-ST6,0.0,1.0,Device statistic for Number of measurements received while device was reporting errors during last reporting interval.,0,1,1,,Any,STAT,Statistic,ST,-98.6,37.5,PPA:10388,2021-08-24 16:28:51
} | MaximumArchiveDays=90 | DesiredRemainingSpace=500,10389,ONS_SPALP_440_PM_03!PMU:ST7,,354,8736f6c7-ad41-4b43-b4f6-e684e0d4ad20,SPALP_440_PM_03,Spalp_440_Pm_03,60,1,companyAcronym= | protocolName=IEEE C37.118.2-2011 | vendorAcronym= | vendorDeviceName= | interconnectionName=,,,,10,STTP,Streaming Telemetry Transport Protocol,11,,,,,,SPALP_440_PM_03!PMU-ST7,0.0,1.0,Device statistic for Number of defined measurements (per frame) from device during last reporting interval.,0,1,1,,Any,STAT,Statistic,ST,-98.6,37.5,PPA:10389,2021-08-24 16:28:51
} | MaximumArchiveDays=90 | DesiredRemainingSpace=500,10390,ONS_SPALP_440_PM_04!PMU:ST1,,355,8736f6c7-ad41-4b43-b4f6-e684e0d4ad20,SPALP_440_PM_04,Spalp_440_Pm_04,60,1,companyAcronym= | protocolName=IEEE C37.118.2-2011 | vendorAcronym= | vendorDeviceName= | interconnectionName=,,,,10,STTP,Streaming Telemetry Transport Protocol,11,,,,,,SPALP_440_PM_04!PMU-ST1,0.0,1.0,Device statistic for Number of data quality errors reported by device during last reporting interval.,0,1,1,,Any,STAT,Statistic,ST,-98.6,37.5,PPA:10390,2021-08-24 16:28:51
} | MaximumArchiveDays=90 | DesiredRemainingSpace=500,10391,ONS_SPALP_440_PM_04!PMU:ST2,,355,8736f6c7-ad41-4b43-b4f6-e684e0d4ad20,SPALP_440_PM_04,Spalp_440_Pm_04,60,1,companyAcronym= | protocolName=IEEE C37.118.2-2011 | vendorAcronym= | vendorDeviceName= | interconnectionName=,,,,10,STTP,Streaming Telemetry Transport Protocol,11,,,,,,SPALP_440_PM_04!PMU-ST2,0.0,1.0,Device statistic for Number of time quality errors reported by device during last reporting interval.,0,1,1,,Any,STAT,Statistic,ST,-98.6,37.5,PPA:10391,2021-08-24 16:28:51
} | MaximumArchiveDays=90 | DesiredRemainingSpace=500,10392,ONS_SPALP_440_PM_04!PMU:ST3,,355,8736f6c7-ad41-4b43-b4f6-e684e0d4ad20,SPALP_440_PM_04,Spalp_440_Pm_04,60,1,companyAcronym= | protocolName=IEEE C37.118.2-2011 | vendorAcronym= | vendorDeviceName= | interconnectionName=,,,,10,STTP,Streaming Telemetry Transport Protocol,11,,,,,,SPALP_440_PM_04!PMU-ST3,0.0,1.0,Device statistic for Number of device errors reported by device during last reporting interval.,0,1,1,,Any,STAT,Statistic,ST,-98.6,37.5,PPA:10392,2021-08-24 16:28:51
} | MaximumArchiveDays=90 | DesiredRemainingSpace=500,10393,ONS_SPALP_440_PM_04!PMU:ST4,,355,8736f6c7-ad41-4b43-b4f6-e684e0d4ad20,SPALP_440_PM_04,Spalp_440_Pm_04,60,1,companyAcronym= | protocolName=IEEE C37.118.2-2011 | vendorAcronym= | vendorDeviceName= | interconnectionName=,,,,10,STTP,Streaming Telemetry Transport Protocol,11,,,,,,SPALP_440_PM_04!PMU-ST4,0.0,1.0,Device statistic for Number of measurements received from device during last reporting interval.,0,1,1,,Any,STAT,Statistic,ST,-98.6,37.5,PPA:10393,2021-08-24 16:28:51
} | MaximumArchiveDays=90 | DesiredRemainingSpace=500,10394,ONS_SPALP_440_PM_04!PMU:ST5,,355,8736f6c7-ad41-4b43-b4f6-e684e0d4ad20,SPALP_440_PM_04,Spalp_440_Pm_04,60,1,companyAcronym= | protocolName=IEEE C37.118.2-2011 | vendorAcronym= | vendorDeviceName= | interconnectionName=,,,,10,STTP,Streaming Telemetry Transport Protocol,11,,,,,,SPALP_440_PM_04!PMU-ST5,0.0,1.0,Device statistic for Expected number of measurements received from device during last reporting interval.,0,1,1,,Any,STAT,Statistic,ST,-98.6,37.5,PPA:10394,2021-08-24 16:28:51
} | MaximumArchiveDays=90 | DesiredRemainingSpace=500,10395,ONS_SPALP_440_PM_04!PMU:ST6,,355,8736f6c7-ad41-4b43-b4f6-e684e0d4ad20,SPALP_440_PM_04,Spalp_440_Pm_04,60,1,companyAcronym= | protocolName=IEEE C37.118.2-2011 | vendorAcronym= | vendorDeviceName= | interconnectionName=,,,,10,STTP,Streaming Telemetry Transport Protocol,11,,,,,,SPALP_440_PM_04!PMU-ST6,0.0,1.0,Device statistic for Number of measurements received while device was reporting errors during last reporting interval.,0,1,1,,Any,STAT,Statistic,ST,-98.6,37.5,PPA:10395,2021-08-24 16:28:51
} | MaximumArchiveDays=90 | DesiredRemainingSpace=500,10396,ONS_SPALP_440_PM_04!PMU:ST7,,355,8736f6c7-ad41-4b43-b4f6-e684e0d4ad20,SPALP_440_PM_04,Spalp_440_Pm_04,60,1,companyAcronym= | protocolName=IEEE C37.118.2-2011 | vendorAcronym= | vendorDeviceName= | interconnectionName=,,,,10,STTP,Streaming Telemetry Transport Protocol,11,,,,,,SPALP_440_PM_04!PMU-ST7,0.0,1.0,Device statistic for Number of defined measurements (per frame) from device during last reporting interval.,0,1,1,,Any,STAT,Statistic,ST,-98.6,37.5,PPA:10396,2021-08-24 16:28:51
} | MaximumArchiveDays=90 | DesiredRemainingSpace=500,10397,ONS_SPBRC_440_PM_01!PMU:ST1,,356,8736f6c7-ad41-4b43-b4f6-e684e0d4ad20,SPBRC_440_PM_01,Spbrc_440_Pm_01,60,1,companyAcronym= | protocolName=IEEE C37.118.2-2011 | vendorAcronym= | vendorDeviceName= | interconnectionName=,,,,10,STTP,Streaming Telemetry Transport Protocol,11,,,,,,SPBRC_440_PM_01!PMU-ST1,0.0,1.0,Device statistic for Number of data quality errors reported by device during last reporting interval.,0,1,1,,Any,STAT,Statistic,ST,-98.6,37.5,PPA:10397,2021-08-24 16:28:51
} | MaximumArchiveDays=90 | DesiredRemainingSpace=500,10398,ONS_SPBRC_440_PM_01!PMU:ST2,,356,8736f6c7-ad41-4b43-b4f6-e684e0d4ad20,SPBRC_440_PM_01,Spbrc_440_Pm_01,60,1,companyAcronym= | protocolName=IEEE C37.118.2-2011 | vendorAcronym= | vendorDeviceName= | interconnectionName=,,,,10,STTP,Streaming Telemetry Transport Protocol,11,,,,,,SPBRC_440_PM_01!PMU-ST2,0.0,1.0,Device statistic for Number of time quality errors reported by device during last reporting interval.,0,1,1,,Any,STAT,Statistic,ST,-98.6,37.5,PPA:10398,2021-08-24 16:28:51
} | MaximumArchiveDays=90 | DesiredRemainingSpace=500,10399,ONS_SPBRC_440_PM_01!PMU:ST3,,356,8736f6c7-ad41-4b43-b4f6-e684e0d4ad20,SPBRC_440_PM_01,Spbrc_440_Pm_01,60,1,companyAcronym= | protocolName=IEEE C37.118.2-2011 | vendorAcronym= | vendorDeviceName= | interconnectionName=,,,,10,STTP,Streaming Telemetry Transport Protocol,11,,,,,,SPBRC_440_PM_01!PMU-ST3,0.0,1.0,Device statistic for Number of device errors reported by device during last reporting interval.,0,1,1,,Any,STAT,Statistic,ST,-98.6,37.5,PPA:10399,2021-08-24 16:28:51
} | MaximumArchiveDays=90 | DesiredRemainingSpace=500,10400,ONS_SPBRC_440_PM_01!PMU:ST4,,356,8736f6c7-ad41-4b43-b4f6-e684e0d4ad20,SPBRC_440_PM_01,Spbrc_440_Pm_01,60,1,companyAcronym= | protocolName=IEEE C37.118.2-2011 | vendorAcronym= | vendorDeviceName= | interconnectionName=,,,,10,STTP,Streaming Telemetry Transport Protocol,11,,,,,,SPBRC_440_PM_01!PMU-ST4,0.0,1.0,Device statistic for Number of measurements received from device during last reporting interval.,0,1,1,,Any,STAT,Statistic,ST,-98.6,37.5,PPA:10400,2021-08-24 16:28:51
} | MaximumArchiveDays=90 | DesiredRemainingSpace=500,10401,ONS_SPBRC_440_PM_01!PMU:ST5,,356,8736f6c7-ad41-4b43-b4f6-e684e0d4ad20,SPBRC_440_PM_01,Spbrc_440_Pm_01,60,1,companyAcronym= | protocolName=IEEE C37.118.2-2011 | vendorAcronym= | vendorDeviceName= | interconnectionName=,,,,10,STTP,Streaming Telemetry Transport Protocol,11,,,,,,SPBRC_440_PM_01!PMU-ST5,0.0,1.0,Device statistic for Expected number of measurements received from device during last reporting interval.,0,1,1,,Any,STAT,Statistic,ST,-98.6,37.5,PPA:10401,2021-08-24 16:28:51
} | MaximumArchiveDays=90 | DesiredRemainingSpace=500,10402,ONS_SPBRC_440_PM_01!PMU:ST6,,356,8736f6c7-ad41-4b43-b4f6-e684e0d4ad20,SPBRC_440_PM_01,Spbrc_440_Pm_01,60,1,companyAcronym= | protocolName=IEEE C37.118.2-2011 | vendorAcronym= | vendorDeviceName= | interconnectionName=,,,,10,STTP,Streaming Telemetry Transport Protocol,11,,,,,,SPBRC_440_PM_01!PMU-ST6,0.0,1.0,Device statistic for Number of measurements received while device was reporting errors during last reporting interval.,0,1,1,,Any,STAT,Statistic,ST,-98.6,37.5,PPA:10402,2021-08-24 16:28:51
} | MaximumArchiveDays=90 | DesiredRemainingSpace=500,10403,ONS_SPBRC_440_PM_01!PMU:ST7,,356,8736f6c7-ad41-4b43-b4f6-e684e0d4ad20,SPBRC_440_PM_01,Spbrc_440_Pm_01,60,1,companyAcronym= | protocolName=IEEE C37.118.2-2011 | vendorAcronym= | vendorDeviceName= | interconnectionName=,,,,10,STTP,Streaming Telemetry Transport Protocol,11,,,,,,SPBRC_440_PM_01!PMU-ST7,0.0,1.0,Device statistic for Number of defined measurements (per frame) from device during last reporting interval.,0,1,1,,Any,STAT,Statistic,ST,-98.6,37.5,PPA:10403,2021-08-24 16:28:51
} | MaximumArchiveDays=90 | DesiredRemainingSpace=500,10404,ONS_SPBRC_440_PM_02!PMU:ST1,,357,8736f6c7-ad41-4b43-b4f6-e684e0d4ad20,SPBRC_440_PM_02,Spbrc_440_Pm_02,60,1,companyAcronym= | protocolName=IEEE C37.118.2-2011 | vendorAcronym= | vendorDeviceName= | interconnectionName=,,,,10,STTP,Streaming Telemetry Transport Protocol,11,,,,,,SPBRC_440_PM_02!PMU-ST1,0.0,1.0,Device statistic for Number of data quality errors reported by device during last reporting interval.,0,1,1,,Any,STAT,Statistic,ST,-98.6,37.5,PPA:10404,2021-08-24 16:28:51
} | MaximumArchiveDays=90 | DesiredRemainingSpace=500,10405,ONS_SPBRC_440_PM_02!PMU:ST2,,357,8736f6c7-ad41-4b43-b4f6-e684e0d4ad20,SPBRC_440_PM_02,Spbrc_440_Pm_02,60,1,companyAcronym= | protocolName=IEEE C37.118.2-2011 | vendorAcronym= | vendorDeviceName= | interconnectionName=,,,,10,STTP,Streaming Telemetry Transport Protocol,11,,,,,,SPBRC_440_PM_02!PMU-ST2,0.0,1.0,Device statistic for Number of time quality errors reported by device during last reporting interval.,0,1,1,,Any,STAT,Statistic,ST,-98.6,37.5,PPA:10405,2021-08-24 16:28:51
} | MaximumArchiveDays=90 | DesiredRemainingSpace=500,10406,ONS_SPBRC_440_PM_02!PMU:ST3,,357,8736f6c7-ad41-4b43-b4f6-e684e0d4ad20,SPBRC_440_PM_02,Spbrc_440_Pm_02,60,1,companyAcronym= | protocolName=IEEE C37.118.2-2011 | vendorAcronym= | vendorDeviceName= | interconnectionName=,,,,10,STTP,Streaming Telemetry Transport Protocol,11,,,,,,SPBRC_440_PM_02!PMU-ST3,0.0,1.0,Device statistic for Number of device errors reported by device during last reporting interval.,0,1,1,,Any,STAT,Statistic,ST,-98.6,37.5,PPA:10406,2021-08-24 16:28:51
} | MaximumArchiveDays=90 | DesiredRemainingSpace=500,10407,ONS_SPBRC_440_PM_02!PMU:ST4,,357,8736f6c7-ad41-4b43-b4f6-e684e0d4ad20,SPBRC_440_PM_02,Spbrc_440_Pm_02,60,1,companyAcronym= | protocolName=IEEE C37.118.2-2011 | vendorAcronym= | vendorDeviceName= | interconnectionName=,,,,10,STTP,Streaming Telemetry Transport Protocol,11,,,,,,SPBRC_440_PM_02!PMU-ST4,0.0,1.0,Device statistic for Number of measurements received from device during last reporting interval.,0,1,1,,Any,STAT,Statistic,ST,-98.6,37.5,PPA:10407,2021-08-24 16:28:51
} | MaximumArchiveDays=90 | DesiredRemainingSpace=500,10408,ONS_SPBRC_440_PM_02!PMU:ST5,,357,8736f6c7-ad41-4b43-b4f6-e684e0d4ad20,SPBRC_440_PM_02,Spbrc_440_Pm_02,60,1,companyAcronym= | protocolName=IEEE C37.118.2-2011 | vendorAcronym= | vendorDeviceName= | interconnectionName=,,,,10,STTP,Streaming Telemetry Transport Protocol,11,,,,,,SPBRC_440_PM_02!PMU-ST5,0.0,1.0,Device statistic for Expected number of measurements received from device during last reporting interval.,0,1,1,,Any,STAT,Statistic,ST,-98.6,37.5,PPA:10408,2021-08-24 16:28:51
} | MaximumArchiveDays=90 | DesiredRemainingSpace=500,10409,ONS_SPBRC_440_PM_02!PMU:ST6,,357,8736f6c7-ad41-4b43-b4f6-e684e0d4ad20,SPBRC_440_PM_02,Spbrc_440_Pm_02,60,1,companyAcronym= | protocolName=IEEE C37.118.2-2011 | vendorAcronym= | vendorDeviceName= | interconnectionName=,,,,10,STTP,Streaming Telemetry Transport Protocol,11,,,,,,SPBRC_440_PM_02!PMU-ST6,0.0,1.0,Device statistic for Number of measurements received while device was reporting errors during last reporting interval.,0,1,1,,Any,STAT,Statistic,ST,-98.6,37.5,PPA:10409,2021-08-24 16:28:51
} | MaximumArchiveDays=90 | DesiredRemainingSpace=500,10410,ONS_SPBRC_440_PM_02!PMU:ST7,,357,8736f6c7-ad41-4b43-b4f6-e684e0d4ad20,SPBRC_440_PM_02,Spbrc_440_Pm_02,60,1,companyAcronym= | protocolName=IEEE C37.118.2-2011 | vendorAcronym= | vendorDeviceName= | interconnectionName=,,,,10,STTP,Streaming Telemetry Transport Protocol,11,,,,,,SPBRC_440_PM_02!PMU-ST7,0.0,1.0,Device statistic for Number of defined measurements (per frame) from device during last reporting interval.,0,1,1,,Any,STAT,Statistic,ST,-98.6,37.5,PPA:10410,2021-08-24 16:28:51
} | MaximumArchiveDays=90 | DesiredRemainingSpace=500,10411,ONS_SPBRC_440_PM_03!PMU:ST1,,358,8736f6c7-ad41-4b43-b4f6-e684e0d4ad20,SPBRC_440_PM_03,Spbrc_440_Pm_03,60,1,companyAcronym= | protocolName=IEEE C37.118.2-2011 | vendorAcronym= | vendorDeviceName= | interconnectionName=,,,,10,STTP,Streaming Telemetry Transport Protocol,11,,,,,,SPBRC_440_PM_03!PMU-ST1,0.0,1.0,Device statistic for Number of data quality errors reported by device during last reporting interval.,0,1,1,,Any,STAT,Statistic,ST,-98.6,37.5,PPA:10411,2021-08-24 16:28:51
} | MaximumArchiveDays=90 | DesiredRemainingSpace=500,10412,ONS_SPBRC_440_PM_03!PMU:ST2,,358,8736f6c7-ad41-4b43-b4f6-e684e0d4ad20,SPBRC_440_PM_03,Spbrc_440_Pm_03,60,1,companyAcronym= | protocolName=IEEE C37.118.2-2011 | vendorAcronym= | vendorDeviceName= | interconnectionName=,,,,10,STTP,Streaming Telemetry Transport Protocol,11,,,,,,SPBRC_440_PM_03!PMU-ST2,0.0,1.0,Device statistic for Number of time quality errors reported by device during last reporting interval.,0,1,1,,Any,STAT,Statistic,ST,-98.6,37.5,PPA:10412,2021-08-24 16:28:51
} | MaximumArchiveDays=90 | DesiredRemainingSpace=500,10413,ONS_SPBRC_440_PM_03!PMU:ST3,,358,8736f6c7-ad41-4b43-b4f6-e684e0d4ad20,SPBRC_440_PM_03,Spbrc_440_Pm_03,60,1,companyAcronym= | protocolName=IEEE C37.118.2-2011 | vendorAcronym= | vendorDeviceName= | interconnectionName=,,,,10,STTP,Streaming Telemetry Transport Protocol,11,,,,,,SPBRC_440_PM_03!PMU-ST3,0.0,1.0,Device statistic for Number of device errors reported by device during last reporting interval.,0,1,1,,Any,STAT,Statistic,ST,-98.6,37.5,PPA:10413,2021-08-24 16:28:51
} | MaximumArchiveDays=90 | DesiredRemainingSpace=500,10414,ONS_SPBRC_440_PM_03!PMU:ST4,,358,8736f6c7-ad41-4b43-b4f6-e684e0d4ad20,SPBRC_440_PM_03,Spbrc_440_Pm_03,60,1,companyAcronym= | protocolName=IEEE C37.118.2-2011 | vendorAcronym= | vendorDeviceName= | interconnectionName=,,,,10,STTP,Streaming Telemetry Transport Protocol,11,,,,,,SPBRC_440_PM_03!PMU-ST4,0.0,1.0,Device statistic for Number of measurements received from device during last reporting interval.,0,1,1,,Any,STAT,Statistic,ST,-98.6,37.5,PPA:10414,2021-08-24 16:28:51
} | MaximumArchiveDays=90 | DesiredRemainingSpace=500,10415,ONS_SPBRC_440_PM_03!PMU:ST5,,358,8736f6c7-ad41-4b43-b4f6-e684e0d4ad20,SPBRC_440_PM_03,Spbrc_440_Pm_03,60,1,companyAcronym= | protocolName=IEEE C37.118.2-2011 | vendorAcronym= | vendorDeviceName= | interconnectionName=,,,,10,STTP,Streaming Telemetry Transport Protocol,11,,,,,,SPBRC_440_PM_03!PMU-ST5,0.0,1.0,Device statistic for Expected number of measurements received from device during last reporting interval.,0,1,1,,Any,STAT,Statistic,ST,-98.6,37.5,PPA:10415,2021-08-24 16:28:51
} | MaximumArchiveDays=90 | DesiredRemainingSpace=500,10416,ONS_SPBRC_440_PM_03!PMU:ST6,,358,8736f6c7-ad41-4b43-b4f6-e684e0d4ad20,SPBRC_440_PM_03,Spbrc_440_Pm_03,60,1,companyAcronym= | protocolName=IEEE C37.118.2-2011 | vendorAcronym= | vendorDeviceName= | interconnectionName=,,,,10,STTP,Streaming Telemetry Transport Protocol,11,,,,,,SPBRC_440_PM_03!PMU-ST6,0.0,1.0,Device statistic for Number of measurements received while device was reporting errors during last reporting interval.,0,1,1,,Any,STAT,Statistic,ST,-98.6,37.5,PPA:10416,2021-08-24 16:28:51
} | MaximumArchiveDays=90 | DesiredRemainingSpace=500,10417,ONS_SPBRC_440_PM_03!PMU:ST7,,358,8736f6c7-ad41-4b43-b4f6-e684e0d4ad20,SPBRC_440_PM_03,Spbrc_440_Pm_03,60,1,companyAcronym= | protocolName=IEEE C37.118.2-2011 | vendorAcronym= | vendorDeviceName= | interconnectionName=,,,,10,STTP,Streaming Telemetry Transport Protocol,11,,,,,,SPBRC_440_PM_03!PMU-ST7,0.0,1.0,Device statistic for Number of defined measurements (per frame) from device during last reporting interval.,0,1,1,,Any,STAT,Statistic,ST,-98.6,37.5,PPA:10417,2021-08-24 16:28:51
} | MaximumArchiveDays=90 | DesiredRemainingSpace=500,10418,ONS_SPBRC_440_PM_04!PMU:ST1,,359,8736f6c7-ad41-4b43-b4f6-e684e0d4ad20,SPBRC_440_PM_04,Spbrc_440_Pm_04,60,1,companyAcronym= | protocolName=IEEE C37.118.2-2011 | vendorAcronym= | vendorDeviceName= | interconnectionName=,,,,10,STTP,Streaming Telemetry Transport Protocol,11,,,,,,SPBRC_440_PM_04!PMU-ST1,0.0,1.0,Device statistic for Number of data quality errors reported by device during last reporting interval.,0,1,1,,Any,STAT,Statistic,ST,-98.6,37.5,PPA:10418,2021-08-24 16:28:51
} | MaximumArchiveDays=90 | DesiredRemainingSpace=500,10419,ONS_SPBRC_440_PM_04!PMU:ST2,,359,8736f6c7-ad41-4b43-b4f6-e684e0d4ad20,SPBRC_440_PM_04,Spbrc_440_Pm_04,60,1,companyAcronym= | protocolName=IEEE C37.118.2-2011 | vendorAcronym= | vendorDeviceName= | interconnectionName=,,,,10,STTP,Streaming Telemetry Transport Protocol,11,,,,,,SPBRC_440_PM_04!PMU-ST2,0.0,1.0,Device statistic for Number of time quality errors reported by device during last reporting interval.,0,1,1,,Any,STAT,Statistic,ST,-98.6,37.5,PPA:10419,2021-08-24 16:28:51
} | MaximumArchiveDays=90 | DesiredRemainingSpace=500,10420,ONS_SPBRC_440_PM_04!PMU:ST3,,359,8736f6c7-ad41-4b43-b4f6-e684e0d4ad20,SPBRC_440_PM_04,Spbrc_440_Pm_04,60,1,companyAcronym= | protocolName=IEEE C37.118.2-2011 | vendorAcronym= | vendorDeviceName= | interconnectionName=,,,,10,STTP,Streaming Telemetry Transport Protocol,11,,,,,,SPBRC_440_PM_04!PMU-ST3,0.0,1.0,Device statistic for Number of device errors reported by device during last reporting interval.,0,1,1,,Any,STAT,Statistic,ST,-98.6,37.5,PPA:10420,2021-08-24 16:28:51
} | MaximumArchiveDays=90 | DesiredRemainingSpace=500,10421,ONS_SPBRC_440_PM_04!PMU:ST4,,359,8736f6c7-ad41-4b43-b4f6-e684e0d4ad20,SPBRC_440_PM_04,Spbrc_440_Pm_04,60,1,companyAcronym= | protocolName=IEEE C37.118.2-2011 | vendorAcronym= | vendorDeviceName= | interconnectionName=,,,,10,STTP,Streaming Telemetry Transport Protocol,11,,,,,,SPBRC_440_PM_04!PMU-ST4,0.0,1.0,Device statistic for Number of measurements received from device during last reporting interval.,0,1,1,,Any,STAT,Statistic,ST,-98.6,37.5,PPA:10421,2021-08-24 16:28:51
} | MaximumArchiveDays=90 | DesiredRemainingSpace=500,10422,ONS_SPBRC_440_PM_04!PMU:ST5,,359,8736f6c7-ad41-4b43-b4f6-e684e0d4ad20,SPBRC_440_PM_04,Spbrc_440_Pm_04,60,1,companyAcronym= | protocolName=IEEE C37.118.2-2011 | vendorAcronym= | vendorDeviceName= | interconnectionName=,,,,10,STTP,Streaming Telemetry Transport Protocol,11,,,,,,SPBRC_440_PM_04!PMU-ST5,0.0,1.0,Device statistic for Expected number of measurements received from device during last reporting interval.,0,1,1,,Any,STAT,Statistic,ST,-98.6,37.5,PPA:10422,2021-08-24 16:28:51
} | MaximumArchiveDays=90 | DesiredRemainingSpace=500,10423,ONS_SPBRC_440_PM_04!PMU:ST6,,359,8736f6c7-ad41-4b43-b4f6-e684e0d4ad20,SPBRC_440_PM_04,Spbrc_440_Pm_04,60,1,companyAcronym= | protocolName=IEEE C37.118.2-2011 | vendorAcronym= | vendorDeviceName= | interconnectionName=,,,,10,STTP,Streaming Telemetry Transport Protocol,11,,,,,,SPBRC_440_PM_04!PMU-ST6,0.0,1.0,Device statistic for Number of measurements received while device was reporting errors during last reporting interval.,0,1,1,,Any,STAT,Statistic,ST,-98.6,37.5,PPA:10423,2021-08-24 16:28:51
} | MaximumArchiveDays=90 | DesiredRemainingSpace=500,10424,ONS_SPBRC_440_PM_04!PMU:ST7,,359,8736f6c7-ad41-4b43-b4f6-e684e0d4ad20,SPBRC_440_PM_04,Spbrc_440_Pm_04,60,1,companyAcronym= | protocolName=IEEE C37.118.2-2011 | vendorAcronym= | vendorDeviceName= | interconnectionName=,,,,10,STTP,Streaming Telemetry Transport Protocol,11,,,,,,SPBRC_440_PM_04!PMU-ST7,0.0,1.0,Device statistic for Number of defined measurements (per frame) from device during last reporting interval.,0,1,1,,Any,STAT,Statistic,ST,-98.6,37.5,PPA:10424,2021-08-24 16:28:51
} | MaximumArchiveDays=90 | DesiredRemainingSpace=500,10425,ONS_SPAGV_440_PM_02!PMU:ST1,,360,8736f6c7-ad41-4b43-b4f6-e684e0d4ad20,SPAGV_440_PM_02,Spagv_440_Pm_02,60,1,companyAcronym= | protocolName=IEEE C37.118.2-2011 | vendorAcronym= | vendorDeviceName= | interconnectionName=,,,,10,STTP,Streaming Telemetry Transport Protocol,11,,,,,,SPAGV_440_PM_02!PMU-ST1,0.0,1.0,Device statistic for Number of data quality errors reported by device during last reporting interval.,0,1,1,,Any,STAT,Statistic,ST,-98.6,37.5,PPA:10425,2021-08-24 16:28:51
} | MaximumArchiveDays=90 | DesiredRemainingSpace=500,10426,ONS_SPAGV_440_PM_02!PMU:ST2,,360,8736f6c7-ad41-4b43-b4f6-e684e0d4ad20,SPAGV_440_PM_02,Spagv_440_Pm_02,60,1,companyAcronym= | protocolName=IEEE C37.118.2-2011 | vendorAcronym= | vendorDeviceName= | interconnectionName=,,,,10,STTP,Streaming Telemetry Transport Protocol,11,,,,,,SPAGV_440_PM_02!PMU-ST2,0.0,1.0,Device statistic for Number of time quality errors reported by device during last reporting interval.,0,1,1,,Any,STAT,Statistic,ST,-98.6,37.5,PPA:10426,2021-08-24 16:28:51
} | MaximumArchiveDays=90 | DesiredRemainingSpace=500,10427,ONS_SPAGV_440_PM_02!PMU:ST3,,360,8736f6c7-ad41-4b43-b4f6-e684e0d4ad20,SPAGV_440_PM_02,Spagv_440_Pm_02,60,1,companyAcronym= | protocolName=IEEE C37.118.2-2011 | vendorAcronym= | vendorDeviceName= | interconnectionName=,,,,10,STTP,Streaming Telemetry Transport Protocol,11,,,,,,SPAGV_440_PM_02!PMU-ST3,0.0,1.0,Device statistic for Number of device errors reported by device during last reporting interval.,0,1,1,,Any,STAT,Statistic,ST,-98.6,37.5,PPA:10427,2021-08-24 16:28:51
} | MaximumArchiveDays=90 | DesiredRemainingSpace=500,10428,ONS_SPAGV_440_PM_02!PMU:ST4,,360,8736f6c7-ad41-4b43-b4f6-e684e0d4ad20,SPAGV_440_PM_02,Spagv_440_Pm_02,60,1,companyAcronym= | protocolName=IEEE C37.118.2-2011 | vendorAcronym= | vendorDeviceName= | interconnectionName=,,,,10,STTP,Streaming Telemetry Transport Protocol,11,,,,,,SPAGV_440_PM_02!PMU-ST4,0.0,1.0,Device statistic for Number of measurements received from device during last reporting interval.,0,1,1,,Any,STAT,Statistic,ST,-98.6,37.5,PPA:10428,2021-08-24 16:28:51
} | MaximumArchiveDays=90 | DesiredRemainingSpace=500,10429,ONS_SPAGV_440_PM_02!PMU:ST5,,360,8736f6c7-ad41-4b43-b4f6-e684e0d4ad20,SPAGV_440_PM_02,Spagv_440_Pm_02,60,1,companyAcronym= | protocolName=IEEE C37.118.2-2011 | vendorAcronym= | vendorDeviceName= | interconnectionName=,,,,10,STTP,Streaming Telemetry Transport Protocol,11,,,,,,SPAGV_440_PM_02!PMU-ST5,0.0,1.0,Device statistic for Expected number of measurements received from device during last reporting interval.,0,1,1,,Any,STAT,Statistic,ST,-98.6,37.5,PPA:10429,2021-08-24 16:28:51
} | MaximumArchiveDays=90 | DesiredRemainingSpace=500,10430,ONS_SPAGV_440_PM_02!PMU:ST6,,360,8736f6c7-ad41-4b43-b4f6-e684e0d4ad20,SPAGV_440_PM_02,Spagv_440_Pm_02,60,1,companyAcronym= | protocolName=IEEE C37.118.2-2011 | vendorAcronym= | vendorDeviceName= | interconnectionName=,,,,10,STTP,Streaming Telemetry Transport Protocol,11,,,,,,SPAGV_440_PM_02!PMU-ST6,0.0,1.0,Device statistic for Number of measurements received while device was reporting errors during last reporting interval.,0,1,1,,Any,STAT,Statistic,ST,-98.6,37.5,PPA:10430,2021-08-24 16:28:51
} | MaximumArchiveDays=90 | DesiredRemainingSpace=500,10431,ONS_SPAGV_440_PM_02!PMU:ST7,,360,8736f6c7-ad41-4b43-b4f6-e684e0d4ad20,SPAGV_440_PM_02,Spagv_440_Pm_02,60,1,companyAcronym= | protocolName=IEEE C37.118.2-2011 | vendorAcronym= | vendorDeviceName= | interconnectionName=,,,,10,STTP,Streaming Telemetry Transport Protocol,11,,,,,,SPAGV_440_PM_02!PMU-ST7,0.0,1.0,Device statistic for Number of defined measurements (per frame) from device during last reporting interval.,0,1,1,,Any,STAT,Statistic,ST,-98.6,37.5,PPA:10431,2021-08-24 16:28:51
} | MaximumArchiveDays=90 | DesiredRemainingSpace=500,10432,ONS_SPAGV_440_PM_03!PMU:ST1,,361,8736f6c7-ad41-4b43-b4f6-e684e0d4ad20,SPAGV_440_PM_03,Spagv_440_Pm_03,60,1,companyAcronym= | protocolName=IEEE C37.118.2-2011 | vendorAcronym= | vendorDeviceName= | interconnectionName=,,,,10,STTP,Streaming Telemetry Transport Protocol,11,,,,,,SPAGV_440_PM_03!PMU-ST1,0.0,1.0,Device statistic for Number of data quality errors reported by device during last reporting interval.,0,1,1,,Any,STAT,Statistic,ST,-98.6,37.5,PPA:10432,2021-08-24 16:28:51
} | MaximumArchiveDays=90 | DesiredRemainingSpace=500,10433,ONS_SPAGV_440_PM_03!PMU:ST2,,361,8736f6c7-ad41-4b43-b4f6-e684e0d4ad20,SPAGV_440_PM_03,Spagv_440_Pm_03,60,1,companyAcronym= | protocolName=IEEE C37.118.2-2011 | vendorAcronym= | vendorDeviceName= | interconnectionName=,,,,10,STTP,Streaming Telemetry Transport Protocol,11,,,,,,SPAGV_440_PM_03!PMU-ST2,0.0,1.0,Device statistic for Number of time quality errors reported by device during last reporting interval.,0,1,1,,Any,STAT,Statistic,ST,-98.6,37.5,PPA:10433,2021-08-24 16:28:51
} | MaximumArchiveDays=90 | DesiredRemainingSpace=500,10434,ONS_SPAGV_440_PM_03!PMU:ST3,,361,8736f6c7-ad41-4b43-b4f6-e684e0d4ad20,SPAGV_440_PM_03,Spagv_440_Pm_03,60,1,companyAcronym= | protocolName=IEEE C37.118.2-2011 | vendorAcronym= | vendorDeviceName= | interconnectionName=,,,,10,STTP,Streaming Telemetry Transport Protocol,11,,,,,,SPAGV_440_PM_03!PMU-ST3,0.0,1.0,Device statistic for Number of device errors reported by device during last reporting interval.,0,1,1,,Any,STAT,Statistic,ST,-98.6,37.5,PPA:10434,2021-08-24 16:28:51
} | MaximumArchiveDays=90 | DesiredRemainingSpace=500,10435,ONS_SPAGV_440_PM_03!PMU:ST4,,361,8736f6c7-ad41-4b43-b4f6-e684e0d4ad20,SPAGV_440_PM_03,Spagv_440_Pm_03,60,1,companyAcronym= | protocolName=IEEE C37.118.2-2011 | vendorAcronym= | vendorDeviceName= | interconnectionName=,,,,10,STTP,Streaming Telemetry Transport Protocol,11,,,,,,SPAGV_440_PM_03!PMU-ST4,0.0,1.0,Device statistic for Number of measurements received from device during last reporting interval.,0,1,1,,Any,STAT,Statistic,ST,-98.6,37.5,PPA:10435,2021-08-24 16:28:51
} | MaximumArchiveDays=90 | DesiredRemainingSpace=500,10436,ONS_SPAGV_440_PM_03!PMU:ST5,,361,8736f6c7-ad41-4b43-b4f6-e684e0d4ad20,SPAGV_440_PM_03,Spagv_440_Pm_03,60,1,companyAcronym= | protocolName=IEEE C37.118.2-2011 | vendorAcronym= | vendorDeviceName= | interconnectionName=,,,,10,STTP,Streaming Telemetry Transport Protocol,11,,,,,,SPAGV_440_PM_03!PMU-ST5,0.0,1.0,Device statistic for Expected number of measurements received from device during last reporting interval.,0,1,1,,Any,STAT,Statistic,ST,-98.6,37.5,PPA:10436,2021-08-24 16:28:51
} | MaximumArchiveDays=90 | DesiredRemainingSpace=500,10437,ONS_SPAGV_440_PM_03!PMU:ST6,,361,8736f6c7-ad41-4b43-b4f6-e684e0d4ad20,SPAGV_440_PM_03,Spagv_440_Pm_03,60,1,companyAcronym= | protocolName=IEEE C37.118.2-2011 | vendorAcronym= | vendorDeviceName= | interconnectionName=,,,,10,STTP,Streaming Telemetry Transport Protocol,11,,,,,,SPAGV_440_PM_03!PMU-ST6,0.0,1.0,Device statistic for Number of measurements received while device was reporting errors during last reporting interval.,0,1,1,,Any,STAT,Statistic,ST,-98.6,37.5,PPA:10437,2021-08-24 16:28:51
} | MaximumArchiveDays=90 | DesiredRemainingSpace=500,10438,ONS_SPAGV_440_PM_03!PMU:ST7,,361,8736f6c7-ad41-4b43-b4f6-e684e0d4ad20,SPAGV_440_PM_03,Spagv_440_Pm_03,60,1,companyAcronym= | protocolName=IEEE C37.118.2-2011 | vendorAcronym= | vendorDeviceName= | interconnectionName=,,,,10,STTP,Streaming Telemetry Transport Protocol,11,,,,,,SPAGV_440_PM_03!PMU-ST7,0.0,1.0,Device statistic for Number of defined measurements (per frame) from device during last reporting interval.,0,1,1,,Any,STAT,Statistic,ST,-98.6,37.5,PPA:10438,2021-08-24 16:28:51
} | MaximumArchiveDays=90 | DesiredRemainingSpace=500,10439,ONS_SPAZL_440_PM_98!PMU:ST1,,362,8736f6c7-ad41-4b43-b4f6-e684e0d4ad20,SPAZL_440_PM_98,Spazl_440_Pm_98,60,1,companyAcronym= | protocolName=IEEE C37.118.2-2011 | vendorAcronym= | vendorDeviceName= | interconnectionName=,,,,10,STTP,Streaming Telemetry Transport Protocol,11,,,,,,SPAZL_440_PM_98!PMU-ST1,0.0,1.0,Device statistic for Number of data quality errors reported by device during last reporting interval.,0,1,1,,Any,STAT,Statistic,ST,-98.6,37.5,PPA:10439,2021-08-24 16:28:51
} | MaximumArchiveDays=90 | DesiredRemainingSpace=500,10440,ONS_SPAZL_440_PM_98!PMU:ST2,,362,8736f6c7-ad41-4b43-b4f6-e684e0d4ad20,SPAZL_440_PM_98,Spazl_440_Pm_98,60,1,companyAcronym= | protocolName=IEEE C37.118.2-2011 | vendorAcronym= | vendorDeviceName= | interconnectionName=,,,,10,STTP,Streaming Telemetry Transport Protocol,11,,,,,,SPAZL_440_PM_98!PMU-ST2,0.0,1.0,Device statistic for Number of time quality errors reported by device during last reporting interval.,0,1,1,,Any,STAT,Statistic,ST,-98.6,37.5,PPA:10440,2021-08-24 16:28:51
} | MaximumArchiveDays=90 | DesiredRemainingSpace=500,10441,ONS_SPAZL_440_PM_98!PMU:ST3,,362,8736f6c7-ad41-4b43-b4f6-e684e0d4ad20,SPAZL_440_PM_98,Spazl_440_Pm_98,60,1,companyAcronym= | protocolName=IEEE C37.118.2-2011 | vendorAcronym= | vendorDeviceName= | interconnectionName=,,,,10,STTP,Streaming Telemetry Transport Protocol,11,,,,,,SPAZL_440_PM_98!PMU-ST3,0.0,1.0,Device statistic for Number of device errors reported by device during last reporting interval.,0,1,1,,Any,STAT,Statistic,ST,-98.6,37.5,PPA:10441,2021-08-24 16:28:51
} | MaximumArchiveDays=90 | DesiredRemainingSpace=500,10442,ONS_SPAZL_440_PM_98!PMU:ST4,,362,8736f6c7-ad41-4b43-b4f6-e684e0d4ad20,SPAZL_440_PM_98,Spazl_440_Pm_98,60,1,companyAcronym= | protocolName=IEEE C37.118.2-2011 | vendorAcronym= | vendorDeviceName= | interconnectionName=,,,,10,STTP,Streaming Telemetry Transport Protocol,11,,,,,,SPAZL_440_PM_98!PMU-ST4,0.0,1.0,Device statistic for Number of measurements received from device during last reporting interval.,0,1,1,,Any,STAT,Statistic,ST,-98.6,37.5,PPA:10442,2021-08-24 16:28:51
} | MaximumArchiveDays=90 | DesiredRemainingSpace=500,10443,ONS_SPAZL_440_PM_98!PMU:ST5,,362,8736f6c7-ad41-4b43-b4f6-e684e0d4ad20,SPAZL_440_PM_98,Spazl_440_Pm_98,60,1,companyAcronym= | protocolName=IEEE C37.118.2-2011 | vendorAcronym= | vendorDeviceName= | interconnectionName=,,,,10,STTP,Streaming Telemetry Transport Protocol,11,,,,,,SPAZL_440_PM_98!PMU-ST5,0.0,1.0,Device statistic for Expected number of measurements received from device during last reporting interval.,0,1,1,,Any,STAT,Statistic,ST,-98.6,37.5,PPA:10443,2021-08-24 16:28:51
} | MaximumArchiveDays=90 | DesiredRemainingSpace=500,10444,ONS_SPAZL_440_PM_98!PMU:ST6,,362,8736f6c7-ad41-4b43-b4f6-e684e0d4ad20,SPAZL_440_PM_98,Spazl_440_Pm_98,60,1,companyAcronym= | protocolName=IEEE C37.118.2-2011 | vendorAcronym= | vendorDeviceName= | interconnectionName=,,,,10,STTP,Streaming Telemetry Transport Protocol,11,,,,,,SPAZL_440_PM_98!PMU-ST6,0.0,1.0,Device statistic for Number of measurements received while device was reporting errors during last reporting interval.,0,1,1,,Any,STAT,Statistic,ST,-98.6,37.5,PPA:10444,2021-08-24 16:28:51
} | MaximumArchiveDays=90 | DesiredRemainingSpace=500,10445,ONS_SPAZL_440_PM_98!PMU:ST7,,362,8736f6c7-ad41-4b43-b4f6-e684e0d4ad20,SPAZL_440_PM_98,Spazl_440_Pm_98,60,1,companyAcronym= | protocolName=IEEE C37.118.2-2011 | vendorAcronym= | vendorDeviceName= | interconnectionName=,,,,10,STTP,Streaming Telemetry Transport Protocol,11,,,,,,SPAZL_440_PM_98!PMU-ST7,0.0,1.0,Device statistic for Number of defined measurements (per frame) from device during last reporting interval.,0,1,1,,Any,STAT,Statistic,ST,-98.6,37.5,PPA:10445,2021-08-24 16:28:51
} | MaximumArchiveDays=90 | DesiredRemainingSpace=500,10446,ONS_SPAZL_440_PM_99!PMU:ST1,,363,8736f6c7-ad41-4b43-b4f6-e684e0d4ad20,SPAZL_440_PM_99,Spazl_440_Pm_99,60,1,companyAcronym= | protocolName=IEEE C37.118.2-2011 | vendorAcronym= | vendorDeviceName= | interconnectionName=,,,,10,STTP,Streaming Telemetry Transport Protocol,11,,,,,,SPAZL_440_PM_99!PMU-ST1,0.0,1.0,Device statistic for Number of data quality errors reported by device during last reporting interval.,0,1,1,,Any,STAT,Statistic,ST,-98.6,37.5,PPA:10446,2021-08-24 16:28:51
} | MaximumArchiveDays=90 | DesiredRemainingSpace=500,10447,ONS_SPAZL_440_PM_99!PMU:ST2,,363,8736f6c7-ad41-4b43-b4f6-e684e0d4ad20,SPAZL_440_PM_99,Spazl_440_Pm_99,60,1,companyAcronym= | protocolName=IEEE C37.118.2-2011 | vendorAcronym= | vendorDeviceName= | interconnectionName=,,,,10,STTP,Streaming Telemetry Transport Protocol,11,,,,,,SPAZL_440_PM_99!PMU-ST2,0.0,1.0,Device statistic for Number of time quality errors reported by device during last reporting interval.,0,1,1,,Any,STAT,Statistic,ST,-98.6,37.5,PPA:10447,2021-08-24 16:28:51
} | MaximumArchiveDays=90 | DesiredRemainingSpace=500,10448,ONS_SPAZL_440_PM_99!PMU:ST3,,363,8736f6c7-ad41-4b43-b4f6-e684e0d4ad20,SPAZL_440_PM_99,Spazl_440_Pm_99,60,1,companyAcronym= | protocolName=IEEE C37.118.2-2011 | vendorAcronym= | vendorDeviceName= | interconnectionName=,,,,10,STTP,Streaming Telemetry Transport Protocol,11,,,,,,SPAZL_440_PM_99!PMU-ST3,0.0,1.0,Device statistic for Number of device errors reported by device during last reporting interval.,0,1,1,,Any,STAT,Statistic,ST,-98.6,37.5,PPA:10448,2021-08-24 16:28:51
} | MaximumArchiveDays=90 | DesiredRemainingSpace=500,10449,ONS_SPAZL_440_PM_99!PMU:ST4,,363,8736f6c7-ad41-4b43-b4f6-e684e0d4ad20,SPAZL_440_PM_99,Spazl_440_Pm_99,60,1,companyAcronym= | protocolName=IEEE C37.118.2-2011 | vendorAcronym= | vendorDeviceName= | interconnectionName=,,,,10,STTP,Streaming Telemetry Transport Protocol,11,,,,,,SPAZL_440_PM_99!PMU-ST4,0.0,1.0,Device statistic for Number of measurements received from device during last reporting interval.,0,1,1,,Any,STAT,Statistic,ST,-98.6,37.5,PPA:10449,2021-08-24 16:28:51
} | MaximumArchiveDays=90 | DesiredRemainingSpace=500,10450,ONS_SPAZL_440_PM_99!PMU:ST5,,363,8736f6c7-ad41-4b43-b4f6-e684e0d4ad20,SPAZL_440_PM_99,Spazl_440_Pm_99,60,1,companyAcronym= | protocolName=IEEE C37.118.2-2011 | vendorAcronym= | vendorDeviceName= | interconnectionName=,,,,10,STTP,Streaming Telemetry Transport Protocol,11,,,,,,SPAZL_440_PM_99!PMU-ST5,0.0,1.0,Device statistic for Expected number of measurements received from device during last reporting interval.,0,1,1,,Any,STAT,Statistic,ST,-98.6,37.5,PPA:10450,2021-08-24 16:28:51
} | MaximumArchiveDays=90 | DesiredRemainingSpace=500,10451,ONS_SPAZL_440_PM_99!PMU:ST6,,363,8736f6c7-ad41-4b43-b4f6-e684e0d4ad20,SPAZL_440_PM_99,Spazl_440_Pm_99,60,1,companyAcronym= | protocolName=IEEE C37.118.2-2011 | vendorAcronym= | vendorDeviceName= | interconnectionName=,,,,10,STTP,Streaming Telemetry Transport Protocol,11,,,,,,SPAZL_440_PM_99!PMU-ST6,0.0,1.0,Device statistic for Number of measurements received while device was reporting errors during last reporting interval.,0,1,1,,Any,STAT,Statistic,ST,-98.6,37.5,PPA:10451,2021-08-24 16:28:51
} | MaximumArchiveDays=90 | DesiredRemainingSpace=500,10452,ONS_SPAZL_440_PM_99!PMU:ST7,,363,8736f6c7-ad41-4b43-b4f6-e684e0d4ad20,SPAZL_440_PM_99,Spazl_440_Pm_99,60,1,companyAcronym= | protocolName=IEEE C37.118.2-2011 | vendorAcronym= | vendorDeviceName= | interconnectionName=,,,,10,STTP,Streaming Telemetry Transport Protocol,11,,,,,,SPAZL_440_PM_99!PMU-ST7,0.0,1.0,Device statistic for Number of defined measurements (per frame) from device during last reporting interval.,0,1,1,,Any,STAT,Statistic,ST,-98.6,37.5,PPA:10452,2021-08-24 16:28:51
} | MaximumArchiveDays=90 | DesiredRemainingSpace=500,10642,GPA_BAPOT_500_PM_08:F,,364,8736f6c7-ad41-4b43-b4f6-e684e0d4ad20,BAPOT_500_PM_08,Bapot_500_Pm_08,60,1,companyAcronym= | protocolName=IEEE C37.118.2-2011 | vendorAcronym= | vendorDeviceName= | interconnectionName=,,,,10,STTP,Streaming Telemetry Transport Protocol,5,,,,,,BAPOT_500_PM_08-FQ,0.0,1.0,Bapot_500_Pm_08 Frequency,0,1,1,Hz,PMU,FREQ,Frequency,FQ,-98.6,37.5,PPA:10642,2021-08-24 16:36:51
} | MaximumArchiveDays=90 | DesiredRemainingSpace=500,10643,GPA_BAPOT_500_PM_08:DF,,364,8736f6c7-ad41-4b43-b4f6-e684e0d4ad20,BAPOT_500_PM_08,Bapot_500_Pm_08,60,1,companyAcronym= | protocolName=IEEE C37.118.2-2011 | vendorAcronym= | vendorDeviceName= | interconnectionName=,,,,10,STTP,Streaming Telemetry Transport Protocol,6,,,,,,BAPOT_500_PM_08-DF,0.0,1.0,Bapot_500_Pm_08 Frequency Delta (dF/dt),0,1,1,,PMU,DFDT,Frequency Delta (dF/dt),DF,-98.6,37.5,PPA:10643,2021-08-24 16:36:51
} | MaximumArchiveDays=90 | DesiredRemainingSpace=500,10644,GPA_BAPOT_500_PM_08:S,,364,8736f6c7-ad41-4b43-b4f6-e684e0d4ad20,BAPOT_500_PM_08,Bapot_500_Pm_08,60,1,companyAcronym= | protocolName=IEEE C37.118.2-2011 | vendorAcronym= | vendorDeviceName= | interconnectionName=,,,,10,STTP,Streaming Telemetry Transport Protocol,8,,,,,,BAPOT_500_PM_08-SF,0.0,1.0,Bapot_500_Pm_08 Status Flags,0,1,1,,PMU,FLAG,Status Flags,SF,-98.6,37.5,PPA:10644,2021-08-24 16:36:51
} | MaximumArchiveDays=90 | DesiredRemainingSpace=500,10645,GPA_BAPOT_500_PM_08-PM1:V,,364,8736f6c7-ad41-4b43-b4f6-e684e0d4ad20,BAPOT_500_PM_08,Bapot_500_Pm_08,60,1,companyAcronym= | protocolName=IEEE C37.118.2-2011 | vendorAcronym= | vendorDeviceName= | interconnectionName=,,,,10,STTP,Streaming Telemetry Transport Protocol,3,1,LTMGPPA2_2_FV_A,V,+,0,BAPOT_500_PM_08-PM1,0.0,1.0,Bapot_500_Pm_08 LTMGPPA2_2_FV_A + Voltage Magnitude,0,1,1,Volts,Phasor,VPHM,Voltage Magnitude,PM,-98.6,37.5,PPA:10645,2021-08-24 16:36:51
} | MaximumArchiveDays=90 | DesiredRemainingSpace=500,10646,GPA_BAPOT_500_PM_08-PA1:VH,,364,8736f6c7-ad41-4b43-b4f6-e684e0d4ad20,BAPOT_500_PM_08,Bapot_500_Pm_08,60,1,companyAcronym= | protocolName=IEEE C37.118.2-2011 | vendorAcronym= | vendorDeviceName= | interconnectionName=,,,,10,STTP,Streaming Telemetry Transport Protocol,4,1,LTMGPPA2_2_FV_A,V,+,0,BAPOT_500_PM_08-PA1,0.0,1.0,Bapot_500_Pm_08 LTMGPPA2_2_FV_A + Voltage Phase Angle,0,1,1,Degrees,Phasor,VPHA,Voltage Phase Angle,PA,-98.6,37.5,PPA:10646,2021-08-24 16:36:51
} | MaximumArchiveDays=90 | DesiredRemainingSpace=500,10647,GPA_BAPOT_500_PM_08-PM2:V,,364,8736f6c7-ad41-4b43-b4f6-e684e0d4ad20,BAPOT_500_PM_08,Bapot_500_Pm_08,60,1,companyAcronym= | protocolName=IEEE C37.118.2-2011 | vendorAcronym= | vendorDeviceName= | interconnectionName=,,,,10,STTP,Streaming Telemetry Transport Protocol,3,2,LTMGPPA2_2_FV_B,V,+,0,BAPOT_500_PM_08-PM2,0.0,1.0,Bapot_500_Pm_08 LTMGPPA2_2_FV_B + Voltage Magnitude,0,1,1,Volts,Phasor,VPHM,Voltage Magnitude,PM,-98.6,37.5,PPA:10647,2021-08-24 16:36:51
} | MaximumArchiveDays=90 | DesiredRemainingSpace=500,10648,GPA_BAPOT_500_PM_08-PA2:VH,,364,8736f6c7-ad41-4b43-b4f6-e684e0d4ad20,BAPOT_500_PM_08,Bapot_500_Pm_08,60,1,companyAcronym= | protocolName=IEEE C37.118.2-2011 | vendorAcronym= | vendorDeviceName= | interconnectionName=,,,,10,STTP,Streaming Telemetry Transport Protocol,4,2,LTMGPPA2_2_FV_B,V,+,0,BAPOT_500_PM_08-PA2,0.0,1.0,Bapot_500_Pm_08 LTMGPPA2_2_FV_B + Voltage Phase Angle,0,1,1,Degrees,Phasor,VPHA,Voltage Phase Angle,PA,-98.6,37.5,PPA:10648,2021-08-24 16:36:51
} | MaximumArchiveDays=90 | DesiredRemainingSpace=500,10649,GPA_BAPOT_500_PM_08-PM3:V,,364,8736f6c7-ad41-4b43-b4f6-e684e0d4ad20,BAPOT_500_PM_08,Bapot_500_Pm_08,60,1,companyAcronym= | protocolName=IEEE C37.118.2-2011 | vendorAcronym= | vendorDeviceName= | interconnectionName=,,,,10,STTP,Streaming Telemetry Transport Protocol,3,3,LTMGPPA2_2_FV_C,V,+,0,BAPOT_500_PM_08-PM3,0.0,1.0,Bapot_500_Pm_08 LTMGPPA2_2_FV_C + Voltage Magnitude,0,1,1,Volts,Phasor,VPHM,Voltage Magnitude,PM,-98.6,37.5,PPA:10649,2021-08-24 16:36:51
} | MaximumArchiveDays=90 | DesiredRemainingSpace=500,10650,GPA_BAPOT_500_PM_08-PA3:VH,,364,8736f6c7-ad41-4b43-b4f6-e684e0d4ad20,BAPOT_500_PM_08,Bapot_500_Pm_08,60,1,companyAcronym= | protocolName=IEEE C37.118.2-2011 | vendorAcronym= | vendorDeviceName= | interconnectionName=,,,,10,STTP,Streaming Telemetry Transport Protocol,4,3,LTMGPPA2_2_FV_C,V,+,0,BAPOT_500_PM_08-PA3,0.0,1.0,Bapot_500_Pm_08 LTMGPPA2_2_FV_C + Voltage Phase Angle,0,1,1,Degrees,Phasor,VPHA,Voltage Phase Angle,PA,-98.6,37.5,PPA:10650,2021-08-24 16:36:51
} | MaximumArchiveDays=90 | DesiredRemainingSpace=500,10651,GPA_BAPOT_500_PM_08-PM4:I,,364,8736f6c7-ad41-4b43-b4f6-e684e0d4ad20,BAPOT_500_PM_08,Bapot_500_Pm_08,60,1,companyAcronym= | protocolName=IEEE C37.118.2-2011 | vendorAcronym= | vendorDeviceName= | interconnectionName=,,,,10,STTP,Streaming Telemetry Transport Protocol,1,4,LTMGPPA2_2_FA_A,I,+,0,BAPOT_500_PM_08-PM4,0.0,1.0,Bapot_500_Pm_08 LTMGPPA2_2_FA_A + Current Magnitude,0,1,1,Amps,Phasor,IPHM,Current Magnitude,PM,-98.6,37.5,PPA:10651,2021-08-24 16:36:51
} | MaximumArchiveDays=90 | DesiredRemainingSpace=500,10652,GPA_BAPOT_500_PM_08-PA4:IH,,364,8736f6c7-ad41-4b43-b4f6-e684e0d4ad20,BAPOT_500_PM_08,Bapot_500_Pm_08,60,1,companyAcronym= | protocolName=IEEE C37.118.2-2011 | vendorAcronym= | vendorDeviceName= | interconnectionName=,,,,10,STTP,Streaming Telemetry Transport Protocol,2,4,LTMGPPA2_2_FA_A,I,+,0,BAPOT_500_PM_08-PA4,0.0,1.0,Bapot_500_Pm_08 LTMGPPA2_2_FA_A + Current Phase Angle,0,1,1,Degrees,Phasor,IPHA,Current Phase Angle,PA,-98.6,37.5,PPA:10652,2021-08-24 16:36:51
} | MaximumArchiveDays=90 | DesiredRemainingSpace=500,10653,GPA_BAPOT_500_PM_08-PM5:I,,364,8736f6c7-ad41-4b43-b4f6-e684e0d4ad20,BAPOT_500_PM_08,Bapot_500_Pm_08,60,1,companyAcronym= | protocolName=IEEE C37.118.2-2011 | vendorAcronym= | vendorDeviceName= | interconnectionName=,,,,10,STTP,Streaming Telemetry Transport Protocol,1,5,LTMGPPA2_2_FA_B,I,+,0,BAPOT_500_PM_08-PM5,0.0,1.0,Bapot_500_Pm_08 LTMGPPA2_2_FA_B + Current Magnitude,0,1,1,Amps,Phasor,IPHM,Current Magnitude,PM,-98.6,37.5,PPA:10653,2021-08-24 16:36:51
} | MaximumArchiveDays=90 | DesiredRemainingSpace=500,10654,GPA_BAPOT_500_PM_08-PA5:IH,,364,8736f6c7-ad41-4b43-b4f6-e684e0d4ad20,BAPOT_500_PM_08,Bapot_500_Pm_08,60,1,companyAcronym= | protocolName=IEEE C37.118.2-2011 | vendorAcronym= | vendorDeviceName= | interconnectionName=,,,,10,STTP,Streaming Telemetry Transport Protocol,2,5,LTMGPPA2_2_FA_B,I,+,0,BAPOT_500_PM_08-PA5,0.0,1.0,Bapot_500_Pm_08 LTMGPPA2_2_FA_B + Current Phase Angle,0,1,1,Degrees,Phasor,IPHA,Current Phase Angle,PA,-98.6,37.5,PPA:10654,2021-08-24 16:36:51
} | MaximumArchiveDays=90 | DesiredRemainingSpace=500,10655,GPA_BAPOT_500_PM_08-PM6:I,,364,8736f6c7-ad41-4b43-b4f6-e684e0d4ad20,BAPOT_500_PM_08,Bapot_500_Pm_08,60,1,companyAcronym= | protocolName=IEEE C37.118.2-2011 | vendorAcronym= | vendorDeviceName= | interconnectionName=,,,,10,STTP,Streaming Telemetry Transport Protocol,1,6,LTMGPPA2_2_FA_C,I,+,0,BAPOT_500_PM_08-PM6,0.0,1.0,Bapot_500_Pm_08 LTMGPPA2_2_FA_C + Current Magnitude,0,1,1,Amps,Phasor,IPHM,Current Magnitude,PM,-98.6,37.5,PPA:10655,2021-08-24 16:36:51
} | MaximumArchiveDays=90 | DesiredRemainingSpace=500,10656,GPA_BAPOT_500_PM_08-PA6:IH,,364,8736f6c7-ad41-4b43-b4f6-e684e0d4ad20,BAPOT_500_PM_08,Bapot_500_Pm_08,60,1,companyAcronym= | protocolName=IEEE C37.118.2-2011 | vendorAcronym= | vendorDeviceName= | interconnectionName=,,,,10,STTP,Streaming Telemetry Transport Protocol,2,6,LTMGPPA2_2_FA_C,I,+,0,BAPOT_500_PM_08-PA6,0.0,1.0,Bapot_500_Pm_08 LTMGPPA2_2_FA_C + Current Phase Angle,0,1,1,Degrees,Phasor,IPHA,Current Phase Angle,PA,-98.6,37.5,PPA:10656,2021-08-24 16:36:51
} | MaximumArchiveDays=90 | DesiredRemainingSpace=500,10657,GPA_BAPOT_500_PM_08-PM7:V,,364,8736f6c7-ad41-4b43-b4f6-e684e0d4ad20,BAPOT_500_PM_08,Bapot_500_Pm_08,60,1,companyAcronym= | protocolName=IEEE C37.118.2-2011 | vendorAcronym= | vendorDeviceName= | interconnectionName=,,,,10,STTP,Streaming Telemetry Transport Protocol,3,7,LTMGPPA2_2_FV_P,V,+,0,BAPOT_500_PM_08-PM7,0.0,1.0,Bapot_500_Pm_08 LTMGPPA2_2_FV_P + Voltage Magnitude,0,1,1,Volts,Phasor,VPHM,Voltage Magnitude,PM,-98.6,37.5,PPA:10657,2021-08-24 16:36:51
} | MaximumArchiveDays=90 | DesiredRemainingSpace=500,10658,GPA_BAPOT_500_PM_08-PA7:VH,,364,8736f6c7-ad41-4b43-b4f6-e684e0d4ad20,BAPOT_500_PM_08,Bapot_500_Pm_08,60,1,companyAcronym= | protocolName=IEEE C37.118.2-2011 | vendorAcronym= | vendorDeviceName= | interconnectionName=,,,,10,STTP,Streaming Telemetry Transport Protocol,4,7,LTMGPPA2_2_FV_P,V,+,0,BAPOT_500_PM_08-PA7,0.0,1.0,Bapot_500_Pm_08 LTMGPPA2_2_FV_P + Voltage Phase Angle,0,1,1,Degrees,Phasor,VPHA,Voltage Phase Angle,PA,-98.6,37.5,PPA:10658,2021-08-24 16:36:51
} | MaximumArchiveDays=90 | DesiredRemainingSpace=500,10659,GPA_BAPOT_500_PM_08-PM8:I,,364,8736f6c7-ad41-4b43-b4f6-e684e0d4ad20,BAPOT_500_PM_08,Bapot_500_Pm_08,60,1,companyAcronym= | protocolName=IEEE C37.118.2-2011 | vendorAcronym= | vendorDeviceName= | interconnectionName=,,,,10,STTP,Streaming Telemetry Transport Protocol,1,8,LTMGPPA2_2_FA_P,I,+,0,BAPOT_500_PM_08-PM8,0.0,1.0,Bapot_500_Pm_08 LTMGPPA2_2_FA_P + Current Magnitude,0,1,1,Amps,Phasor,IPHM,Current Magnitude,PM,-98.6,37.5,PPA:10659,2021-08-24 16:36:51
} | MaximumArchiveDays=90 | DesiredRemainingSpace=500,10660,GPA_BAPOT_500_PM_08-PA8:IH,,364,8736f6c7-ad41-4b43-b4f6-e684e0d4ad20,BAPOT_500_PM_08,Bapot_500_Pm_08,60,1,companyAcronym= | protocolName=IEEE C37.118.2-2011 | vendorAcronym= | vendorDeviceName= | interconnectionName=,,,,10,STTP,Streaming Telemetry Transport Protocol,2,8,LTMGPPA2_2_FA_P,I,+,0,BAPOT_500_PM_08-PA8,0.0,1.0,Bapot_500_Pm_08 LTMGPPA2_2_FA_P + Current Phase Angle,0,1,1,Degrees,Phasor,IPHA,Current Phase Angle,PA,-98.6,37.5,PPA:10660,2021-08-24 16:36:51
} | MaximumArchiveDays=90 | DesiredRemainingSpace=500,10668,ONS_BAPOT_500_PM_08!PMU:ST1,,364,8736f6c7-ad41-4b43-b4f6-e684e0d4ad20,BAPOT_500_PM_08,Bapot_500_Pm_08,60,1,companyAcronym= | protocolName=IEEE C37.118.2-2011 | vendorAcronym= | vendorDeviceName= | interconnectionName=,,,,10,STTP,Streaming Telemetry Transport Protocol,11,,,,,,BAPOT_500_PM_08!PMU-ST1,0.0,1.0,Device statistic for Number of data quality errors reported by device during last reporting interval.,0,1,1,,Any,STAT,Statistic,ST,-98.6,37.5,PPA:10668,2021-08-24 16:36:58
} | MaximumArchiveDays=90 | DesiredRemainingSpace=500,10669,ONS_BAPOT_500_PM_08!PMU:ST2,,364,8736f6c7-ad41-4b43-b4f6-e684e0d4ad20,BAPOT_500_PM_08,Bapot_500_Pm_08,60,1,companyAcronym= | protocolName=IEEE C37.118.2-2011 | vendorAcronym= | vendorDeviceName= | interconnectionName=,,,,10,STTP,Streaming Telemetry Transport Protocol,11,,,,,,BAPOT_500_PM_08!PMU-ST2,0.0,1.0,Device statistic for Number of time quality errors reported by device during last reporting interval.,0,1,1,,Any,STAT,Statistic,ST,-98.6,37.5,PPA:10669,2021-08-24 16:36:58
} | MaximumArchiveDays=90 | DesiredRemainingSpace=500,10670,ONS_BAPOT_500_PM_08!PMU:ST3,,364,8736f6c7-ad41-4b43-b4f6-e684e0d4ad20,BAPOT_500_PM_08,Bapot_500_Pm_08,60,1,companyAcronym= | protocolName=IEEE C37.118.2-2011 | vendorAcronym= | vendorDeviceName= | interconnectionName=,,,,10,STTP,Streaming Telemetry Transport Protocol,11,,,,,,BAPOT_500_PM_08!PMU-ST3,0.0,1.0,Device statistic for Number of device errors reported by device during last reporting interval.,0,1,1,,Any,STAT,Statistic,ST,-98.6,37.5,PPA:10670,2021-08-24 16:36:58
} | MaximumArchiveDays=90 | DesiredRemainingSpace=500,10671,ONS_BAPOT_500_PM_08!PMU:ST4,,364,8736f6c7-ad41-4b43-b4f6-e684e0d4ad20,BAPOT_500_PM_08,Bapot_500_Pm_08,60,1,companyAcronym= | protocolName=IEEE C37.118.2-2011 | vendorAcronym= | vendorDeviceName= | interconnectionName=,,,,10,STTP,Streaming Telemetry Transport Protocol,11,,,,,,BAPOT_500_PM_08!PMU-ST4,0.0,1.0,Device statistic for Number of measurements received from device during last reporting interval.,0,1,1,,Any,STAT,Statistic,ST,-98.6,37.5,PPA:10671,2021-08-24 16:36:58
} | MaximumArchiveDays=90 | DesiredRemainingSpace=500,10672,ONS_BAPOT_500_PM_08!PMU:ST5,,364,8736f6c7-ad41-4b43-b4f6-e684e0d4ad20,BAPOT_500_PM_08,Bapot_500_Pm_08,60,1,companyAcronym= | protocolName=IEEE C37.118.2-2011 | vendorAcronym= | vendorDeviceName= | interconnectionName=,,,,10,STTP,Streaming Telemetry Transport Protocol,11,,,,,,BAPOT_500_PM_08!PMU-ST5,0.0,1.0,Device statistic for Expected number of measurements received from device during last reporting interval.,0,1,1,,Any,STAT,Statistic,ST,-98.6,37.5,PPA:10672,2021-08-24 16:36:58
} | MaximumArchiveDays=90 | DesiredRemainingSpace=500,10673,ONS_BAPOT_500_PM_08!PMU:ST6,,364,8736f6c7-ad41-4b43-b4f6-e684e0d4ad20,BAPOT_500_PM_08,Bapot_500_Pm_08,60,1,companyAcronym= | protocolName=IEEE C37.118.2-2011 | vendorAcronym= | vendorDeviceName= | interconnectionName=,,,,10,STTP,Streaming Telemetry Transport Protocol,11,,,,,,BAPOT_500_PM_08!PMU-ST6,0.0,1.0,Device statistic for Number of measurements received while device was reporting errors during last reporting interval.,0,1,1,,Any,STAT,Statistic,ST,-98.6,37.5,PPA:10673,2021-08-24 16:36:58
} | MaximumArchiveDays=90 | DesiredRemainingSpace=500,10674,ONS_BAPOT_500_PM_08!PMU:ST7,,364,8736f6c7-ad41-4b43-b4f6-e684e0d4ad20,BAPOT_500_PM_08,Bapot_500_Pm_08,60,1,companyAcronym= | protocolName=IEEE C37.118.2-2011 | vendorAcronym= | vendorDeviceName= | interconnectionName=,,,,10,STTP,Streaming Telemetry Transport Protocol,11,,,,,,BAPOT_500_PM_08!PMU-ST7,0.0,1.0,Device statistic for Number of defined measurements (per frame) from device during last reporting interval.,0,1,1,,Any,STAT,Statistic,ST,-98.6,37.5,PPA:10674,2021-08-24 16:36:58
} | MaximumArchiveDays=90 | DesiredRemainingSpace=500,10675,GPA_MGJBA3_500_PM_07:F,,365,8736f6c7-ad41-4b43-b4f6-e684e0d4ad20,MGJBA3_500_PM_07,Mgjba3_500_Pm_07,60,1,companyAcronym= | protocolName=IEEE C37.118.2-2011 | vendorAcronym= | vendorDeviceName= | interconnectionName=,,,,10,STTP,Streaming Telemetry Transport Protocol,5,,,,,,MGJBA3_500_PM_07-FQ,0.0,1.0,Mgjba3_500_Pm_07 Frequency,0,1,1,Hz,PMU,FREQ,Frequency,FQ,-98.6,37.5,PPA:10675,2021-08-24 16:38:28
} | MaximumArchiveDays=90 | DesiredRemainingSpace=500,10676,GPA_MGJBA3_500_PM_07:DF,,365,8736f6c7-ad41-4b43-b4f6-e684e0d4ad20,MGJBA3_500_PM_07,Mgjba3_500_Pm_07,60,1,companyAcronym= | protocolName=IEEE C37.118.2-2011 | vendorAcronym= | vendorDeviceName= | interconnectionName=,,,,10,STTP,Streaming Telemetry Transport Protocol,6,,,,,,MGJBA3_500_PM_07-DF,0.0,1.0,Mgjba3_500_Pm_07 Frequency Delta (dF/dt),0,1,1,,PMU,DFDT,Frequency Delta (dF/dt),DF,-98.6,37.5,PPA:10676,2021-08-24 16:38:28
} | MaximumArchiveDays=90 | DesiredRemainingSpace=500,10677,GPA_MGJBA3_500_PM_07:S,,365,8736f6c7-ad41-4b43-b4f6-e684e0d4ad20,MGJBA3_500_PM_07,Mgjba3_500_Pm_07,60,1,companyAcronym= | protocolName=IEEE C37.118.2-2011 | vendorAcronym= | vendorDeviceName= | interconnectionName=,,,,10,STTP,Streaming Telemetry Transport Protocol,8,,,,,,MGJBA3_500_PM_07-SF,0.0,1.0,Mgjba3_500_Pm_07 Status Flags,0,1,1,,PMU,FLAG,Status Flags,SF,-98.6,37.5,PPA:10677,2021-08-24 16:38:28
} | MaximumArchiveDays=90 | DesiredRemainingSpace=500,10678,GPA_MGJBA3_500_PM_07-PM1:V,,365,8736f6c7-ad41-4b43-b4f6-e684e0d4ad20,MGJBA3_500_PM_07,Mgjba3_500_Pm_07,60,1,companyAcronym= | protocolName=IEEE C37.118.2-2011 | vendorAcronym= | vendorDeviceName= | interconnectionName=,,,,10,STTP,Streaming Telemetry Transport Protocol,3,1,LTMGPI2_1_FV_A,V,-,0,MGJBA3_500_PM_07-PM1,0.0,1.0,Mgjba3_500_Pm_07 LTMGPI2_1_FV_A - Voltage Magnitude,0,1,1,Volts,Phasor,VPHM,Voltage Magnitude,PM,-98.6,37.5,PPA:10678,2021-08-24 16:38:28
} | MaximumArchiveDays=90 | DesiredRemainingSpace=500,10679,GPA_MGJBA3_500_PM_07-PA1:VH,,365,8736f6c7-ad41-4b43-b4f6-e684e0d4ad20,MGJBA3_500_PM_07,Mgjba3_500_Pm_07,60,1,companyAcronym= | protocolName=IEEE C37.118.2-2011 | vendorAcronym= | vendorDeviceName= | interconnectionName=,,,,10,STTP,Streaming Telemetry Transport Protocol,4,1,LTMGPI2_1_FV_A,V,-,0,MGJBA3_500_PM_07-PA1,0.0,1.0,Mgjba3_500_Pm_07 LTMGPI2_1_FV_A - Voltage Phase Angle,0,1,1,Degrees,Phasor,VPHA,Voltage Phase Angle,PA,-98.6,37.5,PPA:10679,2021-08-24 16:38:28
} | MaximumArchiveDays=90 | DesiredRemainingSpace=500,10680,GPA_MGJBA3_500_PM_07-PM2:V,,365,8736f6c7-ad41-4b43-b4f6-e684e0d4ad20,MGJBA3_500_PM_07,Mgjba3_500_Pm_07,60,1,companyAcronym= | protocolName=IEEE C37.118.2-2011 | vendorAcronym= | vendorDeviceName= | interconnectionName=,,,,10,STTP,Streaming Telemetry Transport Protocol,3,2,LTMGPI2_1_FV_B,V,-,0,MGJBA3_500_PM_07-PM2,0.0,1.0,Mgjba3_500_Pm_07 LTMGPI2_1_FV_B - Voltage Magnitude,0,1,1,Volts,Phasor,VPHM,Voltage Magnitude,PM,-98.6,37.5,PPA:10680,2021-08-24 16:38:28
} | MaximumArchiveDays=90 | DesiredRemainingSpace=500,10681,GPA_MGJBA3_500_PM_07-PA2:VH,,365,8736f6c7-ad41-4b43-b4f6-e684e0d4ad20,MGJBA3_500_PM_07,Mgjba3_500_Pm_07,60,1,companyAcronym= | protocolName=IEEE C37.118.2-2011 | vendorAcronym= | vendorDeviceName= | interconnectionName=,,,,10,STTP,Streaming Telemetry Transport Protocol,4,2,LTMGPI2_1_FV_B,V,-,0,MGJBA3_500_PM_07-PA2,0.0,1.0,Mgjba3_500_Pm_07 LTMGPI2_1_FV_B - Voltage Phase Angle,0,1,1,Degrees,Phasor,VPHA,Voltage Phase Angle,PA,-98.6,37.5,PPA:10681,2021-08-24 16:38:28
} | MaximumArchiveDays=90 | DesiredRemainingSpace=500,10682,GPA_MGJBA3_500_PM_07-PM3:V,,365,8736f6c7-ad41-4b43-b4f6-e684e0d4ad20,MGJBA3_500_PM_07,Mgjba3_500_Pm_07,60,1,companyAcronym= | protocolName=IEEE C37.118.2-2011 | vendorAcronym= | vendorDeviceName= | interconnectionName=,,,,10,STTP,Streaming Telemetry Transport Protocol,3,3,LTMGPI2_1_FV_C,V,-,0,MGJBA3_500_PM_07-PM3,0.0,1.0,Mgjba3_500_Pm_07 LTMGPI2_1_FV_C - Voltage Magnitude,0,1,1,Volts,Phasor,VPHM,Voltage Magnitude,PM,-98.6,37.5,PPA:10682,2021-08-24 16:38:28
} | MaximumArchiveDays=90 | DesiredRemainingSpace=500,10683,GPA_MGJBA3_500_PM_07-PA3:VH,,365,8736f6c7-ad41-4b43-b4f6-e684e0d4ad20,MGJBA3_500_PM_07,Mgjba3_500_Pm_07,60,1,companyAcronym= | protocolName=IEEE C37.118.2-2011 | vendorAcronym= | vendorDeviceName= | interconnectionName=,,,,10,STTP,Streaming Telemetry Transport Protocol,4,3,LTMGPI2_1_FV_C,V,-,0,MGJBA3_500_PM_07-PA3,0.0,1.0,Mgjba3_500_Pm_07 LTMGPI2_1_FV_C - Voltage Phase Angle,0,1,1,Degrees,Phasor,VPHA,Voltage Phase Angle,PA,-98.6,37.5,PPA:10683,2021-08-24 16:38:28
} | MaximumArchiveDays=90 | DesiredRemainingSpace=500,10684,GPA_MGJBA3_500_PM_07-PM4:I,,365,8736f6c7-ad41-4b43-b4f6-e684e0d4ad20,MGJBA3_500_PM_07,Mgjba3_500_Pm_07,60,1,companyAcronym= | protocolName=IEEE C37.118.2-2011 | vendorAcronym= | vendorDeviceName= | interconnectionName=,,,,10,STTP,Streaming Telemetry Transport Protocol,1,4,LTMGPI2_1_FA_A,I,-,0,MGJBA3_500_PM_07-PM4,0.0,1.0,Mgjba3_500_Pm_07 LTMGPI2_1_FA_A - Current Magnitude,0,1,1,Amps,Phasor,IPHM,Current Magnitude,PM,-98.6,37.5,PPA:10684,2021-08-24 16:38:28
} | MaximumArchiveDays=90 | DesiredRemainingSpace=500,10685,GPA_MGJBA3_500_PM_07-PA4:IH,,365,8736f6c7-ad41-4b43-b4f6-e684e0d4ad20,MGJBA3_500_PM_07,Mgjba3_500_Pm_07,60,1,companyAcronym= | protocolName=IEEE C37.118.2-2011 | vendorAcronym= | vendorDeviceName= | interconnectionName=,,,,10,STTP,Streaming Telemetry Transport Protocol,2,4,LTMGPI2_1_FA_A,I,-,0,MGJBA3_500_PM_07-PA4,0.0,1.0,Mgjba3_500_Pm_07 LTMGPI2_1_FA_A - Current Phase Angle,0,1,1,Degrees,Phasor,IPHA,Current Phase Angle,PA,-98.6,37.5,PPA:10685,2021-08-24 16:38:28
} | MaximumArchiveDays=90 | DesiredRemainingSpace=500,10686,GPA_MGJBA3_500_PM_07-PM5:I,,365,8736f6c7-ad41-4b43-b4f6-e684e0d4ad20,MGJBA3_500_PM_07,Mgjba3_500_Pm_07,60,1,companyAcronym= | protocolName=IEEE C37.118.2-2011 | vendorAcronym= | vendorDeviceName= | interconnectionName=,,,,10,STTP,Streaming Telemetry Transport Protocol,1,5,LTMGPI2_1_FA_B,I,-,0,MGJBA3_500_PM_07-PM5,0.0,1.0,Mgjba3_500_Pm_07 LTMGPI2_1_FA_B - Current Magnitude,0,1,1,Amps,Phasor,IPHM,Current Magnitude,PM,-98.6,37.5,PPA:10686,2021-08-24 16:38:28
} | MaximumArchiveDays=90 | DesiredRemainingSpace=500,10687,GPA_MGJBA3_500_PM_07-PA5:IH,,365,8736f6c7-ad41-4b43-b4f6-e684e0d4ad20,MGJBA3_500_PM_07,Mgjba3_500_Pm_07,60,1,companyAcronym= | protocolName=IEEE C37.118.2-2011 | vendorAcronym= | vendorDeviceName= | interconnectionName=,,,,10,STTP,Streaming Telemetry Transport Protocol,2,5,LTMGPI2_1_FA_B,I,-,0,MGJBA3_500_PM_07-PA5,0.0,1.0,Mgjba3_500_Pm_07 LTMGPI2_1_FA_B - Current Phase Angle,0,1,1,Degrees,Phasor,IPHA,Current Phase Angle,PA,-98.6,37.5,PPA:10687,2021-08-24 16:38:28
} | MaximumArchiveDays=90 | DesiredRemainingSpace=500,10688,GPA_MGJBA3_500_PM_07-PM6:I,,365,8736f6c7-ad41-4b43-b4f6-e684e0d4ad20,MGJBA3_500_PM_07,Mgjba3_500_Pm_07,60,1,companyAcronym= | protocolName=IEEE C37.118.2-2011 | vendorAcronym= | vendorDeviceName= | interconnectionName=,,,,10,STTP,Streaming Telemetry Transport Protocol,1,6,LTMGPI2_1_FA_C,I,-,0,MGJBA3_500_PM_07-PM6,0.0,1.0,Mgjba3_500_Pm_07 LTMGPI2_1_FA_C - Current Magnitude,0,1,1,Amps,Phasor,IPHM,Current Magnitude,PM,-98.6,37.5,PPA:10688,2021-08-24 16:38:28
} | MaximumArchiveDays=90 | DesiredRemainingSpace=500,10689,GPA_MGJBA3_500_PM_07-PA6:IH,,365,8736f6c7-ad41-4b43-b4f6-e684e0d4ad20,MGJBA3_500_PM_07,Mgjba3_500_Pm_07,60,1,companyAcronym= | protocolName=IEEE C37.118.2-2011 | vendorAcronym= | vendorDeviceName= | interconnectionName=,,,,10,STTP,Streaming Telemetry Transport Protocol,2,6,LTMGPI2_1_FA_C,I,-,0,MGJBA3_500_PM_07-PA6,0.0,1.0,Mgjba3_500_Pm_07 LTMGPI2_1_FA_C - Current Phase Angle,0,1,1,Degrees,Phasor,IPHA,Current Phase Angle,PA,-98.6,37.5,PPA:10689,2021-08-24 16:38:28
} | MaximumArchiveDays=90 | DesiredRemainingSpace=500,10690,GPA_MGJBA3_500_PM_08:F,,366,8736f6c7-ad41-4b43-b4f6-e684e0d4ad20,MGJBA3_500_PM_08,Mgjba3_500_Pm_08,60,1,companyAcronym= | protocolName=IEEE C37.118.2-2011 | vendorAcronym= | vendorDeviceName= | interconnectionName=,,,,10,STTP,Streaming Telemetry Transport Protocol,5,,,,,,MGJBA3_500_PM_08-FQ,0.0,1.0,Mgjba3_500_Pm_08 Frequency,0,1,1,Hz,PMU,FREQ,Frequency,FQ,-98.6,37.5,PPA:10690,2021-08-24 16:38:28
} | MaximumArchiveDays=90 | DesiredRemainingSpace=500,10691,GPA_MGJBA3_500_PM_08:DF,,366,8736f6c7-ad41-4b43-b4f6-e684e0d4ad20,MGJBA3_500_PM_08,Mgjba3_500_Pm_08,60,1,companyAcronym= | protocolName=IEEE C37.118.2-2011 | vendorAcronym= | vendorDeviceName= | interconnectionName=,,,,10,STTP,Streaming Telemetry Transport Protocol,6,,,,,,MGJBA3_500_PM_08-DF,0.0,1.0,Mgjba3_500_Pm_08 Frequency Delta (dF/dt),0,1,1,,PMU,DFDT,Frequency Delta (dF/dt),DF,-98.6,37.5,PPA:10691,2021-08-24 16:38:28
} | MaximumArchiveDays=90 | DesiredRemainingSpace=500,10692,GPA_MGJBA3_500_PM_08:S,,366,8736f6c7-ad41-4b43-b4f6-e684e0d4ad20,MGJBA3_500_PM_08,Mgjba3_500_Pm_08,60,1,companyAcronym= | protocolName=IEEE C37.118.2-2011 | vendorAcronym= | vendorDeviceName= | interconnectionName=,,,,10,STTP,Streaming Telemetry Transport Protocol,8,,,,,,MGJBA3_500_PM_08-SF,0.0,1.0,Mgjba3_500_Pm_08 Status Flags,0,1,1,,PMU,FLAG,Status Flags,SF,-98.6,37.5,PPA:10692,2021-08-24 16:38:28
} | MaximumArchiveDays=90 | DesiredRemainingSpace=500,10693,GPA_MGJBA3_500_PM_08-PM1:I,,366,8736f6c7-ad41-4b43-b4f6-e684e0d4ad20,MGJBA3_500_PM_08,Mgjba3_500_Pm_08,60,1,companyAcronym= | protocolName=IEEE C37.118.2-2011 | vendorAcronym= | vendorDeviceName= | interconnectionName=,,,,10,STTP,Streaming Telemetry Transport Protocol,1,1,LTBABJD_L4_FA_A,I,+,0,MGJBA3_500_PM_08-PM1,0.0,1.0,Mgjba3_500_Pm_08 LTBABJD_L4_FA_A + Current Magnitude,0,1,1,Amps,Phasor,IPHM,Current Magnitude,PM,-98.6,37.5,PPA:10693,2021-08-24 16:38:28
} | MaximumArchiveDays=90 | DesiredRemainingSpace=500,10694,GPA_MGJBA3_500_PM_08-PA1:IH,,366,8736f6c7-ad41-4b43-b4f6-e684e0d4ad20,MGJBA3_500_PM_08,Mgjba3_500_Pm_08,60,1,companyAcronym= | protocolName=IEEE C37.118.2-2011 | vendorAcronym= | vendorDeviceName= | interconnectionName=,,,,10,STTP,Streaming Telemetry Transport Protocol,2,1,LTBABJD_L4_FA_A,I,+,0,MGJBA3_500_PM_08-PA1,0.0,1.0,Mgjba3_500_Pm_08 LTBABJD_L4_FA_A + Current Phase Angle,0,1,1,Degrees,Phasor,IPHA,Current Phase Angle,PA,-98.6,37.5,PPA:10694,2021-08-24 16:38:28
} | MaximumArchiveDays=90 | DesiredRemainingSpace=500,10695,GPA_MGJBA3_500_PM_08-PM2:I,,366,8736f6c7-ad41-4b43-b4f6-e684e0d4ad20,MGJBA3_500_PM_08,Mgjba3_500_Pm_08,60,1,companyAcronym= | protocolName=IEEE C37.118.2-2011 | vendorAcronym= | vendorDeviceName= | interconnectionName=,,,,10,STTP,Streaming Telemetry Transport Protocol,1,2,LTBABJD_L4_FA_B,I,+,0,MGJBA3_500_PM_08-PM2,0.0,1.0,Mgjba3_500_Pm_08 LTBABJD_L4_FA_B + Current Magnitude,0,1,1,Amps,Phasor,IPHM,Current Magnitude,PM,-98.6,37.5,PPA:10695,2021-08-24 16:38:28
} | MaximumArchiveDays=90 | DesiredRemainingSpace=500,10696,GPA_MGJBA3_500_PM_08-PA2:IH,,366,8736f6c7-ad41-4b43-b4f6-e684e0d4ad20,MGJBA3_500_PM_08,Mgjba3_500_Pm_08,60,1,companyAcronym= | protocolName=IEEE C37.118.2-2011 | vendorAcronym= | vendorDeviceName= | interconnectionName=,,,,10,STTP,Streaming Telemetry Transport Protocol,2,2,LTBABJD_L4_FA_B,I,+,0,MGJBA3_500_PM_08-PA2,0.0,1.0,Mgjba3_500_Pm_08 LTBABJD_L4_FA_B + Current Phase Angle,0,1,1,Degrees,Phasor,IPHA,Current Phase Angle,PA,-98.6,37.5,PPA:10696,2021-08-24 16:38:28
} | MaximumArchiveDays=90 | DesiredRemainingSpace=500,10697,GPA_MGJBA3_500_PM_08-PM3:I,,366,8736f6c7-ad41-4b43-b4f6-e684e0d4ad20,MGJBA3_500_PM_08,Mgjba3_500_Pm_08,60,1,companyAcronym= | protocolName=IEEE C37.118.2-2011 | vendorAcronym= | vendorDeviceName= | interconnectionName=,,,,10,STTP,Streaming Telemetry Transport Protocol,1,3,LTBABJD_L4_FA_C,I,+,0,MGJBA3_500_PM_08-PM3,0.0,1.0,Mgjba3_500_Pm_08 LTBABJD_L4_FA_C + Current Magnitude,0,1,1,Amps,Phasor,IPHM,Current Magnitude,PM,-98.6,37.5,PPA:10697,2021-08-24 16:38:28
} | MaximumArchiveDays=90 | DesiredRemainingSpace=500,10698,GPA_MGJBA3_500_PM_08-PA3:IH,,366,8736f6c7-ad41-4b43-b4f6-e684e0d4ad20,MGJBA3_500_PM_08,Mgjba3_500_Pm_08,60,1,companyAcronym= | protocolName=IEEE C37.118.2-2011 | vendorAcronym= | vendorDeviceName= | interconnectionName=,,,,10,STTP,Streaming Telemetry Transport Protocol,2,3,LTBABJD_L4_FA_C,I,+,0,MGJBA3_500_PM_08-PA3,0.0,1.0,Mgjba3_500_Pm_08 LTBABJD_L4_FA_C + Current Phase Angle,0,1,1,Degrees,Phasor,IPHA,Current Phase Angle,PA,-98.6,37.5,PPA:10698,2021-08-24 16:38:28
} | MaximumArchiveDays=90 | DesiredRemainingSpace=500,10699,GPA_MGJBA3_500_PM_08-PM4:V,,366,8736f6c7-ad41-4b43-b4f6-e684e0d4ad20,MGJBA3_500_PM_08,Mgjba3_500_Pm_08,60,1,companyAcronym= | protocolName=IEEE C37.118.2-2011 | vendorAcronym= | vendorDeviceName= | interconnectionName=,,,,10,STTP,Streaming Telemetry Transport Protocol,3,4,LTBABJD_L4_FV_A,V,+,0,MGJBA3_500_PM_08-PM4,0.0,1.0,Mgjba3_500_Pm_08 LTBABJD_L4_FV_A + Voltage Magnitude,0,1,1,Volts,Phasor,VPHM,Voltage Magnitude,PM,-98.6,37.5,PPA:10699,2021-08-24 16:38:28
} | MaximumArchiveDays=90 | DesiredRemainingSpace=500,10700,GPA_MGJBA3_500_PM_08-PA4:VH,,366,8736f6c7-ad41-4b43-b4f6-e684e0d4ad20,MGJBA3_500_PM_08,Mgjba3_500_Pm_08,60,1,companyAcronym= | protocolName=IEEE C37.118.2-2011 | vendorAcronym= | vendorDeviceName= | interconnectionName=,,,,10,STTP,Streaming Telemetry Transport Protocol,4,4,LTBABJD_L4_FV_A,V,+,0,MGJBA3_500_PM_08-PA4,0.0,1.0,Mgjba3_500_Pm_08 LTBABJD_L4_FV_A + Voltage Phase Angle,0,1,1,Degrees,Phasor,VPHA,Voltage Phase Angle,PA,-98.6,37.5,PPA:10700,2021-08-24 16:38:28
} | MaximumArchiveDays=90 | DesiredRemainingSpace=500,10701,GPA_MGJBA3_500_PM_08-PM5:V,,366,8736f6c7-ad41-4b43-b4f6-e684e0d4ad20,MGJBA3_500_PM_08,Mgjba3_500_Pm_08,60,1,companyAcronym= | protocolName=IEEE C37.118.2-2011 | vendorAcronym= | vendorDeviceName= | interconnectionName=,,,,10,STTP,Streaming Telemetry Transport Protocol,3,5,LTBABJD_L4_FV_B,V,+,0,MGJBA3_500_PM_08-PM5,0.0,1.0,Mgjba3_500_Pm_08 LTBABJD_L4_FV_B + Voltage Magnitude,0,1,1,Volts,Phasor,VPHM,Voltage Magnitude,PM,-98.6,37.5,PPA:10701,2021-08-24 16:38:28
} | MaximumArchiveDays=90 | DesiredRemainingSpace=500,10702,GPA_MGJBA3_500_PM_08-PA5:VH,,366,8736f6c7-ad41-4b43-b4f6-e684e0d4ad20,MGJBA3_500_PM_08,Mgjba3_500_Pm_08,60,1,companyAcronym= | protocolName=IEEE C37.118.2-2011 | vendorAcronym= | vendorDeviceName= | interconnectionName=,,,,10,STTP,Streaming Telemetry Transport Protocol,4,5,LTBABJD_L4_FV_B,V,+,0,MGJBA3_500_PM_08-PA5,0.0,1.0,Mgjba3_500_Pm_08 LTBABJD_L4_FV_B + Voltage Phase Angle,0,1,1,Degrees,Phasor,VPHA,Voltage Phase Angle,PA,-98.6,37.5,PPA:10702,2021-08-24 16:38:28
} | MaximumArchiveDays=90 | DesiredRemainingSpace=500,10703,GPA_MGJBA3_500_PM_08-PM6:V,,366,8736f6c7-ad41-4b43-b4f6-e684e0d4ad20,MGJBA3_500_PM_08,Mgjba3_500_Pm_08,60,1,companyAcronym= | protocolName=IEEE C37.118.2-2011 | vendorAcronym= | vendorDeviceName= | interconnectionName=,,,,10,STTP,Streaming Telemetry Transport Protocol,3,6,LTBABJD_L4_FV_C,V,+,0,MGJBA3_500_PM_08-PM6,0.0,1.0,Mgjba3_500_Pm_08 LTBABJD_L4_FV_C + Voltage Magnitude,0,1,1,Volts,Phasor,VPHM,Voltage Magnitude,PM,-98.6,37.5,PPA:10703,2021-08-24 16:38:29
} | MaximumArchiveDays=90 | DesiredRemainingSpace=500,10704,GPA_MGJBA3_500_PM_08-PA6:VH,,366,8736f6c7-ad41-4b43-b4f6-e684e0d4ad20,MGJBA3_500_PM_08,Mgjba3_500_Pm_08,60,1,companyAcronym= | protocolName=IEEE C37.118.2-2011 | vendorAcronym= | vendorDeviceName= | interconnectionName=,,,,10,STTP,Streaming Telemetry Transport Protocol,4,6,LTBABJD_L4_FV_C,V,+,0,MGJBA3_500_PM_08-PA6,0.0,1.0,Mgjba3_500_Pm_08 LTBABJD_L4_FV_C + Voltage Phase Angle,0,1,1,Degrees,Phasor,VPHA,Voltage Phase Angle,PA,-98.6,37.5,PPA:10704,2021-08-24 16:38:29
} | MaximumArchiveDays=90 | DesiredRemainingSpace=500,10705,GPA_BABJD_500_PM_05:F,,367,8736f6c7-ad41-4b43-b4f6-e684e0d4ad20,BABJD_500_PM_05,Babjd_500_Pm_05,60,1,companyAcronym= | protocolName=IEEE C37.118.2-2011 | vendorAcronym= | vendorDeviceName= | interconnectionName=,,,,10,STTP,Streaming Telemetry Transport Protocol,5,,,,,,BABJD_500_PM_05-FQ,0.0,1.0,Babjd_500_Pm_05 Frequency,0,1,1,Hz,PMU,FREQ,Frequency,FQ,-98.6,37.5,PPA:10705,2021-08-24 16:38:29
} | MaximumArchiveDays=90 | DesiredRemainingSpace=500,10706,GPA_BABJD_500_PM_05:DF,,367,8736f6c7-ad41-4b43-b4f6-e684e0d4ad20,BABJD_500_PM_05,Babjd_500_Pm_05,60,1,companyAcronym= | protocolName=IEEE C37.118.2-2011 | vendorAcronym= | vendorDeviceName= | interconnectionName=,,,,10,STTP,Streaming Telemetry Transport Protocol,6,,,,,,BABJD_500_PM_05-DF,0.0,1.0,Babjd_500_Pm_05 Frequency Delta (dF/dt),0,1,1,,PMU,DFDT,Frequency Delta (dF/dt),DF,-98.6,37.5,PPA:10706,2021-08-24 16:38:29
} | MaximumArchiveDays=90 | DesiredRemainingSpace=500,10707,GPA_BABJD_500_PM_05:S,,367,8736f6c7-ad41-4b43-b4f6-e684e0d4ad20,BABJD_500_PM_05,Babjd_500_Pm_05,60,1,companyAcronym= | protocolName=IEEE C37.118.2-2011 | vendorAcronym= | vendorDeviceName= | interconnectionName=,,,,10,STTP,Streaming Telemetry Transport Protocol,8,,,,,,BABJD_500_PM_05-SF,0.0,1.0,Babjd_500_Pm_05 Status Flags,0,1,1,,PMU,FLAG,Status Flags,SF,-98.6,37.5,PPA:10707,2021-08-24 16:38:29
} | MaximumArchiveDays=90 | DesiredRemainingSpace=500,10708,GPA_BABJD_500_PM_05-PM1:V,,367,8736f6c7-ad41-4b43-b4f6-e684e0d4ad20,BABJD_500_PM_05,Babjd_500_Pm_05,60,1,companyAcronym= | protocolName=IEEE C37.118.2-2011 | vendorAcronym= | vendorDeviceName= | interconnectionName=,,,,10,STTP,Streaming Telemetry Transport Protocol,3,1,LTMGJBA3_L4_FV_A,V,+,0,BABJD_500_PM_05-PM1,0.0,1.0,Babjd_500_Pm_05 LTMGJBA3_L4_FV_A + Voltage Magnitude,0,1,1,Volts,Phasor,VPHM,Voltage Magnitude,PM,-98.6,37.5,PPA:10708,2021-08-24 16:38:29
} | MaximumArchiveDays=90 | DesiredRemainingSpace=500,10709,GPA_BABJD_500_PM_05-PA1:VH,,367,8736f6c7-ad41-4b43-b4f6-e684e0d4ad20,BABJD_500_PM_05,Babjd_500_Pm_05,60,1,companyAcronym= | protocolName=IEEE C37.118.2-2011 | vendorAcronym= | vendorDeviceName= | interconnectionName=,,,,10,STTP,Streaming Telemetry Transport Protocol,4,1,LTMGJBA3_L4_FV_A,V,+,0,BABJD_500_PM_05-PA1,0.0,1.0,Babjd_500_Pm_05 LTMGJBA3_L4_FV_A + Voltage Phase Angle,0,1,1,Degrees,Phasor,VPHA,Voltage Phase Angle,PA,-98.6,37.5,PPA:10709,2021-08-24 16:38:29
} | MaximumArchiveDays=90 | DesiredRemainingSpace=500,10710,GPA_BABJD_500_PM_05-PM2:V,,367,8736f6c7-ad41-4b43-b4f6-e684e0d4ad20,BABJD_500_PM_05,Babjd_500_Pm_05,60,1,companyAcronym= | protocolName=IEEE C37.118.2-2011 | vendorAcronym= | vendorDeviceName= | interconnectionName=,,,,10,STTP,Streaming Telemetry Transport Protocol,3,2,LTMGJBA3_L4_FV_B,V,+,0,BABJD_500_PM_05-PM2,0.0,1.0,Babjd_500_Pm_05 LTMGJBA3_L4_FV_B + Voltage Magnitude,0,1,1,Volts,Phasor,VPHM,Voltage Magnitude,PM,-98.6,37.5,PPA:10710,2021-08-24 16:38:29
} | MaximumArchiveDays=90 | DesiredRemainingSpace=500,10711,GPA_BABJD_500_PM_05-PA2:VH,,367,8736f6c7-ad41-4b43-b4f6-e684e0d4ad20,BABJD_500_PM_05,Babjd_500_Pm_05,60,1,companyAcronym= | protocolName=IEEE C37.118.2-2011 | vendorAcronym= | vendorDeviceName= | interconnectionName=,,,,10,STTP,Streaming Telemetry Transport Protocol,4,2,LTMGJBA3_L4_FV_B,V,+,0,BABJD_500_PM_05-PA2,0.0,1.0,Babjd_500_Pm_05 LTMGJBA3_L4_FV_B + Voltage Phase Angle,0,1,1,Degrees,Phasor,VPHA,Voltage Phase Angle,PA,-98.6,37.5,PPA:10711,2021-08-24 16:38:29
} | MaximumArchiveDays=90 | DesiredRemainingSpace=500,10712,GPA_BABJD_500_PM_05-PM3:V,,367,8736f6c7-ad41-4b43-b4f6-e684e0d4ad20,BABJD_500_PM_05,Babjd_500_Pm_05,60,1,companyAcronym= | protocolName=IEEE C37.118.2-2011 | vendorAcronym= | vendorDeviceName= | interconnectionName=,,,,10,STTP,Streaming Telemetry Transport Protocol,3,3,LTMGJBA3_L4_FV_C,V,+,0,BABJD_500_PM_05-PM3,0.0,1.0,Babjd_500_Pm_05 LTMGJBA3_L4_FV_C + Voltage Magnitude,0,1,1,Volts,Phasor,VPHM,Voltage Magnitude,PM,-98.6,37.5,PPA:10712,2021-08-24 16:38:29
} | MaximumArchiveDays=90 | DesiredRemainingSpace=500,10713,GPA_BABJD_500_PM_05-PA3:VH,,367,8736f6c7-ad41-4b43-b4f6-e684e0d4ad20,BABJD_500_PM_05,Babjd_500_Pm_05,60,1,companyAcronym= | protocolName=IEEE C37.118.2-2011 | vendorAcronym= | vendorDeviceName= | interconnectionName=,,,,10,STTP,Streaming Telemetry Transport Protocol,4,3,LTMGJBA3_L4_FV_C,V,+,0,BABJD_500_PM_05-PA3,0.0,1.0,Babjd_500_Pm_05 LTMGJBA3_L4_FV_C + Voltage Phase Angle,0,1,1,Degrees,Phasor,VPHA,Voltage Phase Angle,PA,-98.6,37.5,PPA:10713,2021-08-24 16:38:29
} | MaximumArchiveDays=90 | DesiredRemainingSpace=500,10714,GPA_BABJD_500_PM_05-PM4:I,,367,8736f6c7-ad41-4b43-b4f6-e684e0d4ad20,BABJD_500_PM_05,Babjd_500_Pm_05,60,1,companyAcronym= | protocolName=IEEE C37.118.2-2011 | vendorAcronym= | vendorDeviceName= | interconnectionName=,,,,10,STTP,Streaming Telemetry Transport Protocol,1,4,LTMGJBA3_L4_FA_A,I,+,0,BABJD_500_PM_05-PM4,0.0,1.0,Babjd_500_Pm_05 LTMGJBA3_L4_FA_A + Current Magnitude,0,1,1,Amps,Phasor,IPHM,Current Magnitude,PM,-98.6,37.5,PPA:10714,2021-08-24 16:38:29
} | MaximumArchiveDays=90 | DesiredRemainingSpace=500,10715,GPA_BABJD_500_PM_05-PA4:IH,,367,8736f6c7-ad41-4b43-b4f6-e684e0d4ad20,BABJD_500_PM_05,Babjd_500_Pm_05,60,1,companyAcronym= | protocolName=IEEE C37.118.2-2011 | vendorAcronym= | vendorDeviceName= | interconnectionName=,,,,10,STTP,Streaming Telemetry Transport Protocol,2,4,LTMGJBA3_L4_FA_A,I,+,0,BABJD_500_PM_05-PA4,0.0,1.0,Babjd_500_Pm_05 LTMGJBA3_L4_FA_A + Current Phase Angle,0,1,1,Degrees,Phasor,IPHA,Current Phase Angle,PA,-98.6,37.5,PPA:10715,2021-08-24 16:38:29
} | MaximumArchiveDays=90 | DesiredRemainingSpace=500,10716,GPA_BABJD_500_PM_05-PM5:I,,367,8736f6c7-ad41-4b43-b4f6-e684e0d4ad20,BABJD_500_PM_05,Babjd_500_Pm_05,60,1,companyAcronym= | protocolName=IEEE C37.118.2-2011 | vendorAcronym= | vendorDeviceName= | interconnectionName=,,,,10,STTP,Streaming Telemetry Transport Protocol,1,5,LTMGJBA3_L4_FA_B,I,+,0,BABJD_500_PM_05-PM5,0.0,1.0,Babjd_500_Pm_05 LTMGJBA3_L4_FA_B + Current Magnitude,0,1,1,Amps,Phasor,IPHM,Current Magnitude,PM,-98.6,37.5,PPA:10716,2021-08-24 16:38:29
} | MaximumArchiveDays=90 | DesiredRemainingSpace=500,10717,GPA_BABJD_500_PM_05-PA5:IH,,367,8736f6c7-ad41-4b43-b4f6-e684e0d4ad20,BABJD_500_PM_05,Babjd_500_Pm_05,60,1,companyAcronym= | protocolName=IEEE C37.118.2-2011 | vendorAcronym= | vendorDeviceName= | interconnectionName=,,,,10,STTP,Streaming Telemetry Transport Protocol,2,5,LTMGJBA3_L4_FA_B,I,+,0,BABJD_500_PM_05-PA5,0.0,1.0,Babjd_500_Pm_05 LTMGJBA3_L4_FA_B + Current Phase Angle,0,1,1,Degrees,Phasor,IPHA,Current Phase Angle,PA,-98.6,37.5,PPA:10717,2021-08-24 16:38:29
} | MaximumArchiveDays=90 | DesiredRemainingSpace=500,10718,GPA_BABJD_500_PM_05-PM6:I,,367,8736f6c7-ad41-4b43-b4f6-e684e0d4ad20,BABJD_500_PM_05,Babjd_500_Pm_05,60,1,companyAcronym= | protocolName=IEEE C37.118.2-2011 | vendorAcronym= | vendorDeviceName= | interconnectionName=,,,,10,STTP,Streaming Telemetry Transport Protocol,1,6,LTMGJBA3_L4_FA_C,I,+,0,BABJD_500_PM_05-PM6,0.0,1.0,Babjd_500_Pm_05 LTMGJBA3_L4_FA_C + Current Magnitude,0,1,1,Amps,Phasor,IPHM,Current Magnitude,PM,-98.6,37.5,PPA:10718,2021-08-24 16:38:29
} | MaximumArchiveDays=90 | DesiredRemainingSpace=500,10719,GPA_BABJD_500_PM_05-PA6:IH,,367,8736f6c7-ad41-4b43-b4f6-e684e0d4ad20,BABJD_500_PM_05,Babjd_500_Pm_05,60,1,companyAcronym= | protocolName=IEEE C37.118.2-2011 | vendorAcronym= | vendorDeviceName= | interconnectionName=,,,,10,STTP,Streaming Telemetry Transport Protocol,2,6,LTMGJBA3_L4_FA_C,I,+,0,BABJD_500_PM_05-PA6,0.0,1.0,Babjd_500_Pm_05 LTMGJBA3_L4_FA_C + Current Phase Angle,0,1,1,Degrees,Phasor,IPHA,Current Phase Angle,PA,-98.6,37.5,PPA:10719,2021-08-24 16:38:29
} | MaximumArchiveDays=90 | DesiredRemainingSpace=500,10720,GPA_MGPI2_500_PM_04:F,,368,8736f6c7-ad41-4b43-b4f6-e684e0d4ad20,MGPI2_500_PM_04,Mgpi2_500_Pm_04,60,1,companyAcronym= | protocolName=IEEE C37.118.2-2011 | vendorAcronym= | vendorDeviceName= | interconnectionName=,,,,10,STTP,Streaming Telemetry Transport Protocol,5,,,,,,MGPI2_500_PM_04-FQ,0.0,1.0,Mgpi2_500_Pm_04 Frequency,0,1,1,Hz,PMU,FREQ,Frequency,FQ,-98.6,37.5,PPA:10720,2021-08-24 16:38:29
} | MaximumArchiveDays=90 | DesiredRemainingSpace=500,10721,GPA_MGPI2_500_PM_04:DF,,368,8736f6c7-ad41-4b43-b4f6-e684e0d4ad20,MGPI2_500_PM_04,Mgpi2_500_Pm_04,60,1,companyAcronym= | protocolName=IEEE C37.118.2-2011 | vendorAcronym= | vendorDeviceName= | interconnectionName=,,,,10,STTP,Streaming Telemetry Transport Protocol,6,,,,,,MGPI2_500_PM_04-DF,0.0,1.0,Mgpi2_500_Pm_04 Frequency Delta (dF/dt),0,1,1,,PMU,DFDT,Frequency Delta (dF/dt),DF,-98.6,37.5,PPA:10721,2021-08-24 16:38:29
} | MaximumArchiveDays=90 | DesiredRemainingSpace=500,10722,GPA_MGPI2_500_PM_04:S,,368,8736f6c7-ad41-4b43-b4f6-e684e0d4ad20,MGPI2_500_PM_04,Mgpi2_500_Pm_04,60,1,companyAcronym= | protocolName=IEEE C37.118.2-2011 | vendorAcronym= | vendorDeviceName= | interconnectionName=,,,,10,STTP,Streaming Telemetry Transport Protocol,8,,,,,,MGPI2_500_PM_04-SF,0.0,1.0,Mgpi2_500_Pm_04 Status Flags,0,1,1,,PMU,FLAG,Status Flags,SF,-98.6,37.5,PPA:10722,2021-08-24 16:38:29
} | MaximumArchiveDays=90 | DesiredRemainingSpace=500,10723,GPA_MGPI2_500_PM_04-PM1:I,,368,8736f6c7-ad41-4b43-b4f6-e684e0d4ad20,MGPI2_500_PM_04,Mgpi2_500_Pm_04,60,1,companyAcronym= | protocolName=IEEE C37.118.2-2011 | vendorAcronym= | vendorDeviceName= | interconnectionName=,,,,10,STTP,Streaming Telemetry Transport Protocol,1,1,LTMGJBA3_1_FA_A,I,+,0,MGPI2_500_PM_04-PM1,0.0,1.0,Mgpi2_500_Pm_04 LTMGJBA3_1_FA_A + Current Magnitude,0,1,1,Amps,Phasor,IPHM,Current Magnitude,PM,-98.6,37.5,PPA:10723,2021-08-24 16:38:29
} | MaximumArchiveDays=90 | DesiredRemainingSpace=500,10724,GPA_MGPI2_500_PM_04-PA1:IH,,368,8736f6c7-ad41-4b43-b4f6-e684e0d4ad20,MGPI2_500_PM_04,Mgpi2_500_Pm_04,60,1,companyAcronym= | protocolName=IEEE C37.118.2-2011 | vendorAcronym= | vendorDeviceName= | interconnectionName=,,,,10,STTP,Streaming Telemetry Transport Protocol,2,1,LTMGJBA3_1_FA_A,I,+,0,MGPI2_500_PM_04-PA1,0.0,1.0,Mgpi2_500_Pm_04 LTMGJBA3_1_FA_A + Current Phase Angle,0,1,1,Degrees,Phasor,IPHA,Current Phase Angle,PA,-98.6,37.5,PPA:10724,2021-08-24 16:38:29
} | MaximumArchiveDays=90 | DesiredRemainingSpace=500,10725,GPA_MGPI2_500_PM_04-PM2:I,,368,8736f6c7-ad41-4b43-b4f6-e684e0d4ad20,MGPI2_500_PM_04,Mgpi2_500_Pm_04,60,1,companyAcronym= | protocolName=IEEE C37.118.2-2011 | vendorAcronym= | vendorDeviceName= | interconnectionName=,,,,10,STTP,Streaming Telemetry Transport Protocol,1,2,LTMGJBA3_1_FA_B,I,+,0,MGPI2_500_PM_04-PM2,0.0,1.0,Mgpi2_500_Pm_04 LTMGJBA3_1_FA_B + Current Magnitude,0,1,1,Amps,Phasor,IPHM,Current Magnitude,PM,-98.6,37.5,PPA:10725,2021-08-24 16:38:29
} | MaximumArchiveDays=90 | DesiredRemainingSpace=500,10726,GPA_MGPI2_500_PM_04-PA2:IH,,368,8736f6c7-ad41-4b43-b4f6-e684e0d4ad20,MGPI2_500_PM_04,Mgpi2_500_Pm_04,60,1,companyAcronym= | protocolName=IEEE C37.118.2-2011 | vendorAcronym= | vendorDeviceName= | interconnectionName=,,,,10,STTP,Streaming Telemetry Transport Protocol,2,2,LTMGJBA3_1_FA_B,I,+,0,MGPI2_500_PM_04-PA2,0.0,1.0,Mgpi2_500_Pm_04 LTMGJBA3_1_FA_B + Current Phase Angle,0,1,1,Degrees,Phasor,IPHA,Current Phase Angle,PA,-98.6,37.5,PPA:10726,2021-08-24 16:38:29
} | MaximumArchiveDays=90 | DesiredRemainingSpace=500,10727,GPA_MGPI2_500_PM_04-PM3:I,,368,8736f6c7-ad41-4b43-b4f6-e684e0d4ad20,MGPI2_500_PM_04,Mgpi2_500_Pm_04,60,1,companyAcronym= | protocolName=IEEE C37.118.2-2011 | vendorAcronym= | vendorDeviceName= | interconnectionName=,,,,10,STTP,Streaming Telemetry Transport Protocol,1,3,LTMGJBA3_1_FA_C,I,+,0,MGPI2_500_PM_04-PM3,0.0,1.0,Mgpi2_500_Pm_04 LTMGJBA3_1_FA_C + Current Magnitude,0,1,1,Amps,Phasor,IPHM,Current Magnitude,PM,-98.6,37.5,PPA:10727,2021-08-24 16:38:29
} | MaximumArchiveDays=90 | DesiredRemainingSpace=500,10728,GPA_MGPI2_500_PM_04-PA3:IH,,368,8736f6c7-ad41-4b43-b4f6-e684e0d4ad20,MGPI2_500_PM_04,Mgpi2_500_Pm_04,60,1,companyAcronym= | protocolName=IEEE C37.118.2-2011 | vendorAcronym= | vendorDeviceName= | interconnectionName=,,,,10,STTP,Streaming Telemetry Transport Protocol,2,3,LTMGJBA3_1_FA_C,I,+,0,MGPI2_500_PM_04-PA3,0.0,1.0,Mgpi2_500_Pm_04 LTMGJBA3_1_FA_C + Current Phase Angle,0,1,1,Degrees,Phasor,IPHA,Current Phase Angle,PA,-98.6,37.5,PPA:10728,2021-08-24 16:38:29
} | MaximumArchiveDays=90 | DesiredRemainingSpace=500,10729,GPA_MGPI2_500_PM_04-PM4:V,,368,8736f6c7-ad41-4b43-b4f6-e684e0d4ad20,MGPI2_500_PM_04,Mgpi2_500_Pm_04,60,1,companyAcronym= | protocolName=IEEE C37.118.2-2011 | vendorAcronym= | vendorDeviceName= | interconnectionName=,,,,10,STTP,Streaming Telemetry Transport Protocol,3,4,LTMGJBA3_1_FV_A,V,+,0,MGPI2_500_PM_04-PM4,0.0,1.0,Mgpi2_500_Pm_04 LTMGJBA3_1_FV_A + Voltage Magnitude,0,1,1,Volts,Phasor,VPHM,Voltage Magnitude,PM,-98.6,37.5,PPA:10729,2021-08-24 16:38:29
} | MaximumArchiveDays=90 | DesiredRemainingSpace=500,10730,GPA_MGPI2_500_PM_04-PA4:VH,,368,8736f6c7-ad41-4b43-b4f6-e684e0d4ad20,MGPI2_500_PM_04,Mgpi2_500_Pm_04,60,1,companyAcronym= | protocolName=IEEE C37.118.2-2011 | vendorAcronym= | vendorDeviceName= | interconnectionName=,,,,10,STTP,Streaming Telemetry Transport Protocol,4,4,LTMGJBA3_1_FV_A,V,+,0,MGPI2_500_PM_04-PA4,0.0,1.0,Mgpi2_500_Pm_04 LTMGJBA3_1_FV_A + Voltage Phase Angle,0,1,1,Degrees,Phasor,VPHA,Voltage Phase Angle,PA,-98.6,37.5,PPA:10730,2021-08-24 16:38:29
} | MaximumArchiveDays=90 | DesiredRemainingSpace=500,10731,GPA_MGPI2_500_PM_04-PM5:V,,368,8736f6c7-ad41-4b43-b4f6-e684e0d4ad20,MGPI2_500_PM_04,Mgpi2_500_Pm_04,60,1,companyAcronym= | protocolName=IEEE C37.118.2-2011 | vendorAcronym= | vendorDeviceName= | interconnectionName=,,,,10,STTP,Streaming Telemetry Transport Protocol,3,5,LTMGJBA3_1_FV_B,V,+,0,MGPI2_500_PM_04-PM5,0.0,1.0,Mgpi2_500_Pm_04 LTMGJBA3_1_FV_B + Voltage Magnitude,0,1,1,Volts,Phasor,VPHM,Voltage Magnitude,PM,-98.6,37.5,PPA:10731,2021-08-24 16:38:29
} | MaximumArchiveDays=90 | DesiredRemainingSpace=500,10732,GPA_MGPI2_500_PM_04-PA5:VH,,368,8736f6c7-ad41-4b43-b4f6-e684e0d4ad20,MGPI2_500_PM_04,Mgpi2_500_Pm_04,60,1,companyAcronym= | protocolName=IEEE C37.118.2-2011 | vendorAcronym= | vendorDeviceName= | interconnectionName=,,,,10,STTP,Streaming Telemetry Transport Protocol,4,5,LTMGJBA3_1_FV_B,V,+,0,MGPI2_500_PM_04-PA5,0.0,1.0,Mgpi2_500_Pm_04 LTMGJBA3_1_FV_B + Voltage Phase Angle,0,1,1,Degrees,Phasor,VPHA,Voltage Phase Angle,PA,-98.6,37.5,PPA:10732,2021-08-24 16:38:29
} | MaximumArchiveDays=90 | DesiredRemainingSpace=500,10733,GPA_MGPI2_500_PM_04-PM6:V,,368,8736f6c7-ad41-4b43-b4f6-e684e0d4ad20,MGPI2_500_PM_04,Mgpi2_500_Pm_04,60,1,companyAcronym= | protocolName=IEEE C37.118.2-2011 | vendorAcronym= | vendorDeviceName= | interconnectionName=,,,,10,STTP,Streaming Telemetry Transport Protocol,3,6,LTMGJBA3_1_FV_C,V,+,0,MGPI2_500_PM_04-PM6,0.0,1.0,Mgpi2_500_Pm_04 LTMGJBA3_1_FV_C + Voltage Magnitude,0,1,1,Volts,Phasor,VPHM,Voltage Magnitude,PM,-98.6,37.5,PPA:10733,2021-08-24 16:38:29
} | MaximumArchiveDays=90 | DesiredRemainingSpace=500,10734,GPA_MGPI2_500_PM_04-PA6:VH,,368,8736f6c7-ad41-4b43-b4f6-e684e0d4ad20,MGPI2_500_PM_04,Mgpi2_500_Pm_04,60,1,companyAcronym= | protocolName=IEEE C37.118.2-2011 | vendorAcronym= | vendorDeviceName= | interconnectionName=,,,,10,STTP,Streaming Telemetry Transport Protocol,4,6,LTMGJBA3_1_FV_C,V,+,0,MGPI2_500_PM_04-PA6,0.0,1.0,Mgpi2_500_Pm_04 LTMGJBA3_1_FV_C + Voltage Phase Angle,0,1,1,Degrees,Phasor,VPHA,Voltage Phase Angle,PA,-98.6,37.5,PPA:10734,2021-08-24 16:38:29
} | MaximumArchiveDays=90 | DesiredRemainingSpace=500,10763,ONS_MGJBA3_500_PM_07!PMU:ST1,,365,8736f6c7-ad41-4b43-b4f6-e684e0d4ad20,MGJBA3_500_PM_07,Mgjba3_500_Pm_07,60,1,companyAcronym= | protocolName=IEEE C37.118.2-2011 | vendorAcronym= | vendorDeviceName= | interconnectionName=,,,,10,STTP,Streaming Telemetry Transport Protocol,11,,,,,,MGJBA3_500_PM_07!PMU-ST1,0.0,1.0,Device statistic for Number of data quality errors reported by device during last reporting interval.,0,1,1,,Any,STAT,Statistic,ST,-98.6,37.5,PPA:10763,2021-08-24 16:38:36
} | MaximumArchiveDays=90 | DesiredRemainingSpace=500,10764,ONS_MGJBA3_500_PM_07!PMU:ST2,,365,8736f6c7-ad41-4b43-b4f6-e684e0d4ad20,MGJBA3_500_PM_07,Mgjba3_500_Pm_07,60,1,companyAcronym= | protocolName=IEEE C37.118.2-2011 | vendorAcronym= | vendorDeviceName= | interconnectionName=,,,,10,STTP,Streaming Telemetry Transport Protocol,11,,,,,,MGJBA3_500_PM_07!PMU-ST2,0.0,1.0,Device statistic for Number of time quality errors reported by device during last reporting interval.,0,1,1,,Any,STAT,Statistic,ST,-98.6,37.5,PPA:10764,2021-08-24 16:38:36
} | MaximumArchiveDays=90 | DesiredRemainingSpace=500,10765,ONS_MGJBA3_500_PM_07!PMU:ST3,,365,8736f6c7-ad41-4b43-b4f6-e684e0d4ad20,MGJBA3_500_PM_07,Mgjba3_500_Pm_07,60,1,companyAcronym= | protocolName=IEEE C37.118.2-2011 | vendorAcronym= | vendorDeviceName= | interconnectionName=,,,,10,STTP,Streaming Telemetry Transport Protocol,11,,,,,,MGJBA3_500_PM_07!PMU-ST3,0.0,1.0,Device statistic for Number of device errors reported by device during last reporting interval.,0,1,1,,Any,STAT,Statistic,ST,-98.6,37.5,PPA:10765,2021-08-24 16:38:36
} | MaximumArchiveDays=90 | DesiredRemainingSpace=500,10766,ONS_MGJBA3_500_PM_07!PMU:ST4,,365,8736f6c7-ad41-4b43-b4f6-e684e0d4ad20,MGJBA3_500_PM_07,Mgjba3_500_Pm_07,60,1,companyAcronym= | protocolName=IEEE C37.118.2-2011 | vendorAcronym= | vendorDeviceName= | interconnectionName=,,,,10,STTP,Streaming Telemetry Transport Protocol,11,,,,,,MGJBA3_500_PM_07!PMU-ST4,0.0,1.0,Device statistic for Number of measurements received from device during last reporting interval.,0,1,1,,Any,STAT,Statistic,ST,-98.6,37.5,PPA:10766,2021-08-24 16:38:36
} | MaximumArchiveDays=90 | DesiredRemainingSpace=500,10767,ONS_MGJBA3_500_PM_07!PMU:ST5,,365,8736f6c7-ad41-4b43-b4f6-e684e0d4ad20,MGJBA3_500_PM_07,Mgjba3_500_Pm_07,60,1,companyAcronym= | protocolName=IEEE C37.118.2-2011 | vendorAcronym= | vendorDeviceName= | interconnectionName=,,,,10,STTP,Streaming Telemetry Transport Protocol,11,,,,,,MGJBA3_500_PM_07!PMU-ST5,0.0,1.0,Device statistic for Expected number of measurements received from device during last reporting interval.,0,1,1,,Any,STAT,Statistic,ST,-98.6,37.5,PPA:10767,2021-08-24 16:38:36
} | MaximumArchiveDays=90 | DesiredRemainingSpace=500,10768,ONS_MGJBA3_500_PM_07!PMU:ST6,,365,8736f6c7-ad41-4b43-b4f6-e684e0d4ad20,MGJBA3_500_PM_07,Mgjba3_500_Pm_07,60,1,companyAcronym= | protocolName=IEEE C37.118.2-2011 | vendorAcronym= | vendorDeviceName= | interconnectionName=,,,,10,STTP,Streaming Telemetry Transport Protocol,11,,,,,,MGJBA3_500_PM_07!PMU-ST6,0.0,1.0,Device statistic for Number of measurements received while device was reporting errors during last reporting interval.,0,1,1,,Any,STAT,Statistic,ST,-98.6,37.5,PPA:10768,2021-08-24 16:38:36
} | MaximumArchiveDays=90 | DesiredRemainingSpace=500,10769,ONS_MGJBA3_500_PM_07!PMU:ST7,,365,8736f6c7-ad41-4b43-b4f6-e684e0d4ad20,MGJBA3_500_PM_07,Mgjba3_500_Pm_07,60,1,companyAcronym= | protocolName=IEEE C37.118.2-2011 | vendorAcronym= | vendorDeviceName= | interconnectionName=,,,,10,STTP,Streaming Telemetry Transport Protocol,11,,,,,,MGJBA3_500_PM_07!PMU-ST7,0.0,1.0,Device statistic for Number of defined measurements (per frame) from device during last reporting interval.,0,1,1,,Any,STAT,Statistic,ST,-98.6,37.5,PPA:10769,2021-08-24 16:38:36
} | MaximumArchiveDays=90 | DesiredRemainingSpace=500,10770,ONS_MGJBA3_500_PM_08!PMU:ST1,,366,8736f6c7-ad41-4b43-b4f6-e684e0d4ad20,MGJBA3_500_PM_08,Mgjba3_500_Pm_08,60,1,companyAcronym= | protocolName=IEEE C37.118.2-2011 | vendorAcronym= | vendorDeviceName= | interconnectionName=,,,,10,STTP,Streaming Telemetry Transport Protocol,11,,,,,,MGJBA3_500_PM_08!PMU-ST1,0.0,1.0,Device statistic for Number of data quality errors reported by device during last reporting interval.,0,1,1,,Any,STAT,Statistic,ST,-98.6,37.5,PPA:10770,2021-08-24 16:38:36
} | MaximumArchiveDays=90 | DesiredRemainingSpace=500,10771,ONS_MGJBA3_500_PM_08!PMU:ST2,,366,8736f6c7-ad41-4b43-b4f6-e684e0d4ad20,MGJBA3_500_PM_08,Mgjba3_500_Pm_08,60,1,companyAcronym= | protocolName=IEEE C37.118.2-2011 | vendorAcronym= | vendorDeviceName= | interconnectionName=,,,,10,STTP,Streaming Telemetry Transport Protocol,11,,,,,,MGJBA3_500_PM_08!PMU-ST2,0.0,1.0,Device statistic for Number of time quality errors reported by device during last reporting interval.,0,1,1,,Any,STAT,Statistic,ST,-98.6,37.5,PPA:10771,2021-08-24 16:38:36
} | MaximumArchiveDays=90 | DesiredRemainingSpace=500,10772,ONS_MGJBA3_500_PM_08!PMU:ST3,,366,8736f6c7-ad41-4b43-b4f6-e684e0d4ad20,MGJBA3_500_PM_08,Mgjba3_500_Pm_08,60,1,companyAcronym= | protocolName=IEEE C37.118.2-2011 | vendorAcronym= | vendorDeviceName= | interconnectionName=,,,,10,STTP,Streaming Telemetry Transport Protocol,11,,,,,,MGJBA3_500_PM_08!PMU-ST3,0.0,1.0,Device statistic for Number of device errors reported by device during last reporting interval.,0,1,1,,Any,STAT,Statistic,ST,-98.6,37.5,PPA:10772,2021-08-24 16:38:36
} | MaximumArchiveDays=90 | DesiredRemainingSpace=500,10773,ONS_MGJBA3_500_PM_08!PMU:ST4,,366,8736f6c7-ad41-4b43-b4f6-e684e0d4ad20,MGJBA3_500_PM_08,Mgjba3_500_Pm_08,60,1,companyAcronym= | protocolName=IEEE C37.118.2-2011 | vendorAcronym= | vendorDeviceName= | interconnectionName=,,,,10,STTP,Streaming Telemetry Transport Protocol,11,,,,,,MGJBA3_500_PM_08!PMU-ST4,0.0,1.0,Device statistic for Number of measurements received from device during last reporting interval.,0,1,1,,Any,STAT,Statistic,ST,-98.6,37.5,PPA:10773,2021-08-24 16:38:36
} | MaximumArchiveDays=90 | DesiredRemainingSpace=500,10774,ONS_MGJBA3_500_PM_08!PMU:ST5,,366,8736f6c7-ad41-4b43-b4f6-e684e0d4ad20,MGJBA3_500_PM_08,Mgjba3_500_Pm_08,60,1,companyAcronym= | protocolName=IEEE C37.118.2-2011 | vendorAcronym= | vendorDeviceName= | interconnectionName=,,,,10,STTP,Streaming Telemetry Transport Protocol,11,,,,,,MGJBA3_500_PM_08!PMU-ST5,0.0,1.0,Device statistic for Expected number of measurements received from device during last reporting interval.,0,1,1,,Any,STAT,Statistic,ST,-98.6,37.5,PPA:10774,2021-08-24 16:38:36
} | MaximumArchiveDays=90 | DesiredRemainingSpace=500,10775,ONS_MGJBA3_500_PM_08!PMU:ST6,,366,8736f6c7-ad41-4b43-b4f6-e684e0d4ad20,MGJBA3_500_PM_08,Mgjba3_500_Pm_08,60,1,companyAcronym= | protocolName=IEEE C37.118.2-2011 | vendorAcronym= | vendorDeviceName= | interconnectionName=,,,,10,STTP,Streaming Telemetry Transport Protocol,11,,,,,,MGJBA3_500_PM_08!PMU-ST6,0.0,1.0,Device statistic for Number of measurements received while device was reporting errors during last reporting interval.,0,1,1,,Any,STAT,Statistic,ST,-98.6,37.5,PPA:10775,2021-08-24 16:38:36
} | MaximumArchiveDays=90 | DesiredRemainingSpace=500,10776,ONS_MGJBA3_500_PM_08!PMU:ST7,,366,8736f6c7-ad41-4b43-b4f6-e684e0d4ad20,MGJBA3_500_PM_08,Mgjba3_500_Pm_08,60,1,companyAcronym= | protocolName=IEEE C37.118.2-2011 | vendorAcronym= | vendorDeviceName= | interconnectionName=,,,,10,STTP,Streaming Telemetry Transport Protocol,11,,,,,,MGJBA3_500_PM_08!PMU-ST7,0.0,1.0,Device statistic for Number of defined measurements (per frame) from device during last reporting interval.,0,1,1,,Any,STAT,Statistic,ST,-98.6,37.5,PPA:10776,2021-08-24 16:38:36
} | MaximumArchiveDays=90 | DesiredRemainingSpace=500,10777,ONS_BABJD_500_PM_05!PMU:ST1,,367,8736f6c7-ad41-4b43-b4f6-e684e0d4ad20,BABJD_500_PM_05,Babjd_500_Pm_05,60,1,companyAcronym= | protocolName=IEEE C37.118.2-2011 | vendorAcronym= | vendorDeviceName= | interconnectionName=,,,,10,STTP,Streaming Telemetry Transport Protocol,11,,,,,,BABJD_500_PM_05!PMU-ST1,0.0,1.0,Device statistic for Number of data quality errors reported by device during last reporting interval.,0,1,1,,Any,STAT,Statistic,ST,-98.6,37.5,PPA:10777,2021-08-24 16:38:36
} | MaximumArchiveDays=90 | DesiredRemainingSpace=500,10778,ONS_BABJD_500_PM_05!PMU:ST2,,367,8736f6c7-ad41-4b43-b4f6-e684e0d4ad20,BABJD_500_PM_05,Babjd_500_Pm_05,60,1,companyAcronym= | protocolName=IEEE C37.118.2-2011 | vendorAcronym= | vendorDeviceName= | interconnectionName=,,,,10,STTP,Streaming Telemetry Transport Protocol,11,,,,,,BABJD_500_PM_05!PMU-ST2,0.0,1.0,Device statistic for Number of time quality errors reported by device during last reporting interval.,0,1,1,,Any,STAT,Statistic,ST,-98.6,37.5,PPA:10778,2021-08-24 16:38:36
} | MaximumArchiveDays=90 | DesiredRemainingSpace=500,10779,ONS_BABJD_500_PM_05!PMU:ST3,,367,8736f6c7-ad41-4b43-b4f6-e684e0d4ad20,BABJD_500_PM_05,Babjd_500_Pm_05,60,1,companyAcronym= | protocolName=IEEE C37.118.2-2011 | vendorAcronym= | vendorDeviceName= | interconnectionName=,,,,10,STTP,Streaming Telemetry Transport Protocol,11,,,,,,BABJD_500_PM_05!PMU-ST3,0.0,1.0,Device statistic for Number of device errors reported by device during last reporting interval.,0,1,1,,Any,STAT,Statistic,ST,-98.6,37.5,PPA:10779,2021-08-24 16:38:36
} | MaximumArchiveDays=90 | DesiredRemainingSpace=500,10780,ONS_BABJD_500_PM_05!PMU:ST4,,367,8736f6c7-ad41-4b43-b4f6-e684e0d4ad20,BABJD_500_PM_05,Babjd_500_Pm_05,60,1,companyAcronym= | protocolName=IEEE C37.118.2-2011 | vendorAcronym= | vendorDeviceName= | interconnectionName=,,,,10,STTP,Streaming Telemetry Transport Protocol,11,,,,,,BABJD_500_PM_05!PMU-ST4,0.0,1.0,Device statistic for Number of measurements received from device during last reporting interval.,0,1,1,,Any,STAT,Statistic,ST,-98.6,37.5,PPA:10780,2021-08-24 16:38:36
} | MaximumArchiveDays=90 | DesiredRemainingSpace=500,10781,ONS_BABJD_500_PM_05!PMU:ST5,,367,8736f6c7-ad41-4b43-b4f6-e684e0d4ad20,BABJD_500_PM_05,Babjd_500_Pm_05,60,1,companyAcronym= | protocolName=IEEE C37.118.2-2011 | vendorAcronym= | vendorDeviceName= | interconnectionName=,,,,10,STTP,Streaming Telemetry Transport Protocol,11,,,,,,BABJD_500_PM_05!PMU-ST5,0.0,1.0,Device statistic for Expected number of measurements received from device during last reporting interval.,0,1,1,,Any,STAT,Statistic,ST,-98.6,37.5,PPA:10781,2021-08-24 16:38:36
} | MaximumArchiveDays=90 | DesiredRemainingSpace=500,10782,ONS_BABJD_500_PM_05!PMU:ST6,,367,8736f6c7-ad41-4b43-b4f6-e684e0d4ad20,BABJD_500_PM_05,Babjd_500_Pm_05,60,1,companyAcronym= | protocolName=IEEE C37.118.2-2011 | vendorAcronym= | vendorDeviceName= | interconnectionName=,,,,10,STTP,Streaming Telemetry Transport Protocol,11,,,,,,BABJD_500_PM_05!PMU-ST6,0.0,1.0,Device statistic for Number of measurements received while device was reporting errors during last reporting interval.,0,1,1,,Any,STAT,Statistic,ST,-98.6,37.5,PPA:10782,2021-08-24 16:38:36
} | MaximumArchiveDays=90 | DesiredRemainingSpace=500,10783,ONS_BABJD_500_PM_05!PMU:ST7,,367,8736f6c7-ad41-4b43-b4f6-e684e0d4ad20,BABJD_500_PM_05,Babjd_500_Pm_05,60,1,companyAcronym= | protocolName=IEEE C37.118.2-2011 | vendorAcronym= | vendorDeviceName= | interconnectionName=,,,,10,STTP,Streaming Telemetry Transport Protocol,11,,,,,,BABJD_500_PM_05!PMU-ST7,0.0,1.0,Device statistic for Number of defined measurements (per frame) from device during last reporting interval.,0,1,1,,Any,STAT,Statistic,ST,-98.6,37.5,PPA:10783,2021-08-24 16:38:36
} | MaximumArchiveDays=90 | DesiredRemainingSpace=500,10784,ONS_MGPI2_500_PM_04!PMU:ST1,,368,8736f6c7-ad41-4b43-b4f6-e684e0d4ad20,MGPI2_500_PM_04,Mgpi2_500_Pm_04,60,1,companyAcronym= | protocolName=IEEE C37.118.2-2011 | vendorAcronym= | vendorDeviceName= | interconnectionName=,,,,10,STTP,Streaming Telemetry Transport Protocol,11,,,,,,MGPI2_500_PM_04!PMU-ST1,0.0,1.0,Device statistic for Number of data quality errors reported by device during last reporting interval.,0,1,1,,Any,STAT,Statistic,ST,-98.6,37.5,PPA:10784,2021-08-24 16:38:36
} | MaximumArchiveDays=90 | DesiredRemainingSpace=500,10785,ONS_MGPI2_500_PM_04!PMU:ST2,,368,8736f6c7-ad41-4b43-b4f6-e684e0d4ad20,MGPI2_500_PM_04,Mgpi2_500_Pm_04,60,1,companyAcronym= | protocolName=IEEE C37.118.2-2011 | vendorAcronym= | vendorDeviceName= | interconnectionName=,,,,10,STTP,Streaming Telemetry Transport Protocol,11,,,,,,MGPI2_500_PM_04!PMU-ST2,0.0,1.0,Device statistic for Number of time quality errors reported by device during last reporting interval.,0,1,1,,Any,STAT,Statistic,ST,-98.6,37.5,PPA:10785,2021-08-24 16:38:36
} | MaximumArchiveDays=90 | DesiredRemainingSpace=500,10786,ONS_MGPI2_500_PM_04!PMU:ST3,,368,8736f6c7-ad41-4b43-b4f6-e684e0d4ad20,MGPI2_500_PM_04,Mgpi2_500_Pm_04,60,1,companyAcronym= | protocolName=IEEE C37.118.2-2011 | vendorAcronym= | vendorDeviceName= | interconnectionName=,,,,10,STTP,Streaming Telemetry Transport Protocol,11,,,,,,MGPI2_500_PM_04!PMU-ST3,0.0,1.0,Device statistic for Number of device errors reported by device during last reporting interval.,0,1,1,,Any,STAT,Statistic,ST,-98.6,37.5,PPA:10786,2021-08-24 16:38:36
} | MaximumArchiveDays=90 | DesiredRemainingSpace=500,10787,ONS_MGPI2_500_PM_04!PMU:ST4,,368,8736f6c7-ad41-4b43-b4f6-e684e0d4ad20,MGPI2_500_PM_04,Mgpi2_500_Pm_04,60,1,companyAcronym= | protocolName=IEEE C37.118.2-2011 | vendorAcronym= | vendorDeviceName= | interconnectionName=,,,,10,STTP,Streaming Telemetry Transport Protocol,11,,,,,,MGPI2_500_PM_04!PMU-ST4,0.0,1.0,Device statistic for Number of measurements received from device during last reporting interval.,0,1,1,,Any,STAT,Statistic,ST,-98.6,37.5,PPA:10787,2021-08-24 16:38:36
} | MaximumArchiveDays=90 | DesiredRemainingSpace=500,10788,ONS_MGPI2_500_PM_04!PMU:ST5,,368,8736f6c7-ad41-4b43-b4f6-e684e0d4ad20,MGPI2_500_PM_04,Mgpi2_500_Pm_04,60,1,companyAcronym= | protocolName=IEEE C37.118.2-2011 | vendorAcronym= | vendorDeviceName= | interconnectionName=,,,,10,STTP,Streaming Telemetry Transport Protocol,11,,,,,,MGPI2_500_PM_04!PMU-ST5,0.0,1.0,Device statistic for Expected number of measurements received from device during last reporting interval.,0,1,1,,Any,STAT,Statistic,ST,-98.6,37.5,PPA:10788,2021-08-24 16:38:36
} | MaximumArchiveDays=90 | DesiredRemainingSpace=500,10789,ONS_MGPI2_500_PM_04!PMU:ST6,,368,8736f6c7-ad41-4b43-b4f6-e684e0d4ad20,MGPI2_500_PM_04,Mgpi2_500_Pm_04,60,1,companyAcronym= | protocolName=IEEE C37.118.2-2011 | vendorAcronym= | vendorDeviceName= | interconnectionName=,,,,10,STTP,Streaming Telemetry Transport Protocol,11,,,,,,MGPI2_500_PM_04!PMU-ST6,0.0,1.0,Device statistic for Number of measurements received while device was reporting errors during last reporting interval.,0,1,1,,Any,STAT,Statistic,ST,-98.6,37.5,PPA:10789,2021-08-24 16:38:36
} | MaximumArchiveDays=90 | DesiredRemainingSpace=500,10790,ONS_MGPI2_500_PM_04!PMU:ST7,,368,8736f6c7-ad41-4b43-b4f6-e684e0d4ad20,MGPI2_500_PM_04,Mgpi2_500_Pm_04,60,1,companyAcronym= | protocolName=IEEE C37.118.2-2011 | vendorAcronym= | vendorDeviceName= | interconnectionName=,,,,10,STTP,Streaming Telemetry Transport Protocol,11,,,,,,MGPI2_500_PM_04!PMU-ST7,0.0,1.0,Device statistic for Number of defined measurements (per frame) from device during last reporting interval.,0,1,1,,Any,STAT,Statistic,ST,-98.6,37.5,PPA:10790,2021-08-24 16:38:36
} | MaximumArchiveDays=90 | DesiredRemainingSpace=500,10791,GPA_BAPAQ_500_PM_01:F,,369,8736f6c7-ad41-4b43-b4f6-e684e0d4ad20,BAPAQ_500_PM_01,Bapaq_500_Pm_01,60,1,companyAcronym= | protocolName=IEEE C37.118.2-2011 | vendorAcronym= | vendorDeviceName= | interconnectionName=,,,,10,STTP,Streaming Telemetry Transport Protocol,5,,,,,,BAPAQ_500_PM_01-FQ,0.0,1.0,Bapaq_500_Pm_01 Frequency,0,1,1,Hz,PMU,FREQ,Frequency,FQ,-98.6,37.5,PPA:10791,2021-08-24 16:40:43
} | MaximumArchiveDays=90 | DesiredRemainingSpace=500,10792,GPA_BAPAQ_500_PM_01:DF,,369,8736f6c7-ad41-4b43-b4f6-e684e0d4ad20,BAPAQ_500_PM_01,Bapaq_500_Pm_01,60,1,companyAcronym= | protocolName=IEEE C37.118.2-2011 | vendorAcronym= | vendorDeviceName= | interconnectionName=,,,,10,STTP,Streaming Telemetry Transport Protocol,6,,,,,,BAPAQ_500_PM_01-DF,0.0,1.0,Bapaq_500_Pm_01 Frequency Delta (dF/dt),0,1,1,,PMU,DFDT,Frequency Delta (dF/dt),DF,-98.6,37.5,PPA:10792,2021-08-24 16:40:43
} | MaximumArchiveDays=90 | DesiredRemainingSpace=500,10793,GPA_BAPAQ_500_PM_01:S,,369,8736f6c7-ad41-4b43-b4f6-e684e0d4ad20,BAPAQ_500_PM_01,Bapaq_500_Pm_01,60,1,companyAcronym= | protocolName=IEEE C37.118.2-2011 | vendorAcronym= | vendorDeviceName= | interconnectionName=,,,,10,STTP,Streaming Telemetry Transport Protocol,8,,,,,,BAPAQ_500_PM_01-SF,0.0,1.0,Bapaq_500_Pm_01 Status Flags,0,1,1,,PMU,FLAG,Status Flags,SF,-98.6,37.5,PPA:10793,2021-08-24 16:40:43
} | MaximumArchiveDays=90 | DesiredRemainingSpace=500,10794,GPA_BAPAQ_500_PM_01-PM1:V,,369,8736f6c7-ad41-4b43-b4f6-e684e0d4ad20,BAPAQ_500_PM_01,Bapaq_500_Pm_01,60,1,companyAcronym= | protocolName=IEEE C37.118.2-2011 | vendorAcronym= | vendorDeviceName= | interconnectionName=,,,,10,STTP,Streaming Telemetry Transport Protocol,3,1,LTPEULG_C2_FV_A,V,+,0,BAPAQ_500_PM_01-PM1,0.0,1.0,Bapaq_500_Pm_01 LTPEULG_C2_FV_A + Voltage Magnitude,0,1,1,Volts,Phasor,VPHM,Voltage Magnitude,PM,-98.6,37.5,PPA:10794,2021-08-24 16:40:43
} | MaximumArchiveDays=90 | DesiredRemainingSpace=500,10795,GPA_BAPAQ_500_PM_01-PA1:VH,,369,8736f6c7-ad41-4b43-b4f6-e684e0d4ad20,BAPAQ_500_PM_01,Bapaq_500_Pm_01,60,1,companyAcronym= | protocolName=IEEE C37.118.2-2011 | vendorAcronym= | vendorDeviceName= | interconnectionName=,,,,10,STTP,Streaming Telemetry Transport Protocol,4,1,LTPEULG_C2_FV_A,V,+,0,BAPAQ_500_PM_01-PA1,0.0,1.0,Bapaq_500_Pm_01 LTPEULG_C2_FV_A + Voltage Phase Angle,0,1,1,Degrees,Phasor,VPHA,Voltage Phase Angle,PA,-98.6,37.5,PPA:10795,2021-08-24 16:40:43
} | MaximumArchiveDays=90 | DesiredRemainingSpace=500,10796,GPA_BAPAQ_500_PM_01-PM2:V,,369,8736f6c7-ad41-4b43-b4f6-e684e0d4ad20,BAPAQ_500_PM_01,Bapaq_500_Pm_01,60,1,companyAcronym= | protocolName=IEEE C37.118.2-2011 | vendorAcronym= | vendorDeviceName= | interconnectionName=,,,,10,STTP,Streaming Telemetry Transport Protocol,3,2,LTPEULG_C2_FV_B,V,+,0,BAPAQ_500_PM_01-PM2,0.0,1.0,Bapaq_500_Pm_01 LTPEULG_C2_FV_B + Voltage Magnitude,0,1,1,Volts,Phasor,VPHM,Voltage Magnitude,PM,-98.6,37.5,PPA:10796,2021-08-24 16:40:43
} | MaximumArchiveDays=90 | DesiredRemainingSpace=500,10797,GPA_BAPAQ_500_PM_01-PA2:VH,,369,8736f6c7-ad41-4b43-b4f6-e684e0d4ad20,BAPAQ_500_PM_01,Bapaq_500_Pm_01,60,1,companyAcronym= | protocolName=IEEE C37.118.2-2011 | vendorAcronym= | vendorDeviceName= | interconnectionName=,,,,10,STTP,Streaming Telemetry Transport Protocol,4,2,LTPEULG_C2_FV_B,V,+,0,BAPAQ_500_PM_01-PA2,0.0,1.0,Bapaq_500_Pm_01 LTPEULG_C2_FV_B + Voltage Phase Angle,0,1,1,Degrees,Phasor,VPHA,Voltage Phase Angle,PA,-98.6,37.5,PPA:10797,2021-08-24 16:40:43
} | MaximumArchiveDays=90 | DesiredRemainingSpace=500,10798,GPA_BAPAQ_500_PM_01-PM3:V,,369,8736f6c7-ad41-4b43-b4f6-e684e0d4ad20,BAPAQ_500_PM_01,Bapaq_500_Pm_01,60,1,companyAcronym= | protocolName=IEEE C37.118.2-2011 | vendorAcronym= | vendorDeviceName= | interconnectionName=,,,,10,STTP,Streaming Telemetry Transport Protocol,3,3,LTPEULG_C2_FV_C,V,+,0,BAPAQ_500_PM_01-PM3,0.0,1.0,Bapaq_500_Pm_01 LTPEULG_C2_FV_C + Voltage Magnitude,0,1,1,Volts,Phasor,VPHM,Voltage Magnitude,PM,-98.6,37.5,PPA:10798,2021-08-24 16:40:43
} | MaximumArchiveDays=90 | DesiredRemainingSpace=500,10799,GPA_BAPAQ_500_PM_01-PA3:VH,,369,8736f6c7-ad41-4b43-b4f6-e684e0d4ad20,BAPAQ_500_PM_01,Bapaq_500_Pm_01,60,1,companyAcronym= | protocolName=IEEE C37.118.2-2011 | vendorAcronym= | vendorDeviceName= | interconnectionName=,,,,10,STTP,Streaming Telemetry Transport Protocol,4,3,LTPEULG_C2_FV_C,V,+,0,BAPAQ_500_PM_01-PA3,0.0,1.0,Bapaq_500_Pm_01 LTPEULG_C2_FV_C + Voltage Phase Angle,0,1,1,Degrees,Phasor,VPHA,Voltage Phase Angle,PA,-98.6,37.5,PPA:10799,2021-08-24 16:40:43
} | MaximumArchiveDays=90 | DesiredRemainingSpace=500,10800,GPA_BAPAQ_500_PM_01-PM4:I,,369,8736f6c7-ad41-4b43-b4f6-e684e0d4ad20,BAPAQ_500_PM_01,Bapaq_500_Pm_01,60,1,companyAcronym= | protocolName=IEEE C37.118.2-2011 | vendorAcronym= | vendorDeviceName= | interconnectionName=,,,,10,STTP,Streaming Telemetry Transport Protocol,1,4,LTPEULG_C2_FA_A,I,+,0,BAPAQ_500_PM_01-PM4,0.0,1.0,Bapaq_500_Pm_01 LTPEULG_C2_FA_A + Current Magnitude,0,1,1,Amps,Phasor,IPHM,Current Magnitude,PM,-98.6,37.5,PPA:10800,2021-08-24 16:40:43
} | MaximumArchiveDays=90 | DesiredRemainingSpace=500,10801,GPA_BAPAQ_500_PM_01-PA4:IH,,369,8736f6c7-ad41-4b43-b4f6-e684e0d4ad20,BAPAQ_500_PM_01,Bapaq_500_Pm_01,60,1,companyAcronym= | protocolName=IEEE C37.118.2-2011 | vendorAcronym= | vendorDeviceName= | interconnectionName=,,,,10,STTP,Streaming Telemetry Transport Protocol,2,4,LTPEULG_C2_FA_A,I,+,0,BAPAQ_500_PM_01-PA4,0.0,1.0,Bapaq_500_Pm_01 LTPEULG_C2_FA_A + Current Phase Angle,0,1,1,Degrees,Phasor,IPHA,Current Phase Angle,PA,-98.6,37.5,PPA:10801,2021-08-24 16:40:43
} | MaximumArchiveDays=90 | DesiredRemainingSpace=500,10802,GPA_BAPAQ_500_PM_01-PM5:I,,369,8736f6c7-ad41-4b43-b4f6-e684e0d4ad20,BAPAQ_500_PM_01,Bapaq_500_Pm_01,60,1,companyAcronym= | protocolName=IEEE C37.118.2-2011 | vendorAcronym= | vendorDeviceName= | interconnectionName=,,,,10,STTP,Streaming Telemetry Transport Protocol,1,5,LTPEULG_C2_FA_B,I,+,0,BAPAQ_500_PM_01-PM5,0.0,1.0,Bapaq_500_Pm_01 LTPEULG_C2_FA_B + Current Magnitude,0,1,1,Amps,Phasor,IPHM,Current Magnitude,PM,-98.6,37.5,PPA:10802,2021-08-24 16:40:43
} | MaximumArchiveDays=90 | DesiredRemainingSpace=500,10803,GPA_BAPAQ_500_PM_01-PA5:IH,,369,8736f6c7-ad41-4b43-b4f6-e684e0d4ad20,BAPAQ_500_PM_01,Bapaq_500_Pm_01,60,1,companyAcronym= | protocolName=IEEE C37.118.2-2011 | vendorAcronym= | vendorDeviceName= | interconnectionName=,,,,10,STTP,Streaming Telemetry Transport Protocol,2,5,LTPEULG_C2_FA_B,I,+,0,BAPAQ_500_PM_01-PA5,0.0,1.0,Bapaq_500_Pm_01 LTPEULG_C2_FA_B + Current Phase Angle,0,1,1,Degrees,Phasor,IPHA,Current Phase Angle,PA,-98.6,37.5,PPA:10803,2021-08-24 16:40:43
} | MaximumArchiveDays=90 | DesiredRemainingSpace=500,10804,GPA_BAPAQ_500_PM_01-PM6:I,,369,8736f6c7-ad41-4b43-b4f6-e684e0d4ad20,BAPAQ_500_PM_01,Bapaq_500_Pm_01,60,1,companyAcronym= | protocolName=IEEE C37.118.2-2011 | vendorAcronym= | vendorDeviceName= | interconnectionName=,,,,10,STTP,Streaming Telemetry Transport Protocol,1,6,LTPEULG_C2_FA_C,I,+,0,BAPAQ_500_PM_01-PM6,0.0,1.0,Bapaq_500_Pm_01 LTPEULG_C2_FA_C + Current Magnitude,0,1,1,Amps,Phasor,IPHM,Current Magnitude,PM,-98.6,37.5,PPA:10804,2021-08-24 16:40:43
} | MaximumArchiveDays=90 | DesiredRemainingSpace=500,10805,GPA_BAPAQ_500_PM_01-PA6:IH,,369,8736f6c7-ad41-4b43-b4f6-e684e0d4ad20,BAPAQ_500_PM_01,Bapaq_500_Pm_01,60,1,companyAcronym= | protocolName=IEEE C37.118.2-2011 | vendorAcronym= | vendorDeviceName= | interconnectionName=,,,,10,STTP,Streaming Telemetry Transport Protocol,2,6,LTPEULG_C2_FA_C,I,+,0,BAPAQ_500_PM_01-PA6,0.0,1.0,Bapaq_500_Pm_01 LTPEULG_C2_FA_C + Current Phase Angle,0,1,1,Degrees,Phasor,IPHA,Current Phase Angle,PA,-98.6,37.5,PPA:10805,2021-08-24 16:40:43
} | MaximumArchiveDays=90 | DesiredRemainingSpace=500,10806,GPA_BAPAQ_500_PM_01-PM7:I,,369,8736f6c7-ad41-4b43-b4f6-e684e0d4ad20,BAPAQ_500_PM_01,Bapaq_500_Pm_01,60,1,companyAcronym= | protocolName=IEEE C37.118.2-2011 | vendorAcronym= | vendorDeviceName= | interconnectionName=,,,,10,STTP,Streaming Telemetry Transport Protocol,1,7,LTPEULG_C2_FA_P,I,+,0,BAPAQ_500_PM_01-PM7,0.0,1.0,Bapaq_500_Pm_01 LTPEULG_C2_FA_P + Current Magnitude,0,1,1,Amps,Phasor,IPHM,Current Magnitude,PM,-98.6,37.5,PPA:10806,2021-08-24 16:40:43
} | MaximumArchiveDays=90 | DesiredRemainingSpace=500,10807,GPA_BAPAQ_500_PM_01-PA7:IH,,369,8736f6c7-ad41-4b43-b4f6-e684e0d4ad20,BAPAQ_500_PM_01,Bapaq_500_Pm_01,60,1,companyAcronym= | protocolName=IEEE C37.118.2-2011 | vendorAcronym= | vendorDeviceName= | interconnectionName=,,,,10,STTP,Streaming Telemetry Transport Protocol,2,7,LTPEULG_C2_FA_P,I,+,0,BAPAQ_500_PM_01-PA7,0.0,1.0,Bapaq_500_Pm_01 LTPEULG_C2_FA_P + Current Phase Angle,0,1,1,Degrees,Phasor,IPHA,Current Phase Angle,PA,-98.6,37.5,PPA:10807,2021-08-24 16:40:43
} | MaximumArchiveDays=90 | DesiredRemainingSpace=500,10808,GPA_BAPAQ_500_PM_01-PM8:V,,369,8736f6c7-ad41-4b43-b4f6-e684e0d4ad20,BAPAQ_500_PM_01,Bapaq_500_Pm_01,60,1,companyAcronym= | protocolName=IEEE C37.118.2-2011 | vendorAcronym= | vendorDeviceName= | interconnectionName=,,,,10,STTP,Streaming Telemetry Transport Protocol,3,8,LTPEULG_C2_FV_P,V,+,0,BAPAQ_500_PM_01-PM8,0.0,1.0,Bapaq_500_Pm_01 LTPEULG_C2_FV_P + Voltage Magnitude,0,1,1,Volts,Phasor,VPHM,Voltage Magnitude,PM,-98.6,37.5,PPA:10808,2021-08-24 16:40:44
} | MaximumArchiveDays=90 | DesiredRemainingSpace=500,10809,GPA_BAPAQ_500_PM_01-PA8:VH,,369,8736f6c7-ad41-4b43-b4f6-e684e0d4ad20,BAPAQ_500_PM_01,Bapaq_500_Pm_01,60,1,companyAcronym= | protocolName=IEEE C37.118.2-2011 | vendorAcronym= | vendorDeviceName= | interconnectionName=,,,,10,STTP,Streaming Telemetry Transport Protocol,4,8,LTPEULG_C2_FV_P,V,+,0,BAPAQ_500_PM_01-PA8,0.0,1.0,Bapaq_500_Pm_01 LTPEULG_C2_FV_P + Voltage Phase Angle,0,1,1,Degrees,Phasor,VPHA,Voltage Phase Angle,PA,-98.6,37.5,PPA:10809,2021-08-24 16:40:44
} | MaximumArchiveDays=90 | DesiredRemainingSpace=500,10810,GPA_PEULG_500_PM_02:F,,370,8736f6c7-ad41-4b43-b4f6-e684e0d4ad20,PEULG_500_PM_02,Peulg_500_Pm_02,60,1,companyAcronym= | protocolName=IEEE C37.118.2-2011 | vendorAcronym= | vendorDeviceName= | interconnectionName=,,,,10,STTP,Streaming Telemetry Transport Protocol,5,,,,,,PEULG_500_PM_02-FQ,0.0,1.0,Peulg_500_Pm_02 Frequency,0,1,1,Hz,PMU,FREQ,Frequency,FQ,-98.6,37.5,PPA:10810,2021-08-24 16:40:44
} | MaximumArchiveDays=90 | DesiredRemainingSpace=500,10811,GPA_PEULG_500_PM_02:DF,,370,8736f6c7-ad41-4b43-b4f6-e684e0d4ad20,PEULG_500_PM_02,Peulg_500_Pm_02,60,1,companyAcronym= | protocolName=IEEE C37.118.2-2011 | vendorAcronym= | vendorDeviceName= | interconnectionName=,,,,10,STTP,Streaming Telemetry Transport Protocol,6,,,,,,PEULG_500_PM_02-DF,0.0,1.0,Peulg_500_Pm_02 Frequency Delta (dF/dt),0,1,1,,PMU,DFDT,Frequency Delta (dF/dt),DF,-98.6,37.5,PPA:10811,2021-08-24 16:40:44
} | MaximumArchiveDays=90 | DesiredRemainingSpace=500,10812,GPA_PEULG_500_PM_02:S,,370,8736f6c7-ad41-4b43-b4f6-e684e0d4ad20,PEULG_500_PM_02,Peulg_500_Pm_02,60,1,companyAcronym= | protocolName=IEEE C37.118.2-2011 | vendorAcronym= | vendorDeviceName= | interconnectionName=,,,,10,STTP,Streaming Telemetry Transport Protocol,8,,,,,,PEULG_500_PM_02-SF,0.0,1.0,Peulg_500_Pm_02 Status Flags,0,1,1,,PMU,FLAG,Status Flags,SF,-98.6,37.5,PPA:10812,2021-08-24 16:40:44
} | MaximumArchiveDays=90 | DesiredRemainingSpace=500,10813,GPA_PEULG_500_PM_02-PM1:V,,370,8736f6c7-ad41-4b43-b4f6-e684e0d4ad20,PEULG_500_PM_02,Peulg_500_Pm_02,60,1,companyAcronym= | protocolName=IEEE C37.118.2-2011 | vendorAcronym= | vendorDeviceName= | interconnectionName=,,,,10,STTP,Streaming Telemetry Transport Protocol,3,1,LTBAPAQ_C2_FV_A,V,+,0,PEULG_500_PM_02-PM1,0.0,1.0,Peulg_500_Pm_02 LTBAPAQ_C2_FV_A + Voltage Magnitude,0,1,1,Volts,Phasor,VPHM,Voltage Magnitude,PM,-98.6,37.5,PPA:10813,2021-08-24 16:40:44
} | MaximumArchiveDays=90 | DesiredRemainingSpace=500,10814,GPA_PEULG_500_PM_02-PA1:VH,,370,8736f6c7-ad41-4b43-b4f6-e684e0d4ad20,PEULG_500_PM_02,Peulg_500_Pm_02,60,1,companyAcronym= | protocolName=IEEE C37.118.2-2011 | vendorAcronym= | vendorDeviceName= | interconnectionName=,,,,10,STTP,Streaming Telemetry Transport Protocol,4,1,LTBAPAQ_C2_FV_A,V,+,0,PEULG_500_PM_02-PA1,0.0,1.0,Peulg_500_Pm_02 LTBAPAQ_C2_FV_A + Voltage Phase Angle,0,1,1,Degrees,Phasor,VPHA,Voltage Phase Angle,PA,-98.6,37.5,PPA:10814,2021-08-24 16:40:44
} | MaximumArchiveDays=90 | DesiredRemainingSpace=500,10815,GPA_PEULG_500_PM_02-PM2:V,,370,8736f6c7-ad41-4b43-b4f6-e684e0d4ad20,PEULG_500_PM_02,Peulg_500_Pm_02,60,1,companyAcronym= | protocolName=IEEE C37.118.2-2011 | vendorAcronym= | vendorDeviceName= | interconnectionName=,,,,10,STTP,Streaming Telemetry Transport Protocol,3,2,LTBAPAQ_C2_FV_B,V,+,0,PEULG_500_PM_02-PM2,0.0,1.0,Peulg_500_Pm_02 LTBAPAQ_C2_FV_B + Voltage Magnitude,0,1,1,Volts,Phasor,VPHM,Voltage Magnitude,PM,-98.6,37.5,PPA:10815,2021-08-24 16:40:44
} | MaximumArchiveDays=90 | DesiredRemainingSpace=500,10816,GPA_PEULG_500_PM_02-PA2:VH,,370,8736f6c7-ad41-4b43-b4f6-e684e0d4ad20,PEULG_500_PM_02,Peulg_500_Pm_02,60,1,companyAcronym= | protocolName=IEEE C37.118.2-2011 | vendorAcronym= | vendorDeviceName= | interconnectionName=,,,,10,STTP,Streaming Telemetry Transport Protocol,4,2,LTBAPAQ_C2_FV_B,V,+,0,PEULG_500_PM_02-PA2,0.0,1.0,Peulg_500_Pm_02 LTBAPAQ_C2_FV_B + Voltage Phase Angle,0,1,1,Degrees,Phasor,VPHA,Voltage Phase Angle,PA,-98.6,37.5,PPA:10816,2021-08-24 16:40:44
} | MaximumArchiveDays=90 | DesiredRemainingSpace=500,10817,GPA_PEULG_500_PM_02-PM3:V,,370,8736f6c7-ad41-4b43-b4f6-e684e0d4ad20,PEULG_500_PM_02,Peulg_500_Pm_02,60,1,companyAcronym= | protocolName=IEEE C37.118.2-2011 | vendorAcronym= | vendorDeviceName= | interconnectionName=,,,,10,STTP,Streaming Telemetry Transport Protocol,3,3,LTBAPAQ_C2_FV_C,V,+,0,PEULG_500_PM_02-PM3,0.0,1.0,Peulg_500_Pm_02 LTBAPAQ_C2_FV_C + Voltage Magnitude,0,1,1,Volts,Phasor,VPHM,Voltage Magnitude,PM,-98.6,37.5,PPA:10817,2021-08-24 16:40:44
} | MaximumArchiveDays=90 | DesiredRemainingSpace=500,10818,GPA_PEULG_500_PM_02-PA3:VH,,370,8736f6c7-ad41-4b43-b4f6-e684e0d4ad20,PEULG_500_PM_02,Peulg_500_Pm_02,60,1,companyAcronym= | protocolName=IEEE C37.118.2-2011 | vendorAcronym= | vendorDeviceName= | interconnectionName=,,,,10,STTP,Streaming Telemetry Transport Protocol,4,3,LTBAPAQ_C2_FV_C,V,+,0,PEULG_500_PM_02-PA3,0.0,1.0,Peulg_500_Pm_02 LTBAPAQ_C2_FV_C + Voltage Phase Angle,0,1,1,Degrees,Phasor,VPHA,Voltage Phase Angle,PA,-98.6,37.5,PPA:10818,2021-08-24 16:40:44
} | MaximumArchiveDays=90 | DesiredRemainingSpace=500,10819,GPA_PEULG_500_PM_02-PM4:I,,370,8736f6c7-ad41-4b43-b4f6-e684e0d4ad20,PEULG_500_PM_02,Peulg_500_Pm_02,60,1,companyAcronym= | protocolName=IEEE C37.118.2-2011 | vendorAcronym= | vendorDeviceName= | interconnectionName=,,,,10,STTP,Streaming Telemetry Transport Protocol,1,4,LTBAPAQ_C2_FA_A,I,+,0,PEULG_500_PM_02-PM4,0.0,1.0,Peulg_500_Pm_02 LTBAPAQ_C2_FA_A + Current Magnitude,0,1,1,Amps,Phasor,IPHM,Current Magnitude,PM,-98.6,37.5,PPA:10819,2021-08-24 16:40:44
} | MaximumArchiveDays=90 | DesiredRemainingSpace=500,10820,GPA_PEULG_500_PM_02-PA4:IH,,370,8736f6c7-ad41-4b43-b4f6-e684e0d4ad20,PEULG_500_PM_02,Peulg_500_Pm_02,60,1,companyAcronym= | protocolName=IEEE C37.118.2-2011 | vendorAcronym= | vendorDeviceName= | interconnectionName=,,,,10,STTP,Streaming Telemetry Transport Protocol,2,4,LTBAPAQ_C2_FA_A,I,+,0,PEULG_500_PM_02-PA4,0.0,1.0,Peulg_500_Pm_02 LTBAPAQ_C2_FA_A + Current Phase Angle,0,1,1,Degrees,Phasor,IPHA,Current Phase Angle,PA,-98.6,37.5,PPA:10820,2021-08-24 16:40:44
} | MaximumArchiveDays=90 | DesiredRemainingSpace=500,10821,GPA_PEULG_500_PM_02-PM5:I,,370,8736f6c7-ad41-4b43-b4f6-e684e0d4ad20,PEULG_500_PM_02,Peulg_500_Pm_02,60,1,companyAcronym= | protocolName=IEEE C37.118.2-2011 | vendorAcronym= | vendorDeviceName= | interconnectionName=,,,,10,STTP,Streaming Telemetry Transport Protocol,1,5,LTBAPAQ_C2_FA_B,I,+,0,PEULG_500_PM_02-PM5,0.0,1.0,Peulg_500_Pm_02 LTBAPAQ_C2_FA_B + Current Magnitude,0,1,1,Amps,Phasor,IPHM,Current Magnitude,PM,-98.6,37.5,PPA:10821,2021-08-24 16:40:44
} | MaximumArchiveDays=90 | DesiredRemainingSpace=500,10822,GPA_PEULG_500_PM_02-PA5:IH,,370,8736f6c7-ad41-4b43-b4f6-e684e0d4ad20,PEULG_500_PM_02,Peulg_500_Pm_02,60,1,companyAcronym= | protocolName=IEEE C37.118.2-2011 | vendorAcronym= | vendorDeviceName= | interconnectionName=,,,,10,STTP,Streaming Telemetry Transport Protocol,2,5,LTBAPAQ_C2_FA_B,I,+,0,PEULG_500_PM_02-PA5,0.0,1.0,Peulg_500_Pm_02 LTBAPAQ_C2_FA_B + Current Phase Angle,0,1,1,Degrees,Phasor,IPHA,Current Phase Angle,PA,-98.6,37.5,PPA:10822,2021-08-24 16:40:44
} | MaximumArchiveDays=90 | DesiredRemainingSpace=500,10823,GPA_PEULG_500_PM_02-PM6:I,,370,8736f6c7-ad41-4b43-b4f6-e684e0d4ad20,PEULG_500_PM_02,Peulg_500_Pm_02,60,1,companyAcronym= | protocolName=IEEE C37.118.2-2011 | vendorAcronym= | vendorDeviceName= | interconnectionName=,,,,10,STTP,Streaming Telemetry Transport Protocol,1,6,LTBAPAQ_C2_FA_C,I,+,0,PEULG_500_PM_02-PM6,0.0,1.0,Peulg_500_Pm_02 LTBAPAQ_C2_FA_C + Current Magnitude,0,1,1,Amps,Phasor,IPHM,Current Magnitude,PM,-98.6,37.5,PPA:10823,2021-08-24 16:40:44
} | MaximumArchiveDays=90 | DesiredRemainingSpace=500,10824,GPA_PEULG_500_PM_02-PA6:IH,,370,8736f6c7-ad41-4b43-b4f6-e684e0d4ad20,PEULG_500_PM_02,Peulg_500_Pm_02,60,1,companyAcronym= | protocolName=IEEE C37.118.2-2011 | vendorAcronym= | vendorDeviceName= | interconnectionName=,,,,10,STTP,Streaming Telemetry Transport Protocol,2,6,LTBAPAQ_C2_FA_C,I,+,0,PEULG_500_PM_02-PA6,0.0,1.0,Peulg_500_Pm_02 LTBAPAQ_C2_FA_C + Current Phase Angle,0,1,1,Degrees,Phasor,IPHA,Current Phase Angle,PA,-98.6,37.5,PPA:10824,2021-08-24 16:40:44
} | MaximumArchiveDays=90 | DesiredRemainingSpace=500,10825,GPA_PEULG_500_PM_02-PM7:I,,370,8736f6c7-ad41-4b43-b4f6-e684e0d4ad20,PEULG_500_PM_02,Peulg_500_Pm_02,60,1,companyAcronym= | protocolName=IEEE C37.118.2-2011 | vendorAcronym= | vendorDeviceName= | interconnectionName=,,,,10,STTP,Streaming Telemetry Transport Protocol,1,7,LTBAPAQ_C2_FA_P,I,+,0,PEULG_500_PM_02-PM7,0.0,1.0,Peulg_500_Pm_02 LTBAPAQ_C2_FA_P + Current Magnitude,0,1,1,Amps,Phasor,IPHM,Current Magnitude,PM,-98.6,37.5,PPA:10825,2021-08-24 16:40:44
} | MaximumArchiveDays=90 | DesiredRemainingSpace=500,10826,GPA_PEULG_500_PM_02-PA7:IH,,370,8736f6c7-ad41-4b43-b4f6-e684e0d4ad20,PEULG_500_PM_02,Peulg_500_Pm_02,60,1,companyAcronym= | protocolName=IEEE C37.118.2-2011 | vendorAcronym= | vendorDeviceName= | interconnectionName=,,,,10,STTP,Streaming Telemetry Transport Protocol,2,7,LTBAPAQ_C2_FA_P,I,+,0,PEULG_500_PM_02-PA7,0.0,1.0,Peulg_500_Pm_02 LTBAPAQ_C2_FA_P + Current Phase Angle,0,1,1,Degrees,Phasor,IPHA,Current Phase Angle,PA,-98.6,37.5,PPA:10826,2021-08-24 16:40:44
} | MaximumArchiveDays=90 | DesiredRemainingSpace=500,10827,GPA_PEULG_500_PM_02-PM8:V,,370,8736f6c7-ad41-4b43-b4f6-e684e0d4ad20,PEULG_500_PM_02,Peulg_500_Pm_02,60,1,companyAcronym= | protocolName=IEEE C37.118.2-2011 | vendorAcronym= | vendorDeviceName= | interconnectionName=,,,,10,STTP,Streaming Telemetry Transport Protocol,3,8,LTBAPAQ_C2_FV_P,V,+,0,PEULG_500_PM_02-PM8,0.0,1.0,Peulg_500_Pm_02 LTBAPAQ_C2_FV_P + Voltage Magnitude,0,1,1,Volts,Phasor,VPHM,Voltage Magnitude,PM,-98.6,37.5,PPA:10827,2021-08-24 16:40:44
} | MaximumArchiveDays=90 | DesiredRemainingSpace=500,10828,GPA_PEULG_500_PM_02-PA8:VH,,370,8736f6c7-ad41-4b43-b4f6-e684e0d4ad20,PEULG_500_PM_02,Peulg_500_Pm_02,60,1,companyAcronym= | protocolName=IEEE C37.118.2-2011 | vendorAcronym= | vendorDeviceName= | interconnectionName=,,,,10,STTP,Streaming Telemetry Transport Protocol,4,8,LTBAPAQ_C2_FV_P,V,+,0,PEULG_500_PM_02-PA8,0.0,1.0,Peulg_500_Pm_02 LTBAPAQ_C2_FV_P + Voltage Phase Angle,0,1,1,Degrees,Phasor,VPHA,Voltage Phase Angle,PA,-98.6,37.5,PPA:10828,2021-08-24 16:40:44
} | MaximumArchiveDays=90 | DesiredRemainingSpace=500,10829,GPA_ALUXG_500_PM_01:F,,371,8736f6c7-ad41-4b43-b4f6-e684e0d4ad20,ALUXG_500_PM_01,Aluxg_500_Pm_01,60,1,companyAcronym= | protocolName=IEEE C37.118.2-2011 | vendorAcronym= | vendorDeviceName= | interconnectionName=,,,,10,STTP,Streaming Telemetry Transport Protocol,5,,,,,,ALUXG_500_PM_01-FQ,0.0,1.0,Aluxg_500_Pm_01 Frequency,0,1,1,Hz,PMU,FREQ,Frequency,FQ,-98.6,37.5,PPA:10829,2021-08-24 16:40:44
} | MaximumArchiveDays=90 | DesiredRemainingSpace=500,10830,GPA_ALUXG_500_PM_01:DF,,371,8736f6c7-ad41-4b43-b4f6-e684e0d4ad20,ALUXG_500_PM_01,Aluxg_500_Pm_01,60,1,companyAcronym= | protocolName=IEEE C37.118.2-2011 | vendorAcronym= | vendorDeviceName= | interconnectionName=,,,,10,STTP,Streaming Telemetry Transport Protocol,6,,,,,,ALUXG_500_PM_01-DF,0.0,1.0,Aluxg_500_Pm_01 Frequency Delta (dF/dt),0,1,1,,PMU,DFDT,Frequency Delta (dF/dt),DF,-98.6,37.5,PPA:10830,2021-08-24 16:40:44
} | MaximumArchiveDays=90 | DesiredRemainingSpace=500,10831,GPA_ALUXG_500_PM_01:S,,371,8736f6c7-ad41-4b43-b4f6-e684e0d4ad20,ALUXG_500_PM_01,Aluxg_500_Pm_01,60,1,companyAcronym= | protocolName=IEEE C37.118.2-2011 | vendorAcronym= | vendorDeviceName= | interconnectionName=,,,,10,STTP,Streaming Telemetry Transport Protocol,8,,,,,,ALUXG_500_PM_01-SF,0.0,1.0,Aluxg_500_Pm_01 Status Flags,0,1,1,,PMU,FLAG,Status Flags,SF,-98.6,37.5,PPA:10831,2021-08-24 16:40:44
} | MaximumArchiveDays=90 | DesiredRemainingSpace=500,10832,GPA_ALUXG_500_PM_01-PM1:V,,371,8736f6c7-ad41-4b43-b4f6-e684e0d4ad20,ALUXG_500_PM_01,Aluxg_500_Pm_01,60,1,companyAcronym= | protocolName=IEEE C37.118.2-2011 | vendorAcronym= | vendorDeviceName= | interconnectionName=,,,,10,STTP,Streaming Telemetry Transport Protocol,3,1,LTSEJDM_V8_FV_A,V,+,0,ALUXG_500_PM_01-PM1,0.0,1.0,Aluxg_500_Pm_01 LTSEJDM_V8_FV_A + Voltage Magnitude,0,1,1,Volts,Phasor,VPHM,Voltage Magnitude,PM,-98.6,37.5,PPA:10832,2021-08-24 16:40:44
} | MaximumArchiveDays=90 | DesiredRemainingSpace=500,10833,GPA_ALUXG_500_PM_01-PA1:VH,,371,8736f6c7-ad41-4b43-b4f6-e684e0d4ad20,ALUXG_500_PM_01,Aluxg_500_Pm_01,60,1,companyAcronym= | protocolName=IEEE C37.118.2-2011 | vendorAcronym= | vendorDeviceName= | interconnectionName=,,,,10,STTP,Streaming Telemetry Transport Protocol,4,1,LTSEJDM_V8_FV_A,V,+,0,ALUXG_500_PM_01-PA1,0.0,1.0,Aluxg_500_Pm_01 LTSEJDM_V8_FV_A + Voltage Phase Angle,0,1,1,Degrees,Phasor,VPHA,Voltage Phase Angle,PA,-98.6,37.5,PPA:10833,2021-08-24 16:40:44
} | MaximumArchiveDays=90 | DesiredRemainingSpace=500,10834,GPA_ALUXG_500_PM_01-PM2:V,,371,8736f6c7-ad41-4b43-b4f6-e684e0d4ad20,ALUXG_500_PM_01,Aluxg_500_Pm_01,60,1,companyAcronym= | protocolName=IEEE C37.118.2-2011 | vendorAcronym= | vendorDeviceName= | interconnectionName=,,,,10,STTP,Streaming Telemetry Transport Protocol,3,2,LTSEJDM_V8_FV_B,V,+,0,ALUXG_500_PM_01-PM2,0.0,1.0,Aluxg_500_Pm_01 LTSEJDM_V8_FV_B + Voltage Magnitude,0,1,1,Volts,Phasor,VPHM,Voltage Magnitude,PM,-98.6,37.5,PPA:10834,2021-08-24 16:40:44
} | MaximumArchiveDays=90 | DesiredRemainingSpace=500,10835,GPA_ALUXG_500_PM_01-PA2:VH,,371,8736f6c7-ad41-4b43-b4f6-e684e0d4ad20,ALUXG_500_PM_01,Aluxg_500_Pm_01,60,1,companyAcronym= | protocolName=IEEE C37.118.2-2011 | vendorAcronym= | vendorDeviceName= | interconnectionName=,,,,10,STTP,Streaming Telemetry Transport Protocol,4,2,LTSEJDM_V8_FV_B,V,+,0,ALUXG_500_PM_01-PA2,0.0,1.0,Aluxg_500_Pm_01 LTSEJDM_V8_FV_B + Voltage Phase Angle,0,1,1,Degrees,Phasor,VPHA,Voltage Phase Angle,PA,-98.6,37.5,PPA:10835,2021-08-24 16:40:44
} | MaximumArchiveDays=90 | DesiredRemainingSpace=500,10836,GPA_ALUXG_500_PM_01-PM3:V,,371,8736f6c7-ad41-4b43-b4f6-e684e0d4ad20,ALUXG_500_PM_01,Aluxg_500_Pm_01,60,1,companyAcronym= | protocolName=IEEE C37.118.2-2011 | vendorAcronym= | vendorDeviceName= | interconnectionName=,,,,10,STTP,Streaming Telemetry Transport Protocol,3,3,LTSEJDM_V8_FV_C,V,+,0,ALUXG_500_PM_01-PM3,0.0,1.0,Aluxg_500_Pm_01 LTSEJDM_V8_FV_C + Voltage Magnitude,0,1,1,Volts,Phasor,VPHM,Voltage Magnitude,PM,-98.6,37.5,PPA:10836,2021-08-24 16:40:44
} | MaximumArchiveDays=90 | DesiredRemainingSpace=500,10837,GPA_ALUXG_500_PM_01-PA3:VH,,371,8736f6c7-ad41-4b43-b4f6-e684e0d4ad20,ALUXG_500_PM_01,Aluxg_500_Pm_01,60,1,companyAcronym= | protocolName=IEEE C37.118.2-2011 | vendorAcronym= | vendorDeviceName= | interconnectionName=,,,,10,STTP,Streaming Telemetry Transport Protocol,4,3,LTSEJDM_V8_FV_C,V,+,0,ALUXG_500_PM_01-PA3,0.0,1.0,Aluxg_500_Pm_01 LTSEJDM_V8_FV_C + Voltage Phase Angle,0,1,1,Degrees,Phasor,VPHA,Voltage Phase Angle,PA,-98.6,37.5,PPA:10837,2021-08-24 16:40:44
} | MaximumArchiveDays=90 | DesiredRemainingSpace=500,10838,GPA_ALUXG_500_PM_01-PM4:I,,371,8736f6c7-ad41-4b43-b4f6-e684e0d4ad20,ALUXG_500_PM_01,Aluxg_500_Pm_01,60,1,companyAcronym= | protocolName=IEEE C37.118.2-2011 | vendorAcronym= | vendorDeviceName= | interconnectionName=,,,,10,STTP,Streaming Telemetry Transport Protocol,1,4,LTSEJDM_V8_FA_A,I,+,0,ALUXG_500_PM_01-PM4,0.0,1.0,Aluxg_500_Pm_01 LTSEJDM_V8_FA_A + Current Magnitude,0,1,1,Amps,Phasor,IPHM,Current Magnitude,PM,-98.6,37.5,PPA:10838,2021-08-24 16:40:44
} | MaximumArchiveDays=90 | DesiredRemainingSpace=500,10839,GPA_ALUXG_500_PM_01-PA4:IH,,371,8736f6c7-ad41-4b43-b4f6-e684e0d4ad20,ALUXG_500_PM_01,Aluxg_500_Pm_01,60,1,companyAcronym= | protocolName=IEEE C37.118.2-2011 | vendorAcronym= | vendorDeviceName= | interconnectionName=,,,,10,STTP,Streaming Telemetry Transport Protocol,2,4,LTSEJDM_V8_FA_A,I,+,0,ALUXG_500_PM_01-PA4,0.0,1.0,Aluxg_500_Pm_01 LTSEJDM_V8_FA_A + Current Phase Angle,0,1,1,Degrees,Phasor,IPHA,Current Phase Angle,PA,-98.6,37.5,PPA:10839,2021-08-24 16:40:44
} | MaximumArchiveDays=90 | DesiredRemainingSpace=500,10840,GPA_ALUXG_500_PM_01-PM5:I,,371,8736f6c7-ad41-4b43-b4f6-e684e0d4ad20,ALUXG_500_PM_01,Aluxg_500_Pm_01,60,1,companyAcronym= | protocolName=IEEE C37.118.2-2011 | vendorAcronym= | vendorDeviceName= | interconnectionName=,,,,10,STTP,Streaming Telemetry Transport Protocol,1,5,LTSEJDM_V8_FA_B,I,+,0,ALUXG_500_PM_01-PM5,0.0,1.0,Aluxg_500_Pm_01 LTSEJDM_V8_FA_B + Current Magnitude,0,1,1,Amps,Phasor,IPHM,Current Magnitude,PM,-98.6,37.5,PPA:10840,2021-08-24 16:40:44
} | MaximumArchiveDays=90 | DesiredRemainingSpace=500,10841,GPA_ALUXG_500_PM_01-PA5:IH,,371,8736f6c7-ad41-4b43-b4f6-e684e0d4ad20,ALUXG_500_PM_01,Aluxg_500_Pm_01,60,1,companyAcronym= | protocolName=IEEE C37.118.2-2011 | vendorAcronym= | vendorDeviceName= | interconnectionName=,,,,10,STTP,Streaming Telemetry Transport Protocol,2,5,LTSEJDM_V8_FA_B,I,+,0,ALUXG_500_PM_01-PA5,0.0,1.0,Aluxg_500_Pm_01 LTSEJDM_V8_FA_B + Current Phase Angle,0,1,1,Degrees,Phasor,IPHA,Current Phase Angle,PA,-98.6,37.5,PPA:10841,2021-08-24 16:40:44
} | MaximumArchiveDays=90 | DesiredRemainingSpace=500,10842,GPA_ALUXG_500_PM_01-PM6:I,,371,8736f6c7-ad41-4b43-b4f6-e684e0d4ad20,ALUXG_500_PM_01,Aluxg_500_Pm_01,60,1,companyAcronym= | protocolName=IEEE C37.118.2-2011 | vendorAcronym= | vendorDeviceName= | interconnectionName=,,,,10,STTP,Streaming Telemetry Transport Protocol,1,6,LTSEJDM_V8_FA_C,I,+,0,ALUXG_500_PM_01-PM6,0.0,1.0,Aluxg_500_Pm_01 LTSEJDM_V8_FA_C + Current Magnitude,0,1,1,Amps,Phasor,IPHM,Current Magnitude,PM,-98.6,37.5,PPA:10842,2021-08-24 16:40:44
} | MaximumArchiveDays=90 | DesiredRemainingSpace=500,10843,GPA_ALUXG_500_PM_01-PA6:IH,,371,8736f6c7-ad41-4b43-b4f6-e684e0d4ad20,ALUXG_500_PM_01,Aluxg_500_Pm_01,60,1,companyAcronym= | protocolName=IEEE C37.118.2-2011 | vendorAcronym= | vendorDeviceName= | interconnectionName=,,,,10,STTP,Streaming Telemetry Transport Protocol,2,6,LTSEJDM_V8_FA_C,I,+,0,ALUXG_500_PM_01-PA6,0.0,1.0,Aluxg_500_Pm_01 LTSEJDM_V8_FA_C + Current Phase Angle,0,1,1,Degrees,Phasor,IPHA,Current Phase Angle,PA,-98.6,37.5,PPA:10843,2021-08-24 16:40:44
} | MaximumArchiveDays=90 | DesiredRemainingSpace=500,10844,GPA_ALUXG_500_PM_01-PM7:V,,371,8736f6c7-ad41-4b43-b4f6-e684e0d4ad20,ALUXG_500_PM_01,Aluxg_500_Pm_01,60,1,companyAcronym= | protocolName=IEEE C37.118.2-2011 | vendorAcronym= | vendorDeviceName= | interconnectionName=,,,,10,STTP,Streaming Telemetry Transport Protocol,3,7,LTSEJDM_V8_FV_P,V,+,0,ALUXG_500_PM_01-PM7,0.0,1.0,Aluxg_500_Pm_01 LTSEJDM_V8_FV_P + Voltage Magnitude,0,1,1,Volts,Phasor,VPHM,Voltage Magnitude,PM,-98.6,37.5,PPA:10844,2021-08-24 16:40:44
} | MaximumArchiveDays=90 | DesiredRemainingSpace=500,10845,GPA_ALUXG_500_PM_01-PA7:VH,,371,8736f6c7-ad41-4b43-b4f6-e684e0d4ad20,ALUXG_500_PM_01,Aluxg_500_Pm_01,60,1,companyAcronym= | protocolName=IEEE C37.118.2-2011 | vendorAcronym= | vendorDeviceName= | interconnectionName=,,,,10,STTP,Streaming Telemetry Transport Protocol,4,7,LTSEJDM_V8_FV_P,V,+,0,ALUXG_500_PM_01-PA7,0.0,1.0,Aluxg_500_Pm_01 LTSEJDM_V8_FV_P + Voltage Phase Angle,0,1,1,Degrees,Phasor,VPHA,Voltage Phase Angle,PA,-98.6,37.5,PPA:10845,2021-08-24 16:40:44
} | MaximumArchiveDays=90 | DesiredRemainingSpace=500,10846,GPA_ALUXG_500_PM_01-PM8:I,,371,8736f6c7-ad41-4b43-b4f6-e684e0d4ad20,ALUXG_500_PM_01,Aluxg_500_Pm_01,60,1,companyAcronym= | protocolName=IEEE C37.118.2-2011 | vendorAcronym= | vendorDeviceName= | interconnectionName=,,,,10,STTP,Streaming Telemetry Transport Protocol,1,8,LTSEJDM_V8_FA_P,I,+,0,ALUXG_500_PM_01-PM8,0.0,1.0,Aluxg_500_Pm_01 LTSEJDM_V8_FA_P + Current Magnitude,0,1,1,Amps,Phasor,IPHM,Current Magnitude,PM,-98.6,37.5,PPA:10846,2021-08-24 16:40:44
} | MaximumArchiveDays=90 | DesiredRemainingSpace=500,10847,GPA_ALUXG_500_PM_01-PA8:IH,,371,8736f6c7-ad41-4b43-b4f6-e684e0d4ad20,ALUXG_500_PM_01,Aluxg_500_Pm_01,60,1,companyAcronym= | protocolName=IEEE C37.118.2-2011 | vendorAcronym= | vendorDeviceName= | interconnectionName=,,,,10,STTP,Streaming Telemetry Transport Protocol,2,8,LTSEJDM_V8_FA_P,I,+,0,ALUXG_500_PM_01-PA8,0.0,1.0,Aluxg_500_Pm_01 LTSEJDM_V8_FA_P + Current Phase Angle,0,1,1,Degrees,Phasor,IPHA,Current Phase Angle,PA,-98.6,37.5,PPA:10847,2021-08-24 16:40:44
} | MaximumArchiveDays=90 | DesiredRemainingSpace=500,10848,GPA_SEJDM_500_PM_01:F,,372,8736f6c7-ad41-4b43-b4f6-e684e0d4ad20,SEJDM_500_PM_01,Sejdm_500_Pm_01,60,1,companyAcronym= | protocolName=IEEE C37.118.2-2011 | vendorAcronym= | vendorDeviceName= | interconnectionName=,,,,10,STTP,Streaming Telemetry Transport Protocol,5,,,,,,SEJDM_500_PM_01-FQ,0.0,1.0,Sejdm_500_Pm_01 Frequency,0,1,1,Hz,PMU,FREQ,Frequency,FQ,-98.6,37.5,PPA:10848,2021-08-24 16:40:44
} | MaximumArchiveDays=90 | DesiredRemainingSpace=500,10849,GPA_SEJDM_500_PM_01:DF,,372,8736f6c7-ad41-4b43-b4f6-e684e0d4ad20,SEJDM_500_PM_01,Sejdm_500_Pm_01,60,1,companyAcronym= | protocolName=IEEE C37.118.2-2011 | vendorAcronym= | vendorDeviceName= | interconnectionName=,,,,10,STTP,Streaming Telemetry Transport Protocol,6,,,,,,SEJDM_500_PM_01-DF,0.0,1.0,Sejdm_500_Pm_01 Frequency Delta (dF/dt),0,1,1,,PMU,DFDT,Frequency Delta (dF/dt),DF,-98.6,37.5,PPA:10849,2021-08-24 16:40:44
} | MaximumArchiveDays=90 | DesiredRemainingSpace=500,10850,GPA_SEJDM_500_PM_01:S,,372,8736f6c7-ad41-4b43-b4f6-e684e0d4ad20,SEJDM_500_PM_01,Sejdm_500_Pm_01,60,1,companyAcronym= | protocolName=IEEE C37.118.2-2011 | vendorAcronym= | vendorDeviceName= | interconnectionName=,,,,10,STTP,Streaming Telemetry Transport Protocol,8,,,,,,SEJDM_500_PM_01-SF,0.0,1.0,Sejdm_500_Pm_01 Status Flags,0,1,1,,PMU,FLAG,Status Flags,SF,-98.6,37.5,PPA:10850,2021-08-24 16:40:44
} | MaximumArchiveDays=90 | DesiredRemainingSpace=500,10851,GPA_SEJDM_500_PM_01-PM1:V,,372,8736f6c7-ad41-4b43-b4f6-e684e0d4ad20,SEJDM_500_PM_01,Sejdm_500_Pm_01,60,1,companyAcronym= | protocolName=IEEE C37.118.2-2011 | vendorAcronym= | vendorDeviceName= | interconnectionName=,,,,10,STTP,Streaming Telemetry Transport Protocol,3,1,LTALUXG_V8_FV_A,V,+,0,SEJDM_500_PM_01-PM1,0.0,1.0,Sejdm_500_Pm_01 LTALUXG_V8_FV_A + Voltage Magnitude,0,1,1,Volts,Phasor,VPHM,Voltage Magnitude,PM,-98.6,37.5,PPA:10851,2021-08-24 16:40:44
} | MaximumArchiveDays=90 | DesiredRemainingSpace=500,10852,GPA_SEJDM_500_PM_01-PA1:VH,,372,8736f6c7-ad41-4b43-b4f6-e684e0d4ad20,SEJDM_500_PM_01,Sejdm_500_Pm_01,60,1,companyAcronym= | protocolName=IEEE C37.118.2-2011 | vendorAcronym= | vendorDeviceName= | interconnectionName=,,,,10,STTP,Streaming Telemetry Transport Protocol,4,1,LTALUXG_V8_FV_A,V,+,0,SEJDM_500_PM_01-PA1,0.0,1.0,Sejdm_500_Pm_01 LTALUXG_V8_FV_A + Voltage Phase Angle,0,1,1,Degrees,Phasor,VPHA,Voltage Phase Angle,PA,-98.6,37.5,PPA:10852,2021-08-24 16:40:44
} | MaximumArchiveDays=90 | DesiredRemainingSpace=500,10853,GPA_SEJDM_500_PM_01-PM2:V,,372,8736f6c7-ad41-4b43-b4f6-e684e0d4ad20,SEJDM_500_PM_01,Sejdm_500_Pm_01,60,1,companyAcronym= | protocolName=IEEE C37.118.2-2011 | vendorAcronym= | vendorDeviceName= | interconnectionName=,,,,10,STTP,Streaming Telemetry Transport Protocol,3,2,LTALUXG_V8_FV_B,V,+,0,SEJDM_500_PM_01-PM2,0.0,1.0,Sejdm_500_Pm_01 LTALUXG_V8_FV_B + Voltage Magnitude,0,1,1,Volts,Phasor,VPHM,Voltage Magnitude,PM,-98.6,37.5,PPA:10853,2021-08-24 16:40:44
} | MaximumArchiveDays=90 | DesiredRemainingSpace=500,10854,GPA_SEJDM_500_PM_01-PA2:VH,,372,8736f6c7-ad41-4b43-b4f6-e684e0d4ad20,SEJDM_500_PM_01,Sejdm_500_Pm_01,60,1,companyAcronym= | protocolName=IEEE C37.118.2-2011 | vendorAcronym= | vendorDeviceName= | interconnectionName=,,,,10,STTP,Streaming Telemetry Transport Protocol,4,2,LTALUXG_V8_FV_B,V,+,0,SEJDM_500_PM_01-PA2,0.0,1.0,Sejdm_500_Pm_01 LTALUXG_V8_FV_B + Voltage Phase Angle,0,1,1,Degrees,Phasor,VPHA,Voltage Phase Angle,PA,-98.6,37.5,PPA:10854,2021-08-24 16:40:44
} | MaximumArchiveDays=90 | DesiredRemainingSpace=500,10855,GPA_SEJDM_500_PM_01-PM3:V,,372,8736f6c7-ad41-4b43-b4f6-e684e0d4ad20,SEJDM_500_PM_01,Sejdm_500_Pm_01,60,1,companyAcronym= | protocolName=IEEE C37.118.2-2011 | vendorAcronym= | vendorDeviceName= | interconnectionName=,,,,10,STTP,Streaming Telemetry Transport Protocol,3,3,LTALUXG_V8_FV_C,V,+,0,SEJDM_500_PM_01-PM3,0.0,1.0,Sejdm_500_Pm_01 LTALUXG_V8_FV_C + Voltage Magnitude,0,1,1,Volts,Phasor,VPHM,Voltage Magnitude,PM,-98.6,37.5,PPA:10855,2021-08-24 16:40:44
} | MaximumArchiveDays=90 | DesiredRemainingSpace=500,10856,GPA_SEJDM_500_PM_01-PA3:VH,,372,8736f6c7-ad41-4b43-b4f6-e684e0d4ad20,SEJDM_500_PM_01,Sejdm_500_Pm_01,60,1,companyAcronym= | protocolName=IEEE C37.118.2-2011 | vendorAcronym= | vendorDeviceName= | interconnectionName=,,,,10,STTP,Streaming Telemetry Transport Protocol,4,3,LTALUXG_V8_FV_C,V,+,0,SEJDM_500_PM_01-PA3,0.0,1.0,Sejdm_500_Pm_01 LTALUXG_V8_FV_C + Voltage Phase Angle,0,1,1,Degrees,Phasor,VPHA,Voltage Phase Angle,PA,-98.6,37.5,PPA:10856,2021-08-24 16:40:44
} | MaximumArchiveDays=90 | DesiredRemainingSpace=500,10857,GPA_SEJDM_500_PM_01-PM4:I,,372,8736f6c7-ad41-4b43-b4f6-e684e0d4ad20,SEJDM_500_PM_01,Sejdm_500_Pm_01,60,1,companyAcronym= | protocolName=IEEE C37.118.2-2011 | vendorAcronym= | vendorDeviceName= | interconnectionName=,,,,10,STTP,Streaming Telemetry Transport Protocol,1,4,LTALUXG_V8_FA_A,I,+,0,SEJDM_500_PM_01-PM4,0.0,1.0,Sejdm_500_Pm_01 LTALUXG_V8_FA_A + Current Magnitude,0,1,1,Amps,Phasor,IPHM,Current Magnitude,PM,-98.6,37.5,PPA:10857,2021-08-24 16:40:44
} | MaximumArchiveDays=90 | DesiredRemainingSpace=500,10858,GPA_SEJDM_500_PM_01-PA4:IH,,372,8736f6c7-ad41-4b43-b4f6-e684e0d4ad20,SEJDM_500_PM_01,Sejdm_500_Pm_01,60,1,companyAcronym= | protocolName=IEEE C37.118.2-2011 | vendorAcronym= | vendorDeviceName= | interconnectionName=,,,,10,STTP,Streaming Telemetry Transport Protocol,2,4,LTALUXG_V8_FA_A,I,+,0,SEJDM_500_PM_01-PA4,0.0,1.0,Sejdm_500_Pm_01 LTALUXG_V8_FA_A + Current Phase Angle,0,1,1,Degrees,Phasor,IPHA,Current Phase Angle,PA,-98.6,37.5,PPA:10858,2021-08-24 16:40:44
} | MaximumArchiveDays=90 | DesiredRemainingSpace=500,10859,GPA_SEJDM_500_PM_01-PM5:I,,372,8736f6c7-ad41-4b43-b4f6-e684e0d4ad20,SEJDM_500_PM_01,Sejdm_500_Pm_01,60,1,companyAcronym= | protocolName=IEEE C37.118.2-2011 | vendorAcronym= | vendorDeviceName= | interconnectionName=,,,,10,STTP,Streaming Telemetry Transport Protocol,1,5,LTALUXG_V8_FA_B,I,+,0,SEJDM_500_PM_01-PM5,0.0,1.0,Sejdm_500_Pm_01 LTALUXG_V8_FA_B + Current Magnitude,0,1,1,Amps,Phasor,IPHM,Current Magnitude,PM,-98.6,37.5,PPA:10859,2021-08-24 16:40:44
} | MaximumArchiveDays=90 | DesiredRemainingSpace=500,10860,GPA_SEJDM_500_PM_01-PA5:IH,,372,8736f6c7-ad41-4b43-b4f6-e684e0d4ad20,SEJDM_500_PM_01,Sejdm_500_Pm_01,60,1,companyAcronym= | protocolName=IEEE C37.118.2-2011 | vendorAcronym= | vendorDeviceName= | interconnectionName=,,,,10,STTP,Streaming Telemetry Transport Protocol,2,5,LTALUXG_V8_FA_B,I,+,0,SEJDM_500_PM_01-PA5,0.0,1.0,Sejdm_500_Pm_01 LTALUXG_V8_FA_B + Current Phase Angle,0,1,1,Degrees,Phasor,IPHA,Current Phase Angle,PA,-98.6,37.5,PPA:10860,2021-08-24 16:40:44
} | MaximumArchiveDays=90 | DesiredRemainingSpace=500,10861,GPA_SEJDM_500_PM_01-PM6:I,,372,8736f6c7-ad41-4b43-b4f6-e684e0d4ad20,SEJDM_500_PM_01,Sejdm_500_Pm_01,60,1,companyAcronym= | protocolName=IEEE C37.118.2-2011 | vendorAcronym= | vendorDeviceName= | interconnectionName=,,,,10,STTP,Streaming Telemetry Transport Protocol,1,6,LTALUXG_V8_FA_C,I,+,0,SEJDM_500_PM_01-PM6,0.0,1.0,Sejdm_500_Pm_01 LTALUXG_V8_FA_C + Current Magnitude,0,1,1,Amps,Phasor,IPHM,Current Magnitude,PM,-98.6,37.5,PPA:10861,2021-08-24 16:40:44
} | MaximumArchiveDays=90 | DesiredRemainingSpace=500,10862,GPA_SEJDM_500_PM_01-PA6:IH,,372,8736f6c7-ad41-4b43-b4f6-e684e0d4ad20,SEJDM_500_PM_01,Sejdm_500_Pm_01,60,1,companyAcronym= | protocolName=IEEE C37.118.2-2011 | vendorAcronym= | vendorDeviceName= | interconnectionName=,,,,10,STTP,Streaming Telemetry Transport Protocol,2,6,LTALUXG_V8_FA_C,I,+,0,SEJDM_500_PM_01-PA6,0.0,1.0,Sejdm_500_Pm_01 LTALUXG_V8_FA_C + Current Phase Angle,0,1,1,Degrees,Phasor,IPHA,Current Phase Angle,PA,-98.6,37.5,PPA:10862,2021-08-24 16:40:44
} | MaximumArchiveDays=90 | DesiredRemainingSpace=500,10863,GPA_SEJDM_500_PM_01-PM7:V,,372,8736f6c7-ad41-4b43-b4f6-e684e0d4ad20,SEJDM_500_PM_01,Sejdm_500_Pm_01,60,1,companyAcronym= | protocolName=IEEE C37.118.2-2011 | vendorAcronym= | vendorDeviceName= | interconnectionName=,,,,10,STTP,Streaming Telemetry Transport Protocol,3,7,LTALUXG_V8_FV_P,V,+,0,SEJDM_500_PM_01-PM7,0.0,1.0,Sejdm_500_Pm_01 LTALUXG_V8_FV_P + Voltage Magnitude,0,1,1,Volts,Phasor,VPHM,Voltage Magnitude,PM,-98.6,37.5,PPA:10863,2021-08-24 16:40:44
} | MaximumArchiveDays=90 | DesiredRemainingSpace=500,10864,GPA_SEJDM_500_PM_01-PA7:VH,,372,8736f6c7-ad41-4b43-b4f6-e684e0d4ad20,SEJDM_500_PM_01,Sejdm_500_Pm_01,60,1,companyAcronym= | protocolName=IEEE C37.118.2-2011 | vendorAcronym= | vendorDeviceName= | interconnectionName=,,,,10,STTP,Streaming Telemetry Transport Protocol,4,7,LTALUXG_V8_FV_P,V,+,0,SEJDM_500_PM_01-PA7,0.0,1.0,Sejdm_500_Pm_01 LTALUXG_V8_FV_P + Voltage Phase Angle,0,1,1,Degrees,Phasor,VPHA,Voltage Phase Angle,PA,-98.6,37.5,PPA:10864,2021-08-24 16:40:44
} | MaximumArchiveDays=90 | DesiredRemainingSpace=500,10865,GPA_SEJDM_500_PM_01-PM8:I,,372,8736f6c7-ad41-4b43-b4f6-e684e0d4ad20,SEJDM_500_PM_01,Sejdm_500_Pm_01,60,1,companyAcronym= | protocolName=IEEE C37.118.2-2011 | vendorAcronym= | vendorDeviceName= | interconnectionName=,,,,10,STTP,Streaming Telemetry Transport Protocol,1,8,LTALUXG_V8_FA_P,I,+,0,SEJDM_500_PM_01-PM8,0.0,1.0,Sejdm_500_Pm_01 LTALUXG_V8_FA_P + Current Magnitude,0,1,1,Amps,Phasor,IPHM,Current Magnitude,PM,-98.6,37.5,PPA:10865,2021-08-24 16:40:44
} | MaximumArchiveDays=90 | DesiredRemainingSpace=500,10866,GPA_SEJDM_500_PM_01-PA8:IH,,372,8736f6c7-ad41-4b43-b4f6-e684e0d4ad20,SEJDM_500_PM_01,Sejdm_500_Pm_01,60,1,companyAcronym= | protocolName=IEEE C37.118.2-2011 | vendorAcronym= | vendorDeviceName= | interconnectionName=,,,,10,STTP,Streaming Telemetry Transport Protocol,2,8,LTALUXG_V8_FA_P,I,+,0,SEJDM_500_PM_01-PA8,0.0,1.0,Sejdm_500_Pm_01 LTALUXG_V8_FA_P + Current Phase Angle,0,1,1,Degrees,Phasor,IPHA,Current Phase Angle,PA,-98.6,37.5,PPA:10866,2021-08-24 16:40:44
} | MaximumArchiveDays=90 | DesiredRemainingSpace=500,10895,ONS_BAPAQ_500_PM_01!PMU:ST1,,369,8736f6c7-ad41-4b43-b4f6-e684e0d4ad20,BAPAQ_500_PM_01,Bapaq_500_Pm_01,60,1,companyAcronym= | protocolName=IEEE C37.118.2-2011 | vendorAcronym= | vendorDeviceName= | interconnectionName=,,,,10,STTP,Streaming Telemetry Transport Protocol,11,,,,,,BAPAQ_500_PM_01!PMU-ST1,0.0,1.0,Device statistic for Number of data quality errors reported by device during last reporting interval.,0,1,1,,Any,STAT,Statistic,ST,-98.6,37.5,PPA:10895,2021-08-24 16:40:50
} | MaximumArchiveDays=90 | DesiredRemainingSpace=500,10896,ONS_BAPAQ_500_PM_01!PMU:ST2,,369,8736f6c7-ad41-4b43-b4f6-e684e0d4ad20,BAPAQ_500_PM_01,Bapaq_500_Pm_01,60,1,companyAcronym= | protocolName=IEEE C37.118.2-2011 | vendorAcronym= | vendorDeviceName= | interconnectionName=,,,,10,STTP,Streaming Telemetry Transport Protocol,11,,,,,,BAPAQ_500_PM_01!PMU-ST2,0.0,1.0,Device statistic for Number of time quality errors reported by device during last reporting interval.,0,1,1,,Any,STAT,Statistic,ST,-98.6,37.5,PPA:10896,2021-08-24 16:40:50
} | MaximumArchiveDays=90 | DesiredRemainingSpace=500,10897,ONS_BAPAQ_500_PM_01!PMU:ST3,,369,8736f6c7-ad41-4b43-b4f6-e684e0d4ad20,BAPAQ_500_PM_01,Bapaq_500_Pm_01,60,1,companyAcronym= | protocolName=IEEE C37.118.2-2011 | vendorAcronym= | vendorDeviceName= | interconnectionName=,,,,10,STTP,Streaming Telemetry Transport Protocol,11,,,,,,BAPAQ_500_PM_01!PMU-ST3,0.0,1.0,Device statistic for Number of device errors reported by device during last reporting interval.,0,1,1,,Any,STAT,Statistic,ST,-98.6,37.5,PPA:10897,2021-08-24 16:40:50
} | MaximumArchiveDays=90 | DesiredRemainingSpace=500,10898,ONS_BAPAQ_500_PM_01!PMU:ST4,,369,8736f6c7-ad41-4b43-b4f6-e684e0d4ad20,BAPAQ_500_PM_01,Bapaq_500_Pm_01,60,1,companyAcronym= | protocolName=IEEE C37.118.2-2011 | vendorAcronym= | vendorDeviceName= | interconnectionName=,,,,10,STTP,Streaming Telemetry Transport Protocol,11,,,,,,BAPAQ_500_PM_01!PMU-ST4,0.0,1.0,Device statistic for Number of measurements received from device during last reporting interval.,0,1,1,,Any,STAT,Statistic,ST,-98.6,37.5,PPA:10898,2021-08-24 16:40:50
} | MaximumArchiveDays=90 | DesiredRemainingSpace=500,10899,ONS_BAPAQ_500_PM_01!PMU:ST5,,369,8736f6c7-ad41-4b43-b4f6-e684e0d4ad20,BAPAQ_500_PM_01,Bapaq_500_Pm_01,60,1,companyAcronym= | protocolName=IEEE C37.118.2-2011 | vendorAcronym= | vendorDeviceName= | interconnectionName=,,,,10,STTP,Streaming Telemetry Transport Protocol,11,,,,,,BAPAQ_500_PM_01!PMU-ST5,0.0,1.0,Device statistic for Expected number of measurements received from device during last reporting interval.,0,1,1,,Any,STAT,Statistic,ST,-98.6,37.5,PPA:10899,2021-08-24 16:40:50
} | MaximumArchiveDays=90 | DesiredRemainingSpace=500,10900,ONS_BAPAQ_500_PM_01!PMU:ST6,,369,8736f6c7-ad41-4b43-b4f6-e684e0d4ad20,BAPAQ_500_PM_01,Bapaq_500_Pm_01,60,1,companyAcronym= | protocolName=IEEE C37.118.2-2011 | vendorAcronym= | vendorDeviceName= | interconnectionName=,,,,10,STTP,Streaming Telemetry Transport Protocol,11,,,,,,BAPAQ_500_PM_01!PMU-ST6,0.0,1.0,Device statistic for Number of measurements received while device was reporting errors during last reporting interval.,0,1,1,,Any,STAT,Statistic,ST,-98.6,37.5,PPA:10900,2021-08-24 16:40:50
} | MaximumArchiveDays=90 | DesiredRemainingSpace=500,10901,ONS_BAPAQ_500_PM_01!PMU:ST7,,369,8736f6c7-ad41-4b43-b4f6-e684e0d4ad20,BAPAQ_500_PM_01,Bapaq_500_Pm_01,60,1,companyAcronym= | protocolName=IEEE C37.118.2-2011 | vendorAcronym= | vendorDeviceName= | interconnectionName=,,,,10,STTP,Streaming Telemetry Transport Protocol,11,,,,,,BAPAQ_500_PM_01!PMU-ST7,0.0,1.0,Device statistic for Number of defined measurements (per frame) from device during last reporting interval.,0,1,1,,Any,STAT,Statistic,ST,-98.6,37.5,PPA:10901,2021-08-24 16:40:50
} | MaximumArchiveDays=90 | DesiredRemainingSpace=500,10902,ONS_PEULG_500_PM_02!PMU:ST1,,370,8736f6c7-ad41-4b43-b4f6-e684e0d4ad20,PEULG_500_PM_02,Peulg_500_Pm_02,60,1,companyAcronym= | protocolName=IEEE C37.118.2-2011 | vendorAcronym= | vendorDeviceName= | interconnectionName=,,,,10,STTP,Streaming Telemetry Transport Protocol,11,,,,,,PEULG_500_PM_02!PMU-ST1,0.0,1.0,Device statistic for Number of data quality errors reported by device during last reporting interval.,0,1,1,,Any,STAT,Statistic,ST,-98.6,37.5,PPA:10902,2021-08-24 16:40:50
} | MaximumArchiveDays=90 | DesiredRemainingSpace=500,10903,ONS_PEULG_500_PM_02!PMU:ST2,,370,8736f6c7-ad41-4b43-b4f6-e684e0d4ad20,PEULG_500_PM_02,Peulg_500_Pm_02,60,1,companyAcronym= | protocolName=IEEE C37.118.2-2011 | vendorAcronym= | vendorDeviceName= | interconnectionName=,,,,10,STTP,Streaming Telemetry Transport Protocol,11,,,,,,PEULG_500_PM_02!PMU-ST2,0.0,1.0,Device statistic for Number of time quality errors reported by device during last reporting interval.,0,1,1,,Any,STAT,Statistic,ST,-98.6,37.5,PPA:10903,2021-08-24 16:40:50
} | MaximumArchiveDays=90 | DesiredRemainingSpace=500,10904,ONS_PEULG_500_PM_02!PMU:ST3,,370,8736f6c7-ad41-4b43-b4f6-e684e0d4ad20,PEULG_500_PM_02,Peulg_500_Pm_02,60,1,companyAcronym= | protocolName=IEEE C37.118.2-2011 | vendorAcronym= | vendorDeviceName= | interconnectionName=,,,,10,STTP,Streaming Telemetry Transport Protocol,11,,,,,,PEULG_500_PM_02!PMU-ST3,0.0,1.0,Device statistic for Number of device errors reported by device during last reporting interval.,0,1,1,,Any,STAT,Statistic,ST,-98.6,37.5,PPA:10904,2021-08-24 16:40:50
} | MaximumArchiveDays=90 | DesiredRemainingSpace=500,10905,ONS_PEULG_500_PM_02!PMU:ST4,,370,8736f6c7-ad41-4b43-b4f6-e684e0d4ad20,PEULG_500_PM_02,Peulg_500_Pm_02,60,1,companyAcronym= | protocolName=IEEE C37.118.2-2011 | vendorAcronym= | vendorDeviceName= | interconnectionName=,,,,10,STTP,Streaming Telemetry Transport Protocol,11,,,,,,PEULG_500_PM_02!PMU-ST4,0.0,1.0,Device statistic for Number of measurements received from device during last reporting interval.,0,1,1,,Any,STAT,Statistic,ST,-98.6,37.5,PPA:10905,2021-08-24 16:40:50
} | MaximumArchiveDays=90 | DesiredRemainingSpace=500,10906,ONS_PEULG_500_PM_02!PMU:ST5,,370,8736f6c7-ad41-4b43-b4f6-e684e0d4ad20,PEULG_500_PM_02,Peulg_500_Pm_02,60,1,companyAcronym= | protocolName=IEEE C37.118.2-2011 | vendorAcronym= | vendorDeviceName= | interconnectionName=,,,,10,STTP,Streaming Telemetry Transport Protocol,11,,,,,,PEULG_500_PM_02!PMU-ST5,0.0,1.0,Device statistic for Expected number of measurements received from device during last reporting interval.,0,1,1,,Any,STAT,Statistic,ST,-98.6,37.5,PPA:10906,2021-08-24 16:40:50
} | MaximumArchiveDays=90 | DesiredRemainingSpace=500,10907,ONS_PEULG_500_PM_02!PMU:ST6,,370,8736f6c7-ad41-4b43-b4f6-e684e0d4ad20,PEULG_500_PM_02,Peulg_500_Pm_02,60,1,companyAcronym= | protocolName=IEEE C37.118.2-2011 | vendorAcronym= | vendorDeviceName= | interconnectionName=,,,,10,STTP,Streaming Telemetry Transport Protocol,11,,,,,,PEULG_500_PM_02!PMU-ST6,0.0,1.0,Device statistic for Number of measurements received while device was reporting errors during last reporting interval.,0,1,1,,Any,STAT,Statistic,ST,-98.6,37.5,PPA:10907,2021-08-24 16:40:50
} | MaximumArchiveDays=90 | DesiredRemainingSpace=500,10908,ONS_PEULG_500_PM_02!PMU:ST7,,370,8736f6c7-ad41-4b43-b4f6-e684e0d4ad20,PEULG_500_PM_02,Peulg_500_Pm_02,60,1,companyAcronym= | protocolName=IEEE C37.118.2-2011 | vendorAcronym= | vendorDeviceName= | interconnectionName=,,,,10,STTP,Streaming Telemetry Transport Protocol,11,,,,,,PEULG_500_PM_02!PMU-ST7,0.0,1.0,Device statistic for Number of defined measurements (per frame) from device during last reporting interval.,0,1,1,,Any,STAT,Statistic,ST,-98.6,37.5,PPA:10908,2021-08-24 16:40:50
} | MaximumArchiveDays=90 | DesiredRemainingSpace=500,10909,ONS_ALUXG_500_PM_01!PMU:ST1,,371,8736f6c7-ad41-4b43-b4f6-e684e0d4ad20,ALUXG_500_PM_01,Aluxg_500_Pm_01,60,1,companyAcronym= | protocolName=IEEE C37.118.2-2011 | vendorAcronym= | vendorDeviceName= | interconnectionName=,,,,10,STTP,Streaming Telemetry Transport Protocol,11,,,,,,ALUXG_500_PM_01!PMU-ST1,0.0,1.0,Device statistic for Number of data quality errors reported by device during last reporting interval.,0,1,1,,Any,STAT,Statistic,ST,-98.6,37.5,PPA:10909,2021-08-24 16:40:50
} | MaximumArchiveDays=90 | DesiredRemainingSpace=500,10910,ONS_ALUXG_500_PM_01!PMU:ST2,,371,8736f6c7-ad41-4b43-b4f6-e684e0d4ad20,ALUXG_500_PM_01,Aluxg_500_Pm_01,60,1,companyAcronym= | protocolName=IEEE C37.118.2-2011 | vendorAcronym= | vendorDeviceName= | interconnectionName=,,,,10,STTP,Streaming Telemetry Transport Protocol,11,,,,,,ALUXG_500_PM_01!PMU-ST2,0.0,1.0,Device statistic for Number of time quality errors reported by device during last reporting interval.,0,1,1,,Any,STAT,Statistic,ST,-98.6,37.5,PPA:10910,2021-08-24 16:40:50
} | MaximumArchiveDays=90 | DesiredRemainingSpace=500,10911,ONS_ALUXG_500_PM_01!PMU:ST3,,371,8736f6c7-ad41-4b43-b4f6-e684e0d4ad20,ALUXG_500_PM_01,Aluxg_500_Pm_01,60,1,companyAcronym= | protocolName=IEEE C37.118.2-2011 | vendorAcronym= | vendorDeviceName= | interconnectionName=,,,,10,STTP,Streaming Telemetry Transport Protocol,11,,,,,,ALUXG_500_PM_01!PMU-ST3,0.0,1.0,Device statistic for Number of device errors reported by device during last reporting interval.,0,1,1,,Any,STAT,Statistic,ST,-98.6,37.5,PPA:10911,2021-08-24 16:40:50
} | MaximumArchiveDays=90 | DesiredRemainingSpace=500,10912,ONS_ALUXG_500_PM_01!PMU:ST4,,371,8736f6c7-ad41-4b43-b4f6-e684e0d4ad20,ALUXG_500_PM_01,Aluxg_500_Pm_01,60,1,companyAcronym= | protocolName=IEEE C37.118.2-2011 | vendorAcronym= | vendorDeviceName= | interconnectionName=,,,,10,STTP,Streaming Telemetry Transport Protocol,11,,,,,,ALUXG_500_PM_01!PMU-ST4,0.0,1.0,Device statistic for Number of measurements received from device during last reporting interval.,0,1,1,,Any,STAT,Statistic,ST,-98.6,37.5,PPA:10912,2021-08-24 16:40:50
} | MaximumArchiveDays=90 | DesiredRemainingSpace=500,10913,ONS_ALUXG_500_PM_01!PMU:ST5,,371,8736f6c7-ad41-4b43-b4f6-e684e0d4ad20,ALUXG_500_PM_01,Aluxg_500_Pm_01,60,1,companyAcronym= | protocolName=IEEE C37.118.2-2011 | vendorAcronym= | vendorDeviceName= | interconnectionName=,,,,10,STTP,Streaming Telemetry Transport Protocol,11,,,,,,ALUXG_500_PM_01!PMU-ST5,0.0,1.0,Device statistic for Expected number of measurements received from device during last reporting interval.,0,1,1,,Any,STAT,Statistic,ST,-98.6,37.5,PPA:10913,2021-08-24 16:40:50
} | MaximumArchiveDays=90 | DesiredRemainingSpace=500,10914,ONS_ALUXG_500_PM_01!PMU:ST6,,371,8736f6c7-ad41-4b43-b4f6-e684e0d4ad20,ALUXG_500_PM_01,Aluxg_500_Pm_01,60,1,companyAcronym= | protocolName=IEEE C37.118.2-2011 | vendorAcronym= | vendorDeviceName= | interconnectionName=,,,,10,STTP,Streaming Telemetry Transport Protocol,11,,,,,,ALUXG_500_PM_01!PMU-ST6,0.0,1.0,Device statistic for Number of measurements received while device was reporting errors during last reporting interval.,0,1,1,,Any,STAT,Statistic,ST,-98.6,37.5,PPA:10914,2021-08-24 16:40:50
} | MaximumArchiveDays=90 | DesiredRemainingSpace=500,10915,ONS_ALUXG_500_PM_01!PMU:ST7,,371,8736f6c7-ad41-4b43-b4f6-e684e0d4ad20,ALUXG_500_PM_01,Aluxg_500_Pm_01,60,1,companyAcronym= | protocolName=IEEE C37.118.2-2011 | vendorAcronym= | vendorDeviceName= | interconnectionName=,,,,10,STTP,Streaming Telemetry Transport Protocol,11,,,,,,ALUXG_500_PM_01!PMU-ST7,0.0,1.0,Device statistic for Number of defined measurements (per frame) from device during last reporting interval.,0,1,1,,Any,STAT,Statistic,ST,-98.6,37.5,PPA:10915,2021-08-24 16:40:50
} | MaximumArchiveDays=90 | DesiredRemainingSpace=500,10916,ONS_SEJDM_500_PM_01!PMU:ST1,,372,8736f6c7-ad41-4b43-b4f6-e684e0d4ad20,SEJDM_500_PM_01,Sejdm_500_Pm_01,60,1,companyAcronym= | protocolName=IEEE C37.118.2-2011 | vendorAcronym= | vendorDeviceName= | interconnectionName=,,,,10,STTP,Streaming Telemetry Transport Protocol,11,,,,,,SEJDM_500_PM_01!PMU-ST1,0.0,1.0,Device statistic for Number of data quality errors reported by device during last reporting interval.,0,1,1,,Any,STAT,Statistic,ST,-98.6,37.5,PPA:10916,2021-08-24 16:40:50
} | MaximumArchiveDays=90 | DesiredRemainingSpace=500,10917,ONS_SEJDM_500_PM_01!PMU:ST2,,372,8736f6c7-ad41-4b43-b4f6-e684e0d4ad20,SEJDM_500_PM_01,Sejdm_500_Pm_01,60,1,companyAcronym= | protocolName=IEEE C37.118.2-2011 | vendorAcronym= | vendorDeviceName= | interconnectionName=,,,,10,STTP,Streaming Telemetry Transport Protocol,11,,,,,,SEJDM_500_PM_01!PMU-ST2,0.0,1.0,Device statistic for Number of time quality errors reported by device during last reporting interval.,0,1,1,,Any,STAT,Statistic,ST,-98.6,37.5,PPA:10917,2021-08-24 16:40:50
} | MaximumArchiveDays=90 | DesiredRemainingSpace=500,10918,ONS_SEJDM_500_PM_01!PMU:ST3,,372,8736f6c7-ad41-4b43-b4f6-e684e0d4ad20,SEJDM_500_PM_01,Sejdm_500_Pm_01,60,1,companyAcronym= | protocolName=IEEE C37.118.2-2011 | vendorAcronym= | vendorDeviceName= | interconnectionName=,,,,10,STTP,Streaming Telemetry Transport Protocol,11,,,,,,SEJDM_500_PM_01!PMU-ST3,0.0,1.0,Device statistic for Number of device errors reported by device during last reporting interval.,0,1,1,,Any,STAT,Statistic,ST,-98.6,37.5,PPA:10918,2021-08-24 16:40:50
} | MaximumArchiveDays=90 | DesiredRemainingSpace=500,10919,ONS_SEJDM_500_PM_01!PMU:ST4,,372,8736f6c7-ad41-4b43-b4f6-e684e0d4ad20,SEJDM_500_PM_01,Sejdm_500_Pm_01,60,1,companyAcronym= | protocolName=IEEE C37.118.2-2011 | vendorAcronym= | vendorDeviceName= | interconnectionName=,,,,10,STTP,Streaming Telemetry Transport Protocol,11,,,,,,SEJDM_500_PM_01!PMU-ST4,0.0,1.0,Device statistic for Number of measurements received from device during last reporting interval.,0,1,1,,Any,STAT,Statistic,ST,-98.6,37.5,PPA:10919,2021-08-24 16:40:50
} | MaximumArchiveDays=90 | DesiredRemainingSpace=500,10920,ONS_SEJDM_500_PM_01!PMU:ST5,,372,8736f6c7-ad41-4b43-b4f6-e684e0d4ad20,SEJDM_500_PM_01,Sejdm_500_Pm_01,60,1,companyAcronym= | protocolName=IEEE C37.118.2-2011 | vendorAcronym= | vendorDeviceName= | interconnectionName=,,,,10,STTP,Streaming Telemetry Transport Protocol,11,,,,,,SEJDM_500_PM_01!PMU-ST5,0.0,1.0,Device statistic for Expected number of measurements received from device during last reporting interval.,0,1,1,,Any,STAT,Statistic,ST,-98.6,37.5,PPA:10920,2021-08-24 16:40:50
} | MaximumArchiveDays=90 | DesiredRemainingSpace=500,10921,ONS_SEJDM_500_PM_01!PMU:ST6,,372,8736f6c7-ad41-4b43-b4f6-e684e0d4ad20,SEJDM_500_PM_01,Sejdm_500_Pm_01,60,1,companyAcronym= | protocolName=IEEE C37.118.2-2011 | vendorAcronym= | vendorDeviceName= | interconnectionName=,,,,10,STTP,Streaming Telemetry Transport Protocol,11,,,,,,SEJDM_500_PM_01!PMU-ST6,0.0,1.0,Device statistic for Number of measurements received while device was reporting errors during last reporting interval.,0,1,1,,Any,STAT,Statistic,ST,-98.6,37.5,PPA:10921,2021-08-24 16:40:50
} | MaximumArchiveDays=90 | DesiredRemainingSpace=500,10922,ONS_SEJDM_500_PM_01!PMU:ST7,,372,8736f6c7-ad41-4b43-b4f6-e684e0d4ad20,SEJDM_500_PM_01,Sejdm_500_Pm_01,60,1,companyAcronym= | protocolName=IEEE C37.118.2-2011 | vendorAcronym= | vendorDeviceName= | interconnectionName=,,,,10,STTP,Streaming Telemetry Transport Protocol,11,,,,,,SEJDM_500_PM_01!PMU-ST7,0.0,1.0,Device statistic for Number of defined measurements (per frame) from device during last reporting interval.,0,1,1,,Any,STAT,Statistic,ST,-98.6,37.5,PPA:10922,2021-08-24 16:40:50
} | MaximumArchiveDays=90 | DesiredRemainingSpace=500,10923,GPA_ESSRNS_345_PM_06:F,,373,8736f6c7-ad41-4b43-b4f6-e684e0d4ad20,ESSRNS_345_PM_06,Essrns_345_Pm_06,60,1,companyAcronym= | protocolName=IEEE C37.118.2-2011 | vendorAcronym= | vendorDeviceName= | interconnectionName=,,,,10,STTP,Streaming Telemetry Transport Protocol,5,,,,,,ESSRNS_345_PM_06-FQ,0.0,1.0,Essrns_345_Pm_06 Frequency,0,1,1,Hz,PMU,FREQ,Frequency,FQ,-98.6,37.5,PPA:10923,2021-08-24 16:42:37
} | MaximumArchiveDays=90 | DesiredRemainingSpace=500,10924,GPA_ESSRNS_345_PM_06:DF,,373,8736f6c7-ad41-4b43-b4f6-e684e0d4ad20,ESSRNS_345_PM_06,Essrns_345_Pm_06,60,1,companyAcronym= | protocolName=IEEE C37.118.2-2011 | vendorAcronym= | vendorDeviceName= | interconnectionName=,,,,10,STTP,Streaming Telemetry Transport Protocol,6,,,,,,ESSRNS_345_PM_06-DF,0.0,1.0,Essrns_345_Pm_06 Frequency Delta (dF/dt),0,1,1,,PMU,DFDT,Frequency Delta (dF/dt),DF,-98.6,37.5,PPA:10924,2021-08-24 16:42:37
} | MaximumArchiveDays=90 | DesiredRemainingSpace=500,10925,GPA_ESSRNS_345_PM_06:S,,373,8736f6c7-ad41-4b43-b4f6-e684e0d4ad20,ESSRNS_345_PM_06,Essrns_345_Pm_06,60,1,companyAcronym= | protocolName=IEEE C37.118.2-2011 | vendorAcronym= | vendorDeviceName= | interconnectionName=,,,,10,STTP,Streaming Telemetry Transport Protocol,8,,,,,,ESSRNS_345_PM_06-SF,0.0,1.0,Essrns_345_Pm_06 Status Flags,0,1,1,,PMU,FLAG,Status Flags,SF,-98.6,37.5,PPA:10925,2021-08-24 16:42:37
} | MaximumArchiveDays=90 | DesiredRemainingSpace=500,10926,GPA_ESSRNS_345_PM_06-PM1:V,,373,8736f6c7-ad41-4b43-b4f6-e684e0d4ad20,ESSRNS_345_PM_06,Essrns_345_Pm_06,60,1,companyAcronym= | protocolName=IEEE C37.118.2-2011 | vendorAcronym= | vendorDeviceName= | interconnectionName=,,,,10,STTP,Streaming Telemetry Transport Protocol,3,1,BA601_FV_A,V,+,0,ESSRNS_345_PM_06-PM1,0.0,1.0,Essrns_345_Pm_06 BA601_FV_A + Voltage Magnitude,0,1,1,Volts,Phasor,VPHM,Voltage Magnitude,PM,-98.6,37.5,PPA:10926,2021-08-24 16:42:37
} | MaximumArchiveDays=90 | DesiredRemainingSpace=500,10927,GPA_ESSRNS_345_PM_06-PA1:VH,,373,8736f6c7-ad41-4b43-b4f6-e684e0d4ad20,ESSRNS_345_PM_06,Essrns_345_Pm_06,60,1,companyAcronym= | protocolName=IEEE C37.118.2-2011 | vendorAcronym= | vendorDeviceName= | interconnectionName=,,,,10,STTP,Streaming Telemetry Transport Protocol,4,1,BA601_FV_A,V,+,0,ESSRNS_345_PM_06-PA1,0.0,1.0,Essrns_345_Pm_06 BA601_FV_A + Voltage Phase Angle,0,1,1,Degrees,Phasor,VPHA,Voltage Phase Angle,PA,-98.6,37.5,PPA:10927,2021-08-24 16:42:37
} | MaximumArchiveDays=90 | DesiredRemainingSpace=500,10928,GPA_ESSRNS_345_PM_06-PM2:V,,373,8736f6c7-ad41-4b43-b4f6-e684e0d4ad20,ESSRNS_345_PM_06,Essrns_345_Pm_06,60,1,companyAcronym= | protocolName=IEEE C37.118.2-2011 | vendorAcronym= | vendorDeviceName= | interconnectionName=,,,,10,STTP,Streaming Telemetry Transport Protocol,3,2,BA601_FV_B,V,+,0,ESSRNS_345_PM_06-PM2,0.0,1.0,Essrns_345_Pm_06 BA601_FV_B + Voltage Magnitude,0,1,1,Volts,Phasor,VPHM,Voltage Magnitude,PM,-98.6,37.5,PPA:10928,2021-08-24 16:42:37
} | MaximumArchiveDays=90 | DesiredRemainingSpace=500,10929,GPA_ESSRNS_345_PM_06-PA2:VH,,373,8736f6c7-ad41-4b43-b4f6-e684e0d4ad20,ESSRNS_345_PM_06,Essrns_345_Pm_06,60,1,companyAcronym= | protocolName=IEEE C37.118.2-2011 | vendorAcronym= | vendorDeviceName= | interconnectionName=,,,,10,STTP,Streaming Telemetry Transport Protocol,4,2,BA601_FV_B,V,+,0,ESSRNS_345_PM_06-PA2,0.0,1.0,Essrns_345_Pm_06 BA601_FV_B + Voltage Phase Angle,0,1,1,Degrees,Phasor,VPHA,Voltage Phase Angle,PA,-98.6,37.5,PPA:10929,2021-08-24 16:42:37
} | MaximumArchiveDays=90 | DesiredRemainingSpace=500,10930,GPA_ESSRNS_345_PM_06-PM3:V,,373,8736f6c7-ad41-4b43-b4f6-e684e0d4ad20,ESSRNS_345_PM_06,Essrns_345_Pm_06,60,1,companyAcronym= | protocolName=IEEE C37.118.2-2011 | vendorAcronym= | vendorDeviceName= | interconnectionName=,,,,10,STTP,Streaming Telemetry Transport Protocol,3,3,BA601_FV_V,V,+,0,ESSRNS_345_PM_06-PM3,0.0,1.0,Essrns_345_Pm_06 BA601_FV_V + Voltage Magnitude,0,1,1,Volts,Phasor,VPHM,Voltage Magnitude,PM,-98.6,37.5,PPA:10930,2021-08-24 16:42:37
} | MaximumArchiveDays=90 | DesiredRemainingSpace=500,10931,GPA_ESSRNS_345_PM_06-PA3:VH,,373,8736f6c7-ad41-4b43-b4f6-e684e0d4ad20,ESSRNS_345_PM_06,Essrns_345_Pm_06,60,1,companyAcronym= | protocolName=IEEE C37.118.2-2011 | vendorAcronym= | vendorDeviceName= | interconnectionName=,,,,10,STTP,Streaming Telemetry Transport Protocol,4,3,BA601_FV_V,V,+,0,ESSRNS_345_PM_06-PA3,0.0,1.0,Essrns_345_Pm_06 BA601_FV_V + Voltage Phase Angle,0,1,1,Degrees,Phasor,VPHA,Voltage Phase Angle,PA,-98.6,37.5,PPA:10931,2021-08-24 16:42:37
} | MaximumArchiveDays=90 | DesiredRemainingSpace=500,10939,ONS_ESSRNS_345_PM_06!PMU:ST1,,373,8736f6c7-ad41-4b43-b4f6-e684e0d4ad20,ESSRNS_345_PM_06,Essrns_345_Pm_06,60,1,companyAcronym= | protocolName=IEEE C37.118.2-2011 | vendorAcronym= | vendorDeviceName= | interconnectionName=,,,,10,STTP,Streaming Telemetry Transport Protocol,11,,,,,,ESSRNS_345_PM_06!PMU-ST1,0.0,1.0,Device statistic for Number of data quality errors reported by device during last reporting interval.,0,1,1,,Any,STAT,Statistic,ST,-98.6,37.5,PPA:10939,2021-08-24 16:42:45
} | MaximumArchiveDays=90 | DesiredRemainingSpace=500,10940,ONS_ESSRNS_345_PM_06!PMU:ST2,,373,8736f6c7-ad41-4b43-b4f6-e684e0d4ad20,ESSRNS_345_PM_06,Essrns_345_Pm_06,60,1,companyAcronym= | protocolName=IEEE C37.118.2-2011 | vendorAcronym= | vendorDeviceName= | interconnectionName=,,,,10,STTP,Streaming Telemetry Transport Protocol,11,,,,,,ESSRNS_345_PM_06!PMU-ST2,0.0,1.0,Device statistic for Number of time quality errors reported by device during last reporting interval.,0,1,1,,Any,STAT,Statistic,ST,-98.6,37.5,PPA:10940,2021-08-24 16:42:45
} | MaximumArchiveDays=90 | DesiredRemainingSpace=500,10941,ONS_ESSRNS_345_PM_06!PMU:ST3,,373,8736f6c7-ad41-4b43-b4f6-e684e0d4ad20,ESSRNS_345_PM_06,Essrns_345_Pm_06,60,1,companyAcronym= | protocolName=IEEE C37.118.2-2011 | vendorAcronym= | vendorDeviceName= | interconnectionName=,,,,10,STTP,Streaming Telemetry Transport Protocol,11,,,,,,ESSRNS_345_PM_06!PMU-ST3,0.0,1.0,Device statistic for Number of device errors reported by device during last reporting interval.,0,1,1,,Any,STAT,Statistic,ST,-98.6,37.5,PPA:10941,2021-08-24 16:42:45
} | MaximumArchiveDays=90 | DesiredRemainingSpace=500,10942,ONS_ESSRNS_345_PM_06!PMU:ST4,,373,8736f6c7-ad41-4b43-b4f6-e684e0d4ad20,ESSRNS_345_PM_06,Essrns_345_Pm_06,60,1,companyAcronym= | protocolName=IEEE C37.118.2-2011 | vendorAcronym= | vendorDeviceName= | interconnectionName=,,,,10,STTP,Streaming Telemetry Transport Protocol,11,,,,,,ESSRNS_345_PM_06!PMU-ST4,0.0,1.0,Device statistic for Number of measurements received from device during last reporting interval.,0,1,1,,Any,STAT,Statistic,ST,-98.6,37.5,PPA:10942,2021-08-24 16:42:45
} | MaximumArchiveDays=90 | DesiredRemainingSpace=500,10943,ONS_ESSRNS_345_PM_06!PMU:ST5,,373,8736f6c7-ad41-4b43-b4f6-e684e0d4ad20,ESSRNS_345_PM_06,Essrns_345_Pm_06,60,1,companyAcronym= | protocolName=IEEE C37.118.2-2011 | vendorAcronym= | vendorDeviceName= | interconnectionName=,,,,10,STTP,Streaming Telemetry Transport Protocol,11,,,,,,ESSRNS_345_PM_06!PMU-ST5,0.0,1.0,Device statistic for Expected number of measurements received from device during last reporting interval.,0,1,1,,Any,STAT,Statistic,ST,-98.6,37.5,PPA:10943,2021-08-24 16:42:45
} | MaximumArchiveDays=90 | DesiredRemainingSpace=500,10944,ONS_ESSRNS_345_PM_06!PMU:ST6,,373,8736f6c7-ad41-4b43-b4f6-e684e0d4ad20,ESSRNS_345_PM_06,Essrns_345_Pm_06,60,1,companyAcronym= | protocolName=IEEE C37.118.2-2011 | vendorAcronym= | vendorDeviceName= | interconnectionName=,,,,10,STTP,Streaming Telemetry Transport Protocol,11,,,,,,ESSRNS_345_PM_06!PMU-ST6,0.0,1.0,Device statistic for Number of measurements received while device was reporting errors during last reporting interval.,0,1,1,,Any,STAT,Statistic,ST,-98.6,37.5,PPA:10944,2021-08-24 16:42:45
} | MaximumArchiveDays=90 | DesiredRemainingSpace=500,10945,ONS_ESSRNS_345_PM_06!PMU:ST7,,373,8736f6c7-ad41-4b43-b4f6-e684e0d4ad20,ESSRNS_345_PM_06,Essrns_345_Pm_06,60,1,companyAcronym= | protocolName=IEEE C37.118.2-2011 | vendorAcronym= | vendorDeviceName= | interconnectionName=,,,,10,STTP,Streaming Telemetry Transport Protocol,11,,,,,,ESSRNS_345_PM_06!PMU-ST7,0.0,1.0,Device statistic for Number of defined measurements (per frame) from device during last reporting interval.,0,1,1,,Any,STAT,Statistic,ST,-98.6,37.5,PPA:10945,2021-08-24 16:42:45
} | MaximumArchiveDays=90 | DesiredRemainingSpace=500,10946,GPA_BAJZT_500_PM_01:F,,374,8736f6c7-ad41-4b43-b4f6-e684e0d4ad20,BAJZT_500_PM_01,Bajzt_500_Pm_01,60,1,companyAcronym= | protocolName=IEEE C37.118.2-2011 | vendorAcronym= | vendorDeviceName= | interconnectionName=,,,,10,STTP,Streaming Telemetry Transport Protocol,5,,,,,,BAJZT_500_PM_01-FQ,0.0,1.0,Bajzt_500_Pm_01 Frequency,0,1,1,Hz,PMU,FREQ,Frequency,FQ,-98.6,37.5,PPA:10946,2021-08-24 16:44:38
} | MaximumArchiveDays=90 | DesiredRemainingSpace=500,10947,GPA_BAJZT_500_PM_01:DF,,374,8736f6c7-ad41-4b43-b4f6-e684e0d4ad20,BAJZT_500_PM_01,Bajzt_500_Pm_01,60,1,companyAcronym= | protocolName=IEEE C37.118.2-2011 | vendorAcronym= | vendorDeviceName= | interconnectionName=,,,,10,STTP,Streaming Telemetry Transport Protocol,6,,,,,,BAJZT_500_PM_01-DF,0.0,1.0,Bajzt_500_Pm_01 Frequency Delta (dF/dt),0,1,1,,PMU,DFDT,Frequency Delta (dF/dt),DF,-98.6,37.5,PPA:10947,2021-08-24 16:44:38
} | MaximumArchiveDays=90 | DesiredRemainingSpace=500,10948,GPA_BAJZT_500_PM_01:S,,374,8736f6c7-ad41-4b43-b4f6-e684e0d4ad20,BAJZT_500_PM_01,Bajzt_500_Pm_01,60,1,companyAcronym= | protocolName=IEEE C37.118.2-2011 | vendorAcronym= | vendorDeviceName= | interconnectionName=,,,,10,STTP,Streaming Telemetry Transport Protocol,8,,,,,,BAJZT_500_PM_01-SF,0.0,1.0,Bajzt_500_Pm_01 Status Flags,0,1,1,,PMU,FLAG,Status Flags,SF,-98.6,37.5,PPA:10948,2021-08-24 16:44:38
} | MaximumArchiveDays=90 | DesiredRemainingSpace=500,10949,GPA_BAJZT_500_PM_01-PM1:V,,374,8736f6c7-ad41-4b43-b4f6-e684e0d4ad20,BAJZT_500_PM_01,Bajzt_500_Pm_01,60,1,companyAcronym= | protocolName=IEEE C37.118.2-2011 | vendorAcronym= | vendorDeviceName= | interconnectionName=,,,,10,STTP,Streaming Telemetry Transport Protocol,3,1,LTBAOUR_F1_FV_A,V,+,0,BAJZT_500_PM_01-PM1,0.0,1.0,Bajzt_500_Pm_01 LTBAOUR_F1_FV_A + Voltage Magnitude,0,1,1,Volts,Phasor,VPHM,Voltage Magnitude,PM,-98.6,37.5,PPA:10949,2021-08-24 16:44:38
} | MaximumArchiveDays=90 | DesiredRemainingSpace=500,10950,GPA_BAJZT_500_PM_01-PA1:VH,,374,8736f6c7-ad41-4b43-b4f6-e684e0d4ad20,BAJZT_500_PM_01,Bajzt_500_Pm_01,60,1,companyAcronym= | protocolName=IEEE C37.118.2-2011 | vendorAcronym= | vendorDeviceName= | interconnectionName=,,,,10,STTP,Streaming Telemetry Transport Protocol,4,1,LTBAOUR_F1_FV_A,V,+,0,BAJZT_500_PM_01-PA1,0.0,1.0,Bajzt_500_Pm_01 LTBAOUR_F1_FV_A + Voltage Phase Angle,0,1,1,Degrees,Phasor,VPHA,Voltage Phase Angle,PA,-98.6,37.5,PPA:10950,2021-08-24 16:44:38
} | MaximumArchiveDays=90 | DesiredRemainingSpace=500,10951,GPA_BAJZT_500_PM_01-PM2:V,,374,8736f6c7-ad41-4b43-b4f6-e684e0d4ad20,BAJZT_500_PM_01,Bajzt_500_Pm_01,60,1,companyAcronym= | protocolName=IEEE C37.118.2-2011 | vendorAcronym= | vendorDeviceName= | interconnectionName=,,,,10,STTP,Streaming Telemetry Transport Protocol,3,2,LTBAOUR_F1_FV_B,V,+,0,BAJZT_500_PM_01-PM2,0.0,1.0,Bajzt_500_Pm_01 LTBAOUR_F1_FV_B + Voltage Magnitude,0,1,1,Volts,Phasor,VPHM,Voltage Magnitude,PM,-98.6,37.5,PPA:10951,2021-08-24 16:44:38
} | MaximumArchiveDays=90 | DesiredRemainingSpace=500,10952,GPA_BAJZT_500_PM_01-PA2:VH,,374,8736f6c7-ad41-4b43-b4f6-e684e0d4ad20,BAJZT_500_PM_01,Bajzt_500_Pm_01,60,1,companyAcronym= | protocolName=IEEE C37.118.2-2011 | vendorAcronym= | vendorDeviceName= | interconnectionName=,,,,10,STTP,Streaming Telemetry Transport Protocol,4,2,LTBAOUR_F1_FV_B,V,+,0,BAJZT_500_PM_01-PA2,0.0,1.0,Bajzt_500_Pm_01 LTBAOUR_F1_FV_B + Voltage Phase Angle,0,1,1,Degrees,Phasor,VPHA,Voltage Phase Angle,PA,-98.6,37.5,PPA:10952,2021-08-24 16:44:38
} | MaximumArchiveDays=90 | DesiredRemainingSpace=500,10953,GPA_BAJZT_500_PM_01-PM3:V,,374,8736f6c7-ad41-4b43-b4f6-e684e0d4ad20,BAJZT_500_PM_01,Bajzt_500_Pm_01,60,1,companyAcronym= | protocolName=IEEE C37.118.2-2011 | vendorAcronym= | vendorDeviceName= | interconnectionName=,,,,10,STTP,Streaming Telemetry Transport Protocol,3,3,LTBAOUR_F1_FV_C,V,+,0,BAJZT_500_PM_01-PM3,0.0,1.0,Bajzt_500_Pm_01 LTBAOUR_F1_FV_C + Voltage Magnitude,0,1,1,Volts,Phasor,VPHM,Voltage Magnitude,PM,-98.6,37.5,PPA:10953,2021-08-24 16:44:38
} | MaximumArchiveDays=90 | DesiredRemainingSpace=500,10954,GPA_BAJZT_500_PM_01-PA3:VH,,374,8736f6c7-ad41-4b43-b4f6-e684e0d4ad20,BAJZT_500_PM_01,Bajzt_500_Pm_01,60,1,companyAcronym= | protocolName=IEEE C37.118.2-2011 | vendorAcronym= | vendorDeviceName= | interconnectionName=,,,,10,STTP,Streaming Telemetry Transport Protocol,4,3,LTBAOUR_F1_FV_C,V,+,0,BAJZT_500_PM_01-PA3,0.0,1.0,Bajzt_500_Pm_01 LTBAOUR_F1_FV_C + Voltage Phase Angle,0,1,1,Degrees,Phasor,VPHA,Voltage Phase Angle,PA,-98.6,37.5,PPA:10954,2021-08-24 16:44:38
} | MaximumArchiveDays=90 | DesiredRemainingSpace=500,10955,GPA_BAJZT_500_PM_01-PM4:I,,374,8736f6c7-ad41-4b43-b4f6-e684e0d4ad20,BAJZT_500_PM_01,Bajzt_500_Pm_01,60,1,companyAcronym= | protocolName=IEEE C37.118.2-2011 | vendorAcronym= | vendorDeviceName= | interconnectionName=,,,,10,STTP,Streaming Telemetry Transport Protocol,1,4,LTBAOUR_F1_FA_A,I,+,0,BAJZT_500_PM_01-PM4,0.0,1.0,Bajzt_500_Pm_01 LTBAOUR_F1_FA_A + Current Magnitude,0,1,1,Amps,Phasor,IPHM,Current Magnitude,PM,-98.6,37.5,PPA:10955,2021-08-24 16:44:38
} | MaximumArchiveDays=90 | DesiredRemainingSpace=500,10956,GPA_BAJZT_500_PM_01-PA4:IH,,374,8736f6c7-ad41-4b43-b4f6-e684e0d4ad20,BAJZT_500_PM_01,Bajzt_500_Pm_01,60,1,companyAcronym= | protocolName=IEEE C37.118.2-2011 | vendorAcronym= | vendorDeviceName= | interconnectionName=,,,,10,STTP,Streaming Telemetry Transport Protocol,2,4,LTBAOUR_F1_FA_A,I,+,0,BAJZT_500_PM_01-PA4,0.0,1.0,Bajzt_500_Pm_01 LTBAOUR_F1_FA_A + Current Phase Angle,0,1,1,Degrees,Phasor,IPHA,Current Phase Angle,PA,-98.6,37.5,PPA:10956,2021-08-24 16:44:38
} | MaximumArchiveDays=90 | DesiredRemainingSpace=500,10957,GPA_BAJZT_500_PM_01-PM5:I,,374,8736f6c7-ad41-4b43-b4f6-e684e0d4ad20,BAJZT_500_PM_01,Bajzt_500_Pm_01,60,1,companyAcronym= | protocolName=IEEE C37.118.2-2011 | vendorAcronym= | vendorDeviceName= | interconnectionName=,,,,10,STTP,Streaming Telemetry Transport Protocol,1,5,LTBAOUR_F1_FA_B,I,+,0,BAJZT_500_PM_01-PM5,0.0,1.0,Bajzt_500_Pm_01 LTBAOUR_F1_FA_B + Current Magnitude,0,1,1,Amps,Phasor,IPHM,Current Magnitude,PM,-98.6,37.5,PPA:10957,2021-08-24 16:44:38
} | MaximumArchiveDays=90 | DesiredRemainingSpace=500,10958,GPA_BAJZT_500_PM_01-PA5:IH,,374,8736f6c7-ad41-4b43-b4f6-e684e0d4ad20,BAJZT_500_PM_01,Bajzt_500_Pm_01,60,1,companyAcronym= | protocolName=IEEE C37.118.2-2011 | vendorAcronym= | vendorDeviceName= | interconnectionName=,,,,10,STTP,Streaming Telemetry Transport Protocol,2,5,LTBAOUR_F1_FA_B,I,+,0,BAJZT_500_PM_01-PA5,0.0,1.0,Bajzt_500_Pm_01 LTBAOUR_F1_FA_B + Current Phase Angle,0,1,1,Degrees,Phasor,IPHA,Current Phase Angle,PA,-98.6,37.5,PPA:10958,2021-08-24 16:44:38
} | MaximumArchiveDays=90 | DesiredRemainingSpace=500,10959,GPA_BAJZT_500_PM_01-PM6:I,,374,8736f6c7-ad41-4b43-b4f6-e684e0d4ad20,BAJZT_500_PM_01,Bajzt_500_Pm_01,60,1,companyAcronym= | protocolName=IEEE C37.118.2-2011 | vendorAcronym= | vendorDeviceName= | interconnectionName=,,,,10,STTP,Streaming Telemetry Transport Protocol,1,6,LTBAOUR_F1_FA_C,I,+,0,BAJZT_500_PM_01-PM6,0.0,1.0,Bajzt_500_Pm_01 LTBAOUR_F1_FA_C + Current Magnitude,0,1,1,Amps,Phasor,IPHM,Current Magnitude,PM,-98.6,37.5,PPA:10959,2021-08-24 16:44:38
} | MaximumArchiveDays=90 | DesiredRemainingSpace=500,10960,GPA_BAJZT_500_PM_01-PA6:IH,,374,8736f6c7-ad41-4b43-b4f6-e684e0d4ad20,BAJZT_500_PM_01,Bajzt_500_Pm_01,60,1,companyAcronym= | protocolName=IEEE C37.118.2-2011 | vendorAcronym= | vendorDeviceName= | interconnectionName=,,,,10,STTP,Streaming Telemetry Transport Protocol,2,6,LTBAOUR_F1_FA_C,I,+,0,BAJZT_500_PM_01-PA6,0.0,1.0,Bajzt_500_Pm_01 LTBAOUR_F1_FA_C + Current Phase Angle,0,1,1,Degrees,Phasor,IPHA,Current Phase Angle,PA,-98.6,37.5,PPA:10960,2021-08-24 16:44:38
} | MaximumArchiveDays=90 | DesiredRemainingSpace=500,10961,GPA_BAJZT_500_PM_01-PM7:V,,374,8736f6c7-ad41-4b43-b4f6-e684e0d4ad20,BAJZT_500_PM_01,Bajzt_500_Pm_01,60,1,companyAcronym= | protocolName=IEEE C37.118.2-2011 | vendorAcronym= | vendorDeviceName= | interconnectionName=,,,,10,STTP,Streaming Telemetry Transport Protocol,3,7,LTBAOUR_F1_FV_P,V,+,0,BAJZT_500_PM_01-PM7,0.0,1.0,Bajzt_500_Pm_01 LTBAOUR_F1_FV_P + Voltage Magnitude,0,1,1,Volts,Phasor,VPHM,Voltage Magnitude,PM,-98.6,37.5,PPA:10961,2021-08-24 16:44:38
} | MaximumArchiveDays=90 | DesiredRemainingSpace=500,10962,GPA_BAJZT_500_PM_01-PA7:VH,,374,8736f6c7-ad41-4b43-b4f6-e684e0d4ad20,BAJZT_500_PM_01,Bajzt_500_Pm_01,60,1,companyAcronym= | protocolName=IEEE C37.118.2-2011 | vendorAcronym= | vendorDeviceName= | interconnectionName=,,,,10,STTP,Streaming Telemetry Transport Protocol,4,7,LTBAOUR_F1_FV_P,V,+,0,BAJZT_500_PM_01-PA7,0.0,1.0,Bajzt_500_Pm_01 LTBAOUR_F1_FV_P + Voltage Phase Angle,0,1,1,Degrees,Phasor,VPHA,Voltage Phase Angle,PA,-98.6,37.5,PPA:10962,2021-08-24 16:44:38
} | MaximumArchiveDays=90 | DesiredRemainingSpace=500,10963,GPA_BAJZT_500_PM_01-PM8:I,,374,8736f6c7-ad41-4b43-b4f6-e684e0d4ad20,BAJZT_500_PM_01,Bajzt_500_Pm_01,60,1,companyAcronym= | protocolName=IEEE C37.118.2-2011 | vendorAcronym= | vendorDeviceName= | interconnectionName=,,,,10,STTP,Streaming Telemetry Transport Protocol,1,8,LTBAOUR_F1_FA_P,I,+,0,BAJZT_500_PM_01-PM8,0.0,1.0,Bajzt_500_Pm_01 LTBAOUR_F1_FA_P + Current Magnitude,0,1,1,Amps,Phasor,IPHM,Current Magnitude,PM,-98.6,37.5,PPA:10963,2021-08-24 16:44:38
} | MaximumArchiveDays=90 | DesiredRemainingSpace=500,10964,GPA_BAJZT_500_PM_01-PA8:IH,,374,8736f6c7-ad41-4b43-b4f6-e684e0d4ad20,BAJZT_500_PM_01,Bajzt_500_Pm_01,60,1,companyAcronym= | protocolName=IEEE C37.118.2-2011 | vendorAcronym= | vendorDeviceName= | interconnectionName=,,,,10,STTP,Streaming Telemetry Transport Protocol,2,8,LTBAOUR_F1_FA_P,I,+,0,BAJZT_500_PM_01-PA8,0.0,1.0,Bajzt_500_Pm_01 LTBAOUR_F1_FA_P + Current Phase Angle,0,1,1,Degrees,Phasor,IPHA,Current Phase Angle,PA,-98.6,37.5,PPA:10964,2021-08-24 16:44:38
} | MaximumArchiveDays=90 | DesiredRemainingSpace=500,10965,GPA_BAOUR_500_PM_02:F,,375,8736f6c7-ad41-4b43-b4f6-e684e0d4ad20,BAOUR_500_PM_02,Baour_500_Pm_02,60,1,companyAcronym= | protocolName=IEEE C37.118.2-2011 | vendorAcronym= | vendorDeviceName= | interconnectionName=,,,,10,STTP,Streaming Telemetry Transport Protocol,5,,,,,,BAOUR_500_PM_02-FQ,0.0,1.0,Baour_500_Pm_02 Frequency,0,1,1,Hz,PMU,FREQ,Frequency,FQ,-98.6,37.5,PPA:10965,2021-08-24 16:44:38
} | MaximumArchiveDays=90 | DesiredRemainingSpace=500,10966,GPA_BAOUR_500_PM_02:DF,,375,8736f6c7-ad41-4b43-b4f6-e684e0d4ad20,BAOUR_500_PM_02,Baour_500_Pm_02,60,1,companyAcronym= | protocolName=IEEE C37.118.2-2011 | vendorAcronym= | vendorDeviceName= | interconnectionName=,,,,10,STTP,Streaming Telemetry Transport Protocol,6,,,,,,BAOUR_500_PM_02-DF,0.0,1.0,Baour_500_Pm_02 Frequency Delta (dF/dt),0,1,1,,PMU,DFDT,Frequency Delta (dF/dt),DF,-98.6,37.5,PPA:10966,2021-08-24 16:44:38
} | MaximumArchiveDays=90 | DesiredRemainingSpace=500,10967,GPA_BAOUR_500_PM_02:S,,375,8736f6c7-ad41-4b43-b4f6-e684e0d4ad20,BAOUR_500_PM_02,Baour_500_Pm_02,60,1,companyAcronym= | protocolName=IEEE C37.118.2-2011 | vendorAcronym= | vendorDeviceName= | interconnectionName=,,,,10,STTP,Streaming Telemetry Transport Protocol,8,,,,,,BAOUR_500_PM_02-SF,0.0,1.0,Baour_500_Pm_02 Status Flags,0,1,1,,PMU,FLAG,Status Flags,SF,-98.6,37.5,PPA:10967,2021-08-24 16:44:38
} | MaximumArchiveDays=90 | DesiredRemainingSpace=500,10968,GPA_BAOUR_500_PM_02-PM1:V,,375,8736f6c7-ad41-4b43-b4f6-e684e0d4ad20,BAOUR_500_PM_02,Baour_500_Pm_02,60,1,companyAcronym= | protocolName=IEEE C37.118.2-2011 | vendorAcronym= | vendorDeviceName= | interconnectionName=,,,,10,STTP,Streaming Telemetry Transport Protocol,3,1,LTBAJZT_F1_FV_A,V,+,0,BAOUR_500_PM_02-PM1,0.0,1.0,Baour_500_Pm_02 LTBAJZT_F1_FV_A + Voltage Magnitude,0,1,1,Volts,Phasor,VPHM,Voltage Magnitude,PM,-98.6,37.5,PPA:10968,2021-08-24 16:44:38
} | MaximumArchiveDays=90 | DesiredRemainingSpace=500,10969,GPA_BAOUR_500_PM_02-PA1:VH,,375,8736f6c7-ad41-4b43-b4f6-e684e0d4ad20,BAOUR_500_PM_02,Baour_500_Pm_02,60,1,companyAcronym= | protocolName=IEEE C37.118.2-2011 | vendorAcronym= | vendorDeviceName= | interconnectionName=,,,,10,STTP,Streaming Telemetry Transport Protocol,4,1,LTBAJZT_F1_FV_A,V,+,0,BAOUR_500_PM_02-PA1,0.0,1.0,Baour_500_Pm_02 LTBAJZT_F1_FV_A + Voltage Phase Angle,0,1,1,Degrees,Phasor,VPHA,Voltage Phase Angle,PA,-98.6,37.5,PPA:10969,2021-08-24 16:44:38
} | MaximumArchiveDays=90 | DesiredRemainingSpace=500,10970,GPA_BAOUR_500_PM_02-PM2:V,,375,8736f6c7-ad41-4b43-b4f6-e684e0d4ad20,BAOUR_500_PM_02,Baour_500_Pm_02,60,1,companyAcronym= | protocolName=IEEE C37.118.2-2011 | vendorAcronym= | vendorDeviceName= | interconnectionName=,,,,10,STTP,Streaming Telemetry Transport Protocol,3,2,LTBAJZT_F1_FV_B,V,+,0,BAOUR_500_PM_02-PM2,0.0,1.0,Baour_500_Pm_02 LTBAJZT_F1_FV_B + Voltage Magnitude,0,1,1,Volts,Phasor,VPHM,Voltage Magnitude,PM,-98.6,37.5,PPA:10970,2021-08-24 16:44:38
} | MaximumArchiveDays=90 | DesiredRemainingSpace=500,10971,GPA_BAOUR_500_PM_02-PA2:VH,,375,8736f6c7-ad41-4b43-b4f6-e684e0d4ad20,BAOUR_500_PM_02,Baour_500_Pm_02,60,1,companyAcronym= | protocolName=IEEE C37.118.2-2011 | vendorAcronym= | vendorDeviceName= | interconnectionName=,,,,10,STTP,Streaming Telemetry Transport Protocol,4,2,LTBAJZT_F1_FV_B,V,+,0,BAOUR_500_PM_02-PA2,0.0,1.0,Baour_500_Pm_02 LTBAJZT_F1_FV_B + Voltage Phase Angle,0,1,1,Degrees,Phasor,VPHA,Voltage Phase Angle,PA,-98.6,37.5,PPA:10971,2021-08-24 16:44:38
} | MaximumArchiveDays=90 | DesiredRemainingSpace=500,10972,GPA_BAOUR_500_PM_02-PM3:V,,375,8736f6c7-ad41-4b43-b4f6-e684e0d4ad20,BAOUR_500_PM_02,Baour_500_Pm_02,60,1,companyAcronym= | protocolName=IEEE C37.118.2-2011 | vendorAcronym= | vendorDeviceName= | interconnectionName=,,,,10,STTP,Streaming Telemetry Transport Protocol,3,3,LTBAJZT_F1_FV_C,V,+,0,BAOUR_500_PM_02-PM3,0.0,1.0,Baour_500_Pm_02 LTBAJZT_F1_FV_C + Voltage Magnitude,0,1,1,Volts,Phasor,VPHM,Voltage Magnitude,PM,-98.6,37.5,PPA:10972,2021-08-24 16:44:38
} | MaximumArchiveDays=90 | DesiredRemainingSpace=500,10973,GPA_BAOUR_500_PM_02-PA3:VH,,375,8736f6c7-ad41-4b43-b4f6-e684e0d4ad20,BAOUR_500_PM_02,Baour_500_Pm_02,60,1,companyAcronym= | protocolName=IEEE C37.118.2-2011 | vendorAcronym= | vendorDeviceName= | interconnectionName=,,,,10,STTP,Streaming Telemetry Transport Protocol,4,3,LTBAJZT_F1_FV_C,V,+,0,BAOUR_500_PM_02-PA3,0.0,1.0,Baour_500_Pm_02 LTBAJZT_F1_FV_C + Voltage Phase Angle,0,1,1,Degrees,Phasor,VPHA,Voltage Phase Angle,PA,-98.6,37.5,PPA:10973,2021-08-24 16:44:38
} | MaximumArchiveDays=90 | DesiredRemainingSpace=500,10974,GPA_BAOUR_500_PM_02-PM4:I,,375,8736f6c7-ad41-4b43-b4f6-e684e0d4ad20,BAOUR_500_PM_02,Baour_500_Pm_02,60,1,companyAcronym= | protocolName=IEEE C37.118.2-2011 | vendorAcronym= | vendorDeviceName= | interconnectionName=,,,,10,STTP,Streaming Telemetry Transport Protocol,1,4,LTBAJZT_F1_FA_A,I,+,0,BAOUR_500_PM_02-PM4,0.0,1.0,Baour_500_Pm_02 LTBAJZT_F1_FA_A + Current Magnitude,0,1,1,Amps,Phasor,IPHM,Current Magnitude,PM,-98.6,37.5,PPA:10974,2021-08-24 16:44:38
} | MaximumArchiveDays=90 | DesiredRemainingSpace=500,10975,GPA_BAOUR_500_PM_02-PA4:IH,,375,8736f6c7-ad41-4b43-b4f6-e684e0d4ad20,BAOUR_500_PM_02,Baour_500_Pm_02,60,1,companyAcronym= | protocolName=IEEE C37.118.2-2011 | vendorAcronym= | vendorDeviceName= | interconnectionName=,,,,10,STTP,Streaming Telemetry Transport Protocol,2,4,LTBAJZT_F1_FA_A,I,+,0,BAOUR_500_PM_02-PA4,0.0,1.0,Baour_500_Pm_02 LTBAJZT_F1_FA_A + Current Phase Angle,0,1,1,Degrees,Phasor,IPHA,Current Phase Angle,PA,-98.6,37.5,PPA:10975,2021-08-24 16:44:38
} | MaximumArchiveDays=90 | DesiredRemainingSpace=500,10976,GPA_BAOUR_500_PM_02-PM5:I,,375,8736f6c7-ad41-4b43-b4f6-e684e0d4ad20,BAOUR_500_PM_02,Baour_500_Pm_02,60,1,companyAcronym= | protocolName=IEEE C37.118.2-2011 | vendorAcronym= | vendorDeviceName= | interconnectionName=,,,,10,STTP,Streaming Telemetry Transport Protocol,1,5,LTBAJZT_F1_FA_B,I,+,0,BAOUR_500_PM_02-PM5,0.0,1.0,Baour_500_Pm_02 LTBAJZT_F1_FA_B + Current Magnitude,0,1,1,Amps,Phasor,IPHM,Current Magnitude,PM,-98.6,37.5,PPA:10976,2021-08-24 16:44:38
} | MaximumArchiveDays=90 | DesiredRemainingSpace=500,10977,GPA_BAOUR_500_PM_02-PA5:IH,,375,8736f6c7-ad41-4b43-b4f6-e684e0d4ad20,BAOUR_500_PM_02,Baour_500_Pm_02,60,1,companyAcronym= | protocolName=IEEE C37.118.2-2011 | vendorAcronym= | vendorDeviceName= | interconnectionName=,,,,10,STTP,Streaming Telemetry Transport Protocol,2,5,LTBAJZT_F1_FA_B,I,+,0,BAOUR_500_PM_02-PA5,0.0,1.0,Baour_500_Pm_02 LTBAJZT_F1_FA_B + Current Phase Angle,0,1,1,Degrees,Phasor,IPHA,Current Phase Angle,PA,-98.6,37.5,PPA:10977,2021-08-24 16:44:38
} | MaximumArchiveDays=90 | DesiredRemainingSpace=500,10978,GPA_BAOUR_500_PM_02-PM6:I,,375,8736f6c7-ad41-4b43-b4f6-e684e0d4ad20,BAOUR_500_PM_02,Baour_500_Pm_02,60,1,companyAcronym= | protocolName=IEEE C37.118.2-2011 | vendorAcronym= | vendorDeviceName= | interconnectionName=,,,,10,STTP,Streaming Telemetry Transport Protocol,1,6,LTBAJZT_F1_FA_C,I,+,0,BAOUR_500_PM_02-PM6,0.0,1.0,Baour_500_Pm_02 LTBAJZT_F1_FA_C + Current Magnitude,0,1,1,Amps,Phasor,IPHM,Current Magnitude,PM,-98.6,37.5,PPA:10978,2021-08-24 16:44:38
} | MaximumArchiveDays=90 | DesiredRemainingSpace=500,10979,GPA_BAOUR_500_PM_02-PA6:IH,,375,8736f6c7-ad41-4b43-b4f6-e684e0d4ad20,BAOUR_500_PM_02,Baour_500_Pm_02,60,1,companyAcronym= | protocolName=IEEE C37.118.2-2011 | vendorAcronym= | vendorDeviceName= | interconnectionName=,,,,10,STTP,Streaming Telemetry Transport Protocol,2,6,LTBAJZT_F1_FA_C,I,+,0,BAOUR_500_PM_02-PA6,0.0,1.0,Baour_500_Pm_02 LTBAJZT_F1_FA_C + Current Phase Angle,0,1,1,Degrees,Phasor,IPHA,Current Phase Angle,PA,-98.6,37.5,PPA:10979,2021-08-24 16:44:38
} | MaximumArchiveDays=90 | DesiredRemainingSpace=500,10980,GPA_BAGOR_500_PM_03:F,,376,8736f6c7-ad41-4b43-b4f6-e684e0d4ad20,BAGOR_500_PM_03,Bagor_500_Pm_03,60,1,companyAcronym= | protocolName=IEEE C37.118.2-2011 | vendorAcronym= | vendorDeviceName= | interconnectionName=,,,,10,STTP,Streaming Telemetry Transport Protocol,5,,,,,,BAGOR_500_PM_03-FQ,0.0,1.0,Bagor_500_Pm_03 Frequency,0,1,1,Hz,PMU,FREQ,Frequency,FQ,-98.6,37.5,PPA:10980,2021-08-24 16:44:38
} | MaximumArchiveDays=90 | DesiredRemainingSpace=500,10981,GPA_BAGOR_500_PM_03:DF,,376,8736f6c7-ad41-4b43-b4f6-e684e0d4ad20,BAGOR_500_PM_03,Bagor_500_Pm_03,60,1,companyAcronym= | protocolName=IEEE C37.118.2-2011 | vendorAcronym= | vendorDeviceName= | interconnectionName=,,,,10,STTP,Streaming Telemetry Transport Protocol,6,,,,,,BAGOR_500_PM_03-DF,0.0,1.0,Bagor_500_Pm_03 Frequency Delta (dF/dt),0,1,1,,PMU,DFDT,Frequency Delta (dF/dt),DF,-98.6,37.5,PPA:10981,2021-08-24 16:44:38
} | MaximumArchiveDays=90 | DesiredRemainingSpace=500,10982,GPA_BAGOR_500_PM_03:S,,376,8736f6c7-ad41-4b43-b4f6-e684e0d4ad20,BAGOR_500_PM_03,Bagor_500_Pm_03,60,1,companyAcronym= | protocolName=IEEE C37.118.2-2011 | vendorAcronym= | vendorDeviceName= | interconnectionName=,,,,10,STTP,Streaming Telemetry Transport Protocol,8,,,,,,BAGOR_500_PM_03-SF,0.0,1.0,Bagor_500_Pm_03 Status Flags,0,1,1,,PMU,FLAG,Status Flags,SF,-98.6,37.5,PPA:10982,2021-08-24 16:44:38
} | MaximumArchiveDays=90 | DesiredRemainingSpace=500,10983,GPA_BAGOR_500_PM_03-PM1:V,,376,8736f6c7-ad41-4b43-b4f6-e684e0d4ad20,BAGOR_500_PM_03,Bagor_500_Pm_03,60,1,companyAcronym= | protocolName=IEEE C37.118.2-2011 | vendorAcronym= | vendorDeviceName= | interconnectionName=,,,,10,STTP,Streaming Telemetry Transport Protocol,3,1,LTBABJD_L3_FV_A,V,+,0,BAGOR_500_PM_03-PM1,0.0,1.0,Bagor_500_Pm_03 LTBABJD_L3_FV_A + Voltage Magnitude,0,1,1,Volts,Phasor,VPHM,Voltage Magnitude,PM,-98.6,37.5,PPA:10983,2021-08-24 16:44:38
} | MaximumArchiveDays=90 | DesiredRemainingSpace=500,10984,GPA_BAGOR_500_PM_03-PA1:VH,,376,8736f6c7-ad41-4b43-b4f6-e684e0d4ad20,BAGOR_500_PM_03,Bagor_500_Pm_03,60,1,companyAcronym= | protocolName=IEEE C37.118.2-2011 | vendorAcronym= | vendorDeviceName= | interconnectionName=,,,,10,STTP,Streaming Telemetry Transport Protocol,4,1,LTBABJD_L3_FV_A,V,+,0,BAGOR_500_PM_03-PA1,0.0,1.0,Bagor_500_Pm_03 LTBABJD_L3_FV_A + Voltage Phase Angle,0,1,1,Degrees,Phasor,VPHA,Voltage Phase Angle,PA,-98.6,37.5,PPA:10984,2021-08-24 16:44:38
} | MaximumArchiveDays=90 | DesiredRemainingSpace=500,10985,GPA_BAGOR_500_PM_03-PM2:V,,376,8736f6c7-ad41-4b43-b4f6-e684e0d4ad20,BAGOR_500_PM_03,Bagor_500_Pm_03,60,1,companyAcronym= | protocolName=IEEE C37.118.2-2011 | vendorAcronym= | vendorDeviceName= | interconnectionName=,,,,10,STTP,Streaming Telemetry Transport Protocol,3,2,LTBABJD_L3_FV_B,V,+,0,BAGOR_500_PM_03-PM2,0.0,1.0,Bagor_500_Pm_03 LTBABJD_L3_FV_B + Voltage Magnitude,0,1,1,Volts,Phasor,VPHM,Voltage Magnitude,PM,-98.6,37.5,PPA:10985,2021-08-24 16:44:38
} | MaximumArchiveDays=90 | DesiredRemainingSpace=500,10986,GPA_BAGOR_500_PM_03-PA2:VH,,376,8736f6c7-ad41-4b43-b4f6-e684e0d4ad20,BAGOR_500_PM_03,Bagor_500_Pm_03,60,1,companyAcronym= | protocolName=IEEE C37.118.2-2011 | vendorAcronym= | vendorDeviceName= | interconnectionName=,,,,10,STTP,Streaming Telemetry Transport Protocol,4,2,LTBABJD_L3_FV_B,V,+,0,BAGOR_500_PM_03-PA2,0.0,1.0,Bagor_500_Pm_03 LTBABJD_L3_FV_B + Voltage Phase Angle,0,1,1,Degrees,Phasor,VPHA,Voltage Phase Angle,PA,-98.6,37.5,PPA:10986,2021-08-24 16:44:38
} | MaximumArchiveDays=90 | DesiredRemainingSpace=500,10987,GPA_BAGOR_500_PM_03-PM3:V,,376,8736f6c7-ad41-4b43-b4f6-e684e0d4ad20,BAGOR_500_PM_03,Bagor_500_Pm_03,60,1,companyAcronym= | protocolName=IEEE C37.118.2-2011 | vendorAcronym= | vendorDeviceName= | interconnectionName=,,,,10,STTP,Streaming Telemetry Transport Protocol,3,3,LTBABJD_L3_FV_C,V,+,0,BAGOR_500_PM_03-PM3,0.0,1.0,Bagor_500_Pm_03 LTBABJD_L3_FV_C + Voltage Magnitude,0,1,1,Volts,Phasor,VPHM,Voltage Magnitude,PM,-98.6,37.5,PPA:10987,2021-08-24 16:44:38
} | MaximumArchiveDays=90 | DesiredRemainingSpace=500,10988,GPA_BAGOR_500_PM_03-PA3:VH,,376,8736f6c7-ad41-4b43-b4f6-e684e0d4ad20,BAGOR_500_PM_03,Bagor_500_Pm_03,60,1,companyAcronym= | protocolName=IEEE C37.118.2-2011 | vendorAcronym= | vendorDeviceName= | interconnectionName=,,,,10,STTP,Streaming Telemetry Transport Protocol,4,3,LTBABJD_L3_FV_C,V,+,0,BAGOR_500_PM_03-PA3,0.0,1.0,Bagor_500_Pm_03 LTBABJD_L3_FV_C + Voltage Phase Angle,0,1,1,Degrees,Phasor,VPHA,Voltage Phase Angle,PA,-98.6,37.5,PPA:10988,2021-08-24 16:44:38
} | MaximumArchiveDays=90 | DesiredRemainingSpace=500,10989,GPA_BAGOR_500_PM_03-PM4:I,,376,8736f6c7-ad41-4b43-b4f6-e684e0d4ad20,BAGOR_500_PM_03,Bagor_500_Pm_03,60,1,companyAcronym= | protocolName=IEEE C37.118.2-2011 | vendorAcronym= | vendorDeviceName= | interconnectionName=,,,,10,STTP,Streaming Telemetry Transport Protocol,1,4,LTBABJD_L3_FA_A,I,+,0,BAGOR_500_PM_03-PM4,0.0,1.0,Bagor_500_Pm_03 LTBABJD_L3_FA_A + Current Magnitude,0,1,1,Amps,Phasor,IPHM,Current Magnitude,PM,-98.6,37.5,PPA:10989,2021-08-24 16:44:38
} | MaximumArchiveDays=90 | DesiredRemainingSpace=500,10990,GPA_BAGOR_500_PM_03-PA4:IH,,376,8736f6c7-ad41-4b43-b4f6-e684e0d4ad20,BAGOR_500_PM_03,Bagor_500_Pm_03,60,1,companyAcronym= | protocolName=IEEE C37.118.2-2011 | vendorAcronym= | vendorDeviceName= | interconnectionName=,,,,10,STTP,Streaming Telemetry Transport Protocol,2,4,LTBABJD_L3_FA_A,I,+,0,BAGOR_500_PM_03-PA4,0.0,1.0,Bagor_500_Pm_03 LTBABJD_L3_FA_A + Current Phase Angle,0,1,1,Degrees,Phasor,IPHA,Current Phase Angle,PA,-98.6,37.5,PPA:10990,2021-08-24 16:44:38
} | MaximumArchiveDays=90 | DesiredRemainingSpace=500,10991,GPA_BAGOR_500_PM_03-PM5:I,,376,8736f6c7-ad41-4b43-b4f6-e684e0d4ad20,BAGOR_500_PM_03,Bagor_500_Pm_03,60,1,companyAcronym= | protocolName=IEEE C37.118.2-2011 | vendorAcronym= | vendorDeviceName= | interconnectionName=,,,,10,STTP,Streaming Telemetry Transport Protocol,1,5,LTBABJD_L3_FA_B,I,+,0,BAGOR_500_PM_03-PM5,0.0,1.0,Bagor_500_Pm_03 LTBABJD_L3_FA_B + Current Magnitude,0,1,1,Amps,Phasor,IPHM,Current Magnitude,PM,-98.6,37.5,PPA:10991,2021-08-24 16:44:38
} | MaximumArchiveDays=90 | DesiredRemainingSpace=500,10992,GPA_BAGOR_500_PM_03-PA5:IH,,376,8736f6c7-ad41-4b43-b4f6-e684e0d4ad20,BAGOR_500_PM_03,Bagor_500_Pm_03,60,1,companyAcronym= | protocolName=IEEE C37.118.2-2011 | vendorAcronym= | vendorDeviceName= | interconnectionName=,,,,10,STTP,Streaming Telemetry Transport Protocol,2,5,LTBABJD_L3_FA_B,I,+,0,BAGOR_500_PM_03-PA5,0.0,1.0,Bagor_500_Pm_03 LTBABJD_L3_FA_B + Current Phase Angle,0,1,1,Degrees,Phasor,IPHA,Current Phase Angle,PA,-98.6,37.5,PPA:10992,2021-08-24 16:44:38
} | MaximumArchiveDays=90 | DesiredRemainingSpace=500,10993,GPA_BAGOR_500_PM_03-PM6:I,,376,8736f6c7-ad41-4b43-b4f6-e684e0d4ad20,BAGOR_500_PM_03,Bagor_500_Pm_03,60,1,companyAcronym= | protocolName=IEEE C37.118.2-2011 | vendorAcronym= | vendorDeviceName= | interconnectionName=,,,,10,STTP,Streaming Telemetry Transport Protocol,1,6,LTBABJD_L3_FA_C,I,+,0,BAGOR_500_PM_03-PM6,0.0,1.0,Bagor_500_Pm_03 LTBABJD_L3_FA_C + Current Magnitude,0,1,1,Amps,Phasor,IPHM,Current Magnitude,PM,-98.6,37.5,PPA:10993,2021-08-24 16:44:38
} | MaximumArchiveDays=90 | DesiredRemainingSpace=500,10994,GPA_BAGOR_500_PM_03-PA6:IH,,376,8736f6c7-ad41-4b43-b4f6-e684e0d4ad20,BAGOR_500_PM_03,Bagor_500_Pm_03,60,1,companyAcronym= | protocolName=IEEE C37.118.2-2011 | vendorAcronym= | vendorDeviceName= | interconnectionName=,,,,10,STTP,Streaming Telemetry Transport Protocol,2,6,LTBABJD_L3_FA_C,I,+,0,BAGOR_500_PM_03-PA6,0.0,1.0,Bagor_500_Pm_03 LTBABJD_L3_FA_C + Current Phase Angle,0,1,1,Degrees,Phasor,IPHA,Current Phase Angle,PA,-98.6,37.5,PPA:10994,2021-08-24 16:44:38
} | MaximumArchiveDays=90 | DesiredRemainingSpace=500,10995,GPA_BAGOR_500_PM_03-PM7:V,,376,8736f6c7-ad41-4b43-b4f6-e684e0d4ad20,BAGOR_500_PM_03,Bagor_500_Pm_03,60,1,companyAcronym= | protocolName=IEEE C37.118.2-2011 | vendorAcronym= | vendorDeviceName= | interconnectionName=,,,,10,STTP,Streaming Telemetry Transport Protocol,3,7,LTBABJD_L3_FV_P,V,+,0,BAGOR_500_PM_03-PM7,0.0,1.0,Bagor_500_Pm_03 LTBABJD_L3_FV_P + Voltage Magnitude,0,1,1,Volts,Phasor,VPHM,Voltage Magnitude,PM,-98.6,37.5,PPA:10995,2021-08-24 16:44:38
} | MaximumArchiveDays=90 | DesiredRemainingSpace=500,10996,GPA_BAGOR_500_PM_03-PA7:VH,,376,8736f6c7-ad41-4b43-b4f6-e684e0d4ad20,BAGOR_500_PM_03,Bagor_500_Pm_03,60,1,companyAcronym= | protocolName=IEEE C37.118.2-2011 | vendorAcronym= | vendorDeviceName= | interconnectionName=,,,,10,STTP,Streaming Telemetry Transport Protocol,4,7,LTBABJD_L3_FV_P,V,+,0,BAGOR_500_PM_03-PA7,0.0,1.0,Bagor_500_Pm_03 LTBABJD_L3_FV_P + Voltage Phase Angle,0,1,1,Degrees,Phasor,VPHA,Voltage Phase Angle,PA,-98.6,37.5,PPA:10996,2021-08-24 16:44:38
} | MaximumArchiveDays=90 | DesiredRemainingSpace=500,10997,GPA_BAGOR_500_PM_03-PM8:I,,376,8736f6c7-ad41-4b43-b4f6-e684e0d4ad20,BAGOR_500_PM_03,Bagor_500_Pm_03,60,1,companyAcronym= | protocolName=IEEE C37.118.2-2011 | vendorAcronym= | vendorDeviceName= | interconnectionName=,,,,10,STTP,Streaming Telemetry Transport Protocol,1,8,LTBABJD_L3_FA_P,I,+,0,BAGOR_500_PM_03-PM8,0.0,1.0,Bagor_500_Pm_03 LTBABJD_L3_FA_P + Current Magnitude,0,1,1,Amps,Phasor,IPHM,Current Magnitude,PM,-98.6,37.5,PPA:10997,2021-08-24 16:44:38
} | MaximumArchiveDays=90 | DesiredRemainingSpace=500,10998,GPA_BAGOR_500_PM_03-PA8:IH,,376,8736f6c7-ad41-4b43-b4f6-e684e0d4ad20,BAGOR_500_PM_03,Bagor_500_Pm_03,60,1,companyAcronym= | protocolName=IEEE C37.118.2-2011 | vendorAcronym= | vendorDeviceName= | interconnectionName=,,,,10,STTP,Streaming Telemetry Transport Protocol,2,8,LTBABJD_L3_FA_P,I,+,0,BAGOR_500_PM_03-PA8,0.0,1.0,Bagor_500_Pm_03 LTBABJD_L3_FA_P + Current Phase Angle,0,1,1,Degrees,Phasor,IPHA,Current Phase Angle,PA,-98.6,37.5,PPA:10998,2021-08-24 16:44:38
} | MaximumArchiveDays=90 | DesiredRemainingSpace=500,10999,GPA_BABJD_500_PM_04:F,,377,8736f6c7-ad41-4b43-b4f6-e684e0d4ad20,BABJD_500_PM_04,Babjd_500_Pm_04,60,1,companyAcronym= | protocolName=IEEE C37.118.2-2011 | vendorAcronym= | vendorDeviceName= | interconnectionName=,,,,10,STTP,Streaming Telemetry Transport Protocol,5,,,,,,BABJD_500_PM_04-FQ,0.0,1.0,Babjd_500_Pm_04 Frequency,0,1,1,Hz,PMU,FREQ,Frequency,FQ,-98.6,37.5,PPA:10999,2021-08-24 16:44:38
} | MaximumArchiveDays=90 | DesiredRemainingSpace=500,11000,GPA_BABJD_500_PM_04:DF,,377,8736f6c7-ad41-4b43-b4f6-e684e0d4ad20,BABJD_500_PM_04,Babjd_500_Pm_04,60,1,companyAcronym= | protocolName=IEEE C37.118.2-2011 | vendorAcronym= | vendorDeviceName= | interconnectionName=,,,,10,STTP,Streaming Telemetry Transport Protocol,6,,,,,,BABJD_500_PM_04-DF,0.0,1.0,Babjd_500_Pm_04 Frequency Delta (dF/dt),0,1,1,,PMU,DFDT,Frequency Delta (dF/dt),DF,-98.6,37.5,PPA:11000,2021-08-24 16:44:38
} | MaximumArchiveDays=90 | DesiredRemainingSpace=500,11001,GPA_BABJD_500_PM_04:S,,377,8736f6c7-ad41-4b43-b4f6-e684e0d4ad20,BABJD_500_PM_04,Babjd_500_Pm_04,60,1,companyAcronym= | protocolName=IEEE C37.118.2-2011 | vendorAcronym= | vendorDeviceName= | interconnectionName=,,,,10,STTP,Streaming Telemetry Transport Protocol,8,,,,,,BABJD_500_PM_04-SF,0.0,1.0,Babjd_500_Pm_04 Status Flags,0,1,1,,PMU,FLAG,Status Flags,SF,-98.6,37.5,PPA:11001,2021-08-24 16:44:38
} | MaximumArchiveDays=90 | DesiredRemainingSpace=500,11002,GPA_BABJD_500_PM_04-PM1:V,,377,8736f6c7-ad41-4b43-b4f6-e684e0d4ad20,BABJD_500_PM_04,Babjd_500_Pm_04,60,1,companyAcronym= | protocolName=IEEE C37.118.2-2011 | vendorAcronym= | vendorDeviceName= | interconnectionName=,,,,10,STTP,Streaming Telemetry Transport Protocol,3,1,LTBAGOR_L3_FV_A,V,+,0,BABJD_500_PM_04-PM1,0.0,1.0,Babjd_500_Pm_04 LTBAGOR_L3_FV_A + Voltage Magnitude,0,1,1,Volts,Phasor,VPHM,Voltage Magnitude,PM,-98.6,37.5,PPA:11002,2021-08-24 16:44:38
} | MaximumArchiveDays=90 | DesiredRemainingSpace=500,11003,GPA_BABJD_500_PM_04-PA1:VH,,377,8736f6c7-ad41-4b43-b4f6-e684e0d4ad20,BABJD_500_PM_04,Babjd_500_Pm_04,60,1,companyAcronym= | protocolName=IEEE C37.118.2-2011 | vendorAcronym= | vendorDeviceName= | interconnectionName=,,,,10,STTP,Streaming Telemetry Transport Protocol,4,1,LTBAGOR_L3_FV_A,V,+,0,BABJD_500_PM_04-PA1,0.0,1.0,Babjd_500_Pm_04 LTBAGOR_L3_FV_A + Voltage Phase Angle,0,1,1,Degrees,Phasor,VPHA,Voltage Phase Angle,PA,-98.6,37.5,PPA:11003,2021-08-24 16:44:38
} | MaximumArchiveDays=90 | DesiredRemainingSpace=500,11004,GPA_BABJD_500_PM_04-PM2:V,,377,8736f6c7-ad41-4b43-b4f6-e684e0d4ad20,BABJD_500_PM_04,Babjd_500_Pm_04,60,1,companyAcronym= | protocolName=IEEE C37.118.2-2011 | vendorAcronym= | vendorDeviceName= | interconnectionName=,,,,10,STTP,Streaming Telemetry Transport Protocol,3,2,LTBAGOR_L3_FV_B,V,+,0,BABJD_500_PM_04-PM2,0.0,1.0,Babjd_500_Pm_04 LTBAGOR_L3_FV_B + Voltage Magnitude,0,1,1,Volts,Phasor,VPHM,Voltage Magnitude,PM,-98.6,37.5,PPA:11004,2021-08-24 16:44:38
} | MaximumArchiveDays=90 | DesiredRemainingSpace=500,11005,GPA_BABJD_500_PM_04-PA2:VH,,377,8736f6c7-ad41-4b43-b4f6-e684e0d4ad20,BABJD_500_PM_04,Babjd_500_Pm_04,60,1,companyAcronym= | protocolName=IEEE C37.118.2-2011 | vendorAcronym= | vendorDeviceName= | interconnectionName=,,,,10,STTP,Streaming Telemetry Transport Protocol,4,2,LTBAGOR_L3_FV_B,V,+,0,BABJD_500_PM_04-PA2,0.0,1.0,Babjd_500_Pm_04 LTBAGOR_L3_FV_B + Voltage Phase Angle,0,1,1,Degrees,Phasor,VPHA,Voltage Phase Angle,PA,-98.6,37.5,PPA:11005,2021-08-24 16:44:38
} | MaximumArchiveDays=90 | DesiredRemainingSpace=500,11006,GPA_BABJD_500_PM_04-PM3:V,,377,8736f6c7-ad41-4b43-b4f6-e684e0d4ad20,BABJD_500_PM_04,Babjd_500_Pm_04,60,1,companyAcronym= | protocolName=IEEE C37.118.2-2011 | vendorAcronym= | vendorDeviceName= | interconnectionName=,,,,10,STTP,Streaming Telemetry Transport Protocol,3,3,LTBAGOR_L3_FV_C,V,+,0,BABJD_500_PM_04-PM3,0.0,1.0,Babjd_500_Pm_04 LTBAGOR_L3_FV_C + Voltage Magnitude,0,1,1,Volts,Phasor,VPHM,Voltage Magnitude,PM,-98.6,37.5,PPA:11006,2021-08-24 16:44:38
} | MaximumArchiveDays=90 | DesiredRemainingSpace=500,11007,GPA_BABJD_500_PM_04-PA3:VH,,377,8736f6c7-ad41-4b43-b4f6-e684e0d4ad20,BABJD_500_PM_04,Babjd_500_Pm_04,60,1,companyAcronym= | protocolName=IEEE C37.118.2-2011 | vendorAcronym= | vendorDeviceName= | interconnectionName=,,,,10,STTP,Streaming Telemetry Transport Protocol,4,3,LTBAGOR_L3_FV_C,V,+,0,BABJD_500_PM_04-PA3,0.0,1.0,Babjd_500_Pm_04 LTBAGOR_L3_FV_C + Voltage Phase Angle,0,1,1,Degrees,Phasor,VPHA,Voltage Phase Angle,PA,-98.6,37.5,PPA:11007,2021-08-24 16:44:38
} | MaximumArchiveDays=90 | DesiredRemainingSpace=500,11008,GPA_BABJD_500_PM_04-PM4:I,,377,8736f6c7-ad41-4b43-b4f6-e684e0d4ad20,BABJD_500_PM_04,Babjd_500_Pm_04,60,1,companyAcronym= | protocolName=IEEE C37.118.2-2011 | vendorAcronym= | vendorDeviceName= | interconnectionName=,,,,10,STTP,Streaming Telemetry Transport Protocol,1,4,LTBAGOR_L3_FA_A,I,+,0,BABJD_500_PM_04-PM4,0.0,1.0,Babjd_500_Pm_04 LTBAGOR_L3_FA_A + Current Magnitude,0,1,1,Amps,Phasor,IPHM,Current Magnitude,PM,-98.6,37.5,PPA:11008,2021-08-24 16:44:38
} | MaximumArchiveDays=90 | DesiredRemainingSpace=500,11009,GPA_BABJD_500_PM_04-PA4:IH,,377,8736f6c7-ad41-4b43-b4f6-e684e0d4ad20,BABJD_500_PM_04,Babjd_500_Pm_04,60,1,companyAcronym= | protocolName=IEEE C37.118.2-2011 | vendorAcronym= | vendorDeviceName= | interconnectionName=,,,,10,STTP,Streaming Telemetry Transport Protocol,2,4,LTBAGOR_L3_FA_A,I,+,0,BABJD_500_PM_04-PA4,0.0,1.0,Babjd_500_Pm_04 LTBAGOR_L3_FA_A + Current Phase Angle,0,1,1,Degrees,Phasor,IPHA,Current Phase Angle,PA,-98.6,37.5,PPA:11009,2021-08-24 16:44:38
} | MaximumArchiveDays=90 | DesiredRemainingSpace=500,11010,GPA_BABJD_500_PM_04-PM5:I,,377,8736f6c7-ad41-4b43-b4f6-e684e0d4ad20,BABJD_500_PM_04,Babjd_500_Pm_04,60,1,companyAcronym= | protocolName=IEEE C37.118.2-2011 | vendorAcronym= | vendorDeviceName= | interconnectionName=,,,,10,STTP,Streaming Telemetry Transport Protocol,1,5,LTBAGOR_L3_FA_B,I,+,0,BABJD_500_PM_04-PM5,0.0,1.0,Babjd_500_Pm_04 LTBAGOR_L3_FA_B + Current Magnitude,0,1,1,Amps,Phasor,IPHM,Current Magnitude,PM,-98.6,37.5,PPA:11010,2021-08-24 16:44:38
} | MaximumArchiveDays=90 | DesiredRemainingSpace=500,11011,GPA_BABJD_500_PM_04-PA5:IH,,377,8736f6c7-ad41-4b43-b4f6-e684e0d4ad20,BABJD_500_PM_04,Babjd_500_Pm_04,60,1,companyAcronym= | protocolName=IEEE C37.118.2-2011 | vendorAcronym= | vendorDeviceName= | interconnectionName=,,,,10,STTP,Streaming Telemetry Transport Protocol,2,5,LTBAGOR_L3_FA_B,I,+,0,BABJD_500_PM_04-PA5,0.0,1.0,Babjd_500_Pm_04 LTBAGOR_L3_FA_B + Current Phase Angle,0,1,1,Degrees,Phasor,IPHA,Current Phase Angle,PA,-98.6,37.5,PPA:11011,2021-08-24 16:44:38
} | MaximumArchiveDays=90 | DesiredRemainingSpace=500,11012,GPA_BABJD_500_PM_04-PM6:I,,377,8736f6c7-ad41-4b43-b4f6-e684e0d4ad20,BABJD_500_PM_04,Babjd_500_Pm_04,60,1,companyAcronym= | protocolName=IEEE C37.118.2-2011 | vendorAcronym= | vendorDeviceName= | interconnectionName=,,,,10,STTP,Streaming Telemetry Transport Protocol,1,6,LTBAGOR_L3_FA_C,I,+,0,BABJD_500_PM_04-PM6,0.0,1.0,Babjd_500_Pm_04 LTBAGOR_L3_FA_C + Current Magnitude,0,1,1,Amps,Phasor,IPHM,Current Magnitude,PM,-98.6,37.5,PPA:11012,2021-08-24 16:44:38
} | MaximumArchiveDays=90 | DesiredRemainingSpace=500,11013,GPA_BABJD_500_PM_04-PA6:IH,,377,8736f6c7-ad41-4b43-b4f6-e684e0d4ad20,BABJD_500_PM_04,Babjd_500_Pm_04,60,1,companyAcronym= | protocolName=IEEE C37.118.2-2011 | vendorAcronym= | vendorDeviceName= | interconnectionName=,,,,10,STTP,Streaming Telemetry Transport Protocol,2,6,LTBAGOR_L3_FA_C,I,+,0,BABJD_500_PM_04-PA6,0.0,1.0,Babjd_500_Pm_04 LTBAGOR_L3_FA_C + Current Phase Angle,0,1,1,Degrees,Phasor,IPHA,Current Phase Angle,PA,-98.6,37.5,PPA:11013,2021-08-24 16:44:38
} | MaximumArchiveDays=90 | DesiredRemainingSpace=500,11014,GPA_BABJD_500_PM_04-PM7:V,,377,8736f6c7-ad41-4b43-b4f6-e684e0d4ad20,BABJD_500_PM_04,Babjd_500_Pm_04,60,1,companyAcronym= | protocolName=IEEE C37.118.2-2011 | vendorAcronym= | vendorDeviceName= | interconnectionName=,,,,10,STTP,Streaming Telemetry Transport Protocol,3,7,LTBAGOR_L3_FV_P,V,+,0,BABJD_500_PM_04-PM7,0.0,1.0,Babjd_500_Pm_04 LTBAGOR_L3_FV_P + Voltage Magnitude,0,1,1,Volts,Phasor,VPHM,Voltage Magnitude,PM,-98.6,37.5,PPA:11014,2021-08-24 16:44:38
} | MaximumArchiveDays=90 | DesiredRemainingSpace=500,11015,GPA_BABJD_500_PM_04-PA7:VH,,377,8736f6c7-ad41-4b43-b4f6-e684e0d4ad20,BABJD_500_PM_04,Babjd_500_Pm_04,60,1,companyAcronym= | protocolName=IEEE C37.118.2-2011 | vendorAcronym= | vendorDeviceName= | interconnectionName=,,,,10,STTP,Streaming Telemetry Transport Protocol,4,7,LTBAGOR_L3_FV_P,V,+,0,BABJD_500_PM_04-PA7,0.0,1.0,Babjd_500_Pm_04 LTBAGOR_L3_FV_P + Voltage Phase Angle,0,1,1,Degrees,Phasor,VPHA,Voltage Phase Angle,PA,-98.6,37.5,PPA:11015,2021-08-24 16:44:38
} | MaximumArchiveDays=90 | DesiredRemainingSpace=500,11016,GPA_BABJD_500_PM_04-PM8:I,,377,8736f6c7-ad41-4b43-b4f6-e684e0d4ad20,BABJD_500_PM_04,Babjd_500_Pm_04,60,1,companyAcronym= | protocolName=IEEE C37.118.2-2011 | vendorAcronym= | vendorDeviceName= | interconnectionName=,,,,10,STTP,Streaming Telemetry Transport Protocol,1,8,LTBAGOR_L3_FA_P,I,+,0,BABJD_500_PM_04-PM8,0.0,1.0,Babjd_500_Pm_04 LTBAGOR_L3_FA_P + Current Magnitude,0,1,1,Amps,Phasor,IPHM,Current Magnitude,PM,-98.6,37.5,PPA:11016,2021-08-24 16:44:38
} | MaximumArchiveDays=90 | DesiredRemainingSpace=500,11017,GPA_BABJD_500_PM_04-PA8:IH,,377,8736f6c7-ad41-4b43-b4f6-e684e0d4ad20,BABJD_500_PM_04,Babjd_500_Pm_04,60,1,companyAcronym= | protocolName=IEEE C37.118.2-2011 | vendorAcronym= | vendorDeviceName= | interconnectionName=,,,,10,STTP,Streaming Telemetry Transport Protocol,2,8,LTBAGOR_L3_FA_P,I,+,0,BABJD_500_PM_04-PA8,0.0,1.0,Babjd_500_Pm_04 LTBAGOR_L3_FA_P + Current Phase Angle,0,1,1,Degrees,Phasor,IPHA,Current Phase Angle,PA,-98.6,37.5,PPA:11017,2021-08-24 16:44:38
} | MaximumArchiveDays=90 | DesiredRemainingSpace=500,11018,GPA_BASDS_500_PM_01:AV1,,378,8736f6c7-ad41-4b43-b4f6-e684e0d4ad20,BASDS_500_PM_01,Basds_500_Pm_01,60,1,companyAcronym= | protocolName=IEEE C37.118.2-2011 | vendorAcronym= | vendorDeviceName= | interconnectionName=,,,,10,STTP,Streaming Telemetry Transport Protocol,7,,,,,,BASDS_500_PM_01-AV1,0.0,1.0,Basds_500_Pm_01 Analog Value 1,0,1,1,,PMU,ALOG,Analog Value,AV,-98.6,37.5,PPA:11018,2021-08-24 16:44:38
} | MaximumArchiveDays=90 | DesiredRemainingSpace=500,11019,GPA_BASDS_500_PM_01:F,,378,8736f6c7-ad41-4b43-b4f6-e684e0d4ad20,BASDS_500_PM_01,Basds_500_Pm_01,60,1,companyAcronym= | protocolName=IEEE C37.118.2-2011 | vendorAcronym= | vendorDeviceName= | interconnectionName=,,,,10,STTP,Streaming Telemetry Transport Protocol,5,,,,,,BASDS_500_PM_01-FQ,0.0,1.0,Basds_500_Pm_01 Frequency,0,1,1,Hz,PMU,FREQ,Frequency,FQ,-98.6,37.5,PPA:11019,2021-08-24 16:44:38
} | MaximumArchiveDays=90 | DesiredRemainingSpace=500,11020,GPA_BASDS_500_PM_01:DF,,378,8736f6c7-ad41-4b43-b4f6-e684e0d4ad20,BASDS_500_PM_01,Basds_500_Pm_01,60,1,companyAcronym= | protocolName=IEEE C37.118.2-2011 | vendorAcronym= | vendorDeviceName= | interconnectionName=,,,,10,STTP,Streaming Telemetry Transport Protocol,6,,,,,,BASDS_500_PM_01-DF,0.0,1.0,Basds_500_Pm_01 Frequency Delta (dF/dt),0,1,1,,PMU,DFDT,Frequency Delta (dF/dt),DF,-98.6,37.5,PPA:11020,2021-08-24 16:44:38
} | MaximumArchiveDays=90 | DesiredRemainingSpace=500,11021,GPA_BASDS_500_PM_01:S,,378,8736f6c7-ad41-4b43-b4f6-e684e0d4ad20,BASDS_500_PM_01,Basds_500_Pm_01,60,1,companyAcronym= | protocolName=IEEE C37.118.2-2011 | vendorAcronym= | vendorDeviceName= | interconnectionName=,,,,10,STTP,Streaming Telemetry Transport Protocol,8,,,,,,BASDS_500_PM_01-SF,0.0,1.0,Basds_500_Pm_01 Status Flags,0,1,1,,PMU,FLAG,Status Flags,SF,-98.6,37.5,PPA:11021,2021-08-24 16:44:38
} | MaximumArchiveDays=90 | DesiredRemainingSpace=500,11022,GPA_BASDS_500_PM_02:AV1,,379,8736f6c7-ad41-4b43-b4f6-e684e0d4ad20,BASDS_500_PM_02,Basds_500_Pm_02,60,1,companyAcronym= | protocolName=IEEE C37.118.2-2011 | vendorAcronym= | vendorDeviceName= | interconnectionName=,,,,10,STTP,Streaming Telemetry Transport Protocol,7,,,,,,BASDS_500_PM_02-AV1,0.0,1.0,Basds_500_Pm_02 Analog Value 1,0,1,1,,PMU,ALOG,Analog Value,AV,-98.6,37.5,PPA:11022,2021-08-24 16:44:38
} | MaximumArchiveDays=90 | DesiredRemainingSpace=500,11023,GPA_BASDS_500_PM_02:F,,379,8736f6c7-ad41-4b43-b4f6-e684e0d4ad20,BASDS_500_PM_02,Basds_500_Pm_02,60,1,companyAcronym= | protocolName=IEEE C37.118.2-2011 | vendorAcronym= | vendorDeviceName= | interconnectionName=,,,,10,STTP,Streaming Telemetry Transport Protocol,5,,,,,,BASDS_500_PM_02-FQ,0.0,1.0,Basds_500_Pm_02 Frequency,0,1,1,Hz,PMU,FREQ,Frequency,FQ,-98.6,37.5,PPA:11023,2021-08-24 16:44:38
} | MaximumArchiveDays=90 | DesiredRemainingSpace=500,11024,GPA_BASDS_500_PM_02:DF,,379,8736f6c7-ad41-4b43-b4f6-e684e0d4ad20,BASDS_500_PM_02,Basds_500_Pm_02,60,1,companyAcronym= | protocolName=IEEE C37.118.2-2011 | vendorAcronym= | vendorDeviceName= | interconnectionName=,,,,10,STTP,Streaming Telemetry Transport Protocol,6,,,,,,BASDS_500_PM_02-DF,0.0,1.0,Basds_500_Pm_02 Frequency Delta (dF/dt),0,1,1,,PMU,DFDT,Frequency Delta (dF/dt),DF,-98.6,37.5,PPA:11024,2021-08-24 16:44:38
} | MaximumArchiveDays=90 | DesiredRemainingSpace=500,11025,GPA_BASDS_500_PM_02:S,,379,8736f6c7-ad41-4b43-b4f6-e684e0d4ad20,BASDS_500_PM_02,Basds_500_Pm_02,60,1,companyAcronym= | protocolName=IEEE C37.118.2-2011 | vendorAcronym= | vendorDeviceName= | interconnectionName=,,,,10,STTP,Streaming Telemetry Transport Protocol,8,,,,,,BASDS_500_PM_02-SF,0.0,1.0,Basds_500_Pm_02 Status Flags,0,1,1,,PMU,FLAG,Status Flags,SF,-98.6,37.5,PPA:11025,2021-08-24 16:44:38
} | MaximumArchiveDays=90 | DesiredRemainingSpace=500,11026,GPA_BASDS_500_PM_03:F,,380,8736f6c7-ad41-4b43-b4f6-e684e0d4ad20,BASDS_500_PM_03,Basds_500_Pm_03,60,1,companyAcronym= | protocolName=IEEE C37.118.2-2011 | vendorAcronym= | vendorDeviceName= | interconnectionName=,,,,10,STTP,Streaming Telemetry Transport Protocol,5,,,,,,BASDS_500_PM_03-FQ,0.0,1.0,Basds_500_Pm_03 Frequency,0,1,1,Hz,PMU,FREQ,Frequency,FQ,-98.6,37.5,PPA:11026,2021-08-24 16:44:38
} | MaximumArchiveDays=90 | DesiredRemainingSpace=500,11027,GPA_BASDS_500_PM_03:DF,,380,8736f6c7-ad41-4b43-b4f6-e684e0d4ad20,BASDS_500_PM_03,Basds_500_Pm_03,60,1,companyAcronym= | protocolName=IEEE C37.118.2-2011 | vendorAcronym= | vendorDeviceName= | interconnectionName=,,,,10,STTP,Streaming Telemetry Transport Protocol,6,,,,,,BASDS_500_PM_03-DF,0.0,1.0,Basds_500_Pm_03 Frequency Delta (dF/dt),0,1,1,,PMU,DFDT,Frequency Delta (dF/dt),DF,-98.6,37.5,PPA:11027,2021-08-24 16:44:38
} | MaximumArchiveDays=90 | DesiredRemainingSpace=500,11028,GPA_BASDS_500_PM_03:S,,380,8736f6c7-ad41-4b43-b4f6-e684e0d4ad20,BASDS_500_PM_03,Basds_500_Pm_03,60,1,companyAcronym= | protocolName=IEEE C37.118.2-2011 | vendorAcronym= | vendorDeviceName= | interconnectionName=,,,,10,STTP,Streaming Telemetry Transport Protocol,8,,,,,,BASDS_500_PM_03-SF,0.0,1.0,Basds_500_Pm_03 Status Flags,0,1,1,,PMU,FLAG,Status Flags,SF,-98.6,37.5,PPA:11028,2021-08-24 16:44:38
} | MaximumArchiveDays=90 | DesiredRemainingSpace=500,11029,GPA_BASDS_500_PM_03-PM1:V,,380,8736f6c7-ad41-4b43-b4f6-e684e0d4ad20,BASDS_500_PM_03,Basds_500_Pm_03,60,1,companyAcronym= | protocolName=IEEE C37.118.2-2011 | vendorAcronym= | vendorDeviceName= | interconnectionName=,,,,10,STTP,Streaming Telemetry Transport Protocol,3,1,LTBAGOR_1_FV_A,V,+,0,BASDS_500_PM_03-PM1,0.0,1.0,Basds_500_Pm_03 LTBAGOR_1_FV_A + Voltage Magnitude,0,1,1,Volts,Phasor,VPHM,Voltage Magnitude,PM,-98.6,37.5,PPA:11029,2021-08-24 16:44:39
} | MaximumArchiveDays=90 | DesiredRemainingSpace=500,11030,GPA_BASDS_500_PM_03-PA1:VH,,380,8736f6c7-ad41-4b43-b4f6-e684e0d4ad20,BASDS_500_PM_03,Basds_500_Pm_03,60,1,companyAcronym= | protocolName=IEEE C37.118.2-2011 | vendorAcronym= | vendorDeviceName= | interconnectionName=,,,,10,STTP,Streaming Telemetry Transport Protocol,4,1,LTBAGOR_1_FV_A,V,+,0,BASDS_500_PM_03-PA1,0.0,1.0,Basds_500_Pm_03 LTBAGOR_1_FV_A + Voltage Phase Angle,0,1,1,Degrees,Phasor,VPHA,Voltage Phase Angle,PA,-98.6,37.5,PPA:11030,2021-08-24 16:44:39
} | MaximumArchiveDays=90 | DesiredRemainingSpace=500,11031,GPA_BASDS_500_PM_03-PM2:V,,380,8736f6c7-ad41-4b43-b4f6-e684e0d4ad20,BASDS_500_PM_03,Basds_500_Pm_03,60,1,companyAcronym= | protocolName=IEEE C37.118.2-2011 | vendorAcronym= | vendorDeviceName= | interconnectionName=,,,,10,STTP,Streaming Telemetry Transport Protocol,3,2,LTBAGOR_1_FV_B,V,+,0,BASDS_500_PM_03-PM2,0.0,1.0,Basds_500_Pm_03 LTBAGOR_1_FV_B + Voltage Magnitude,0,1,1,Volts,Phasor,VPHM,Voltage Magnitude,PM,-98.6,37.5,PPA:11031,2021-08-24 16:44:39
} | MaximumArchiveDays=90 | DesiredRemainingSpace=500,11032,GPA_BASDS_500_PM_03-PA2:VH,,380,8736f6c7-ad41-4b43-b4f6-e684e0d4ad20,BASDS_500_PM_03,Basds_500_Pm_03,60,1,companyAcronym= | protocolName=IEEE C37.118.2-2011 | vendorAcronym= | vendorDeviceName= | interconnectionName=,,,,10,STTP,Streaming Telemetry Transport Protocol,4,2,LTBAGOR_1_FV_B,V,+,0,BASDS_500_PM_03-PA2,0.0,1.0,Basds_500_Pm_03 LTBAGOR_1_FV_B + Voltage Phase Angle,0,1,1,Degrees,Phasor,VPHA,Voltage Phase Angle,PA,-98.6,37.5,PPA:11032,2021-08-24 16:44:39
} | MaximumArchiveDays=90 | DesiredRemainingSpace=500,11033,GPA_BASDS_500_PM_03-PM3:V,,380,8736f6c7-ad41-4b43-b4f6-e684e0d4ad20,BASDS_500_PM_03,Basds_500_Pm_03,60,1,companyAcronym= | protocolName=IEEE C37.118.2-2011 | vendorAcronym= | vendorDeviceName= | interconnectionName=,,,,10,STTP,Streaming Telemetry Transport Protocol,3,3,LTBAGOR_1_FV_C,V,+,0,BASDS_500_PM_03-PM3,0.0,1.0,Basds_500_Pm_03 LTBAGOR_1_FV_C + Voltage Magnitude,0,1,1,Volts,Phasor,VPHM,Voltage Magnitude,PM,-98.6,37.5,PPA:11033,2021-08-24 16:44:39
} | MaximumArchiveDays=90 | DesiredRemainingSpace=500,11034,GPA_BASDS_500_PM_03-PA3:VH,,380,8736f6c7-ad41-4b43-b4f6-e684e0d4ad20,BASDS_500_PM_03,Basds_500_Pm_03,60,1,companyAcronym= | protocolName=IEEE C37.118.2-2011 | vendorAcronym= | vendorDeviceName= | interconnectionName=,,,,10,STTP,Streaming Telemetry Transport Protocol,4,3,LTBAGOR_1_FV_C,V,+,0,BASDS_500_PM_03-PA3,0.0,1.0,Basds_500_Pm_03 LTBAGOR_1_FV_C + Voltage Phase Angle,0,1,1,Degrees,Phasor,VPHA,Voltage Phase Angle,PA,-98.6,37.5,PPA:11034,2021-08-24 16:44:39
} | MaximumArchiveDays=90 | DesiredRemainingSpace=500,11035,GPA_BASDS_500_PM_03-PM4:I,,380,8736f6c7-ad41-4b43-b4f6-e684e0d4ad20,BASDS_500_PM_03,Basds_500_Pm_03,60,1,companyAcronym= | protocolName=IEEE C37.118.2-2011 | vendorAcronym= | vendorDeviceName= | interconnectionName=,,,,10,STTP,Streaming Telemetry Transport Protocol,1,4,LTBAGOR_1_FA_A,I,+,0,BASDS_500_PM_03-PM4,0.0,1.0,Basds_500_Pm_03 LTBAGOR_1_FA_A + Current Magnitude,0,1,1,Amps,Phasor,IPHM,Current Magnitude,PM,-98.6,37.5,PPA:11035,2021-08-24 16:44:39
} | MaximumArchiveDays=90 | DesiredRemainingSpace=500,11036,GPA_BASDS_500_PM_03-PA4:IH,,380,8736f6c7-ad41-4b43-b4f6-e684e0d4ad20,BASDS_500_PM_03,Basds_500_Pm_03,60,1,companyAcronym= | protocolName=IEEE C37.118.2-2011 | vendorAcronym= | vendorDeviceName= | interconnectionName=,,,,10,STTP,Streaming Telemetry Transport Protocol,2,4,LTBAGOR_1_FA_A,I,+,0,BASDS_500_PM_03-PA4,0.0,1.0,Basds_500_Pm_03 LTBAGOR_1_FA_A + Current Phase Angle,0,1,1,Degrees,Phasor,IPHA,Current Phase Angle,PA,-98.6,37.5,PPA:11036,2021-08-24 16:44:39
} | MaximumArchiveDays=90 | DesiredRemainingSpace=500,11037,GPA_BASDS_500_PM_03-PM5:I,,380,8736f6c7-ad41-4b43-b4f6-e684e0d4ad20,BASDS_500_PM_03,Basds_500_Pm_03,60,1,companyAcronym= | protocolName=IEEE C37.118.2-2011 | vendorAcronym= | vendorDeviceName= | interconnectionName=,,,,10,STTP,Streaming Telemetry Transport Protocol,1,5,LTBAGOR_1_FA_B,I,+,0,BASDS_500_PM_03-PM5,0.0,1.0,Basds_500_Pm_03 LTBAGOR_1_FA_B + Current Magnitude,0,1,1,Amps,Phasor,IPHM,Current Magnitude,PM,-98.6,37.5,PPA:11037,2021-08-24 16:44:39
} | MaximumArchiveDays=90 | DesiredRemainingSpace=500,11038,GPA_BASDS_500_PM_03-PA5:IH,,380,8736f6c7-ad41-4b43-b4f6-e684e0d4ad20,BASDS_500_PM_03,Basds_500_Pm_03,60,1,companyAcronym= | protocolName=IEEE C37.118.2-2011 | vendorAcronym= | vendorDeviceName= | interconnectionName=,,,,10,STTP,Streaming Telemetry Transport Protocol,2,5,LTBAGOR_1_FA_B,I,+,0,BASDS_500_PM_03-PA5,0.0,1.0,Basds_500_Pm_03 LTBAGOR_1_FA_B + Current Phase Angle,0,1,1,Degrees,Phasor,IPHA,Current Phase Angle,PA,-98.6,37.5,PPA:11038,2021-08-24 16:44:39
} | MaximumArchiveDays=90 | DesiredRemainingSpace=500,11039,GPA_BASDS_500_PM_03-PM6:I,,380,8736f6c7-ad41-4b43-b4f6-e684e0d4ad20,BASDS_500_PM_03,Basds_500_Pm_03,60,1,companyAcronym= | protocolName=IEEE C37.118.2-2011 | vendorAcronym= | vendorDeviceName= | interconnectionName=,,,,10,STTP,Streaming Telemetry Transport Protocol,1,6,LTBAGOR_1_FA_C,I,+,0,BASDS_500_PM_03-PM6,0.0,1.0,Basds_500_Pm_03 LTBAGOR_1_FA_C + Current Magnitude,0,1,1,Amps,Phasor,IPHM,Current Magnitude,PM,-98.6,37.5,PPA:11039,2021-08-24 16:44:39
} | MaximumArchiveDays=90 | DesiredRemainingSpace=500,11040,GPA_BASDS_500_PM_03-PA6:IH,,380,8736f6c7-ad41-4b43-b4f6-e684e0d4ad20,BASDS_500_PM_03,Basds_500_Pm_03,60,1,companyAcronym= | protocolName=IEEE C37.118.2-2011 | vendorAcronym= | vendorDeviceName= | interconnectionName=,,,,10,STTP,Streaming Telemetry Transport Protocol,2,6,LTBAGOR_1_FA_C,I,+,0,BASDS_500_PM_03-PA6,0.0,1.0,Basds_500_Pm_03 LTBAGOR_1_FA_C + Current Phase Angle,0,1,1,Degrees,Phasor,IPHA,Current Phase Angle,PA,-98.6,37.5,PPA:11040,2021-08-24 16:44:39
} | MaximumArchiveDays=90 | DesiredRemainingSpace=500,11041,GPA_BASDS_500_PM_03-PM7:V,,380,8736f6c7-ad41-4b43-b4f6-e684e0d4ad20,BASDS_500_PM_03,Basds_500_Pm_03,60,1,companyAcronym= | protocolName=IEEE C37.118.2-2011 | vendorAcronym= | vendorDeviceName= | interconnectionName=,,,,10,STTP,Streaming Telemetry Transport Protocol,3,7,LTBAGOR_1_FV_P,V,+,0,BASDS_500_PM_03-PM7,0.0,1.0,Basds_500_Pm_03 LTBAGOR_1_FV_P + Voltage Magnitude,0,1,1,Volts,Phasor,VPHM,Voltage Magnitude,PM,-98.6,37.5,PPA:11041,2021-08-24 16:44:39
} | MaximumArchiveDays=90 | DesiredRemainingSpace=500,11042,GPA_BASDS_500_PM_03-PA7:VH,,380,8736f6c7-ad41-4b43-b4f6-e684e0d4ad20,BASDS_500_PM_03,Basds_500_Pm_03,60,1,companyAcronym= | protocolName=IEEE C37.118.2-2011 | vendorAcronym= | vendorDeviceName= | interconnectionName=,,,,10,STTP,Streaming Telemetry Transport Protocol,4,7,LTBAGOR_1_FV_P,V,+,0,BASDS_500_PM_03-PA7,0.0,1.0,Basds_500_Pm_03 LTBAGOR_1_FV_P + Voltage Phase Angle,0,1,1,Degrees,Phasor,VPHA,Voltage Phase Angle,PA,-98.6,37.5,PPA:11042,2021-08-24 16:44:39
} | MaximumArchiveDays=90 | DesiredRemainingSpace=500,11043,GPA_BASDS_500_PM_03-PM8:I,,380,8736f6c7-ad41-4b43-b4f6-e684e0d4ad20,BASDS_500_PM_03,Basds_500_Pm_03,60,1,companyAcronym= | protocolName=IEEE C37.118.2-2011 | vendorAcronym= | vendorDeviceName= | interconnectionName=,,,,10,STTP,Streaming Telemetry Transport Protocol,1,8,LTBAGOR_1_FA_P,I,+,0,BASDS_500_PM_03-PM8,0.0,1.0,Basds_500_Pm_03 LTBAGOR_1_FA_P + Current Magnitude,0,1,1,Amps,Phasor,IPHM,Current Magnitude,PM,-98.6,37.5,PPA:11043,2021-08-24 16:44:39
} | MaximumArchiveDays=90 | DesiredRemainingSpace=500,11044,GPA_BASDS_500_PM_03-PA8:IH,,380,8736f6c7-ad41-4b43-b4f6-e684e0d4ad20,BASDS_500_PM_03,Basds_500_Pm_03,60,1,companyAcronym= | protocolName=IEEE C37.118.2-2011 | vendorAcronym= | vendorDeviceName= | interconnectionName=,,,,10,STTP,Streaming Telemetry Transport Protocol,2,8,LTBAGOR_1_FA_P,I,+,0,BASDS_500_PM_03-PA8,0.0,1.0,Basds_500_Pm_03 LTBAGOR_1_FA_P + Current Phase Angle,0,1,1,Degrees,Phasor,IPHA,Current Phase Angle,PA,-98.6,37.5,PPA:11044,2021-08-24 16:44:39
} | MaximumArchiveDays=90 | DesiredRemainingSpace=500,11045,GPA_BASDS_500_PM_04:F,,381,8736f6c7-ad41-4b43-b4f6-e684e0d4ad20,BASDS_500_PM_04,Basds_500_Pm_04,60,1,companyAcronym= | protocolName=IEEE C37.118.2-2011 | vendorAcronym= | vendorDeviceName= | interconnectionName=,,,,10,STTP,Streaming Telemetry Transport Protocol,5,,,,,,BASDS_500_PM_04-FQ,0.0,1.0,Basds_500_Pm_04 Frequency,0,1,1,Hz,PMU,FREQ,Frequency,FQ,-98.6,37.5,PPA:11045,2021-08-24 16:44:39
} | MaximumArchiveDays=90 | DesiredRemainingSpace=500,11046,GPA_BASDS_500_PM_04:DF,,381,8736f6c7-ad41-4b43-b4f6-e684e0d4ad20,BASDS_500_PM_04,Basds_500_Pm_04,60,1,companyAcronym= | protocolName=IEEE C37.118.2-2011 | vendorAcronym= | vendorDeviceName= | interconnectionName=,,,,10,STTP,Streaming Telemetry Transport Protocol,6,,,,,,BASDS_500_PM_04-DF,0.0,1.0,Basds_500_Pm_04 Frequency Delta (dF/dt),0,1,1,,PMU,DFDT,Frequency Delta (dF/dt),DF,-98.6,37.5,PPA:11046,2021-08-24 16:44:39
} | MaximumArchiveDays=90 | DesiredRemainingSpace=500,11047,GPA_BASDS_500_PM_04:S,,381,8736f6c7-ad41-4b43-b4f6-e684e0d4ad20,BASDS_500_PM_04,Basds_500_Pm_04,60,1,companyAcronym= | protocolName=IEEE C37.118.2-2011 | vendorAcronym= | vendorDeviceName= | interconnectionName=,,,,10,STTP,Streaming Telemetry Transport Protocol,8,,,,,,BASDS_500_PM_04-SF,0.0,1.0,Basds_500_Pm_04 Status Flags,0,1,1,,PMU,FLAG,Status Flags,SF,-98.6,37.5,PPA:11047,2021-08-24 16:44:39
} | MaximumArchiveDays=90 | DesiredRemainingSpace=500,11048,GPA_BASDS_500_PM_04-PM1:V,,381,8736f6c7-ad41-4b43-b4f6-e684e0d4ad20,BASDS_500_PM_04,Basds_500_Pm_04,60,1,companyAcronym= | protocolName=IEEE C37.118.2-2011 | vendorAcronym= | vendorDeviceName= | interconnectionName=,,,,10,STTP,Streaming Telemetry Transport Protocol,3,1,LTBABJD_1_FV_A,V,+,0,BASDS_500_PM_04-PM1,0.0,1.0,Basds_500_Pm_04 LTBABJD_1_FV_A + Voltage Magnitude,0,1,1,Volts,Phasor,VPHM,Voltage Magnitude,PM,-98.6,37.5,PPA:11048,2021-08-24 16:44:39
} | MaximumArchiveDays=90 | DesiredRemainingSpace=500,11049,GPA_BASDS_500_PM_04-PA1:VH,,381,8736f6c7-ad41-4b43-b4f6-e684e0d4ad20,BASDS_500_PM_04,Basds_500_Pm_04,60,1,companyAcronym= | protocolName=IEEE C37.118.2-2011 | vendorAcronym= | vendorDeviceName= | interconnectionName=,,,,10,STTP,Streaming Telemetry Transport Protocol,4,1,LTBABJD_1_FV_A,V,+,0,BASDS_500_PM_04-PA1,0.0,1.0,Basds_500_Pm_04 LTBABJD_1_FV_A + Voltage Phase Angle,0,1,1,Degrees,Phasor,VPHA,Voltage Phase Angle,PA,-98.6,37.5,PPA:11049,2021-08-24 16:44:39
} | MaximumArchiveDays=90 | DesiredRemainingSpace=500,11050,GPA_BASDS_500_PM_04-PM2:V,,381,8736f6c7-ad41-4b43-b4f6-e684e0d4ad20,BASDS_500_PM_04,Basds_500_Pm_04,60,1,companyAcronym= | protocolName=IEEE C37.118.2-2011 | vendorAcronym= | vendorDeviceName= | interconnectionName=,,,,10,STTP,Streaming Telemetry Transport Protocol,3,2,LTBABJD_1_FV_B,V,+,0,BASDS_500_PM_04-PM2,0.0,1.0,Basds_500_Pm_04 LTBABJD_1_FV_B + Voltage Magnitude,0,1,1,Volts,Phasor,VPHM,Voltage Magnitude,PM,-98.6,37.5,PPA:11050,2021-08-24 16:44:39
} | MaximumArchiveDays=90 | DesiredRemainingSpace=500,11051,GPA_BASDS_500_PM_04-PA2:VH,,381,8736f6c7-ad41-4b43-b4f6-e684e0d4ad20,BASDS_500_PM_04,Basds_500_Pm_04,60,1,companyAcronym= | protocolName=IEEE C37.118.2-2011 | vendorAcronym= | vendorDeviceName= | interconnectionName=,,,,10,STTP,Streaming Telemetry Transport Protocol,4,2,LTBABJD_1_FV_B,V,+,0,BASDS_500_PM_04-PA2,0.0,1.0,Basds_500_Pm_04 LTBABJD_1_FV_B + Voltage Phase Angle,0,1,1,Degrees,Phasor,VPHA,Voltage Phase Angle,PA,-98.6,37.5,PPA:11051,2021-08-24 16:44:39
} | MaximumArchiveDays=90 | DesiredRemainingSpace=500,11052,GPA_BASDS_500_PM_04-PM3:V,,381,8736f6c7-ad41-4b43-b4f6-e684e0d4ad20,BASDS_500_PM_04,Basds_500_Pm_04,60,1,companyAcronym= | protocolName=IEEE C37.118.2-2011 | vendorAcronym= | vendorDeviceName= | interconnectionName=,,,,10,STTP,Streaming Telemetry Transport Protocol,3,3,LTBABJD_1_FV_C,V,+,0,BASDS_500_PM_04-PM3,0.0,1.0,Basds_500_Pm_04 LTBABJD_1_FV_C + Voltage Magnitude,0,1,1,Volts,Phasor,VPHM,Voltage Magnitude,PM,-98.6,37.5,PPA:11052,2021-08-24 16:44:39
} | MaximumArchiveDays=90 | DesiredRemainingSpace=500,11053,GPA_BASDS_500_PM_04-PA3:VH,,381,8736f6c7-ad41-4b43-b4f6-e684e0d4ad20,BASDS_500_PM_04,Basds_500_Pm_04,60,1,companyAcronym= | protocolName=IEEE C37.118.2-2011 | vendorAcronym= | vendorDeviceName= | interconnectionName=,,,,10,STTP,Streaming Telemetry Transport Protocol,4,3,LTBABJD_1_FV_C,V,+,0,BASDS_500_PM_04-PA3,0.0,1.0,Basds_500_Pm_04 LTBABJD_1_FV_C + Voltage Phase Angle,0,1,1,Degrees,Phasor,VPHA,Voltage Phase Angle,PA,-98.6,37.5,PPA:11053,2021-08-24 16:44:39
} | MaximumArchiveDays=90 | DesiredRemainingSpace=500,11054,GPA_BASDS_500_PM_04-PM4:I,,381,8736f6c7-ad41-4b43-b4f6-e684e0d4ad20,BASDS_500_PM_04,Basds_500_Pm_04,60,1,companyAcronym= | protocolName=IEEE C37.118.2-2011 | vendorAcronym= | vendorDeviceName= | interconnectionName=,,,,10,STTP,Streaming Telemetry Transport Protocol,1,4,LTBABJD_1_FA_A,I,+,0,BASDS_500_PM_04-PM4,0.0,1.0,Basds_500_Pm_04 LTBABJD_1_FA_A + Current Magnitude,0,1,1,Amps,Phasor,IPHM,Current Magnitude,PM,-98.6,37.5,PPA:11054,2021-08-24 16:44:39
} | MaximumArchiveDays=90 | DesiredRemainingSpace=500,11055,GPA_BASDS_500_PM_04-PA4:IH,,381,8736f6c7-ad41-4b43-b4f6-e684e0d4ad20,BASDS_500_PM_04,Basds_500_Pm_04,60,1,companyAcronym= | protocolName=IEEE C37.118.2-2011 | vendorAcronym= | vendorDeviceName= | interconnectionName=,,,,10,STTP,Streaming Telemetry Transport Protocol,2,4,LTBABJD_1_FA_A,I,+,0,BASDS_500_PM_04-PA4,0.0,1.0,Basds_500_Pm_04 LTBABJD_1_FA_A + Current Phase Angle,0,1,1,Degrees,Phasor,IPHA,Current Phase Angle,PA,-98.6,37.5,PPA:11055,2021-08-24 16:44:39
} | MaximumArchiveDays=90 | DesiredRemainingSpace=500,11056,GPA_BASDS_500_PM_04-PM5:I,,381,8736f6c7-ad41-4b43-b4f6-e684e0d4ad20,BASDS_500_PM_04,Basds_500_Pm_04,60,1,companyAcronym= | protocolName=IEEE C37.118.2-2011 | vendorAcronym= | vendorDeviceName= | interconnectionName=,,,,10,STTP,Streaming Telemetry Transport Protocol,1,5,LTBABJD_1_FA_B,I,+,0,BASDS_500_PM_04-PM5,0.0,1.0,Basds_500_Pm_04 LTBABJD_1_FA_B + Current Magnitude,0,1,1,Amps,Phasor,IPHM,Current Magnitude,PM,-98.6,37.5,PPA:11056,2021-08-24 16:44:39
} | MaximumArchiveDays=90 | DesiredRemainingSpace=500,11057,GPA_BASDS_500_PM_04-PA5:IH,,381,8736f6c7-ad41-4b43-b4f6-e684e0d4ad20,BASDS_500_PM_04,Basds_500_Pm_04,60,1,companyAcronym= | protocolName=IEEE C37.118.2-2011 | vendorAcronym= | vendorDeviceName= | interconnectionName=,,,,10,STTP,Streaming Telemetry Transport Protocol,2,5,LTBABJD_1_FA_B,I,+,0,BASDS_500_PM_04-PA5,0.0,1.0,Basds_500_Pm_04 LTBABJD_1_FA_B + Current Phase Angle,0,1,1,Degrees,Phasor,IPHA,Current Phase Angle,PA,-98.6,37.5,PPA:11057,2021-08-24 16:44:39
} | MaximumArchiveDays=90 | DesiredRemainingSpace=500,11058,GPA_BASDS_500_PM_04-PM6:I,,381,8736f6c7-ad41-4b43-b4f6-e684e0d4ad20,BASDS_500_PM_04,Basds_500_Pm_04,60,1,companyAcronym= | protocolName=IEEE C37.118.2-2011 | vendorAcronym= | vendorDeviceName= | interconnectionName=,,,,10,STTP,Streaming Telemetry Transport Protocol,1,6,LTBABJD_1_FA_C,I,+,0,BASDS_500_PM_04-PM6,0.0,1.0,Basds_500_Pm_04 LTBABJD_1_FA_C + Current Magnitude,0,1,1,Amps,Phasor,IPHM,Current Magnitude,PM,-98.6,37.5,PPA:11058,2021-08-24 16:44:39
} | MaximumArchiveDays=90 | DesiredRemainingSpace=500,11059,GPA_BASDS_500_PM_04-PA6:IH,,381,8736f6c7-ad41-4b43-b4f6-e684e0d4ad20,BASDS_500_PM_04,Basds_500_Pm_04,60,1,companyAcronym= | protocolName=IEEE C37.118.2-2011 | vendorAcronym= | vendorDeviceName= | interconnectionName=,,,,10,STTP,Streaming Telemetry Transport Protocol,2,6,LTBABJD_1_FA_C,I,+,0,BASDS_500_PM_04-PA6,0.0,1.0,Basds_500_Pm_04 LTBABJD_1_FA_C + Current Phase Angle,0,1,1,Degrees,Phasor,IPHA,Current Phase Angle,PA,-98.6,37.5,PPA:11059,2021-08-24 16:44:39
} | MaximumArchiveDays=90 | DesiredRemainingSpace=500,11060,GPA_BASDS_500_PM_04-PM7:V,,381,8736f6c7-ad41-4b43-b4f6-e684e0d4ad20,BASDS_500_PM_04,Basds_500_Pm_04,60,1,companyAcronym= | protocolName=IEEE C37.118.2-2011 | vendorAcronym= | vendorDeviceName= | interconnectionName=,,,,10,STTP,Streaming Telemetry Transport Protocol,3,7,LTBABJD_1_FV_P,V,+,0,BASDS_500_PM_04-PM7,0.0,1.0,Basds_500_Pm_04 LTBABJD_1_FV_P + Voltage Magnitude,0,1,1,Volts,Phasor,VPHM,Voltage Magnitude,PM,-98.6,37.5,PPA:11060,2021-08-24 16:44:39
} | MaximumArchiveDays=90 | DesiredRemainingSpace=500,11061,GPA_BASDS_500_PM_04-PA7:VH,,381,8736f6c7-ad41-4b43-b4f6-e684e0d4ad20,BASDS_500_PM_04,Basds_500_Pm_04,60,1,companyAcronym= | protocolName=IEEE C37.118.2-2011 | vendorAcronym= | vendorDeviceName= | interconnectionName=,,,,10,STTP,Streaming Telemetry Transport Protocol,4,7,LTBABJD_1_FV_P,V,+,0,BASDS_500_PM_04-PA7,0.0,1.0,Basds_500_Pm_04 LTBABJD_1_FV_P + Voltage Phase Angle,0,1,1,Degrees,Phasor,VPHA,Voltage Phase Angle,PA,-98.6,37.5,PPA:11061,2021-08-24 16:44:39
} | MaximumArchiveDays=90 | DesiredRemainingSpace=500,11062,GPA_BASDS_500_PM_04-PM8:I,,381,8736f6c7-ad41-4b43-b4f6-e684e0d4ad20,BASDS_500_PM_04,Basds_500_Pm_04,60,1,companyAcronym= | protocolName=IEEE C37.118.2-2011 | vendorAcronym= | vendorDeviceName= | interconnectionName=,,,,10,STTP,Streaming Telemetry Transport Protocol,1,8,LTBABJD_1_FA_P,I,+,0,BASDS_500_PM_04-PM8,0.0,1.0,Basds_500_Pm_04 LTBABJD_1_FA_P + Current Magnitude,0,1,1,Amps,Phasor,IPHM,Current Magnitude,PM,-98.6,37.5,PPA:11062,2021-08-24 16:44:39
} | MaximumArchiveDays=90 | DesiredRemainingSpace=500,11063,GPA_BASDS_500_PM_04-PA8:IH,,381,8736f6c7-ad41-4b43-b4f6-e684e0d4ad20,BASDS_500_PM_04,Basds_500_Pm_04,60,1,companyAcronym= | protocolName=IEEE C37.118.2-2011 | vendorAcronym= | vendorDeviceName= | interconnectionName=,,,,10,STTP,Streaming Telemetry Transport Protocol,2,8,LTBABJD_1_FA_P,I,+,0,BASDS_500_PM_04-PA8,0.0,1.0,Basds_500_Pm_04 LTBABJD_1_FA_P + Current Phase Angle,0,1,1,Degrees,Phasor,IPHA,Current Phase Angle,PA,-98.6,37.5,PPA:11063,2021-08-24 16:44:39
} | MaximumArchiveDays=90 | DesiredRemainingSpace=500,11120,ONS_BAJZT_500_PM_01!PMU:ST1,,374,8736f6c7-ad41-4b43-b4f6-e684e0d4ad20,BAJZT_500_PM_01,Bajzt_500_Pm_01,60,1,companyAcronym= | protocolName=IEEE C37.118.2-2011 | vendorAcronym= | vendorDeviceName= | interconnectionName=,,,,10,STTP,Streaming Telemetry Transport Protocol,11,,,,,,BAJZT_500_PM_01!PMU-ST1,0.0,1.0,Device statistic for Number of data quality errors reported by device during last reporting interval.,0,1,1,,Any,STAT,Statistic,ST,-98.6,37.5,PPA:11120,2021-08-24 16:44:46
} | MaximumArchiveDays=90 | DesiredRemainingSpace=500,11121,ONS_BAJZT_500_PM_01!PMU:ST2,,374,8736f6c7-ad41-4b43-b4f6-e684e0d4ad20,BAJZT_500_PM_01,Bajzt_500_Pm_01,60,1,companyAcronym= | protocolName=IEEE C37.118.2-2011 | vendorAcronym= | vendorDeviceName= | interconnectionName=,,,,10,STTP,Streaming Telemetry Transport Protocol,11,,,,,,BAJZT_500_PM_01!PMU-ST2,0.0,1.0,Device statistic for Number of time quality errors reported by device during last reporting interval.,0,1,1,,Any,STAT,Statistic,ST,-98.6,37.5,PPA:11121,2021-08-24 16:44:46
} | MaximumArchiveDays=90 | DesiredRemainingSpace=500,11122,ONS_BAJZT_500_PM_01!PMU:ST3,,374,8736f6c7-ad41-4b43-b4f6-e684e0d4ad20,BAJZT_500_PM_01,Bajzt_500_Pm_01,60,1,companyAcronym= | protocolName=IEEE C37.118.2-2011 | vendorAcronym= | vendorDeviceName= | interconnectionName=,,,,10,STTP,Streaming Telemetry Transport Protocol,11,,,,,,BAJZT_500_PM_01!PMU-ST3,0.0,1.0,Device statistic for Number of device errors reported by device during last reporting interval.,0,1,1,,Any,STAT,Statistic,ST,-98.6,37.5,PPA:11122,2021-08-24 16:44:46
} | MaximumArchiveDays=90 | DesiredRemainingSpace=500,11123,ONS_BAJZT_500_PM_01!PMU:ST4,,374,8736f6c7-ad41-4b43-b4f6-e684e0d4ad20,BAJZT_500_PM_01,Bajzt_500_Pm_01,60,1,companyAcronym= | protocolName=IEEE C37.118.2-2011 | vendorAcronym= | vendorDeviceName= | interconnectionName=,,,,10,STTP,Streaming Telemetry Transport Protocol,11,,,,,,BAJZT_500_PM_01!PMU-ST4,0.0,1.0,Device statistic for Number of measurements received from device during last reporting interval.,0,1,1,,Any,STAT,Statistic,ST,-98.6,37.5,PPA:11123,2021-08-24 16:44:46
} | MaximumArchiveDays=90 | DesiredRemainingSpace=500,11124,ONS_BAJZT_500_PM_01!PMU:ST5,,374,8736f6c7-ad41-4b43-b4f6-e684e0d4ad20,BAJZT_500_PM_01,Bajzt_500_Pm_01,60,1,companyAcronym= | protocolName=IEEE C37.118.2-2011 | vendorAcronym= | vendorDeviceName= | interconnectionName=,,,,10,STTP,Streaming Telemetry Transport Protocol,11,,,,,,BAJZT_500_PM_01!PMU-ST5,0.0,1.0,Device statistic for Expected number of measurements received from device during last reporting interval.,0,1,1,,Any,STAT,Statistic,ST,-98.6,37.5,PPA:11124,2021-08-24 16:44:46
} | MaximumArchiveDays=90 | DesiredRemainingSpace=500,11125,ONS_BAJZT_500_PM_01!PMU:ST6,,374,8736f6c7-ad41-4b43-b4f6-e684e0d4ad20,BAJZT_500_PM_01,Bajzt_500_Pm_01,60,1,companyAcronym= | protocolName=IEEE C37.118.2-2011 | vendorAcronym= | vendorDeviceName= | interconnectionName=,,,,10,STTP,Streaming Telemetry Transport Protocol,11,,,,,,BAJZT_500_PM_01!PMU-ST6,0.0,1.0,Device statistic for Number of measurements received while device was reporting errors during last reporting interval.,0,1,1,,Any,STAT,Statistic,ST,-98.6,37.5,PPA:11125,2021-08-24 16:44:46
} | MaximumArchiveDays=90 | DesiredRemainingSpace=500,11126,ONS_BAJZT_500_PM_01!PMU:ST7,,374,8736f6c7-ad41-4b43-b4f6-e684e0d4ad20,BAJZT_500_PM_01,Bajzt_500_Pm_01,60,1,companyAcronym= | protocolName=IEEE C37.118.2-2011 | vendorAcronym= | vendorDeviceName= | interconnectionName=,,,,10,STTP,Streaming Telemetry Transport Protocol,11,,,,,,BAJZT_500_PM_01!PMU-ST7,0.0,1.0,Device statistic for Number of defined measurements (per frame) from device during last reporting interval.,0,1,1,,Any,STAT,Statistic,ST,-98.6,37.5,PPA:11126,2021-08-24 16:44:46
} | MaximumArchiveDays=90 | DesiredRemainingSpace=500,11127,ONS_BAOUR_500_PM_02!PMU:ST1,,375,8736f6c7-ad41-4b43-b4f6-e684e0d4ad20,BAOUR_500_PM_02,Baour_500_Pm_02,60,1,companyAcronym= | protocolName=IEEE C37.118.2-2011 | vendorAcronym= | vendorDeviceName= | interconnectionName=,,,,10,STTP,Streaming Telemetry Transport Protocol,11,,,,,,BAOUR_500_PM_02!PMU-ST1,0.0,1.0,Device statistic for Number of data quality errors reported by device during last reporting interval.,0,1,1,,Any,STAT,Statistic,ST,-98.6,37.5,PPA:11127,2021-08-24 16:44:46
} | MaximumArchiveDays=90 | DesiredRemainingSpace=500,11128,ONS_BAOUR_500_PM_02!PMU:ST2,,375,8736f6c7-ad41-4b43-b4f6-e684e0d4ad20,BAOUR_500_PM_02,Baour_500_Pm_02,60,1,companyAcronym= | protocolName=IEEE C37.118.2-2011 | vendorAcronym= | vendorDeviceName= | interconnectionName=,,,,10,STTP,Streaming Telemetry Transport Protocol,11,,,,,,BAOUR_500_PM_02!PMU-ST2,0.0,1.0,Device statistic for Number of time quality errors reported by device during last reporting interval.,0,1,1,,Any,STAT,Statistic,ST,-98.6,37.5,PPA:11128,2021-08-24 16:44:46
} | MaximumArchiveDays=90 | DesiredRemainingSpace=500,11129,ONS_BAOUR_500_PM_02!PMU:ST3,,375,8736f6c7-ad41-4b43-b4f6-e684e0d4ad20,BAOUR_500_PM_02,Baour_500_Pm_02,60,1,companyAcronym= | protocolName=IEEE C37.118.2-2011 | vendorAcronym= | vendorDeviceName= | interconnectionName=,,,,10,STTP,Streaming Telemetry Transport Protocol,11,,,,,,BAOUR_500_PM_02!PMU-ST3,0.0,1.0,Device statistic for Number of device errors reported by device during last reporting interval.,0,1,1,,Any,STAT,Statistic,ST,-98.6,37.5,PPA:11129,2021-08-24 16:44:46
} | MaximumArchiveDays=90 | DesiredRemainingSpace=500,11130,ONS_BAOUR_500_PM_02!PMU:ST4,,375,8736f6c7-ad41-4b43-b4f6-e684e0d4ad20,BAOUR_500_PM_02,Baour_500_Pm_02,60,1,companyAcronym= | protocolName=IEEE C37.118.2-2011 | vendorAcronym= | vendorDeviceName= | interconnectionName=,,,,10,STTP,Streaming Telemetry Transport Protocol,11,,,,,,BAOUR_500_PM_02!PMU-ST4,0.0,1.0,Device statistic for Number of measurements received from device during last reporting interval.,0,1,1,,Any,STAT,Statistic,ST,-98.6,37.5,PPA:11130,2021-08-24 16:44:46
} | MaximumArchiveDays=90 | DesiredRemainingSpace=500,11131,ONS_BAOUR_500_PM_02!PMU:ST5,,375,8736f6c7-ad41-4b43-b4f6-e684e0d4ad20,BAOUR_500_PM_02,Baour_500_Pm_02,60,1,companyAcronym= | protocolName=IEEE C37.118.2-2011 | vendorAcronym= | vendorDeviceName= | interconnectionName=,,,,10,STTP,Streaming Telemetry Transport Protocol,11,,,,,,BAOUR_500_PM_02!PMU-ST5,0.0,1.0,Device statistic for Expected number of measurements received from device during last reporting interval.,0,1,1,,Any,STAT,Statistic,ST,-98.6,37.5,PPA:11131,2021-08-24 16:44:46
} | MaximumArchiveDays=90 | DesiredRemainingSpace=500,11132,ONS_BAOUR_500_PM_02!PMU:ST6,,375,8736f6c7-ad41-4b43-b4f6-e684e0d4ad20,BAOUR_500_PM_02,Baour_500_Pm_02,60,1,companyAcronym= | protocolName=IEEE C37.118.2-2011 | vendorAcronym= | vendorDeviceName= | interconnectionName=,,,,10,STTP,Streaming Telemetry Transport Protocol,11,,,,,,BAOUR_500_PM_02!PMU-ST6,0.0,1.0,Device statistic for Number of measurements received while device was reporting errors during last reporting interval.,0,1,1,,Any,STAT,Statistic,ST,-98.6,37.5,PPA:11132,2021-08-24 16:44:46
} | MaximumArchiveDays=90 | DesiredRemainingSpace=500,11133,ONS_BAOUR_500_PM_02!PMU:ST7,,375,8736f6c7-ad41-4b43-b4f6-e684e0d4ad20,BAOUR_500_PM_02,Baour_500_Pm_02,60,1,companyAcronym= | protocolName=IEEE C37.118.2-2011 | vendorAcronym= | vendorDeviceName= | interconnectionName=,,,,10,STTP,Streaming Telemetry Transport Protocol,11,,,,,,BAOUR_500_PM_02!PMU-ST7,0.0,1.0,Device statistic for Number of defined measurements (per frame) from device during last reporting interval.,0,1,1,,Any,STAT,Statistic,ST,-98.6,37.5,PPA:11133,2021-08-24 16:44:46
} | MaximumArchiveDays=90 | DesiredRemainingSpace=500,11134,ONS_BAGOR_500_PM_03!PMU:ST1,,376,8736f6c7-ad41-4b43-b4f6-e684e0d4ad20,BAGOR_500_PM_03,Bagor_500_Pm_03,60,1,companyAcronym= | protocolName=IEEE C37.118.2-2011 | vendorAcronym= | vendorDeviceName= | interconnectionName=,,,,10,STTP,Streaming Telemetry Transport Protocol,11,,,,,,BAGOR_500_PM_03!PMU-ST1,0.0,1.0,Device statistic for Number of data quality errors reported by device during last reporting interval.,0,1,1,,Any,STAT,Statistic,ST,-98.6,37.5,PPA:11134,2021-08-24 16:44:46
} | MaximumArchiveDays=90 | DesiredRemainingSpace=500,11135,ONS_BAGOR_500_PM_03!PMU:ST2,,376,8736f6c7-ad41-4b43-b4f6-e684e0d4ad20,BAGOR_500_PM_03,Bagor_500_Pm_03,60,1,companyAcronym= | protocolName=IEEE C37.118.2-2011 | vendorAcronym= | vendorDeviceName= | interconnectionName=,,,,10,STTP,Streaming Telemetry Transport Protocol,11,,,,,,BAGOR_500_PM_03!PMU-ST2,0.0,1.0,Device statistic for Number of time quality errors reported by device during last reporting interval.,0,1,1,,Any,STAT,Statistic,ST,-98.6,37.5,PPA:11135,2021-08-24 16:44:46
} | MaximumArchiveDays=90 | DesiredRemainingSpace=500,11136,ONS_BAGOR_500_PM_03!PMU:ST3,,376,8736f6c7-ad41-4b43-b4f6-e684e0d4ad20,BAGOR_500_PM_03,Bagor_500_Pm_03,60,1,companyAcronym= | protocolName=IEEE C37.118.2-2011 | vendorAcronym= | vendorDeviceName= | interconnectionName=,,,,10,STTP,Streaming Telemetry Transport Protocol,11,,,,,,BAGOR_500_PM_03!PMU-ST3,0.0,1.0,Device statistic for Number of device errors reported by device during last reporting interval.,0,1,1,,Any,STAT,Statistic,ST,-98.6,37.5,PPA:11136,2021-08-24 16:44:46
} | MaximumArchiveDays=90 | DesiredRemainingSpace=500,11137,ONS_BAGOR_500_PM_03!PMU:ST4,,376,8736f6c7-ad41-4b43-b4f6-e684e0d4ad20,BAGOR_500_PM_03,Bagor_500_Pm_03,60,1,companyAcronym= | protocolName=IEEE C37.118.2-2011 | vendorAcronym= | vendorDeviceName= | interconnectionName=,,,,10,STTP,Streaming Telemetry Transport Protocol,11,,,,,,BAGOR_500_PM_03!PMU-ST4,0.0,1.0,Device statistic for Number of measurements received from device during last reporting interval.,0,1,1,,Any,STAT,Statistic,ST,-98.6,37.5,PPA:11137,2021-08-24 16:44:46
} | MaximumArchiveDays=90 | DesiredRemainingSpace=500,11138,ONS_BAGOR_500_PM_03!PMU:ST5,,376,8736f6c7-ad41-4b43-b4f6-e684e0d4ad20,BAGOR_500_PM_03,Bagor_500_Pm_03,60,1,companyAcronym= | protocolName=IEEE C37.118.2-2011 | vendorAcronym= | vendorDeviceName= | interconnectionName=,,,,10,STTP,Streaming Telemetry Transport Protocol,11,,,,,,BAGOR_500_PM_03!PMU-ST5,0.0,1.0,Device statistic for Expected number of measurements received from device during last reporting interval.,0,1,1,,Any,STAT,Statistic,ST,-98.6,37.5,PPA:11138,2021-08-24 16:44:46
} | MaximumArchiveDays=90 | DesiredRemainingSpace=500,11139,ONS_BAGOR_500_PM_03!PMU:ST6,,376,8736f6c7-ad41-4b43-b4f6-e684e0d4ad20,BAGOR_500_PM_03,Bagor_500_Pm_03,60,1,companyAcronym= | protocolName=IEEE C37.118.2-2011 | vendorAcronym= | vendorDeviceName= | interconnectionName=,,,,10,STTP,Streaming Telemetry Transport Protocol,11,,,,,,BAGOR_500_PM_03!PMU-ST6,0.0,1.0,Device statistic for Number of measurements received while device was reporting errors during last reporting interval.,0,1,1,,Any,STAT,Statistic,ST,-98.6,37.5,PPA:11139,2021-08-24 16:44:46
} | MaximumArchiveDays=90 | DesiredRemainingSpace=500,11140,ONS_BAGOR_500_PM_03!PMU:ST7,,376,8736f6c7-ad41-4b43-b4f6-e684e0d4ad20,BAGOR_500_PM_03,Bagor_500_Pm_03,60,1,companyAcronym= | protocolName=IEEE C37.118.2-2011 | vendorAcronym= | vendorDeviceName= | interconnectionName=,,,,10,STTP,Streaming Telemetry Transport Protocol,11,,,,,,BAGOR_500_PM_03!PMU-ST7,0.0,1.0,Device statistic for Number of defined measurements (per frame) from device during last reporting interval.,0,1,1,,Any,STAT,Statistic,ST,-98.6,37.5,PPA:11140,2021-08-24 16:44:46
} | MaximumArchiveDays=90 | DesiredRemainingSpace=500,11141,ONS_BABJD_500_PM_04!PMU:ST1,,377,8736f6c7-ad41-4b43-b4f6-e684e0d4ad20,BABJD_500_PM_04,Babjd_500_Pm_04,60,1,companyAcronym= | protocolName=IEEE C37.118.2-2011 | vendorAcronym= | vendorDeviceName= | interconnectionName=,,,,10,STTP,Streaming Telemetry Transport Protocol,11,,,,,,BABJD_500_PM_04!PMU-ST1,0.0,1.0,Device statistic for Number of data quality errors reported by device during last reporting interval.,0,1,1,,Any,STAT,Statistic,ST,-98.6,37.5,PPA:11141,2021-08-24 16:44:46
} | MaximumArchiveDays=90 | DesiredRemainingSpace=500,11142,ONS_BABJD_500_PM_04!PMU:ST2,,377,8736f6c7-ad41-4b43-b4f6-e684e0d4ad20,BABJD_500_PM_04,Babjd_500_Pm_04,60,1,companyAcronym= | protocolName=IEEE C37.118.2-2011 | vendorAcronym= | vendorDeviceName= | interconnectionName=,,,,10,STTP,Streaming Telemetry Transport Protocol,11,,,,,,BABJD_500_PM_04!PMU-ST2,0.0,1.0,Device statistic for Number of time quality errors reported by device during last reporting interval.,0,1,1,,Any,STAT,Statistic,ST,-98.6,37.5,PPA:11142,2021-08-24 16:44:46
} | MaximumArchiveDays=90 | DesiredRemainingSpace=500,11143,ONS_BABJD_500_PM_04!PMU:ST3,,377,8736f6c7-ad41-4b43-b4f6-e684e0d4ad20,BABJD_500_PM_04,Babjd_500_Pm_04,60,1,companyAcronym= | protocolName=IEEE C37.118.2-2011 | vendorAcronym= | vendorDeviceName= | interconnectionName=,,,,10,STTP,Streaming Telemetry Transport Protocol,11,,,,,,BABJD_500_PM_04!PMU-ST3,0.0,1.0,Device statistic for Number of device errors reported by device during last reporting interval.,0,1,1,,Any,STAT,Statistic,ST,-98.6,37.5,PPA:11143,2021-08-24 16:44:46
} | MaximumArchiveDays=90 | DesiredRemainingSpace=500,11144,ONS_BABJD_500_PM_04!PMU:ST4,,377,8736f6c7-ad41-4b43-b4f6-e684e0d4ad20,BABJD_500_PM_04,Babjd_500_Pm_04,60,1,companyAcronym= | protocolName=IEEE C37.118.2-2011 | vendorAcronym= | vendorDeviceName= | interconnectionName=,,,,10,STTP,Streaming Telemetry Transport Protocol,11,,,,,,BABJD_500_PM_04!PMU-ST4,0.0,1.0,Device statistic for Number of measurements received from device during last reporting interval.,0,1,1,,Any,STAT,Statistic,ST,-98.6,37.5,PPA:11144,2021-08-24 16:44:46
} | MaximumArchiveDays=90 | DesiredRemainingSpace=500,11145,ONS_BABJD_500_PM_04!PMU:ST5,,377,8736f6c7-ad41-4b43-b4f6-e684e0d4ad20,BABJD_500_PM_04,Babjd_500_Pm_04,60,1,companyAcronym= | protocolName=IEEE C37.118.2-2011 | vendorAcronym= | vendorDeviceName= | interconnectionName=,,,,10,STTP,Streaming Telemetry Transport Protocol,11,,,,,,BABJD_500_PM_04!PMU-ST5,0.0,1.0,Device statistic for Expected number of measurements received from device during last reporting interval.,0,1,1,,Any,STAT,Statistic,ST,-98.6,37.5,PPA:11145,2021-08-24 16:44:46
} | MaximumArchiveDays=90 | DesiredRemainingSpace=500,11146,ONS_BABJD_500_PM_04!PMU:ST6,,377,8736f6c7-ad41-4b43-b4f6-e684e0d4ad20,BABJD_500_PM_04,Babjd_500_Pm_04,60,1,companyAcronym= | protocolName=IEEE C37.118.2-2011 | vendorAcronym= | vendorDeviceName= | interconnectionName=,,,,10,STTP,Streaming Telemetry Transport Protocol,11,,,,,,BABJD_500_PM_04!PMU-ST6,0.0,1.0,Device statistic for Number of measurements received while device was reporting errors during last reporting interval.,0,1,1,,Any,STAT,Statistic,ST,-98.6,37.5,PPA:11146,2021-08-24 16:44:46
} | MaximumArchiveDays=90 | DesiredRemainingSpace=500,11147,ONS_BABJD_500_PM_04!PMU:ST7,,377,8736f6c7-ad41-4b43-b4f6-e684e0d4ad20,BABJD_500_PM_04,Babjd_500_Pm_04,60,1,companyAcronym= | protocolName=IEEE C37.118.2-2011 | vendorAcronym= | vendorDeviceName= | interconnectionName=,,,,10,STTP,Streaming Telemetry Transport Protocol,11,,,,,,BABJD_500_PM_04!PMU-ST7,0.0,1.0,Device statistic for Number of defined measurements (per frame) from device during last reporting interval.,0,1,1,,Any,STAT,Statistic,ST,-98.6,37.5,PPA:11147,2021-08-24 16:44:46
} | MaximumArchiveDays=90 | DesiredRemainingSpace=500,11148,ONS_BASDS_500_PM_01!PMU:ST1,,378,8736f6c7-ad41-4b43-b4f6-e684e0d4ad20,BASDS_500_PM_01,Basds_500_Pm_01,60,1,companyAcronym= | protocolName=IEEE C37.118.2-2011 | vendorAcronym= | vendorDeviceName= | interconnectionName=,,,,10,STTP,Streaming Telemetry Transport Protocol,11,,,,,,BASDS_500_PM_01!PMU-ST1,0.0,1.0,Device statistic for Number of data quality errors reported by device during last reporting interval.,0,1,1,,Any,STAT,Statistic,ST,-98.6,37.5,PPA:11148,2021-08-24 16:44:46
} | MaximumArchiveDays=90 | DesiredRemainingSpace=500,11149,ONS_BASDS_500_PM_01!PMU:ST2,,378,8736f6c7-ad41-4b43-b4f6-e684e0d4ad20,BASDS_500_PM_01,Basds_500_Pm_01,60,1,companyAcronym= | protocolName=IEEE C37.118.2-2011 | vendorAcronym= | vendorDeviceName= | interconnectionName=,,,,10,STTP,Streaming Telemetry Transport Protocol,11,,,,,,BASDS_500_PM_01!PMU-ST2,0.0,1.0,Device statistic for Number of time quality errors reported by device during last reporting interval.,0,1,1,,Any,STAT,Statistic,ST,-98.6,37.5,PPA:11149,2021-08-24 16:44:46
} | MaximumArchiveDays=90 | DesiredRemainingSpace=500,11150,ONS_BASDS_500_PM_01!PMU:ST3,,378,8736f6c7-ad41-4b43-b4f6-e684e0d4ad20,BASDS_500_PM_01,Basds_500_Pm_01,60,1,companyAcronym= | protocolName=IEEE C37.118.2-2011 | vendorAcronym= | vendorDeviceName= | interconnectionName=,,,,10,STTP,Streaming Telemetry Transport Protocol,11,,,,,,BASDS_500_PM_01!PMU-ST3,0.0,1.0,Device statistic for Number of device errors reported by device during last reporting interval.,0,1,1,,Any,STAT,Statistic,ST,-98.6,37.5,PPA:11150,2021-08-24 16:44:46
} | MaximumArchiveDays=90 | DesiredRemainingSpace=500,11151,ONS_BASDS_500_PM_01!PMU:ST4,,378,8736f6c7-ad41-4b43-b4f6-e684e0d4ad20,BASDS_500_PM_01,Basds_500_Pm_01,60,1,companyAcronym= | protocolName=IEEE C37.118.2-2011 | vendorAcronym= | vendorDeviceName= | interconnectionName=,,,,10,STTP,Streaming Telemetry Transport Protocol,11,,,,,,BASDS_500_PM_01!PMU-ST4,0.0,1.0,Device statistic for Number of measurements received from device during last reporting interval.,0,1,1,,Any,STAT,Statistic,ST,-98.6,37.5,PPA:11151,2021-08-24 16:44:46
} | MaximumArchiveDays=90 | DesiredRemainingSpace=500,11152,ONS_BASDS_500_PM_01!PMU:ST5,,378,8736f6c7-ad41-4b43-b4f6-e684e0d4ad20,BASDS_500_PM_01,Basds_500_Pm_01,60,1,companyAcronym= | protocolName=IEEE C37.118.2-2011 | vendorAcronym= | vendorDeviceName= | interconnectionName=,,,,10,STTP,Streaming Telemetry Transport Protocol,11,,,,,,BASDS_500_PM_01!PMU-ST5,0.0,1.0,Device statistic for Expected number of measurements received from device during last reporting interval.,0,1,1,,Any,STAT,Statistic,ST,-98.6,37.5,PPA:11152,2021-08-24 16:44:46
} | MaximumArchiveDays=90 | DesiredRemainingSpace=500,11153,ONS_BASDS_500_PM_01!PMU:ST6,,378,8736f6c7-ad41-4b43-b4f6-e684e0d4ad20,BASDS_500_PM_01,Basds_500_Pm_01,60,1,companyAcronym= | protocolName=IEEE C37.118.2-2011 | vendorAcronym= | vendorDeviceName= | interconnectionName=,,,,10,STTP,Streaming Telemetry Transport Protocol,11,,,,,,BASDS_500_PM_01!PMU-ST6,0.0,1.0,Device statistic for Number of measurements received while device was reporting errors during last reporting interval.,0,1,1,,Any,STAT,Statistic,ST,-98.6,37.5,PPA:11153,2021-08-24 16:44:46
} | MaximumArchiveDays=90 | DesiredRemainingSpace=500,11154,ONS_BASDS_500_PM_01!PMU:ST7,,378,8736f6c7-ad41-4b43-b4f6-e684e0d4ad20,BASDS_500_PM_01,Basds_500_Pm_01,60,1,companyAcronym= | protocolName=IEEE C37.118.2-2011 | vendorAcronym= | vendorDeviceName= | interconnectionName=,,,,10,STTP,Streaming Telemetry Transport Protocol,11,,,,,,BASDS_500_PM_01!PMU-ST7,0.0,1.0,Device statistic for Number of defined measurements (per frame) from device during last reporting interval.,0,1,1,,Any,STAT,Statistic,ST,-98.6,37.5,PPA:11154,2021-08-24 16:44:46
} | MaximumArchiveDays=90 | DesiredRemainingSpace=500,11155,ONS_BASDS_500_PM_02!PMU:ST1,,379,8736f6c7-ad41-4b43-b4f6-e684e0d4ad20,BASDS_500_PM_02,Basds_500_Pm_02,60,1,companyAcronym= | protocolName=IEEE C37.118.2-2011 | vendorAcronym= | vendorDeviceName= | interconnectionName=,,,,10,STTP,Streaming Telemetry Transport Protocol,11,,,,,,BASDS_500_PM_02!PMU-ST1,0.0,1.0,Device statistic for Number of data quality errors reported by device during last reporting interval.,0,1,1,,Any,STAT,Statistic,ST,-98.6,37.5,PPA:11155,2021-08-24 16:44:46
} | MaximumArchiveDays=90 | DesiredRemainingSpace=500,11156,ONS_BASDS_500_PM_02!PMU:ST2,,379,8736f6c7-ad41-4b43-b4f6-e684e0d4ad20,BASDS_500_PM_02,Basds_500_Pm_02,60,1,companyAcronym= | protocolName=IEEE C37.118.2-2011 | vendorAcronym= | vendorDeviceName= | interconnectionName=,,,,10,STTP,Streaming Telemetry Transport Protocol,11,,,,,,BASDS_500_PM_02!PMU-ST2,0.0,1.0,Device statistic for Number of time quality errors reported by device during last reporting interval.,0,1,1,,Any,STAT,Statistic,ST,-98.6,37.5,PPA:11156,2021-08-24 16:44:46
} | MaximumArchiveDays=90 | DesiredRemainingSpace=500,11157,ONS_BASDS_500_PM_02!PMU:ST3,,379,8736f6c7-ad41-4b43-b4f6-e684e0d4ad20,BASDS_500_PM_02,Basds_500_Pm_02,60,1,companyAcronym= | protocolName=IEEE C37.118.2-2011 | vendorAcronym= | vendorDeviceName= | interconnectionName=,,,,10,STTP,Streaming Telemetry Transport Protocol,11,,,,,,BASDS_500_PM_02!PMU-ST3,0.0,1.0,Device statistic for Number of device errors reported by device during last reporting interval.,0,1,1,,Any,STAT,Statistic,ST,-98.6,37.5,PPA:11157,2021-08-24 16:44:46
} | MaximumArchiveDays=90 | DesiredRemainingSpace=500,11158,ONS_BASDS_500_PM_02!PMU:ST4,,379,8736f6c7-ad41-4b43-b4f6-e684e0d4ad20,BASDS_500_PM_02,Basds_500_Pm_02,60,1,companyAcronym= | protocolName=IEEE C37.118.2-2011 | vendorAcronym= | vendorDeviceName= | interconnectionName=,,,,10,STTP,Streaming Telemetry Transport Protocol,11,,,,,,BASDS_500_PM_02!PMU-ST4,0.0,1.0,Device statistic for Number of measurements received from device during last reporting interval.,0,1,1,,Any,STAT,Statistic,ST,-98.6,37.5,PPA:11158,2021-08-24 16:44:46
} | MaximumArchiveDays=90 | DesiredRemainingSpace=500,11159,ONS_BASDS_500_PM_02!PMU:ST5,,379,8736f6c7-ad41-4b43-b4f6-e684e0d4ad20,BASDS_500_PM_02,Basds_500_Pm_02,60,1,companyAcronym= | protocolName=IEEE C37.118.2-2011 | vendorAcronym= | vendorDeviceName= | interconnectionName=,,,,10,STTP,Streaming Telemetry Transport Protocol,11,,,,,,BASDS_500_PM_02!PMU-ST5,0.0,1.0,Device statistic for Expected number of measurements received from device during last reporting interval.,0,1,1,,Any,STAT,Statistic,ST,-98.6,37.5,PPA:11159,2021-08-24 16:44:46
} | MaximumArchiveDays=90 | DesiredRemainingSpace=500,11160,ONS_BASDS_500_PM_02!PMU:ST6,,379,8736f6c7-ad41-4b43-b4f6-e684e0d4ad20,BASDS_500_PM_02,Basds_500_Pm_02,60,1,companyAcronym= | protocolName=IEEE C37.118.2-2011 | vendorAcronym= | vendorDeviceName= | interconnectionName=,,,,10,STTP,Streaming Telemetry Transport Protocol,11,,,,,,BASDS_500_PM_02!PMU-ST6,0.0,1.0,Device statistic for Number of measurements received while device was reporting errors during last reporting interval.,0,1,1,,Any,STAT,Statistic,ST,-98.6,37.5,PPA:11160,2021-08-24 16:44:46
} | MaximumArchiveDays=90 | DesiredRemainingSpace=500,11161,ONS_BASDS_500_PM_02!PMU:ST7,,379,8736f6c7-ad41-4b43-b4f6-e684e0d4ad20,BASDS_500_PM_02,Basds_500_Pm_02,60,1,companyAcronym= | protocolName=IEEE C37.118.2-2011 | vendorAcronym= | vendorDeviceName= | interconnectionName=,,,,10,STTP,Streaming Telemetry Transport Protocol,11,,,,,,BASDS_500_PM_02!PMU-ST7,0.0,1.0,Device statistic for Number of defined measurements (per frame) from device during last reporting interval.,0,1,1,,Any,STAT,Statistic,ST,-98.6,37.5,PPA:11161,2021-08-24 16:44:46
} | MaximumArchiveDays=90 | DesiredRemainingSpace=500,11162,ONS_BASDS_500_PM_03!PMU:ST1,,380,8736f6c7-ad41-4b43-b4f6-e684e0d4ad20,BASDS_500_PM_03,Basds_500_Pm_03,60,1,companyAcronym= | protocolName=IEEE C37.118.2-2011 | vendorAcronym= | vendorDeviceName= | interconnectionName=,,,,10,STTP,Streaming Telemetry Transport Protocol,11,,,,,,BASDS_500_PM_03!PMU-ST1,0.0,1.0,Device statistic for Number of data quality errors reported by device during last reporting interval.,0,1,1,,Any,STAT,Statistic,ST,-98.6,37.5,PPA:11162,2021-08-24 16:44:46
} | MaximumArchiveDays=90 | DesiredRemainingSpace=500,11163,ONS_BASDS_500_PM_03!PMU:ST2,,380,8736f6c7-ad41-4b43-b4f6-e684e0d4ad20,BASDS_500_PM_03,Basds_500_Pm_03,60,1,companyAcronym= | protocolName=IEEE C37.118.2-2011 | vendorAcronym= | vendorDeviceName= | interconnectionName=,,,,10,STTP,Streaming Telemetry Transport Protocol,11,,,,,,BASDS_500_PM_03!PMU-ST2,0.0,1.0,Device statistic for Number of time quality errors reported by device during last reporting interval.,0,1,1,,Any,STAT,Statistic,ST,-98.6,37.5,PPA:11163,2021-08-24 16:44:46
} | MaximumArchiveDays=90 | DesiredRemainingSpace=500,11164,ONS_BASDS_500_PM_03!PMU:ST3,,380,8736f6c7-ad41-4b43-b4f6-e684e0d4ad20,BASDS_500_PM_03,Basds_500_Pm_03,60,1,companyAcronym= | protocolName=IEEE C37.118.2-2011 | vendorAcronym= | vendorDeviceName= | interconnectionName=,,,,10,STTP,Streaming Telemetry Transport Protocol,11,,,,,,BASDS_500_PM_03!PMU-ST3,0.0,1.0,Device statistic for Number of device errors reported by device during last reporting interval.,0,1,1,,Any,STAT,Statistic,ST,-98.6,37.5,PPA:11164,2021-08-24 16:44:46
} | MaximumArchiveDays=90 | DesiredRemainingSpace=500,11165,ONS_BASDS_500_PM_03!PMU:ST4,,380,8736f6c7-ad41-4b43-b4f6-e684e0d4ad20,BASDS_500_PM_03,Basds_500_Pm_03,60,1,companyAcronym= | protocolName=IEEE C37.118.2-2011 | vendorAcronym= | vendorDeviceName= | interconnectionName=,,,,10,STTP,Streaming Telemetry Transport Protocol,11,,,,,,BASDS_500_PM_03!PMU-ST4,0.0,1.0,Device statistic for Number of measurements received from device during last reporting interval.,0,1,1,,Any,STAT,Statistic,ST,-98.6,37.5,PPA:11165,2021-08-24 16:44:46
} | MaximumArchiveDays=90 | DesiredRemainingSpace=500,11166,ONS_BASDS_500_PM_03!PMU:ST5,,380,8736f6c7-ad41-4b43-b4f6-e684e0d4ad20,BASDS_500_PM_03,Basds_500_Pm_03,60,1,companyAcronym= | protocolName=IEEE C37.118.2-2011 | vendorAcronym= | vendorDeviceName= | interconnectionName=,,,,10,STTP,Streaming Telemetry Transport Protocol,11,,,,,,BASDS_500_PM_03!PMU-ST5,0.0,1.0,Device statistic for Expected number of measurements received from device during last reporting interval.,0,1,1,,Any,STAT,Statistic,ST,-98.6,37.5,PPA:11166,2021-08-24 16:44:46
} | MaximumArchiveDays=90 | DesiredRemainingSpace=500,11167,ONS_BASDS_500_PM_03!PMU:ST6,,380,8736f6c7-ad41-4b43-b4f6-e684e0d4ad20,BASDS_500_PM_03,Basds_500_Pm_03,60,1,companyAcronym= | protocolName=IEEE C37.118.2-2011 | vendorAcronym= | vendorDeviceName= | interconnectionName=,,,,10,STTP,Streaming Telemetry Transport Protocol,11,,,,,,BASDS_500_PM_03!PMU-ST6,0.0,1.0,Device statistic for Number of measurements received while device was reporting errors during last reporting interval.,0,1,1,,Any,STAT,Statistic,ST,-98.6,37.5,PPA:11167,2021-08-24 16:44:46
} | MaximumArchiveDays=90 | DesiredRemainingSpace=500,11168,ONS_BASDS_500_PM_03!PMU:ST7,,380,8736f6c7-ad41-4b43-b4f6-e684e0d4ad20,BASDS_500_PM_03,Basds_500_Pm_03,60,1,companyAcronym= | protocolName=IEEE C37.118.2-2011 | vendorAcronym= | vendorDeviceName= | interconnectionName=,,,,10,STTP,Streaming Telemetry Transport Protocol,11,,,,,,BASDS_500_PM_03!PMU-ST7,0.0,1.0,Device statistic for Number of defined measurements (per frame) from device during last reporting interval.,0,1,1,,Any,STAT,Statistic,ST,-98.6,37.5,PPA:11168,2021-08-24 16:44:46
} | MaximumArchiveDays=90 | DesiredRemainingSpace=500,11169,ONS_BASDS_500_PM_04!PMU:ST1,,381,8736f6c7-ad41-4b43-b4f6-e684e0d4ad20,BASDS_500_PM_04,Basds_500_Pm_04,60,1,companyAcronym= | protocolName=IEEE C37.118.2-2011 | vendorAcronym= | vendorDeviceName= | interconnectionName=,,,,10,STTP,Streaming Telemetry Transport Protocol,11,,,,,,BASDS_500_PM_04!PMU-ST1,0.0,1.0,Device statistic for Number of data quality errors reported by device during last reporting interval.,0,1,1,,Any,STAT,Statistic,ST,-98.6,37.5,PPA:11169,2021-08-24 16:44:46
} | MaximumArchiveDays=90 | DesiredRemainingSpace=500,11170,ONS_BASDS_500_PM_04!PMU:ST2,,381,8736f6c7-ad41-4b43-b4f6-e684e0d4ad20,BASDS_500_PM_04,Basds_500_Pm_04,60,1,companyAcronym= | protocolName=IEEE C37.118.2-2011 | vendorAcronym= | vendorDeviceName= | interconnectionName=,,,,10,STTP,Streaming Telemetry Transport Protocol,11,,,,,,BASDS_500_PM_04!PMU-ST2,0.0,1.0,Device statistic for Number of time quality errors reported by device during last reporting interval.,0,1,1,,Any,STAT,Statistic,ST,-98.6,37.5,PPA:11170,2021-08-24 16:44:46
} | MaximumArchiveDays=90 | DesiredRemainingSpace=500,11171,ONS_BASDS_500_PM_04!PMU:ST3,,381,8736f6c7-ad41-4b43-b4f6-e684e0d4ad20,BASDS_500_PM_04,Basds_500_Pm_04,60,1,companyAcronym= | protocolName=IEEE C37.118.2-2011 | vendorAcronym= | vendorDeviceName= | interconnectionName=,,,,10,STTP,Streaming Telemetry Transport Protocol,11,,,,,,BASDS_500_PM_04!PMU-ST3,0.0,1.0,Device statistic for Number of device errors reported by device during last reporting interval.,0,1,1,,Any,STAT,Statistic,ST,-98.6,37.5,PPA:11171,2021-08-24 16:44:46
} | MaximumArchiveDays=90 | DesiredRemainingSpace=500,11172,ONS_BASDS_500_PM_04!PMU:ST4,,381,8736f6c7-ad41-4b43-b4f6-e684e0d4ad20,BASDS_500_PM_04,Basds_500_Pm_04,60,1,companyAcronym= | protocolName=IEEE C37.118.2-2011 | vendorAcronym= | vendorDeviceName= | interconnectionName=,,,,10,STTP,Streaming Telemetry Transport Protocol,11,,,,,,BASDS_500_PM_04!PMU-ST4,0.0,1.0,Device statistic for Number of measurements received from device during last reporting interval.,0,1,1,,Any,STAT,Statistic,ST,-98.6,37.5,PPA:11172,2021-08-24 16:44:46
} | MaximumArchiveDays=90 | DesiredRemainingSpace=500,11173,ONS_BASDS_500_PM_04!PMU:ST5,,381,8736f6c7-ad41-4b43-b4f6-e684e0d4ad20,BASDS_500_PM_04,Basds_500_Pm_04,60,1,companyAcronym= | protocolName=IEEE C37.118.2-2011 | vendorAcronym= | vendorDeviceName= | interconnectionName=,,,,10,STTP,Streaming Telemetry Transport Protocol,11,,,,,,BASDS_500_PM_04!PMU-ST5,0.0,1.0,Device statistic for Expected number of measurements received from device during last reporting interval.,0,1,1,,Any,STAT,Statistic,ST,-98.6,37.5,PPA:11173,2021-08-24 16:44:46
} | MaximumArchiveDays=90 | DesiredRemainingSpace=500,11174,ONS_BASDS_500_PM_04!PMU:ST6,,381,8736f6c7-ad41-4b43-b4f6-e684e0d4ad20,BASDS_500_PM_04,Basds_500_Pm_04,60,1,companyAcronym= | protocolName=IEEE C37.118.2-2011 | vendorAcronym= | vendorDeviceName= | interconnectionName=,,,,10,STTP,Streaming Telemetry Transport Protocol,11,,,,,,BASDS_500_PM_04!PMU-ST6,0.0,1.0,Device statistic for Number of measurements received while device was reporting errors during last reporting interval.,0,1,1,,Any,STAT,Statistic,ST,-98.6,37.5,PPA:11174,2021-08-24 16:44:46
} | MaximumArchiveDays=90 | DesiredRemainingSpace=500,11175,ONS_BASDS_500_PM_04!PMU:ST7,,381,8736f6c7-ad41-4b43-b4f6-e684e0d4ad20,BASDS_500_PM_04,Basds_500_Pm_04,60,1,companyAcronym= | protocolName=IEEE C37.118.2-2011 | vendorAcronym= | vendorDeviceName= | interconnectionName=,,,,10,STTP,Streaming Telemetry Transport Protocol,11,,,,,,BASDS_500_PM_04!PMU-ST7,0.0,1.0,Device statistic for Number of defined measurements (per frame) from device during last reporting interval.,0,1,1,,Any,STAT,Statistic,ST,-98.6,37.5,PPA:11175,2021-08-24 16:44:46
} | MaximumArchiveDays=90 | DesiredRemainingSpace=500,11176,GPA_ESSRNS_500_PM_01:F,,382,8736f6c7-ad41-4b43-b4f6-e684e0d4ad20,ESSRNS_500_PM_01,Essrns_500_Pm_01,60,1,companyAcronym= | protocolName=IEEE C37.118.2-2011 | vendorAcronym= | vendorDeviceName= | interconnectionName=,,,,10,STTP,Streaming Telemetry Transport Protocol,5,,,,,,ESSRNS_500_PM_01-FQ,0.0,1.0,Essrns_500_Pm_01 Frequency,0,1,1,Hz,PMU,FREQ,Frequency,FQ,-98.6,37.5,PPA:11176,2021-08-24 16:46:30
} | MaximumArchiveDays=90 | DesiredRemainingSpace=500,11177,GPA_ESSRNS_500_PM_01:DF,,382,8736f6c7-ad41-4b43-b4f6-e684e0d4ad20,ESSRNS_500_PM_01,Essrns_500_Pm_01,60,1,companyAcronym= | protocolName=IEEE C37.118.2-2011 | vendorAcronym= | vendorDeviceName= | interconnectionName=,,,,10,STTP,Streaming Telemetry Transport Protocol,6,,,,,,ESSRNS_500_PM_01-DF,0.0,1.0,Essrns_500_Pm_01 Frequency Delta (dF/dt),0,1,1,,PMU,DFDT,Frequency Delta (dF/dt),DF,-98.6,37.5,PPA:11177,2021-08-24 16:46:30
} | MaximumArchiveDays=90 | DesiredRemainingSpace=500,11178,GPA_ESSRNS_500_PM_01:S,,382,8736f6c7-ad41-4b43-b4f6-e684e0d4ad20,ESSRNS_500_PM_01,Essrns_500_Pm_01,60,1,companyAcronym= | protocolName=IEEE C37.118.2-2011 | vendorAcronym= | vendorDeviceName= | interconnectionName=,,,,10,STTP,Streaming Telemetry Transport Protocol,8,,,,,,ESSRNS_500_PM_01-SF,0.0,1.0,Essrns_500_Pm_01 Status Flags,0,1,1,,PMU,FLAG,Status Flags,SF,-98.6,37.5,PPA:11178,2021-08-24 16:46:30
} | MaximumArchiveDays=90 | DesiredRemainingSpace=500,11179,GPA_ESSRNS_500_PM_01-PM1:V,,382,8736f6c7-ad41-4b43-b4f6-e684e0d4ad20,ESSRNS_500_PM_01,Essrns_500_Pm_01,60,1,companyAcronym= | protocolName=IEEE C37.118.2-2011 | vendorAcronym= | vendorDeviceName= | interconnectionName=,,,,10,STTP,Streaming Telemetry Transport Protocol,3,1,BA1_FV_B,V,+,0,ESSRNS_500_PM_01-PM1,0.0,1.0,Essrns_500_Pm_01 BA1_FV_B + Voltage Magnitude,0,1,1,Volts,Phasor,VPHM,Voltage Magnitude,PM,-98.6,37.5,PPA:11179,2021-08-24 16:46:30
} | MaximumArchiveDays=90 | DesiredRemainingSpace=500,11180,GPA_ESSRNS_500_PM_01-PA1:VH,,382,8736f6c7-ad41-4b43-b4f6-e684e0d4ad20,ESSRNS_500_PM_01,Essrns_500_Pm_01,60,1,companyAcronym= | protocolName=IEEE C37.118.2-2011 | vendorAcronym= | vendorDeviceName= | interconnectionName=,,,,10,STTP,Streaming Telemetry Transport Protocol,4,1,BA1_FV_B,V,+,0,ESSRNS_500_PM_01-PA1,0.0,1.0,Essrns_500_Pm_01 BA1_FV_B + Voltage Phase Angle,0,1,1,Degrees,Phasor,VPHA,Voltage Phase Angle,PA,-98.6,37.5,PPA:11180,2021-08-24 16:46:30
} | MaximumArchiveDays=90 | DesiredRemainingSpace=500,11181,GPA_ESSRNS_500_PM_02:F,,383,8736f6c7-ad41-4b43-b4f6-e684e0d4ad20,ESSRNS_500_PM_02,Essrns_500_Pm_02,60,1,companyAcronym= | protocolName=IEEE C37.118.2-2011 | vendorAcronym= | vendorDeviceName= | interconnectionName=,,,,10,STTP,Streaming Telemetry Transport Protocol,5,,,,,,ESSRNS_500_PM_02-FQ,0.0,1.0,Essrns_500_Pm_02 Frequency,0,1,1,Hz,PMU,FREQ,Frequency,FQ,-98.6,37.5,PPA:11181,2021-08-24 16:46:30
} | MaximumArchiveDays=90 | DesiredRemainingSpace=500,11182,GPA_ESSRNS_500_PM_02:DF,,383,8736f6c7-ad41-4b43-b4f6-e684e0d4ad20,ESSRNS_500_PM_02,Essrns_500_Pm_02,60,1,companyAcronym= | protocolName=IEEE C37.118.2-2011 | vendorAcronym= | vendorDeviceName= | interconnectionName=,,,,10,STTP,Streaming Telemetry Transport Protocol,6,,,,,,ESSRNS_500_PM_02-DF,0.0,1.0,Essrns_500_Pm_02 Frequency Delta (dF/dt),0,1,1,,PMU,DFDT,Frequency Delta (dF/dt),DF,-98.6,37.5,PPA:11182,2021-08-24 16:46:30
} | MaximumArchiveDays=90 | DesiredRemainingSpace=500,11183,GPA_ESSRNS_500_PM_02:S,,383,8736f6c7-ad41-4b43-b4f6-e684e0d4ad20,ESSRNS_500_PM_02,Essrns_500_Pm_02,60,1,companyAcronym= | protocolName=IEEE C37.118.2-2011 | vendorAcronym= | vendorDeviceName= | interconnectionName=,,,,10,STTP,Streaming Telemetry Transport Protocol,8,,,,,,ESSRNS_500_PM_02-SF,0.0,1.0,Essrns_500_Pm_02 Status Flags,0,1,1,,PMU,FLAG,Status Flags,SF,-98.6,37.5,PPA:11183,2021-08-24 16:46:30
} | MaximumArchiveDays=90 | DesiredRemainingSpace=500,11184,GPA_ESSRNS_500_PM_02-PM1:V,,383,8736f6c7-ad41-4b43-b4f6-e684e0d4ad20,ESSRNS_500_PM_02,Essrns_500_Pm_02,60,1,companyAcronym= | protocolName=IEEE C37.118.2-2011 | vendorAcronym= | vendorDeviceName= | interconnectionName=,,,,10,STTP,Streaming Telemetry Transport Protocol,3,1,BA2_FV_B,V,+,0,ESSRNS_500_PM_02-PM1,0.0,1.0,Essrns_500_Pm_02 BA2_FV_B + Voltage Magnitude,0,1,1,Volts,Phasor,VPHM,Voltage Magnitude,PM,-98.6,37.5,PPA:11184,2021-08-24 16:46:30
} | MaximumArchiveDays=90 | DesiredRemainingSpace=500,11185,GPA_ESSRNS_500_PM_02-PA1:VH,,383,8736f6c7-ad41-4b43-b4f6-e684e0d4ad20,ESSRNS_500_PM_02,Essrns_500_Pm_02,60,1,companyAcronym= | protocolName=IEEE C37.118.2-2011 | vendorAcronym= | vendorDeviceName= | interconnectionName=,,,,10,STTP,Streaming Telemetry Transport Protocol,4,1,BA2_FV_B,V,+,0,ESSRNS_500_PM_02-PA1,0.0,1.0,Essrns_500_Pm_02 BA2_FV_B + Voltage Phase Angle,0,1,1,Degrees,Phasor,VPHA,Voltage Phase Angle,PA,-98.6,37.5,PPA:11185,2021-08-24 16:46:30
} | MaximumArchiveDays=90 | DesiredRemainingSpace=500,11186,GPA_ESSRNS_500_PM_03:F,,384,8736f6c7-ad41-4b43-b4f6-e684e0d4ad20,ESSRNS_500_PM_03,Essrns_500_Pm_03,60,1,companyAcronym= | protocolName=IEEE C37.118.2-2011 | vendorAcronym= | vendorDeviceName= | interconnectionName=,,,,10,STTP,Streaming Telemetry Transport Protocol,5,,,,,,ESSRNS_500_PM_03-FQ,0.0,1.0,Essrns_500_Pm_03 Frequency,0,1,1,Hz,PMU,FREQ,Frequency,FQ,-98.6,37.5,PPA:11186,2021-08-24 16:46:30
} | MaximumArchiveDays=90 | DesiredRemainingSpace=500,11187,GPA_ESSRNS_500_PM_03:DF,,384,8736f6c7-ad41-4b43-b4f6-e684e0d4ad20,ESSRNS_500_PM_03,Essrns_500_Pm_03,60,1,companyAcronym= | protocolName=IEEE C37.118.2-2011 | vendorAcronym= | vendorDeviceName= | interconnectionName=,,,,10,STTP,Streaming Telemetry Transport Protocol,6,,,,,,ESSRNS_500_PM_03-DF,0.0,1.0,Essrns_500_Pm_03 Frequency Delta (dF/dt),0,1,1,,PMU,DFDT,Frequency Delta (dF/dt),DF,-98.6,37.5,PPA:11187,2021-08-24 16:46:30
} | MaximumArchiveDays=90 | DesiredRemainingSpace=500,11188,GPA_ESSRNS_500_PM_03:S,,384,8736f6c7-ad41-4b43-b4f6-e684e0d4ad20,ESSRNS_500_PM_03,Essrns_500_Pm_03,60,1,companyAcronym= | protocolName=IEEE C37.118.2-2011 | vendorAcronym= | vendorDeviceName= | interconnectionName=,,,,10,STTP,Streaming Telemetry Transport Protocol,8,,,,,,ESSRNS_500_PM_03-SF,0.0,1.0,Essrns_500_Pm_03 Status Flags,0,1,1,,PMU,FLAG,Status Flags,SF,-98.6,37.5,PPA:11188,2021-08-24 16:46:30
} | MaximumArchiveDays=90 | DesiredRemainingSpace=500,11189,GPA_ESSRNS_500_PM_03-PM1:V,,384,8736f6c7-ad41-4b43-b4f6-e684e0d4ad20,ESSRNS_500_PM_03,Essrns_500_Pm_03,60,1,companyAcronym= | protocolName=IEEE C37.118.2-2011 | vendorAcronym= | vendorDeviceName= | interconnectionName=,,,,10,STTP,Streaming Telemetry Transport Protocol,3,1,LTMGMTUM_1_FV_A,V,+,0,ESSRNS_500_PM_03-PM1,0.0,1.0,Essrns_500_Pm_03 LTMGMTUM_1_FV_A + Voltage Magnitude,0,1,1,Volts,Phasor,VPHM,Voltage Magnitude,PM,-98.6,37.5,PPA:11189,2021-08-24 16:46:30
} | MaximumArchiveDays=90 | DesiredRemainingSpace=500,11190,GPA_ESSRNS_500_PM_03-PA1:VH,,384,8736f6c7-ad41-4b43-b4f6-e684e0d4ad20,ESSRNS_500_PM_03,Essrns_500_Pm_03,60,1,companyAcronym= | protocolName=IEEE C37.118.2-2011 | vendorAcronym= | vendorDeviceName= | interconnectionName=,,,,10,STTP,Streaming Telemetry Transport Protocol,4,1,LTMGMTUM_1_FV_A,V,+,0,ESSRNS_500_PM_03-PA1,0.0,1.0,Essrns_500_Pm_03 LTMGMTUM_1_FV_A + Voltage Phase Angle,0,1,1,Degrees,Phasor,VPHA,Voltage Phase Angle,PA,-98.6,37.5,PPA:11190,2021-08-24 16:46:30
} | MaximumArchiveDays=90 | DesiredRemainingSpace=500,11191,GPA_ESSRNS_500_PM_03-PM2:V,,384,8736f6c7-ad41-4b43-b4f6-e684e0d4ad20,ESSRNS_500_PM_03,Essrns_500_Pm_03,60,1,companyAcronym= | protocolName=IEEE C37.118.2-2011 | vendorAcronym= | vendorDeviceName= | interconnectionName=,,,,10,STTP,Streaming Telemetry Transport Protocol,3,2,LTMGMTUM_1_FV_B,V,+,0,ESSRNS_500_PM_03-PM2,0.0,1.0,Essrns_500_Pm_03 LTMGMTUM_1_FV_B + Voltage Magnitude,0,1,1,Volts,Phasor,VPHM,Voltage Magnitude,PM,-98.6,37.5,PPA:11191,2021-08-24 16:46:30
} | MaximumArchiveDays=90 | DesiredRemainingSpace=500,11192,GPA_ESSRNS_500_PM_03-PA2:VH,,384,8736f6c7-ad41-4b43-b4f6-e684e0d4ad20,ESSRNS_500_PM_03,Essrns_500_Pm_03,60,1,companyAcronym= | protocolName=IEEE C37.118.2-2011 | vendorAcronym= | vendorDeviceName= | interconnectionName=,,,,10,STTP,Streaming Telemetry Transport Protocol,4,2,LTMGMTUM_1_FV_B,V,+,0,ESSRNS_500_PM_03-PA2,0.0,1.0,Essrns_500_Pm_03 LTMGMTUM_1_FV_B + Voltage Phase Angle,0,1,1,Degrees,Phasor,VPHA,Voltage Phase Angle,PA,-98.6,37.5,PPA:11192,2021-08-24 16:46:30
} | MaximumArchiveDays=90 | DesiredRemainingSpace=500,11193,GPA_ESSRNS_500_PM_03-PM3:V,,384,8736f6c7-ad41-4b43-b4f6-e684e0d4ad20,ESSRNS_500_PM_03,Essrns_500_Pm_03,60,1,companyAcronym= | protocolName=IEEE C37.118.2-2011 | vendorAcronym= | vendorDeviceName= | interconnectionName=,,,,10,STTP,Streaming Telemetry Transport Protocol,3,3,LTMGMTUM_1_FV_C,V,+,0,ESSRNS_500_PM_03-PM3,0.0,1.0,Essrns_500_Pm_03 LTMGMTUM_1_FV_C + Voltage Magnitude,0,1,1,Volts,Phasor,VPHM,Voltage Magnitude,PM,-98.6,37.5,PPA:11193,2021-08-24 16:46:30
} | MaximumArchiveDays=90 | DesiredRemainingSpace=500,11194,GPA_ESSRNS_500_PM_03-PA3:VH,,384,8736f6c7-ad41-4b43-b4f6-e684e0d4ad20,ESSRNS_500_PM_03,Essrns_500_Pm_03,60,1,companyAcronym= | protocolName=IEEE C37.118.2-2011 | vendorAcronym= | vendorDeviceName= | interconnectionName=,,,,10,STTP,Streaming Telemetry Transport Protocol,4,3,LTMGMTUM_1_FV_C,V,+,0,ESSRNS_500_PM_03-PA3,0.0,1.0,Essrns_500_Pm_03 LTMGMTUM_1_FV_C + Voltage Phase Angle,0,1,1,Degrees,Phasor,VPHA,Voltage Phase Angle,PA,-98.6,37.5,PPA:11194,2021-08-24 16:46:30
} | MaximumArchiveDays=90 | DesiredRemainingSpace=500,11195,GPA_ESSRNS_500_PM_03-PM4:I,,384,8736f6c7-ad41-4b43-b4f6-e684e0d4ad20,ESSRNS_500_PM_03,Essrns_500_Pm_03,60,1,companyAcronym= | protocolName=IEEE C37.118.2-2011 | vendorAcronym= | vendorDeviceName= | interconnectionName=,,,,10,STTP,Streaming Telemetry Transport Protocol,1,4,LTMGMTUM_1_FA_A,I,+,0,ESSRNS_500_PM_03-PM4,0.0,1.0,Essrns_500_Pm_03 LTMGMTUM_1_FA_A + Current Magnitude,0,1,1,Amps,Phasor,IPHM,Current Magnitude,PM,-98.6,37.5,PPA:11195,2021-08-24 16:46:30
} | MaximumArchiveDays=90 | DesiredRemainingSpace=500,11196,GPA_ESSRNS_500_PM_03-PA4:IH,,384,8736f6c7-ad41-4b43-b4f6-e684e0d4ad20,ESSRNS_500_PM_03,Essrns_500_Pm_03,60,1,companyAcronym= | protocolName=IEEE C37.118.2-2011 | vendorAcronym= | vendorDeviceName= | interconnectionName=,,,,10,STTP,Streaming Telemetry Transport Protocol,2,4,LTMGMTUM_1_FA_A,I,+,0,ESSRNS_500_PM_03-PA4,0.0,1.0,Essrns_500_Pm_03 LTMGMTUM_1_FA_A + Current Phase Angle,0,1,1,Degrees,Phasor,IPHA,Current Phase Angle,PA,-98.6,37.5,PPA:11196,2021-08-24 16:46:30
} | MaximumArchiveDays=90 | DesiredRemainingSpace=500,11197,GPA_ESSRNS_500_PM_03-PM5:I,,384,8736f6c7-ad41-4b43-b4f6-e684e0d4ad20,ESSRNS_500_PM_03,Essrns_500_Pm_03,60,1,companyAcronym= | protocolName=IEEE C37.118.2-2011 | vendorAcronym= | vendorDeviceName= | interconnectionName=,,,,10,STTP,Streaming Telemetry Transport Protocol,1,5,LTMGMTUM_1_FA_B,I,+,0,ESSRNS_500_PM_03-PM5,0.0,1.0,Essrns_500_Pm_03 LTMGMTUM_1_FA_B + Current Magnitude,0,1,1,Amps,Phasor,IPHM,Current Magnitude,PM,-98.6,37.5,PPA:11197,2021-08-24 16:46:30
} | MaximumArchiveDays=90 | DesiredRemainingSpace=500,11198,GPA_ESSRNS_500_PM_03-PA5:IH,,384,8736f6c7-ad41-4b43-b4f6-e684e0d4ad20,ESSRNS_500_PM_03,Essrns_500_Pm_03,60,1,companyAcronym= | protocolName=IEEE C37.118.2-2011 | vendorAcronym= | vendorDeviceName= | interconnectionName=,,,,10,STTP,Streaming Telemetry Transport Protocol,2,5,LTMGMTUM_1_FA_B,I,+,0,ESSRNS_500_PM_03-PA5,0.0,1.0,Essrns_500_Pm_03 LTMGMTUM_1_FA_B + Current Phase Angle,0,1,1,Degrees,Phasor,IPHA,Current Phase Angle,PA,-98.6,37.5,PPA:11198,2021-08-24 16:46:30
} | MaximumArchiveDays=90 | DesiredRemainingSpace=500,11199,GPA_ESSRNS_500_PM_03-PM6:I,,384,8736f6c7-ad41-4b43-b4f6-e684e0d4ad20,ESSRNS_500_PM_03,Essrns_500_Pm_03,60,1,companyAcronym= | protocolName=IEEE C37.118.2-2011 | vendorAcronym= | vendorDeviceName= | interconnectionName=,,,,10,STTP,Streaming Telemetry Transport Protocol,1,6,LTMGMTUM_1_FA_C,I,+,0,ESSRNS_500_PM_03-PM6,0.0,1.0,Essrns_500_Pm_03 LTMGMTUM_1_FA_C + Current Magnitude,0,1,1,Amps,Phasor,IPHM,Current Magnitude,PM,-98.6,37.5,PPA:11199,2021-08-24 16:46:30
} | MaximumArchiveDays=90 | DesiredRemainingSpace=500,11200,GPA_ESSRNS_500_PM_03-PA6:IH,,384,8736f6c7-ad41-4b43-b4f6-e684e0d4ad20,ESSRNS_500_PM_03,Essrns_500_Pm_03,60,1,companyAcronym= | protocolName=IEEE C37.118.2-2011 | vendorAcronym= | vendorDeviceName= | interconnectionName=,,,,10,STTP,Streaming Telemetry Transport Protocol,2,6,LTMGMTUM_1_FA_C,I,+,0,ESSRNS_500_PM_03-PA6,0.0,1.0,Essrns_500_Pm_03 LTMGMTUM_1_FA_C + Current Phase Angle,0,1,1,Degrees,Phasor,IPHA,Current Phase Angle,PA,-98.6,37.5,PPA:11200,2021-08-24 16:46:30
} | MaximumArchiveDays=90 | DesiredRemainingSpace=500,11201,GPA_ESSRNS_500_PM_03-PM7:V,,384,8736f6c7-ad41-4b43-b4f6-e684e0d4ad20,ESSRNS_500_PM_03,Essrns_500_Pm_03,60,1,companyAcronym= | protocolName=IEEE C37.118.2-2011 | vendorAcronym= | vendorDeviceName= | interconnectionName=,,,,10,STTP,Streaming Telemetry Transport Protocol,3,7,LTMGMTUM_1_FV_P,V,+,0,ESSRNS_500_PM_03-PM7,0.0,1.0,Essrns_500_Pm_03 LTMGMTUM_1_FV_P + Voltage Magnitude,0,1,1,Volts,Phasor,VPHM,Voltage Magnitude,PM,-98.6,37.5,PPA:11201,2021-08-24 16:46:30
} | MaximumArchiveDays=90 | DesiredRemainingSpace=500,11202,GPA_ESSRNS_500_PM_03-PA7:VH,,384,8736f6c7-ad41-4b43-b4f6-e684e0d4ad20,ESSRNS_500_PM_03,Essrns_500_Pm_03,60,1,companyAcronym= | protocolName=IEEE C37.118.2-2011 | vendorAcronym= | vendorDeviceName= | interconnectionName=,,,,10,STTP,Streaming Telemetry Transport Protocol,4,7,LTMGMTUM_1_FV_P,V,+,0,ESSRNS_500_PM_03-PA7,0.0,1.0,Essrns_500_Pm_03 LTMGMTUM_1_FV_P + Voltage Phase Angle,0,1,1,Degrees,Phasor,VPHA,Voltage Phase Angle,PA,-98.6,37.5,PPA:11202,2021-08-24 16:46:30
} | MaximumArchiveDays=90 | DesiredRemainingSpace=500,11203,GPA_ESSRNS_500_PM_03-PM8:I,,384,8736f6c7-ad41-4b43-b4f6-e684e0d4ad20,ESSRNS_500_PM_03,Essrns_500_Pm_03,60,1,companyAcronym= | protocolName=IEEE C37.118.2-2011 | vendorAcronym= | vendorDeviceName= | interconnectionName=,,,,10,STTP,Streaming Telemetry Transport Protocol,1,8,LTMGMTUM_1_FA_P,I,+,0,ESSRNS_500_PM_03-PM8,0.0,1.0,Essrns_500_Pm_03 LTMGMTUM_1_FA_P + Current Magnitude,0,1,1,Amps,Phasor,IPHM,Current Magnitude,PM,-98.6,37.5,PPA:11203,2021-08-24 16:46:30
} | MaximumArchiveDays=90 | DesiredRemainingSpace=500,11204,GPA_ESSRNS_500_PM_03-PA8:IH,,384,8736f6c7-ad41-4b43-b4f6-e684e0d4ad20,ESSRNS_500_PM_03,Essrns_500_Pm_03,60,1,companyAcronym= | protocolName=IEEE C37.118.2-2011 | vendorAcronym= | vendorDeviceName= | interconnectionName=,,,,10,STTP,Streaming Telemetry Transport Protocol,2,8,LTMGMTUM_1_FA_P,I,+,0,ESSRNS_500_PM_03-PA8,0.0,1.0,Essrns_500_Pm_03 LTMGMTUM_1_FA_P + Current Phase Angle,0,1,1,Degrees,Phasor,IPHA,Current Phase Angle,PA,-98.6,37.5,PPA:11204,2021-08-24 16:46:30
} | MaximumArchiveDays=90 | DesiredRemainingSpace=500,11205,GPA_MGMTUM_500_PM_01:F,,385,8736f6c7-ad41-4b43-b4f6-e684e0d4ad20,MGMTUM_500_PM_01,Mgmtum_500_Pm_01,60,1,companyAcronym= | protocolName=IEEE C37.118.2-2011 | vendorAcronym= | vendorDeviceName= | interconnectionName=,,,,10,STTP,Streaming Telemetry Transport Protocol,5,,,,,,MGMTUM_500_PM_01-FQ,0.0,1.0,Mgmtum_500_Pm_01 Frequency,0,1,1,Hz,PMU,FREQ,Frequency,FQ,-98.6,37.5,PPA:11205,2021-08-24 16:46:30
} | MaximumArchiveDays=90 | DesiredRemainingSpace=500,11206,GPA_MGMTUM_500_PM_01:DF,,385,8736f6c7-ad41-4b43-b4f6-e684e0d4ad20,MGMTUM_500_PM_01,Mgmtum_500_Pm_01,60,1,companyAcronym= | protocolName=IEEE C37.118.2-2011 | vendorAcronym= | vendorDeviceName= | interconnectionName=,,,,10,STTP,Streaming Telemetry Transport Protocol,6,,,,,,MGMTUM_500_PM_01-DF,0.0,1.0,Mgmtum_500_Pm_01 Frequency Delta (dF/dt),0,1,1,,PMU,DFDT,Frequency Delta (dF/dt),DF,-98.6,37.5,PPA:11206,2021-08-24 16:46:30
} | MaximumArchiveDays=90 | DesiredRemainingSpace=500,11207,GPA_MGMTUM_500_PM_01:S,,385,8736f6c7-ad41-4b43-b4f6-e684e0d4ad20,MGMTUM_500_PM_01,Mgmtum_500_Pm_01,60,1,companyAcronym= | protocolName=IEEE C37.118.2-2011 | vendorAcronym= | vendorDeviceName= | interconnectionName=,,,,10,STTP,Streaming Telemetry Transport Protocol,8,,,,,,MGMTUM_500_PM_01-SF,0.0,1.0,Mgmtum_500_Pm_01 Status Flags,0,1,1,,PMU,FLAG,Status Flags,SF,-98.6,37.5,PPA:11207,2021-08-24 16:46:30
} | MaximumArchiveDays=90 | DesiredRemainingSpace=500,11208,GPA_MGMTUM_500_PM_01-PM1:V,,385,8736f6c7-ad41-4b43-b4f6-e684e0d4ad20,MGMTUM_500_PM_01,Mgmtum_500_Pm_01,60,1,companyAcronym= | protocolName=IEEE C37.118.2-2011 | vendorAcronym= | vendorDeviceName= | interconnectionName=,,,,10,STTP,Streaming Telemetry Transport Protocol,3,1,BA1_FV_B,V,+,0,MGMTUM_500_PM_01-PM1,0.0,1.0,Mgmtum_500_Pm_01 BA1_FV_B + Voltage Magnitude,0,1,1,Volts,Phasor,VPHM,Voltage Magnitude,PM,-98.6,37.5,PPA:11208,2021-08-24 16:46:30
} | MaximumArchiveDays=90 | DesiredRemainingSpace=500,11209,GPA_MGMTUM_500_PM_01-PA1:VH,,385,8736f6c7-ad41-4b43-b4f6-e684e0d4ad20,MGMTUM_500_PM_01,Mgmtum_500_Pm_01,60,1,companyAcronym= | protocolName=IEEE C37.118.2-2011 | vendorAcronym= | vendorDeviceName= | interconnectionName=,,,,10,STTP,Streaming Telemetry Transport Protocol,4,1,BA1_FV_B,V,+,0,MGMTUM_500_PM_01-PA1,0.0,1.0,Mgmtum_500_Pm_01 BA1_FV_B + Voltage Phase Angle,0,1,1,Degrees,Phasor,VPHA,Voltage Phase Angle,PA,-98.6,37.5,PPA:11209,2021-08-24 16:46:30
} | MaximumArchiveDays=90 | DesiredRemainingSpace=500,11210,GPA_MGMTUM_500_PM_02:F,,386,8736f6c7-ad41-4b43-b4f6-e684e0d4ad20,MGMTUM_500_PM_02,Mgmtum_500_Pm_02,60,1,companyAcronym= | protocolName=IEEE C37.118.2-2011 | vendorAcronym= | vendorDeviceName= | interconnectionName=,,,,10,STTP,Streaming Telemetry Transport Protocol,5,,,,,,MGMTUM_500_PM_02-FQ,0.0,1.0,Mgmtum_500_Pm_02 Frequency,0,1,1,Hz,PMU,FREQ,Frequency,FQ,-98.6,37.5,PPA:11210,2021-08-24 16:46:30
} | MaximumArchiveDays=90 | DesiredRemainingSpace=500,11211,GPA_MGMTUM_500_PM_02:DF,,386,8736f6c7-ad41-4b43-b4f6-e684e0d4ad20,MGMTUM_500_PM_02,Mgmtum_500_Pm_02,60,1,companyAcronym= | protocolName=IEEE C37.118.2-2011 | vendorAcronym= | vendorDeviceName= | interconnectionName=,,,,10,STTP,Streaming Telemetry Transport Protocol,6,,,,,,MGMTUM_500_PM_02-DF,0.0,1.0,Mgmtum_500_Pm_02 Frequency Delta (dF/dt),0,1,1,,PMU,DFDT,Frequency Delta (dF/dt),DF,-98.6,37.5,PPA:11211,2021-08-24 16:46:30
} | MaximumArchiveDays=90 | DesiredRemainingSpace=500,11212,GPA_MGMTUM_500_PM_02:S,,386,8736f6c7-ad41-4b43-b4f6-e684e0d4ad20,MGMTUM_500_PM_02,Mgmtum_500_Pm_02,60,1,companyAcronym= | protocolName=IEEE C37.118.2-2011 | vendorAcronym= | vendorDeviceName= | interconnectionName=,,,,10,STTP,Streaming Telemetry Transport Protocol,8,,,,,,MGMTUM_500_PM_02-SF,0.0,1.0,Mgmtum_500_Pm_02 Status Flags,0,1,1,,PMU,FLAG,Status Flags,SF,-98.6,37.5,PPA:11212,2021-08-24 16:46:30
} | MaximumArchiveDays=90 | DesiredRemainingSpace=500,11213,GPA_MGMTUM_500_PM_02-PM1:V,,386,8736f6c7-ad41-4b43-b4f6-e684e0d4ad20,MGMTUM_500_PM_02,Mgmtum_500_Pm_02,60,1,companyAcronym= | protocolName=IEEE C37.118.2-2011 | vendorAcronym= | vendorDeviceName= | interconnectionName=,,,,10,STTP,Streaming Telemetry Transport Protocol,3,1,BA2_FV_B,V,+,0,MGMTUM_500_PM_02-PM1,0.0,1.0,Mgmtum_500_Pm_02 BA2_FV_B + Voltage Magnitude,0,1,1,Volts,Phasor,VPHM,Voltage Magnitude,PM,-98.6,37.5,PPA:11213,2021-08-24 16:46:30
} | MaximumArchiveDays=90 | DesiredRemainingSpace=500,11214,GPA_MGMTUM_500_PM_02-PA1:VH,,386,8736f6c7-ad41-4b43-b4f6-e684e0d4ad20,MGMTUM_500_PM_02,Mgmtum_500_Pm_02,60,1,companyAcronym= | protocolName=IEEE C37.118.2-2011 | vendorAcronym= | vendorDeviceName= | interconnectionName=,,,,10,STTP,Streaming Telemetry Transport Protocol,4,1,BA2_FV_B,V,+,0,MGMTUM_500_PM_02-PA1,0.0,1.0,Mgmtum_500_Pm_02 BA2_FV_B + Voltage Phase Angle,0,1,1,Degrees,Phasor,VPHA,Voltage Phase Angle,PA,-98.6,37.5,PPA:11214,2021-08-24 16:46:30
} | MaximumArchiveDays=90 | DesiredRemainingSpace=500,11215,GPA_MGMTUM_500_PM_03:F,,387,8736f6c7-ad41-4b43-b4f6-e684e0d4ad20,MGMTUM_500_PM_03,Mgmtum_500_Pm_03,60,1,companyAcronym= | protocolName=IEEE C37.118.2-2011 | vendorAcronym= | vendorDeviceName= | interconnectionName=,,,,10,STTP,Streaming Telemetry Transport Protocol,5,,,,,,MGMTUM_500_PM_03-FQ,0.0,1.0,Mgmtum_500_Pm_03 Frequency,0,1,1,Hz,PMU,FREQ,Frequency,FQ,-98.6,37.5,PPA:11215,2021-08-24 16:46:30
} | MaximumArchiveDays=90 | DesiredRemainingSpace=500,11216,GPA_MGMTUM_500_PM_03:DF,,387,8736f6c7-ad41-4b43-b4f6-e684e0d4ad20,MGMTUM_500_PM_03,Mgmtum_500_Pm_03,60,1,companyAcronym= | protocolName=IEEE C37.118.2-2011 | vendorAcronym= | vendorDeviceName= | interconnectionName=,,,,10,STTP,Streaming Telemetry Transport Protocol,6,,,,,,MGMTUM_500_PM_03-DF,0.0,1.0,Mgmtum_500_Pm_03 Frequency Delta (dF/dt),0,1,1,,PMU,DFDT,Frequency Delta (dF/dt),DF,-98.6,37.5,PPA:11216,2021-08-24 16:46:30
} | MaximumArchiveDays=90 | DesiredRemainingSpace=500,11217,GPA_MGMTUM_500_PM_03:S,,387,8736f6c7-ad41-4b43-b4f6-e684e0d4ad20,MGMTUM_500_PM_03,Mgmtum_500_Pm_03,60,1,companyAcronym= | protocolName=IEEE C37.118.2-2011 | vendorAcronym= | vendorDeviceName= | interconnectionName=,,,,10,STTP,Streaming Telemetry Transport Protocol,8,,,,,,MGMTUM_500_PM_03-SF,0.0,1.0,Mgmtum_500_Pm_03 Status Flags,0,1,1,,PMU,FLAG,Status Flags,SF,-98.6,37.5,PPA:11217,2021-08-24 16:46:30
} | MaximumArchiveDays=90 | DesiredRemainingSpace=500,11218,GPA_MGMTUM_500_PM_03-PM1:V,,387,8736f6c7-ad41-4b43-b4f6-e684e0d4ad20,MGMTUM_500_PM_03,Mgmtum_500_Pm_03,60,1,companyAcronym= | protocolName=IEEE C37.118.2-2011 | vendorAcronym= | vendorDeviceName= | interconnectionName=,,,,10,STTP,Streaming Telemetry Transport Protocol,3,1,LTESSRNS_1_FV_A,V,-,0,MGMTUM_500_PM_03-PM1,0.0,1.0,Mgmtum_500_Pm_03 LTESSRNS_1_FV_A - Voltage Magnitude,0,1,1,Volts,Phasor,VPHM,Voltage Magnitude,PM,-98.6,37.5,PPA:11218,2021-08-24 16:46:30
} | MaximumArchiveDays=90 | DesiredRemainingSpace=500,11219,GPA_MGMTUM_500_PM_03-PA1:VH,,387,8736f6c7-ad41-4b43-b4f6-e684e0d4ad20,MGMTUM_500_PM_03,Mgmtum_500_Pm_03,60,1,companyAcronym= | protocolName=IEEE C37.118.2-2011 | vendorAcronym= | vendorDeviceName= | interconnectionName=,,,,10,STTP,Streaming Telemetry Transport Protocol,4,1,LTESSRNS_1_FV_A,V,-,0,MGMTUM_500_PM_03-PA1,0.0,1.0,Mgmtum_500_Pm_03 LTESSRNS_1_FV_A - Voltage Phase Angle,0,1,1,Degrees,Phasor,VPHA,Voltage Phase Angle,PA,-98.6,37.5,PPA:11219,2021-08-24 16:46:30
} | MaximumArchiveDays=90 | DesiredRemainingSpace=500,11220,GPA_MGMTUM_500_PM_03-PM2:V,,387,8736f6c7-ad41-4b43-b4f6-e684e0d4ad20,MGMTUM_500_PM_03,Mgmtum_500_Pm_03,60,1,companyAcronym= | protocolName=IEEE C37.118.2-2011 | vendorAcronym= | vendorDeviceName= | interconnectionName=,,,,10,STTP,Streaming Telemetry Transport Protocol,3,2,LTESSRNS_1_FV_B,V,-,0,MGMTUM_500_PM_03-PM2,0.0,1.0,Mgmtum_500_Pm_03 LTESSRNS_1_FV_B - Voltage Magnitude,0,1,1,Volts,Phasor,VPHM,Voltage Magnitude,PM,-98.6,37.5,PPA:11220,2021-08-24 16:46:30
} | MaximumArchiveDays=90 | DesiredRemainingSpace=500,11221,GPA_MGMTUM_500_PM_03-PA2:VH,,387,8736f6c7-ad41-4b43-b4f6-e684e0d4ad20,MGMTUM_500_PM_03,Mgmtum_500_Pm_03,60,1,companyAcronym= | protocolName=IEEE C37.118.2-2011 | vendorAcronym= | vendorDeviceName= | interconnectionName=,,,,10,STTP,Streaming Telemetry Transport Protocol,4,2,LTESSRNS_1_FV_B,V,-,0,MGMTUM_500_PM_03-PA2,0.0,1.0,Mgmtum_500_Pm_03 LTESSRNS_1_FV_B - Voltage Phase Angle,0,1,1,Degrees,Phasor,VPHA,Voltage Phase Angle,PA,-98.6,37.5,PPA:11221,2021-08-24 16:46:30
} | MaximumArchiveDays=90 | DesiredRemainingSpace=500,11222,GPA_MGMTUM_500_PM_03-PM3:V,,387,8736f6c7-ad41-4b43-b4f6-e684e0d4ad20,MGMTUM_500_PM_03,Mgmtum_500_Pm_03,60,1,companyAcronym= | protocolName=IEEE C37.118.2-2011 | vendorAcronym= | vendorDeviceName= | interconnectionName=,,,,10,STTP,Streaming Telemetry Transport Protocol,3,3,LTESSRNS_1_FV_C,V,-,0,MGMTUM_500_PM_03-PM3,0.0,1.0,Mgmtum_500_Pm_03 LTESSRNS_1_FV_C - Voltage Magnitude,0,1,1,Volts,Phasor,VPHM,Voltage Magnitude,PM,-98.6,37.5,PPA:11222,2021-08-24 16:46:30
} | MaximumArchiveDays=90 | DesiredRemainingSpace=500,11223,GPA_MGMTUM_500_PM_03-PA3:VH,,387,8736f6c7-ad41-4b43-b4f6-e684e0d4ad20,MGMTUM_500_PM_03,Mgmtum_500_Pm_03,60,1,companyAcronym= | protocolName=IEEE C37.118.2-2011 | vendorAcronym= | vendorDeviceName= | interconnectionName=,,,,10,STTP,Streaming Telemetry Transport Protocol,4,3,LTESSRNS_1_FV_C,V,-,0,MGMTUM_500_PM_03-PA3,0.0,1.0,Mgmtum_500_Pm_03 LTESSRNS_1_FV_C - Voltage Phase Angle,0,1,1,Degrees,Phasor,VPHA,Voltage Phase Angle,PA,-98.6,37.5,PPA:11223,2021-08-24 16:46:30
} | MaximumArchiveDays=90 | DesiredRemainingSpace=500,11224,GPA_MGMTUM_500_PM_03-PM4:I,,387,8736f6c7-ad41-4b43-b4f6-e684e0d4ad20,MGMTUM_500_PM_03,Mgmtum_500_Pm_03,60,1,companyAcronym= | protocolName=IEEE C37.118.2-2011 | vendorAcronym= | vendorDeviceName= | interconnectionName=,,,,10,STTP,Streaming Telemetry Transport Protocol,1,4,LTESSRNS_1_FA_A,I,-,0,MGMTUM_500_PM_03-PM4,0.0,1.0,Mgmtum_500_Pm_03 LTESSRNS_1_FA_A - Current Magnitude,0,1,1,Amps,Phasor,IPHM,Current Magnitude,PM,-98.6,37.5,PPA:11224,2021-08-24 16:46:30
} | MaximumArchiveDays=90 | DesiredRemainingSpace=500,11225,GPA_MGMTUM_500_PM_03-PA4:IH,,387,8736f6c7-ad41-4b43-b4f6-e684e0d4ad20,MGMTUM_500_PM_03,Mgmtum_500_Pm_03,60,1,companyAcronym= | protocolName=IEEE C37.118.2-2011 | vendorAcronym= | vendorDeviceName= | interconnectionName=,,,,10,STTP,Streaming Telemetry Transport Protocol,2,4,LTESSRNS_1_FA_A,I,-,0,MGMTUM_500_PM_03-PA4,0.0,1.0,Mgmtum_500_Pm_03 LTESSRNS_1_FA_A - Current Phase Angle,0,1,1,Degrees,Phasor,IPHA,Current Phase Angle,PA,-98.6,37.5,PPA:11225,2021-08-24 16:46:30
} | MaximumArchiveDays=90 | DesiredRemainingSpace=500,11226,GPA_MGMTUM_500_PM_03-PM5:I,,387,8736f6c7-ad41-4b43-b4f6-e684e0d4ad20,MGMTUM_500_PM_03,Mgmtum_500_Pm_03,60,1,companyAcronym= | protocolName=IEEE C37.118.2-2011 | vendorAcronym= | vendorDeviceName= | interconnectionName=,,,,10,STTP,Streaming Telemetry Transport Protocol,1,5,LTESSRNS_1_FA_B,I,-,0,MGMTUM_500_PM_03-PM5,0.0,1.0,Mgmtum_500_Pm_03 LTESSRNS_1_FA_B - Current Magnitude,0,1,1,Amps,Phasor,IPHM,Current Magnitude,PM,-98.6,37.5,PPA:11226,2021-08-24 16:46:30
} | MaximumArchiveDays=90 | DesiredRemainingSpace=500,11227,GPA_MGMTUM_500_PM_03-PA5:IH,,387,8736f6c7-ad41-4b43-b4f6-e684e0d4ad20,MGMTUM_500_PM_03,Mgmtum_500_Pm_03,60,1,companyAcronym= | protocolName=IEEE C37.118.2-2011 | vendorAcronym= | vendorDeviceName= | interconnectionName=,,,,10,STTP,Streaming Telemetry Transport Protocol,2,5,LTESSRNS_1_FA_B,I,-,0,MGMTUM_500_PM_03-PA5,0.0,1.0,Mgmtum_500_Pm_03 LTESSRNS_1_FA_B - Current Phase Angle,0,1,1,Degrees,Phasor,IPHA,Current Phase Angle,PA,-98.6,37.5,PPA:11227,2021-08-24 16:46:30
} | MaximumArchiveDays=90 | DesiredRemainingSpace=500,11228,GPA_MGMTUM_500_PM_03-PM6:I,,387,8736f6c7-ad41-4b43-b4f6-e684e0d4ad20,MGMTUM_500_PM_03,Mgmtum_500_Pm_03,60,1,companyAcronym= | protocolName=IEEE C37.118.2-2011 | vendorAcronym= | vendorDeviceName= | interconnectionName=,,,,10,STTP,Streaming Telemetry Transport Protocol,1,6,LTESSRNS_1_FA_C,I,-,0,MGMTUM_500_PM_03-PM6,0.0,1.0,Mgmtum_500_Pm_03 LTESSRNS_1_FA_C - Current Magnitude,0,1,1,Amps,Phasor,IPHM,Current Magnitude,PM,-98.6,37.5,PPA:11228,2021-08-24 16:46:30
} | MaximumArchiveDays=90 | DesiredRemainingSpace=500,11229,GPA_MGMTUM_500_PM_03-PA6:IH,,387,8736f6c7-ad41-4b43-b4f6-e684e0d4ad20,MGMTUM_500_PM_03,Mgmtum_500_Pm_03,60,1,companyAcronym= | protocolName=IEEE C37.118.2-2011 | vendorAcronym= | vendorDeviceName= | interconnectionName=,,,,10,STTP,Streaming Telemetry Transport Protocol,2,6,LTESSRNS_1_FA_C,I,-,0,MGMTUM_500_PM_03-PA6,0.0,1.0,Mgmtum_500_Pm_03 LTESSRNS_1_FA_C - Current Phase Angle,0,1,1,Degrees,Phasor,IPHA,Current Phase Angle,PA,-98.6,37.5,PPA:11229,2021-08-24 16:46:30
} | MaximumArchiveDays=90 | DesiredRemainingSpace=500,11230,GPA_MGMTUM_500_PM_04:F,,388,8736f6c7-ad41-4b43-b4f6-e684e0d4ad20,MGMTUM_500_PM_04,Mgmtum_500_Pm_04,60,1,companyAcronym= | protocolName=IEEE C37.118.2-2011 | vendorAcronym= | vendorDeviceName= | interconnectionName=,,,,10,STTP,Streaming Telemetry Transport Protocol,5,,,,,,MGMTUM_500_PM_04-FQ,0.0,1.0,Mgmtum_500_Pm_04 Frequency,0,1,1,Hz,PMU,FREQ,Frequency,FQ,-98.6,37.5,PPA:11230,2021-08-24 16:46:30
} | MaximumArchiveDays=90 | DesiredRemainingSpace=500,11231,GPA_MGMTUM_500_PM_04:DF,,388,8736f6c7-ad41-4b43-b4f6-e684e0d4ad20,MGMTUM_500_PM_04,Mgmtum_500_Pm_04,60,1,companyAcronym= | protocolName=IEEE C37.118.2-2011 | vendorAcronym= | vendorDeviceName= | interconnectionName=,,,,10,STTP,Streaming Telemetry Transport Protocol,6,,,,,,MGMTUM_500_PM_04-DF,0.0,1.0,Mgmtum_500_Pm_04 Frequency Delta (dF/dt),0,1,1,,PMU,DFDT,Frequency Delta (dF/dt),DF,-98.6,37.5,PPA:11231,2021-08-24 16:46:30
} | MaximumArchiveDays=90 | DesiredRemainingSpace=500,11232,GPA_MGMTUM_500_PM_04:S,,388,8736f6c7-ad41-4b43-b4f6-e684e0d4ad20,MGMTUM_500_PM_04,Mgmtum_500_Pm_04,60,1,companyAcronym= | protocolName=IEEE C37.118.2-2011 | vendorAcronym= | vendorDeviceName= | interconnectionName=,,,,10,STTP,Streaming Telemetry Transport Protocol,8,,,,,,MGMTUM_500_PM_04-SF,0.0,1.0,Mgmtum_500_Pm_04 Status Flags,0,1,1,,PMU,FLAG,Status Flags,SF,-98.6,37.5,PPA:11232,2021-08-24 16:46:30
} | MaximumArchiveDays=90 | DesiredRemainingSpace=500,11233,GPA_MGMTUM_500_PM_04-PM1:I,,388,8736f6c7-ad41-4b43-b4f6-e684e0d4ad20,MGMTUM_500_PM_04,Mgmtum_500_Pm_04,60,1,companyAcronym= | protocolName=IEEE C37.118.2-2011 | vendorAcronym= | vendorDeviceName= | interconnectionName=,,,,10,STTP,Streaming Telemetry Transport Protocol,1,1,LTMGGVA6_1_FA_A,I,+,0,MGMTUM_500_PM_04-PM1,0.0,1.0,Mgmtum_500_Pm_04 LTMGGVA6_1_FA_A + Current Magnitude,0,1,1,Amps,Phasor,IPHM,Current Magnitude,PM,-98.6,37.5,PPA:11233,2021-08-24 16:46:30
} | MaximumArchiveDays=90 | DesiredRemainingSpace=500,11234,GPA_MGMTUM_500_PM_04-PA1:IH,,388,8736f6c7-ad41-4b43-b4f6-e684e0d4ad20,MGMTUM_500_PM_04,Mgmtum_500_Pm_04,60,1,companyAcronym= | protocolName=IEEE C37.118.2-2011 | vendorAcronym= | vendorDeviceName= | interconnectionName=,,,,10,STTP,Streaming Telemetry Transport Protocol,2,1,LTMGGVA6_1_FA_A,I,+,0,MGMTUM_500_PM_04-PA1,0.0,1.0,Mgmtum_500_Pm_04 LTMGGVA6_1_FA_A + Current Phase Angle,0,1,1,Degrees,Phasor,IPHA,Current Phase Angle,PA,-98.6,37.5,PPA:11234,2021-08-24 16:46:30
} | MaximumArchiveDays=90 | DesiredRemainingSpace=500,11235,GPA_MGMTUM_500_PM_04-PM2:I,,388,8736f6c7-ad41-4b43-b4f6-e684e0d4ad20,MGMTUM_500_PM_04,Mgmtum_500_Pm_04,60,1,companyAcronym= | protocolName=IEEE C37.118.2-2011 | vendorAcronym= | vendorDeviceName= | interconnectionName=,,,,10,STTP,Streaming Telemetry Transport Protocol,1,2,LTMGGVA6_1_FA_B,I,+,0,MGMTUM_500_PM_04-PM2,0.0,1.0,Mgmtum_500_Pm_04 LTMGGVA6_1_FA_B + Current Magnitude,0,1,1,Amps,Phasor,IPHM,Current Magnitude,PM,-98.6,37.5,PPA:11235,2021-08-24 16:46:30
} | MaximumArchiveDays=90 | DesiredRemainingSpace=500,11236,GPA_MGMTUM_500_PM_04-PA2:IH,,388,8736f6c7-ad41-4b43-b4f6-e684e0d4ad20,MGMTUM_500_PM_04,Mgmtum_500_Pm_04,60,1,companyAcronym= | protocolName=IEEE C37.118.2-2011 | vendorAcronym= | vendorDeviceName= | interconnectionName=,,,,10,STTP,Streaming Telemetry Transport Protocol,2,2,LTMGGVA6_1_FA_B,I,+,0,MGMTUM_500_PM_04-PA2,0.0,1.0,Mgmtum_500_Pm_04 LTMGGVA6_1_FA_B + Current Phase Angle,0,1,1,Degrees,Phasor,IPHA,Current Phase Angle,PA,-98.6,37.5,PPA:11236,2021-08-24 16:46:30
} | MaximumArchiveDays=90 | DesiredRemainingSpace=500,11237,GPA_MGMTUM_500_PM_04-PM3:I,,388,8736f6c7-ad41-4b43-b4f6-e684e0d4ad20,MGMTUM_500_PM_04,Mgmtum_500_Pm_04,60,1,companyAcronym= | protocolName=IEEE C37.118.2-2011 | vendorAcronym= | vendorDeviceName= | interconnectionName=,,,,10,STTP,Streaming Telemetry Transport Protocol,1,3,LTMGGVA6_1_FA_C,I,+,0,MGMTUM_500_PM_04-PM3,0.0,1.0,Mgmtum_500_Pm_04 LTMGGVA6_1_FA_C + Current Magnitude,0,1,1,Amps,Phasor,IPHM,Current Magnitude,PM,-98.6,37.5,PPA:11237,2021-08-24 16:46:31
} | MaximumArchiveDays=90 | DesiredRemainingSpace=500,11238,GPA_MGMTUM_500_PM_04-PA3:IH,,388,8736f6c7-ad41-4b43-b4f6-e684e0d4ad20,MGMTUM_500_PM_04,Mgmtum_500_Pm_04,60,1,companyAcronym= | protocolName=IEEE C37.118.2-2011 | vendorAcronym= | vendorDeviceName= | interconnectionName=,,,,10,STTP,Streaming Telemetry Transport Protocol,2,3,LTMGGVA6_1_FA_C,I,+,0,MGMTUM_500_PM_04-PA3,0.0,1.0,Mgmtum_500_Pm_04 LTMGGVA6_1_FA_C + Current Phase Angle,0,1,1,Degrees,Phasor,IPHA,Current Phase Angle,PA,-98.6,37.5,PPA:11238,2021-08-24 16:46:31
} | MaximumArchiveDays=90 | DesiredRemainingSpace=500,11239,GPA_MGMTUM_500_PM_04-PM4:V,,388,8736f6c7-ad41-4b43-b4f6-e684e0d4ad20,MGMTUM_500_PM_04,Mgmtum_500_Pm_04,60,1,companyAcronym= | protocolName=IEEE C37.118.2-2011 | vendorAcronym= | vendorDeviceName= | interconnectionName=,,,,10,STTP,Streaming Telemetry Transport Protocol,3,4,LTMGGVA6_1_FV_A,V,+,0,MGMTUM_500_PM_04-PM4,0.0,1.0,Mgmtum_500_Pm_04 LTMGGVA6_1_FV_A + Voltage Magnitude,0,1,1,Volts,Phasor,VPHM,Voltage Magnitude,PM,-98.6,37.5,PPA:11239,2021-08-24 16:46:31
} | MaximumArchiveDays=90 | DesiredRemainingSpace=500,11240,GPA_MGMTUM_500_PM_04-PA4:VH,,388,8736f6c7-ad41-4b43-b4f6-e684e0d4ad20,MGMTUM_500_PM_04,Mgmtum_500_Pm_04,60,1,companyAcronym= | protocolName=IEEE C37.118.2-2011 | vendorAcronym= | vendorDeviceName= | interconnectionName=,,,,10,STTP,Streaming Telemetry Transport Protocol,4,4,LTMGGVA6_1_FV_A,V,+,0,MGMTUM_500_PM_04-PA4,0.0,1.0,Mgmtum_500_Pm_04 LTMGGVA6_1_FV_A + Voltage Phase Angle,0,1,1,Degrees,Phasor,VPHA,Voltage Phase Angle,PA,-98.6,37.5,PPA:11240,2021-08-24 16:46:31
} | MaximumArchiveDays=90 | DesiredRemainingSpace=500,11241,GPA_MGMTUM_500_PM_04-PM5:V,,388,8736f6c7-ad41-4b43-b4f6-e684e0d4ad20,MGMTUM_500_PM_04,Mgmtum_500_Pm_04,60,1,companyAcronym= | protocolName=IEEE C37.118.2-2011 | vendorAcronym= | vendorDeviceName= | interconnectionName=,,,,10,STTP,Streaming Telemetry Transport Protocol,3,5,LTMGGVA6_1_FV_B,V,+,0,MGMTUM_500_PM_04-PM5,0.0,1.0,Mgmtum_500_Pm_04 LTMGGVA6_1_FV_B + Voltage Magnitude,0,1,1,Volts,Phasor,VPHM,Voltage Magnitude,PM,-98.6,37.5,PPA:11241,2021-08-24 16:46:31
} | MaximumArchiveDays=90 | DesiredRemainingSpace=500,11242,GPA_MGMTUM_500_PM_04-PA5:VH,,388,8736f6c7-ad41-4b43-b4f6-e684e0d4ad20,MGMTUM_500_PM_04,Mgmtum_500_Pm_04,60,1,companyAcronym= | protocolName=IEEE C37.118.2-2011 | vendorAcronym= | vendorDeviceName= | interconnectionName=,,,,10,STTP,Streaming Telemetry Transport Protocol,4,5,LTMGGVA6_1_FV_B,V,+,0,MGMTUM_500_PM_04-PA5,0.0,1.0,Mgmtum_500_Pm_04 LTMGGVA6_1_FV_B + Voltage Phase Angle,0,1,1,Degrees,Phasor,VPHA,Voltage Phase Angle,PA,-98.6,37.5,PPA:11242,2021-08-24 16:46:31
} | MaximumArchiveDays=90 | DesiredRemainingSpace=500,11243,GPA_MGMTUM_500_PM_04-PM6:V,,388,8736f6c7-ad41-4b43-b4f6-e684e0d4ad20,MGMTUM_500_PM_04,Mgmtum_500_Pm_04,60,1,companyAcronym= | protocolName=IEEE C37.118.2-2011 | vendorAcronym= | vendorDeviceName= | interconnectionName=,,,,10,STTP,Streaming Telemetry Transport Protocol,3,6,LTMGGVA6_1_FV_C,V,+,0,MGMTUM_500_PM_04-PM6,0.0,1.0,Mgmtum_500_Pm_04 LTMGGVA6_1_FV_C + Voltage Magnitude,0,1,1,Volts,Phasor,VPHM,Voltage Magnitude,PM,-98.6,37.5,PPA:11243,2021-08-24 16:46:31
} | MaximumArchiveDays=90 | DesiredRemainingSpace=500,11244,GPA_MGMTUM_500_PM_04-PA6:VH,,388,8736f6c7-ad41-4b43-b4f6-e684e0d4ad20,MGMTUM_500_PM_04,Mgmtum_500_Pm_04,60,1,companyAcronym= | protocolName=IEEE C37.118.2-2011 | vendorAcronym= | vendorDeviceName= | interconnectionName=,,,,10,STTP,Streaming Telemetry Transport Protocol,4,6,LTMGGVA6_1_FV_C,V,+,0,MGMTUM_500_PM_04-PA6,0.0,1.0,Mgmtum_500_Pm_04 LTMGGVA6_1_FV_C + Voltage Phase Angle,0,1,1,Degrees,Phasor,VPHA,Voltage Phase Angle,PA,-98.6,37.5,PPA:11244,2021-08-24 16:46:31
} | MaximumArchiveDays=90 | DesiredRemainingSpace=500,11245,GPA_MGGVA6_500_PM_04:F,,389,8736f6c7-ad41-4b43-b4f6-e684e0d4ad20,MGGVA6_500_PM_04,Mggva6_500_Pm_04,60,1,companyAcronym= | protocolName=IEEE C37.118.2-2011 | vendorAcronym= | vendorDeviceName= | interconnectionName=,,,,10,STTP,Streaming Telemetry Transport Protocol,5,,,,,,MGGVA6_500_PM_04-FQ,0.0,1.0,Mggva6_500_Pm_04 Frequency,0,1,1,Hz,PMU,FREQ,Frequency,FQ,-98.6,37.5,PPA:11245,2021-08-24 16:46:31
} | MaximumArchiveDays=90 | DesiredRemainingSpace=500,11246,GPA_MGGVA6_500_PM_04:DF,,389,8736f6c7-ad41-4b43-b4f6-e684e0d4ad20,MGGVA6_500_PM_04,Mggva6_500_Pm_04,60,1,companyAcronym= | protocolName=IEEE C37.118.2-2011 | vendorAcronym= | vendorDeviceName= | interconnectionName=,,,,10,STTP,Streaming Telemetry Transport Protocol,6,,,,,,MGGVA6_500_PM_04-DF,0.0,1.0,Mggva6_500_Pm_04 Frequency Delta (dF/dt),0,1,1,,PMU,DFDT,Frequency Delta (dF/dt),DF,-98.6,37.5,PPA:11246,2021-08-24 16:46:31
} | MaximumArchiveDays=90 | DesiredRemainingSpace=500,11247,GPA_MGGVA6_500_PM_04:S,,389,8736f6c7-ad41-4b43-b4f6-e684e0d4ad20,MGGVA6_500_PM_04,Mggva6_500_Pm_04,60,1,companyAcronym= | protocolName=IEEE C37.118.2-2011 | vendorAcronym= | vendorDeviceName= | interconnectionName=,,,,10,STTP,Streaming Telemetry Transport Protocol,8,,,,,,MGGVA6_500_PM_04-SF,0.0,1.0,Mggva6_500_Pm_04 Status Flags,0,1,1,,PMU,FLAG,Status Flags,SF,-98.6,37.5,PPA:11247,2021-08-24 16:46:31
} | MaximumArchiveDays=90 | DesiredRemainingSpace=500,11248,GPA_MGGVA6_500_PM_04-PM1:V,,389,8736f6c7-ad41-4b43-b4f6-e684e0d4ad20,MGGVA6_500_PM_04,Mggva6_500_Pm_04,60,1,companyAcronym= | protocolName=IEEE C37.118.2-2011 | vendorAcronym= | vendorDeviceName= | interconnectionName=,,,,10,STTP,Streaming Telemetry Transport Protocol,3,1,LTMGMTUM_1_FV_A,V,+,0,MGGVA6_500_PM_04-PM1,0.0,1.0,Mggva6_500_Pm_04 LTMGMTUM_1_FV_A + Voltage Magnitude,0,1,1,Volts,Phasor,VPHM,Voltage Magnitude,PM,-98.6,37.5,PPA:11248,2021-08-24 16:46:31
} | MaximumArchiveDays=90 | DesiredRemainingSpace=500,11249,GPA_MGGVA6_500_PM_04-PA1:VH,,389,8736f6c7-ad41-4b43-b4f6-e684e0d4ad20,MGGVA6_500_PM_04,Mggva6_500_Pm_04,60,1,companyAcronym= | protocolName=IEEE C37.118.2-2011 | vendorAcronym= | vendorDeviceName= | interconnectionName=,,,,10,STTP,Streaming Telemetry Transport Protocol,4,1,LTMGMTUM_1_FV_A,V,+,0,MGGVA6_500_PM_04-PA1,0.0,1.0,Mggva6_500_Pm_04 LTMGMTUM_1_FV_A + Voltage Phase Angle,0,1,1,Degrees,Phasor,VPHA,Voltage Phase Angle,PA,-98.6,37.5,PPA:11249,2021-08-24 16:46:31
} | MaximumArchiveDays=90 | DesiredRemainingSpace=500,11250,GPA_MGGVA6_500_PM_04-PM2:V,,389,8736f6c7-ad41-4b43-b4f6-e684e0d4ad20,MGGVA6_500_PM_04,Mggva6_500_Pm_04,60,1,companyAcronym= | protocolName=IEEE C37.118.2-2011 | vendorAcronym= | vendorDeviceName= | interconnectionName=,,,,10,STTP,Streaming Telemetry Transport Protocol,3,2,LTMGMTUM_1_FV_B,V,+,0,MGGVA6_500_PM_04-PM2,0.0,1.0,Mggva6_500_Pm_04 LTMGMTUM_1_FV_B + Voltage Magnitude,0,1,1,Volts,Phasor,VPHM,Voltage Magnitude,PM,-98.6,37.5,PPA:11250,2021-08-24 16:46:31
} | MaximumArchiveDays=90 | DesiredRemainingSpace=500,11251,GPA_MGGVA6_500_PM_04-PA2:VH,,389,8736f6c7-ad41-4b43-b4f6-e684e0d4ad20,MGGVA6_500_PM_04,Mggva6_500_Pm_04,60,1,companyAcronym= | protocolName=IEEE C37.118.2-2011 | vendorAcronym= | vendorDeviceName= | interconnectionName=,,,,10,STTP,Streaming Telemetry Transport Protocol,4,2,LTMGMTUM_1_FV_B,V,+,0,MGGVA6_500_PM_04-PA2,0.0,1.0,Mggva6_500_Pm_04 LTMGMTUM_1_FV_B + Voltage Phase Angle,0,1,1,Degrees,Phasor,VPHA,Voltage Phase Angle,PA,-98.6,37.5,PPA:11251,2021-08-24 16:46:31
} | MaximumArchiveDays=90 | DesiredRemainingSpace=500,11252,GPA_MGGVA6_500_PM_04-PM3:V,,389,8736f6c7-ad41-4b43-b4f6-e684e0d4ad20,MGGVA6_500_PM_04,Mggva6_500_Pm_04,60,1,companyAcronym= | protocolName=IEEE C37.118.2-2011 | vendorAcronym= | vendorDeviceName= | interconnectionName=,,,,10,STTP,Streaming Telemetry Transport Protocol,3,3,LTMGMTUM_1_FV_C,V,+,0,MGGVA6_500_PM_04-PM3,0.0,1.0,Mggva6_500_Pm_04 LTMGMTUM_1_FV_C + Voltage Magnitude,0,1,1,Volts,Phasor,VPHM,Voltage Magnitude,PM,-98.6,37.5,PPA:11252,2021-08-24 16:46:31
} | MaximumArchiveDays=90 | DesiredRemainingSpace=500,11253,GPA_MGGVA6_500_PM_04-PA3:VH,,389,8736f6c7-ad41-4b43-b4f6-e684e0d4ad20,MGGVA6_500_PM_04,Mggva6_500_Pm_04,60,1,companyAcronym= | protocolName=IEEE C37.118.2-2011 | vendorAcronym= | vendorDeviceName= | interconnectionName=,,,,10,STTP,Streaming Telemetry Transport Protocol,4,3,LTMGMTUM_1_FV_C,V,+,0,MGGVA6_500_PM_04-PA3,0.0,1.0,Mggva6_500_Pm_04 LTMGMTUM_1_FV_C + Voltage Phase Angle,0,1,1,Degrees,Phasor,VPHA,Voltage Phase Angle,PA,-98.6,37.5,PPA:11253,2021-08-24 16:46:31
} | MaximumArchiveDays=90 | DesiredRemainingSpace=500,11254,GPA_MGGVA6_500_PM_04-PM4:I,,389,8736f6c7-ad41-4b43-b4f6-e684e0d4ad20,MGGVA6_500_PM_04,Mggva6_500_Pm_04,60,1,companyAcronym= | protocolName=IEEE C37.118.2-2011 | vendorAcronym= | vendorDeviceName= | interconnectionName=,,,,10,STTP,Streaming Telemetry Transport Protocol,1,4,LTMGMTUM_1_FA_A,I,+,0,MGGVA6_500_PM_04-PM4,0.0,1.0,Mggva6_500_Pm_04 LTMGMTUM_1_FA_A + Current Magnitude,0,1,1,Amps,Phasor,IPHM,Current Magnitude,PM,-98.6,37.5,PPA:11254,2021-08-24 16:46:31
} | MaximumArchiveDays=90 | DesiredRemainingSpace=500,11255,GPA_MGGVA6_500_PM_04-PA4:IH,,389,8736f6c7-ad41-4b43-b4f6-e684e0d4ad20,MGGVA6_500_PM_04,Mggva6_500_Pm_04,60,1,companyAcronym= | protocolName=IEEE C37.118.2-2011 | vendorAcronym= | vendorDeviceName= | interconnectionName=,,,,10,STTP,Streaming Telemetry Transport Protocol,2,4,LTMGMTUM_1_FA_A,I,+,0,MGGVA6_500_PM_04-PA4,0.0,1.0,Mggva6_500_Pm_04 LTMGMTUM_1_FA_A + Current Phase Angle,0,1,1,Degrees,Phasor,IPHA,Current Phase Angle,PA,-98.6,37.5,PPA:11255,2021-08-24 16:46:31
} | MaximumArchiveDays=90 | DesiredRemainingSpace=500,11256,GPA_MGGVA6_500_PM_04-PM5:I,,389,8736f6c7-ad41-4b43-b4f6-e684e0d4ad20,MGGVA6_500_PM_04,Mggva6_500_Pm_04,60,1,companyAcronym= | protocolName=IEEE C37.118.2-2011 | vendorAcronym= | vendorDeviceName= | interconnectionName=,,,,10,STTP,Streaming Telemetry Transport Protocol,1,5,LTMGMTUM_1_FA_B,I,+,0,MGGVA6_500_PM_04-PM5,0.0,1.0,Mggva6_500_Pm_04 LTMGMTUM_1_FA_B + Current Magnitude,0,1,1,Amps,Phasor,IPHM,Current Magnitude,PM,-98.6,37.5,PPA:11256,2021-08-24 16:46:31
} | MaximumArchiveDays=90 | DesiredRemainingSpace=500,11257,GPA_MGGVA6_500_PM_04-PA5:IH,,389,8736f6c7-ad41-4b43-b4f6-e684e0d4ad20,MGGVA6_500_PM_04,Mggva6_500_Pm_04,60,1,companyAcronym= | protocolName=IEEE C37.118.2-2011 | vendorAcronym= | vendorDeviceName= | interconnectionName=,,,,10,STTP,Streaming Telemetry Transport Protocol,2,5,LTMGMTUM_1_FA_B,I,+,0,MGGVA6_500_PM_04-PA5,0.0,1.0,Mggva6_500_Pm_04 LTMGMTUM_1_FA_B + Current Phase Angle,0,1,1,Degrees,Phasor,IPHA,Current Phase Angle,PA,-98.6,37.5,PPA:11257,2021-08-24 16:46:31
} | MaximumArchiveDays=90 | DesiredRemainingSpace=500,11258,GPA_MGGVA6_500_PM_04-PM6:I,,389,8736f6c7-ad41-4b43-b4f6-e684e0d4ad20,MGGVA6_500_PM_04,Mggva6_500_Pm_04,60,1,companyAcronym= | protocolName=IEEE C37.118.2-2011 | vendorAcronym= | vendorDeviceName= | interconnectionName=,,,,10,STTP,Streaming Telemetry Transport Protocol,1,6,LTMGMTUM_1_FA_C,I,+,0,MGGVA6_500_PM_04-PM6,0.0,1.0,Mggva6_500_Pm_04 LTMGMTUM_1_FA_C + Current Magnitude,0,1,1,Amps,Phasor,IPHM,Current Magnitude,PM,-98.6,37.5,PPA:11258,2021-08-24 16:46:31
} | MaximumArchiveDays=90 | DesiredRemainingSpace=500,11259,GPA_MGGVA6_500_PM_04-PA6:IH,,389,8736f6c7-ad41-4b43-b4f6-e684e0d4ad20,MGGVA6_500_PM_04,Mggva6_500_Pm_04,60,1,companyAcronym= | protocolName=IEEE C37.118.2-2011 | vendorAcronym= | vendorDeviceName= | interconnectionName=,,,,10,STTP,Streaming Telemetry Transport Protocol,2,6,LTMGMTUM_1_FA_C,I,+,0,MGGVA6_500_PM_04-PA6,0.0,1.0,Mggva6_500_Pm_04 LTMGMTUM_1_FA_C + Current Phase Angle,0,1,1,Degrees,Phasor,IPHA,Current Phase Angle,PA,-98.6,37.5,PPA:11259,2021-08-24 16:46:31
} | MaximumArchiveDays=90 | DesiredRemainingSpace=500,11260,GPA_MGGVA6_500_PM_04-PM7:V,,389,8736f6c7-ad41-4b43-b4f6-e684e0d4ad20,MGGVA6_500_PM_04,Mggva6_500_Pm_04,60,1,companyAcronym= | protocolName=IEEE C37.118.2-2011 | vendorAcronym= | vendorDeviceName= | interconnectionName=,,,,10,STTP,Streaming Telemetry Transport Protocol,3,7,LTMGMTUM_1_FV_P,V,+,0,MGGVA6_500_PM_04-PM7,0.0,1.0,Mggva6_500_Pm_04 LTMGMTUM_1_FV_P + Voltage Magnitude,0,1,1,Volts,Phasor,VPHM,Voltage Magnitude,PM,-98.6,37.5,PPA:11260,2021-08-24 16:46:31
} | MaximumArchiveDays=90 | DesiredRemainingSpace=500,11261,GPA_MGGVA6_500_PM_04-PA7:VH,,389,8736f6c7-ad41-4b43-b4f6-e684e0d4ad20,MGGVA6_500_PM_04,Mggva6_500_Pm_04,60,1,companyAcronym= | protocolName=IEEE C37.118.2-2011 | vendorAcronym= | vendorDeviceName= | interconnectionName=,,,,10,STTP,Streaming Telemetry Transport Protocol,4,7,LTMGMTUM_1_FV_P,V,+,0,MGGVA6_500_PM_04-PA7,0.0,1.0,Mggva6_500_Pm_04 LTMGMTUM_1_FV_P + Voltage Phase Angle,0,1,1,Degrees,Phasor,VPHA,Voltage Phase Angle,PA,-98.6,37.5,PPA:11261,2021-08-24 16:46:31
} | MaximumArchiveDays=90 | DesiredRemainingSpace=500,11262,GPA_MGGVA6_500_PM_04-PM8:I,,389,8736f6c7-ad41-4b43-b4f6-e684e0d4ad20,MGGVA6_500_PM_04,Mggva6_500_Pm_04,60,1,companyAcronym= | protocolName=IEEE C37.118.2-2011 | vendorAcronym= | vendorDeviceName= | interconnectionName=,,,,10,STTP,Streaming Telemetry Transport Protocol,1,8,LTMGMTUM_1_FA_P,I,+,0,MGGVA6_500_PM_04-PM8,0.0,1.0,Mggva6_500_Pm_04 LTMGMTUM_1_FA_P + Current Magnitude,0,1,1,Amps,Phasor,IPHM,Current Magnitude,PM,-98.6,37.5,PPA:11262,2021-08-24 16:46:31
} | MaximumArchiveDays=90 | DesiredRemainingSpace=500,11263,GPA_MGGVA6_500_PM_04-PA8:IH,,389,8736f6c7-ad41-4b43-b4f6-e684e0d4ad20,MGGVA6_500_PM_04,Mggva6_500_Pm_04,60,1,companyAcronym= | protocolName=IEEE C37.118.2-2011 | vendorAcronym= | vendorDeviceName= | interconnectionName=,,,,10,STTP,Streaming Telemetry Transport Protocol,2,8,LTMGMTUM_1_FA_P,I,+,0,MGGVA6_500_PM_04-PA8,0.0,1.0,Mggva6_500_Pm_04 LTMGMTUM_1_FA_P + Current Phase Angle,0,1,1,Degrees,Phasor,IPHA,Current Phase Angle,PA,-98.6,37.5,PPA:11263,2021-08-24 16:46:31
} | MaximumArchiveDays=90 | DesiredRemainingSpace=500,11320,ONS_ESSRNS_500_PM_01!PMU:ST1,,382,8736f6c7-ad41-4b43-b4f6-e684e0d4ad20,ESSRNS_500_PM_01,Essrns_500_Pm_01,60,1,companyAcronym= | protocolName=IEEE C37.118.2-2011 | vendorAcronym= | vendorDeviceName= | interconnectionName=,,,,10,STTP,Streaming Telemetry Transport Protocol,11,,,,,,ESSRNS_500_PM_01!PMU-ST1,0.0,1.0,Device statistic for Number of data quality errors reported by device during last reporting interval.,0,1,1,,Any,STAT,Statistic,ST,-98.6,37.5,PPA:11320,2021-08-24 16:46:38
} | MaximumArchiveDays=90 | DesiredRemainingSpace=500,11321,ONS_ESSRNS_500_PM_01!PMU:ST2,,382,8736f6c7-ad41-4b43-b4f6-e684e0d4ad20,ESSRNS_500_PM_01,Essrns_500_Pm_01,60,1,companyAcronym= | protocolName=IEEE C37.118.2-2011 | vendorAcronym= | vendorDeviceName= | interconnectionName=,,,,10,STTP,Streaming Telemetry Transport Protocol,11,,,,,,ESSRNS_500_PM_01!PMU-ST2,0.0,1.0,Device statistic for Number of time quality errors reported by device during last reporting interval.,0,1,1,,Any,STAT,Statistic,ST,-98.6,37.5,PPA:11321,2021-08-24 16:46:38
} | MaximumArchiveDays=90 | DesiredRemainingSpace=500,11322,ONS_ESSRNS_500_PM_01!PMU:ST3,,382,8736f6c7-ad41-4b43-b4f6-e684e0d4ad20,ESSRNS_500_PM_01,Essrns_500_Pm_01,60,1,companyAcronym= | protocolName=IEEE C37.118.2-2011 | vendorAcronym= | vendorDeviceName= | interconnectionName=,,,,10,STTP,Streaming Telemetry Transport Protocol,11,,,,,,ESSRNS_500_PM_01!PMU-ST3,0.0,1.0,Device statistic for Number of device errors reported by device during last reporting interval.,0,1,1,,Any,STAT,Statistic,ST,-98.6,37.5,PPA:11322,2021-08-24 16:46:38
} | MaximumArchiveDays=90 | DesiredRemainingSpace=500,11323,ONS_ESSRNS_500_PM_01!PMU:ST4,,382,8736f6c7-ad41-4b43-b4f6-e684e0d4ad20,ESSRNS_500_PM_01,Essrns_500_Pm_01,60,1,companyAcronym= | protocolName=IEEE C37.118.2-2011 | vendorAcronym= | vendorDeviceName= | interconnectionName=,,,,10,STTP,Streaming Telemetry Transport Protocol,11,,,,,,ESSRNS_500_PM_01!PMU-ST4,0.0,1.0,Device statistic for Number of measurements received from device during last reporting interval.,0,1,1,,Any,STAT,Statistic,ST,-98.6,37.5,PPA:11323,2021-08-24 16:46:38
} | MaximumArchiveDays=90 | DesiredRemainingSpace=500,11324,ONS_ESSRNS_500_PM_01!PMU:ST5,,382,8736f6c7-ad41-4b43-b4f6-e684e0d4ad20,ESSRNS_500_PM_01,Essrns_500_Pm_01,60,1,companyAcronym= | protocolName=IEEE C37.118.2-2011 | vendorAcronym= | vendorDeviceName= | interconnectionName=,,,,10,STTP,Streaming Telemetry Transport Protocol,11,,,,,,ESSRNS_500_PM_01!PMU-ST5,0.0,1.0,Device statistic for Expected number of measurements received from device during last reporting interval.,0,1,1,,Any,STAT,Statistic,ST,-98.6,37.5,PPA:11324,2021-08-24 16:46:38
} | MaximumArchiveDays=90 | DesiredRemainingSpace=500,11325,ONS_ESSRNS_500_PM_01!PMU:ST6,,382,8736f6c7-ad41-4b43-b4f6-e684e0d4ad20,ESSRNS_500_PM_01,Essrns_500_Pm_01,60,1,companyAcronym= | protocolName=IEEE C37.118.2-2011 | vendorAcronym= | vendorDeviceName= | interconnectionName=,,,,10,STTP,Streaming Telemetry Transport Protocol,11,,,,,,ESSRNS_500_PM_01!PMU-ST6,0.0,1.0,Device statistic for Number of measurements received while device was reporting errors during last reporting interval.,0,1,1,,Any,STAT,Statistic,ST,-98.6,37.5,PPA:11325,2021-08-24 16:46:38
} | MaximumArchiveDays=90 | DesiredRemainingSpace=500,11326,ONS_ESSRNS_500_PM_01!PMU:ST7,,382,8736f6c7-ad41-4b43-b4f6-e684e0d4ad20,ESSRNS_500_PM_01,Essrns_500_Pm_01,60,1,companyAcronym= | protocolName=IEEE C37.118.2-2011 | vendorAcronym= | vendorDeviceName= | interconnectionName=,,,,10,STTP,Streaming Telemetry Transport Protocol,11,,,,,,ESSRNS_500_PM_01!PMU-ST7,0.0,1.0,Device statistic for Number of defined measurements (per frame) from device during last reporting interval.,0,1,1,,Any,STAT,Statistic,ST,-98.6,37.5,PPA:11326,2021-08-24 16:46:38
} | MaximumArchiveDays=90 | DesiredRemainingSpace=500,11327,ONS_ESSRNS_500_PM_02!PMU:ST1,,383,8736f6c7-ad41-4b43-b4f6-e684e0d4ad20,ESSRNS_500_PM_02,Essrns_500_Pm_02,60,1,companyAcronym= | protocolName=IEEE C37.118.2-2011 | vendorAcronym= | vendorDeviceName= | interconnectionName=,,,,10,STTP,Streaming Telemetry Transport Protocol,11,,,,,,ESSRNS_500_PM_02!PMU-ST1,0.0,1.0,Device statistic for Number of data quality errors reported by device during last reporting interval.,0,1,1,,Any,STAT,Statistic,ST,-98.6,37.5,PPA:11327,2021-08-24 16:46:38
} | MaximumArchiveDays=90 | DesiredRemainingSpace=500,11328,ONS_ESSRNS_500_PM_02!PMU:ST2,,383,8736f6c7-ad41-4b43-b4f6-e684e0d4ad20,ESSRNS_500_PM_02,Essrns_500_Pm_02,60,1,companyAcronym= | protocolName=IEEE C37.118.2-2011 | vendorAcronym= | vendorDeviceName= | interconnectionName=,,,,10,STTP,Streaming Telemetry Transport Protocol,11,,,,,,ESSRNS_500_PM_02!PMU-ST2,0.0,1.0,Device statistic for Number of time quality errors reported by device during last reporting interval.,0,1,1,,Any,STAT,Statistic,ST,-98.6,37.5,PPA:11328,2021-08-24 16:46:38
} | MaximumArchiveDays=90 | DesiredRemainingSpace=500,11329,ONS_ESSRNS_500_PM_02!PMU:ST3,,383,8736f6c7-ad41-4b43-b4f6-e684e0d4ad20,ESSRNS_500_PM_02,Essrns_500_Pm_02,60,1,companyAcronym= | protocolName=IEEE C37.118.2-2011 | vendorAcronym= | vendorDeviceName= | interconnectionName=,,,,10,STTP,Streaming Telemetry Transport Protocol,11,,,,,,ESSRNS_500_PM_02!PMU-ST3,0.0,1.0,Device statistic for Number of device errors reported by device during last reporting interval.,0,1,1,,Any,STAT,Statistic,ST,-98.6,37.5,PPA:11329,2021-08-24 16:46:38
} | MaximumArchiveDays=90 | DesiredRemainingSpace=500,11330,ONS_ESSRNS_500_PM_02!PMU:ST4,,383,8736f6c7-ad41-4b43-b4f6-e684e0d4ad20,ESSRNS_500_PM_02,Essrns_500_Pm_02,60,1,companyAcronym= | protocolName=IEEE C37.118.2-2011 | vendorAcronym= | vendorDeviceName= | interconnectionName=,,,,10,STTP,Streaming Telemetry Transport Protocol,11,,,,,,ESSRNS_500_PM_02!PMU-ST4,0.0,1.0,Device statistic for Number of measurements received from device during last reporting interval.,0,1,1,,Any,STAT,Statistic,ST,-98.6,37.5,PPA:11330,2021-08-24 16:46:38
} | MaximumArchiveDays=90 | DesiredRemainingSpace=500,11331,ONS_ESSRNS_500_PM_02!PMU:ST5,,383,8736f6c7-ad41-4b43-b4f6-e684e0d4ad20,ESSRNS_500_PM_02,Essrns_500_Pm_02,60,1,companyAcronym= | protocolName=IEEE C37.118.2-2011 | vendorAcronym= | vendorDeviceName= | interconnectionName=,,,,10,STTP,Streaming Telemetry Transport Protocol,11,,,,,,ESSRNS_500_PM_02!PMU-ST5,0.0,1.0,Device statistic for Expected number of measurements received from device during last reporting interval.,0,1,1,,Any,STAT,Statistic,ST,-98.6,37.5,PPA:11331,2021-08-24 16:46:38
} | MaximumArchiveDays=90 | DesiredRemainingSpace=500,11332,ONS_ESSRNS_500_PM_02!PMU:ST6,,383,8736f6c7-ad41-4b43-b4f6-e684e0d4ad20,ESSRNS_500_PM_02,Essrns_500_Pm_02,60,1,companyAcronym= | protocolName=IEEE C37.118.2-2011 | vendorAcronym= | vendorDeviceName= | interconnectionName=,,,,10,STTP,Streaming Telemetry Transport Protocol,11,,,,,,ESSRNS_500_PM_02!PMU-ST6,0.0,1.0,Device statistic for Number of measurements received while device was reporting errors during last reporting interval.,0,1,1,,Any,STAT,Statistic,ST,-98.6,37.5,PPA:11332,2021-08-24 16:46:38
} | MaximumArchiveDays=90 | DesiredRemainingSpace=500,11333,ONS_ESSRNS_500_PM_02!PMU:ST7,,383,8736f6c7-ad41-4b43-b4f6-e684e0d4ad20,ESSRNS_500_PM_02,Essrns_500_Pm_02,60,1,companyAcronym= | protocolName=IEEE C37.118.2-2011 | vendorAcronym= | vendorDeviceName= | interconnectionName=,,,,10,STTP,Streaming Telemetry Transport Protocol,11,,,,,,ESSRNS_500_PM_02!PMU-ST7,0.0,1.0,Device statistic for Number of defined measurements (per frame) from device during last reporting interval.,0,1,1,,Any,STAT,Statistic,ST,-98.6,37.5,PPA:11333,2021-08-24 16:46:38
} | MaximumArchiveDays=90 | DesiredRemainingSpace=500,11334,ONS_ESSRNS_500_PM_03!PMU:ST1,,384,8736f6c7-ad41-4b43-b4f6-e684e0d4ad20,ESSRNS_500_PM_03,Essrns_500_Pm_03,60,1,companyAcronym= | protocolName=IEEE C37.118.2-2011 | vendorAcronym= | vendorDeviceName= | interconnectionName=,,,,10,STTP,Streaming Telemetry Transport Protocol,11,,,,,,ESSRNS_500_PM_03!PMU-ST1,0.0,1.0,Device statistic for Number of data quality errors reported by device during last reporting interval.,0,1,1,,Any,STAT,Statistic,ST,-98.6,37.5,PPA:11334,2021-08-24 16:46:38
} | MaximumArchiveDays=90 | DesiredRemainingSpace=500,11335,ONS_ESSRNS_500_PM_03!PMU:ST2,,384,8736f6c7-ad41-4b43-b4f6-e684e0d4ad20,ESSRNS_500_PM_03,Essrns_500_Pm_03,60,1,companyAcronym= | protocolName=IEEE C37.118.2-2011 | vendorAcronym= | vendorDeviceName= | interconnectionName=,,,,10,STTP,Streaming Telemetry Transport Protocol,11,,,,,,ESSRNS_500_PM_03!PMU-ST2,0.0,1.0,Device statistic for Number of time quality errors reported by device during last reporting interval.,0,1,1,,Any,STAT,Statistic,ST,-98.6,37.5,PPA:11335,2021-08-24 16:46:38
} | MaximumArchiveDays=90 | DesiredRemainingSpace=500,11336,ONS_ESSRNS_500_PM_03!PMU:ST3,,384,8736f6c7-ad41-4b43-b4f6-e684e0d4ad20,ESSRNS_500_PM_03,Essrns_500_Pm_03,60,1,companyAcronym= | protocolName=IEEE C37.118.2-2011 | vendorAcronym= | vendorDeviceName= | interconnectionName=,,,,10,STTP,Streaming Telemetry Transport Protocol,11,,,,,,ESSRNS_500_PM_03!PMU-ST3,0.0,1.0,Device statistic for Number of device errors reported by device during last reporting interval.,0,1,1,,Any,STAT,Statistic,ST,-98.6,37.5,PPA:11336,2021-08-24 16:46:38
} | MaximumArchiveDays=90 | DesiredRemainingSpace=500,11337,ONS_ESSRNS_500_PM_03!PMU:ST4,,384,8736f6c7-ad41-4b43-b4f6-e684e0d4ad20,ESSRNS_500_PM_03,Essrns_500_Pm_03,60,1,companyAcronym= | protocolName=IEEE C37.118.2-2011 | vendorAcronym= | vendorDeviceName= | interconnectionName=,,,,10,STTP,Streaming Telemetry Transport Protocol,11,,,,,,ESSRNS_500_PM_03!PMU-ST4,0.0,1.0,Device statistic for Number of measurements received from device during last reporting interval.,0,1,1,,Any,STAT,Statistic,ST,-98.6,37.5,PPA:11337,2021-08-24 16:46:38
} | MaximumArchiveDays=90 | DesiredRemainingSpace=500,11338,ONS_ESSRNS_500_PM_03!PMU:ST5,,384,8736f6c7-ad41-4b43-b4f6-e684e0d4ad20,ESSRNS_500_PM_03,Essrns_500_Pm_03,60,1,companyAcronym= | protocolName=IEEE C37.118.2-2011 | vendorAcronym= | vendorDeviceName= | interconnectionName=,,,,10,STTP,Streaming Telemetry Transport Protocol,11,,,,,,ESSRNS_500_PM_03!PMU-ST5,0.0,1.0,Device statistic for Expected number of measurements received from device during last reporting interval.,0,1,1,,Any,STAT,Statistic,ST,-98.6,37.5,PPA:11338,2021-08-24 16:46:38
} | MaximumArchiveDays=90 | DesiredRemainingSpace=500,11339,ONS_ESSRNS_500_PM_03!PMU:ST6,,384,8736f6c7-ad41-4b43-b4f6-e684e0d4ad20,ESSRNS_500_PM_03,Essrns_500_Pm_03,60,1,companyAcronym= | protocolName=IEEE C37.118.2-2011 | vendorAcronym= | vendorDeviceName= | interconnectionName=,,,,10,STTP,Streaming Telemetry Transport Protocol,11,,,,,,ESSRNS_500_PM_03!PMU-ST6,0.0,1.0,Device statistic for Number of measurements received while device was reporting errors during last reporting interval.,0,1,1,,Any,STAT,Statistic,ST,-98.6,37.5,PPA:11339,2021-08-24 16:46:38
} | MaximumArchiveDays=90 | DesiredRemainingSpace=500,11340,ONS_ESSRNS_500_PM_03!PMU:ST7,,384,8736f6c7-ad41-4b43-b4f6-e684e0d4ad20,ESSRNS_500_PM_03,Essrns_500_Pm_03,60,1,companyAcronym= | protocolName=IEEE C37.118.2-2011 | vendorAcronym= | vendorDeviceName= | interconnectionName=,,,,10,STTP,Streaming Telemetry Transport Protocol,11,,,,,,ESSRNS_500_PM_03!PMU-ST7,0.0,1.0,Device statistic for Number of defined measurements (per frame) from device during last reporting interval.,0,1,1,,Any,STAT,Statistic,ST,-98.6,37.5,PPA:11340,2021-08-24 16:46:38
} | MaximumArchiveDays=90 | DesiredRemainingSpace=500,11341,ONS_MGMTUM_500_PM_01!PMU:ST1,,385,8736f6c7-ad41-4b43-b4f6-e684e0d4ad20,MGMTUM_500_PM_01,Mgmtum_500_Pm_01,60,1,companyAcronym= | protocolName=IEEE C37.118.2-2011 | vendorAcronym= | vendorDeviceName= | interconnectionName=,,,,10,STTP,Streaming Telemetry Transport Protocol,11,,,,,,MGMTUM_500_PM_01!PMU-ST1,0.0,1.0,Device statistic for Number of data quality errors reported by device during last reporting interval.,0,1,1,,Any,STAT,Statistic,ST,-98.6,37.5,PPA:11341,2021-08-24 16:46:38
} | MaximumArchiveDays=90 | DesiredRemainingSpace=500,11342,ONS_MGMTUM_500_PM_01!PMU:ST2,,385,8736f6c7-ad41-4b43-b4f6-e684e0d4ad20,MGMTUM_500_PM_01,Mgmtum_500_Pm_01,60,1,companyAcronym= | protocolName=IEEE C37.118.2-2011 | vendorAcronym= | vendorDeviceName= | interconnectionName=,,,,10,STTP,Streaming Telemetry Transport Protocol,11,,,,,,MGMTUM_500_PM_01!PMU-ST2,0.0,1.0,Device statistic for Number of time quality errors reported by device during last reporting interval.,0,1,1,,Any,STAT,Statistic,ST,-98.6,37.5,PPA:11342,2021-08-24 16:46:38
} | MaximumArchiveDays=90 | DesiredRemainingSpace=500,11343,ONS_MGMTUM_500_PM_01!PMU:ST3,,385,8736f6c7-ad41-4b43-b4f6-e684e0d4ad20,MGMTUM_500_PM_01,Mgmtum_500_Pm_01,60,1,companyAcronym= | protocolName=IEEE C37.118.2-2011 | vendorAcronym= | vendorDeviceName= | interconnectionName=,,,,10,STTP,Streaming Telemetry Transport Protocol,11,,,,,,MGMTUM_500_PM_01!PMU-ST3,0.0,1.0,Device statistic for Number of device errors reported by device during last reporting interval.,0,1,1,,Any,STAT,Statistic,ST,-98.6,37.5,PPA:11343,2021-08-24 16:46:38
} | MaximumArchiveDays=90 | DesiredRemainingSpace=500,11344,ONS_MGMTUM_500_PM_01!PMU:ST4,,385,8736f6c7-ad41-4b43-b4f6-e684e0d4ad20,MGMTUM_500_PM_01,Mgmtum_500_Pm_01,60,1,companyAcronym= | protocolName=IEEE C37.118.2-2011 | vendorAcronym= | vendorDeviceName= | interconnectionName=,,,,10,STTP,Streaming Telemetry Transport Protocol,11,,,,,,MGMTUM_500_PM_01!PMU-ST4,0.0,1.0,Device statistic for Number of measurements received from device during last reporting interval.,0,1,1,,Any,STAT,Statistic,ST,-98.6,37.5,PPA:11344,2021-08-24 16:46:38
} | MaximumArchiveDays=90 | DesiredRemainingSpace=500,11345,ONS_MGMTUM_500_PM_01!PMU:ST5,,385,8736f6c7-ad41-4b43-b4f6-e684e0d4ad20,MGMTUM_500_PM_01,Mgmtum_500_Pm_01,60,1,companyAcronym= | protocolName=IEEE C37.118.2-2011 | vendorAcronym= | vendorDeviceName= | interconnectionName=,,,,10,STTP,Streaming Telemetry Transport Protocol,11,,,,,,MGMTUM_500_PM_01!PMU-ST5,0.0,1.0,Device statistic for Expected number of measurements received from device during last reporting interval.,0,1,1,,Any,STAT,Statistic,ST,-98.6,37.5,PPA:11345,2021-08-24 16:46:38
} | MaximumArchiveDays=90 | DesiredRemainingSpace=500,11346,ONS_MGMTUM_500_PM_01!PMU:ST6,,385,8736f6c7-ad41-4b43-b4f6-e684e0d4ad20,MGMTUM_500_PM_01,Mgmtum_500_Pm_01,60,1,companyAcronym= | protocolName=IEEE C37.118.2-2011 | vendorAcronym= | vendorDeviceName= | interconnectionName=,,,,10,STTP,Streaming Telemetry Transport Protocol,11,,,,,,MGMTUM_500_PM_01!PMU-ST6,0.0,1.0,Device statistic for Number of measurements received while device was reporting errors during last reporting interval.,0,1,1,,Any,STAT,Statistic,ST,-98.6,37.5,PPA:11346,2021-08-24 16:46:38
} | MaximumArchiveDays=90 | DesiredRemainingSpace=500,11347,ONS_MGMTUM_500_PM_01!PMU:ST7,,385,8736f6c7-ad41-4b43-b4f6-e684e0d4ad20,MGMTUM_500_PM_01,Mgmtum_500_Pm_01,60,1,companyAcronym= | protocolName=IEEE C37.118.2-2011 | vendorAcronym= | vendorDeviceName= | interconnectionName=,,,,10,STTP,Streaming Telemetry Transport Protocol,11,,,,,,MGMTUM_500_PM_01!PMU-ST7,0.0,1.0,Device statistic for Number of defined measurements (per frame) from device during last reporting interval.,0,1,1,,Any,STAT,Statistic,ST,-98.6,37.5,PPA:11347,2021-08-24 16:46:38
} | MaximumArchiveDays=90 | DesiredRemainingSpace=500,11348,ONS_MGMTUM_500_PM_02!PMU:ST1,,386,8736f6c7-ad41-4b43-b4f6-e684e0d4ad20,MGMTUM_500_PM_02,Mgmtum_500_Pm_02,60,1,companyAcronym= | protocolName=IEEE C37.118.2-2011 | vendorAcronym= | vendorDeviceName= | interconnectionName=,,,,10,STTP,Streaming Telemetry Transport Protocol,11,,,,,,MGMTUM_500_PM_02!PMU-ST1,0.0,1.0,Device statistic for Number of data quality errors reported by device during last reporting interval.,0,1,1,,Any,STAT,Statistic,ST,-98.6,37.5,PPA:11348,2021-08-24 16:46:38
} | MaximumArchiveDays=90 | DesiredRemainingSpace=500,11349,ONS_MGMTUM_500_PM_02!PMU:ST2,,386,8736f6c7-ad41-4b43-b4f6-e684e0d4ad20,MGMTUM_500_PM_02,Mgmtum_500_Pm_02,60,1,companyAcronym= | protocolName=IEEE C37.118.2-2011 | vendorAcronym= | vendorDeviceName= | interconnectionName=,,,,10,STTP,Streaming Telemetry Transport Protocol,11,,,,,,MGMTUM_500_PM_02!PMU-ST2,0.0,1.0,Device statistic for Number of time quality errors reported by device during last reporting interval.,0,1,1,,Any,STAT,Statistic,ST,-98.6,37.5,PPA:11349,2021-08-24 16:46:38
} | MaximumArchiveDays=90 | DesiredRemainingSpace=500,11350,ONS_MGMTUM_500_PM_02!PMU:ST3,,386,8736f6c7-ad41-4b43-b4f6-e684e0d4ad20,MGMTUM_500_PM_02,Mgmtum_500_Pm_02,60,1,companyAcronym= | protocolName=IEEE C37.118.2-2011 | vendorAcronym= | vendorDeviceName= | interconnectionName=,,,,10,STTP,Streaming Telemetry Transport Protocol,11,,,,,,MGMTUM_500_PM_02!PMU-ST3,0.0,1.0,Device statistic for Number of device errors reported by device during last reporting interval.,0,1,1,,Any,STAT,Statistic,ST,-98.6,37.5,PPA:11350,2021-08-24 16:46:38
} | MaximumArchiveDays=90 | DesiredRemainingSpace=500,11351,ONS_MGMTUM_500_PM_02!PMU:ST4,,386,8736f6c7-ad41-4b43-b4f6-e684e0d4ad20,MGMTUM_500_PM_02,Mgmtum_500_Pm_02,60,1,companyAcronym= | protocolName=IEEE C37.118.2-2011 | vendorAcronym= | vendorDeviceName= | interconnectionName=,,,,10,STTP,Streaming Telemetry Transport Protocol,11,,,,,,MGMTUM_500_PM_02!PMU-ST4,0.0,1.0,Device statistic for Number of measurements received from device during last reporting interval.,0,1,1,,Any,STAT,Statistic,ST,-98.6,37.5,PPA:11351,2021-08-24 16:46:38
} | MaximumArchiveDays=90 | DesiredRemainingSpace=500,11352,ONS_MGMTUM_500_PM_02!PMU:ST5,,386,8736f6c7-ad41-4b43-b4f6-e684e0d4ad20,MGMTUM_500_PM_02,Mgmtum_500_Pm_02,60,1,companyAcronym= | protocolName=IEEE C37.118.2-2011 | vendorAcronym= | vendorDeviceName= | interconnectionName=,,,,10,STTP,Streaming Telemetry Transport Protocol,11,,,,,,MGMTUM_500_PM_02!PMU-ST5,0.0,1.0,Device statistic for Expected number of measurements received from device during last reporting interval.,0,1,1,,Any,STAT,Statistic,ST,-98.6,37.5,PPA:11352,2021-08-24 16:46:38
} | MaximumArchiveDays=90 | DesiredRemainingSpace=500,11353,ONS_MGMTUM_500_PM_02!PMU:ST6,,386,8736f6c7-ad41-4b43-b4f6-e684e0d4ad20,MGMTUM_500_PM_02,Mgmtum_500_Pm_02,60,1,companyAcronym= | protocolName=IEEE C37.118.2-2011 | vendorAcronym= | vendorDeviceName= | interconnectionName=,,,,10,STTP,Streaming Telemetry Transport Protocol,11,,,,,,MGMTUM_500_PM_02!PMU-ST6,0.0,1.0,Device statistic for Number of measurements received while device was reporting errors during last reporting interval.,0,1,1,,Any,STAT,Statistic,ST,-98.6,37.5,PPA:11353,2021-08-24 16:46:38
} | MaximumArchiveDays=90 | DesiredRemainingSpace=500,11354,ONS_MGMTUM_500_PM_02!PMU:ST7,,386,8736f6c7-ad41-4b43-b4f6-e684e0d4ad20,MGMTUM_500_PM_02,Mgmtum_500_Pm_02,60,1,companyAcronym= | protocolName=IEEE C37.118.2-2011 | vendorAcronym= | vendorDeviceName= | interconnectionName=,,,,10,STTP,Streaming Telemetry Transport Protocol,11,,,,,,MGMTUM_500_PM_02!PMU-ST7,0.0,1.0,Device statistic for Number of defined measurements (per frame) from device during last reporting interval.,0,1,1,,Any,STAT,Statistic,ST,-98.6,37.5,PPA:11354,2021-08-24 16:46:38
} | MaximumArchiveDays=90 | DesiredRemainingSpace=500,11355,ONS_MGMTUM_500_PM_03!PMU:ST1,,387,8736f6c7-ad41-4b43-b4f6-e684e0d4ad20,MGMTUM_500_PM_03,Mgmtum_500_Pm_03,60,1,companyAcronym= | protocolName=IEEE C37.118.2-2011 | vendorAcronym= | vendorDeviceName= | interconnectionName=,,,,10,STTP,Streaming Telemetry Transport Protocol,11,,,,,,MGMTUM_500_PM_03!PMU-ST1,0.0,1.0,Device statistic for Number of data quality errors reported by device during last reporting interval.,0,1,1,,Any,STAT,Statistic,ST,-98.6,37.5,PPA:11355,2021-08-24 16:46:38
} | MaximumArchiveDays=90 | DesiredRemainingSpace=500,11356,ONS_MGMTUM_500_PM_03!PMU:ST2,,387,8736f6c7-ad41-4b43-b4f6-e684e0d4ad20,MGMTUM_500_PM_03,Mgmtum_500_Pm_03,60,1,companyAcronym= | protocolName=IEEE C37.118.2-2011 | vendorAcronym= | vendorDeviceName= | interconnectionName=,,,,10,STTP,Streaming Telemetry Transport Protocol,11,,,,,,MGMTUM_500_PM_03!PMU-ST2,0.0,1.0,Device statistic for Number of time quality errors reported by device during last reporting interval.,0,1,1,,Any,STAT,Statistic,ST,-98.6,37.5,PPA:11356,2021-08-24 16:46:38
} | MaximumArchiveDays=90 | DesiredRemainingSpace=500,11357,ONS_MGMTUM_500_PM_03!PMU:ST3,,387,8736f6c7-ad41-4b43-b4f6-e684e0d4ad20,MGMTUM_500_PM_03,Mgmtum_500_Pm_03,60,1,companyAcronym= | protocolName=IEEE C37.118.2-2011 | vendorAcronym= | vendorDeviceName= | interconnectionName=,,,,10,STTP,Streaming Telemetry Transport Protocol,11,,,,,,MGMTUM_500_PM_03!PMU-ST3,0.0,1.0,Device statistic for Number of device errors reported by device during last reporting interval.,0,1,1,,Any,STAT,Statistic,ST,-98.6,37.5,PPA:11357,2021-08-24 16:46:38
} | MaximumArchiveDays=90 | DesiredRemainingSpace=500,11358,ONS_MGMTUM_500_PM_03!PMU:ST4,,387,8736f6c7-ad41-4b43-b4f6-e684e0d4ad20,MGMTUM_500_PM_03,Mgmtum_500_Pm_03,60,1,companyAcronym= | protocolName=IEEE C37.118.2-2011 | vendorAcronym= | vendorDeviceName= | interconnectionName=,,,,10,STTP,Streaming Telemetry Transport Protocol,11,,,,,,MGMTUM_500_PM_03!PMU-ST4,0.0,1.0,Device statistic for Number of measurements received from device during last reporting interval.,0,1,1,,Any,STAT,Statistic,ST,-98.6,37.5,PPA:11358,2021-08-24 16:46:38
} | MaximumArchiveDays=90 | DesiredRemainingSpace=500,11359,ONS_MGMTUM_500_PM_03!PMU:ST5,,387,8736f6c7-ad41-4b43-b4f6-e684e0d4ad20,MGMTUM_500_PM_03,Mgmtum_500_Pm_03,60,1,companyAcronym= | protocolName=IEEE C37.118.2-2011 | vendorAcronym= | vendorDeviceName= | interconnectionName=,,,,10,STTP,Streaming Telemetry Transport Protocol,11,,,,,,MGMTUM_500_PM_03!PMU-ST5,0.0,1.0,Device statistic for Expected number of measurements received from device during last reporting interval.,0,1,1,,Any,STAT,Statistic,ST,-98.6,37.5,PPA:11359,2021-08-24 16:46:38
} | MaximumArchiveDays=90 | DesiredRemainingSpace=500,11360,ONS_MGMTUM_500_PM_03!PMU:ST6,,387,8736f6c7-ad41-4b43-b4f6-e684e0d4ad20,MGMTUM_500_PM_03,Mgmtum_500_Pm_03,60,1,companyAcronym= | protocolName=IEEE C37.118.2-2011 | vendorAcronym= | vendorDeviceName= | interconnectionName=,,,,10,STTP,Streaming Telemetry Transport Protocol,11,,,,,,MGMTUM_500_PM_03!PMU-ST6,0.0,1.0,Device statistic for Number of measurements received while device was reporting errors during last reporting interval.,0,1,1,,Any,STAT,Statistic,ST,-98.6,37.5,PPA:11360,2021-08-24 16:46:38
} | MaximumArchiveDays=90 | DesiredRemainingSpace=500,11361,ONS_MGMTUM_500_PM_03!PMU:ST7,,387,8736f6c7-ad41-4b43-b4f6-e684e0d4ad20,MGMTUM_500_PM_03,Mgmtum_500_Pm_03,60,1,companyAcronym= | protocolName=IEEE C37.118.2-2011 | vendorAcronym= | vendorDeviceName= | interconnectionName=,,,,10,STTP,Streaming Telemetry Transport Protocol,11,,,,,,MGMTUM_500_PM_03!PMU-ST7,0.0,1.0,Device statistic for Number of defined measurements (per frame) from device during last reporting interval.,0,1,1,,Any,STAT,Statistic,ST,-98.6,37.5,PPA:11361,2021-08-24 16:46:38
} | MaximumArchiveDays=90 | DesiredRemainingSpace=500,11362,ONS_MGMTUM_500_PM_04!PMU:ST1,,388,8736f6c7-ad41-4b43-b4f6-e684e0d4ad20,MGMTUM_500_PM_04,Mgmtum_500_Pm_04,60,1,companyAcronym= | protocolName=IEEE C37.118.2-2011 | vendorAcronym= | vendorDeviceName= | interconnectionName=,,,,10,STTP,Streaming Telemetry Transport Protocol,11,,,,,,MGMTUM_500_PM_04!PMU-ST1,0.0,1.0,Device statistic for Number of data quality errors reported by device during last reporting interval.,0,1,1,,Any,STAT,Statistic,ST,-98.6,37.5,PPA:11362,2021-08-24 16:46:38
} | MaximumArchiveDays=90 | DesiredRemainingSpace=500,11363,ONS_MGMTUM_500_PM_04!PMU:ST2,,388,8736f6c7-ad41-4b43-b4f6-e684e0d4ad20,MGMTUM_500_PM_04,Mgmtum_500_Pm_04,60,1,companyAcronym= | protocolName=IEEE C37.118.2-2011 | vendorAcronym= | vendorDeviceName= | interconnectionName=,,,,10,STTP,Streaming Telemetry Transport Protocol,11,,,,,,MGMTUM_500_PM_04!PMU-ST2,0.0,1.0,Device statistic for Number of time quality errors reported by device during last reporting interval.,0,1,1,,Any,STAT,Statistic,ST,-98.6,37.5,PPA:11363,2021-08-24 16:46:38
} | MaximumArchiveDays=90 | DesiredRemainingSpace=500,11364,ONS_MGMTUM_500_PM_04!PMU:ST3,,388,8736f6c7-ad41-4b43-b4f6-e684e0d4ad20,MGMTUM_500_PM_04,Mgmtum_500_Pm_04,60,1,companyAcronym= | protocolName=IEEE C37.118.2-2011 | vendorAcronym= | vendorDeviceName= | interconnectionName=,,,,10,STTP,Streaming Telemetry Transport Protocol,11,,,,,,MGMTUM_500_PM_04!PMU-ST3,0.0,1.0,Device statistic for Number of device errors reported by device during last reporting interval.,0,1,1,,Any,STAT,Statistic,ST,-98.6,37.5,PPA:11364,2021-08-24 16:46:38
} | MaximumArchiveDays=90 | DesiredRemainingSpace=500,11365,ONS_MGMTUM_500_PM_04!PMU:ST4,,388,8736f6c7-ad41-4b43-b4f6-e684e0d4ad20,MGMTUM_500_PM_04,Mgmtum_500_Pm_04,60,1,companyAcronym= | protocolName=IEEE C37.118.2-2011 | vendorAcronym= | vendorDeviceName= | interconnectionName=,,,,10,STTP,Streaming Telemetry Transport Protocol,11,,,,,,MGMTUM_500_PM_04!PMU-ST4,0.0,1.0,Device statistic for Number of measurements received from device during last reporting interval.,0,1,1,,Any,STAT,Statistic,ST,-98.6,37.5,PPA:11365,2021-08-24 16:46:38
} | MaximumArchiveDays=90 | DesiredRemainingSpace=500,11366,ONS_MGMTUM_500_PM_04!PMU:ST5,,388,8736f6c7-ad41-4b43-b4f6-e684e0d4ad20,MGMTUM_500_PM_04,Mgmtum_500_Pm_04,60,1,companyAcronym= | protocolName=IEEE C37.118.2-2011 | vendorAcronym= | vendorDeviceName= | interconnectionName=,,,,10,STTP,Streaming Telemetry Transport Protocol,11,,,,,,MGMTUM_500_PM_04!PMU-ST5,0.0,1.0,Device statistic for Expected number of measurements received from device during last reporting interval.,0,1,1,,Any,STAT,Statistic,ST,-98.6,37.5,PPA:11366,2021-08-24 16:46:38
} | MaximumArchiveDays=90 | DesiredRemainingSpace=500,11367,ONS_MGMTUM_500_PM_04!PMU:ST6,,388,8736f6c7-ad41-4b43-b4f6-e684e0d4ad20,MGMTUM_500_PM_04,Mgmtum_500_Pm_04,60,1,companyAcronym= | protocolName=IEEE C37.118.2-2011 | vendorAcronym= | vendorDeviceName= | interconnectionName=,,,,10,STTP,Streaming Telemetry Transport Protocol,11,,,,,,MGMTUM_500_PM_04!PMU-ST6,0.0,1.0,Device statistic for Number of measurements received while device was reporting errors during last reporting interval.,0,1,1,,Any,STAT,Statistic,ST,-98.6,37.5,PPA:11367,2021-08-24 16:46:38
} | MaximumArchiveDays=90 | DesiredRemainingSpace=500,11368,ONS_MGMTUM_500_PM_04!PMU:ST7,,388,8736f6c7-ad41-4b43-b4f6-e684e0d4ad20,MGMTUM_500_PM_04,Mgmtum_500_Pm_04,60,1,companyAcronym= | protocolName=IEEE C37.118.2-2011 | vendorAcronym= | vendorDeviceName= | interconnectionName=,,,,10,STTP,Streaming Telemetry Transport Protocol,11,,,,,,MGMTUM_500_PM_04!PMU-ST7,0.0,1.0,Device statistic for Number of defined measurements (per frame) from device during last reporting interval.,0,1,1,,Any,STAT,Statistic,ST,-98.6,37.5,PPA:11368,2021-08-24 16:46:38
} | MaximumArchiveDays=90 | DesiredRemainingSpace=500,11369,ONS_MGGVA6_500_PM_04!PMU:ST1,,389,8736f6c7-ad41-4b43-b4f6-e684e0d4ad20,MGGVA6_500_PM_04,Mggva6_500_Pm_04,60,1,companyAcronym= | protocolName=IEEE C37.118.2-2011 | vendorAcronym= | vendorDeviceName= | interconnectionName=,,,,10,STTP,Streaming Telemetry Transport Protocol,11,,,,,,MGGVA6_500_PM_04!PMU-ST1,0.0,1.0,Device statistic for Number of data quality errors reported by device during last reporting interval.,0,1,1,,Any,STAT,Statistic,ST,-98.6,37.5,PPA:11369,2021-08-24 16:46:38
} | MaximumArchiveDays=90 | DesiredRemainingSpace=500,11370,ONS_MGGVA6_500_PM_04!PMU:ST2,,389,8736f6c7-ad41-4b43-b4f6-e684e0d4ad20,MGGVA6_500_PM_04,Mggva6_500_Pm_04,60,1,companyAcronym= | protocolName=IEEE C37.118.2-2011 | vendorAcronym= | vendorDeviceName= | interconnectionName=,,,,10,STTP,Streaming Telemetry Transport Protocol,11,,,,,,MGGVA6_500_PM_04!PMU-ST2,0.0,1.0,Device statistic for Number of time quality errors reported by device during last reporting interval.,0,1,1,,Any,STAT,Statistic,ST,-98.6,37.5,PPA:11370,2021-08-24 16:46:38
} | MaximumArchiveDays=90 | DesiredRemainingSpace=500,11371,ONS_MGGVA6_500_PM_04!PMU:ST3,,389,8736f6c7-ad41-4b43-b4f6-e684e0d4ad20,MGGVA6_500_PM_04,Mggva6_500_Pm_04,60,1,companyAcronym= | protocolName=IEEE C37.118.2-2011 | vendorAcronym= | vendorDeviceName= | interconnectionName=,,,,10,STTP,Streaming Telemetry Transport Protocol,11,,,,,,MGGVA6_500_PM_04!PMU-ST3,0.0,1.0,Device statistic for Number of device errors reported by device during last reporting interval.,0,1,1,,Any,STAT,Statistic,ST,-98.6,37.5,PPA:11371,2021-08-24 16:46:38
} | MaximumArchiveDays=90 | DesiredRemainingSpace=500,11372,ONS_MGGVA6_500_PM_04!PMU:ST4,,389,8736f6c7-ad41-4b43-b4f6-e684e0d4ad20,MGGVA6_500_PM_04,Mggva6_500_Pm_04,60,1,companyAcronym= | protocolName=IEEE C37.118.2-2011 | vendorAcronym= | vendorDeviceName= | interconnectionName=,,,,10,STTP,Streaming Telemetry Transport Protocol,11,,,,,,MGGVA6_500_PM_04!PMU-ST4,0.0,1.0,Device statistic for Number of measurements received from device during last reporting interval.,0,1,1,,Any,STAT,Statistic,ST,-98.6,37.5,PPA:11372,2021-08-24 16:46:38
} | MaximumArchiveDays=90 | DesiredRemainingSpace=500,11373,ONS_MGGVA6_500_PM_04!PMU:ST5,,389,8736f6c7-ad41-4b43-b4f6-e684e0d4ad20,MGGVA6_500_PM_04,Mggva6_500_Pm_04,60,1,companyAcronym= | protocolName=IEEE C37.118.2-2011 | vendorAcronym= | vendorDeviceName= | interconnectionName=,,,,10,STTP,Streaming Telemetry Transport Protocol,11,,,,,,MGGVA6_500_PM_04!PMU-ST5,0.0,1.0,Device statistic for Expected number of measurements received from device during last reporting interval.,0,1,1,,Any,STAT,Statistic,ST,-98.6,37.5,PPA:11373,2021-08-24 16:46:38
} | MaximumArchiveDays=90 | DesiredRemainingSpace=500,11374,ONS_MGGVA6_500_PM_04!PMU:ST6,,389,8736f6c7-ad41-4b43-b4f6-e684e0d4ad20,MGGVA6_500_PM_04,Mggva6_500_Pm_04,60,1,companyAcronym= | protocolName=IEEE C37.118.2-2011 | vendorAcronym= | vendorDeviceName= | interconnectionName=,,,,10,STTP,Streaming Telemetry Transport Protocol,11,,,,,,MGGVA6_500_PM_04!PMU-ST6,0.0,1.0,Device statistic for Number of measurements received while device was reporting errors during last reporting interval.,0,1,1,,Any,STAT,Statistic,ST,-98.6,37.5,PPA:11374,2021-08-24 16:46:38
} | MaximumArchiveDays=90 | DesiredRemainingSpace=500,11375,ONS_MGGVA6_500_PM_04!PMU:ST7,,389,8736f6c7-ad41-4b43-b4f6-e684e0d4ad20,MGGVA6_500_PM_04,Mggva6_500_Pm_04,60,1,companyAcronym= | protocolName=IEEE C37.118.2-2011 | vendorAcronym= | vendorDeviceName= | interconnectionName=,,,,10,STTP,Streaming Telemetry Transport Protocol,11,,,,,,MGGVA6_500_PM_04!PMU-ST7,0.0,1.0,Device statistic for Number of defined measurements (per frame) from device during last reporting interval.,0,1,1,,Any,STAT,Statistic,ST,-98.6,37.5,PPA:11375,2021-08-24 16:46:38
} | MaximumArchiveDays=90 | DesiredRemainingSpace=500,11376,GPA_SPAZL_440_PM_01:F,,390,8736f6c7-ad41-4b43-b4f6-e684e0d4ad20,SPAZL_440_PM_01,Spazl_440_Pm_01,60,1,companyAcronym= | protocolName=IEEE C37.118.2-2011 | vendorAcronym= | vendorDeviceName= | interconnectionName=,,,,10,STTP,Streaming Telemetry Transport Protocol,5,,,,,,SPAZL_440_PM_01-FQ,0.0,1.0,Spazl_440_Pm_01 Frequency,0,1,1,Hz,PMU,FREQ,Frequency,FQ,-98.6,37.5,PPA:11376,2021-08-24 16:48:37
} | MaximumArchiveDays=90 | DesiredRemainingSpace=500,11377,GPA_SPAZL_440_PM_01:DF,,390,8736f6c7-ad41-4b43-b4f6-e684e0d4ad20,SPAZL_440_PM_01,Spazl_440_Pm_01,60,1,companyAcronym= | protocolName=IEEE C37.118.2-2011 | vendorAcronym= | vendorDeviceName= | interconnectionName=,,,,10,STTP,Streaming Telemetry Transport Protocol,6,,,,,,SPAZL_440_PM_01-DF,0.0,1.0,Spazl_440_Pm_01 Frequency Delta (dF/dt),0,1,1,,PMU,DFDT,Frequency Delta (dF/dt),DF,-98.6,37.5,PPA:11377,2021-08-24 16:48:37
} | MaximumArchiveDays=90 | DesiredRemainingSpace=500,11378,GPA_SPAZL_440_PM_01:S,,390,8736f6c7-ad41-4b43-b4f6-e684e0d4ad20,SPAZL_440_PM_01,Spazl_440_Pm_01,60,1,companyAcronym= | protocolName=IEEE C37.118.2-2011 | vendorAcronym= | vendorDeviceName= | interconnectionName=,,,,10,STTP,Streaming Telemetry Transport Protocol,8,,,,,,SPAZL_440_PM_01-SF,0.0,1.0,Spazl_440_Pm_01 Status Flags,0,1,1,,PMU,FLAG,Status Flags,SF,-98.6,37.5,PPA:11378,2021-08-24 16:48:37
} | MaximumArchiveDays=90 | DesiredRemainingSpace=500,11379,GPA_SPAZL_440_PM_01-PM1:V,,390,8736f6c7-ad41-4b43-b4f6-e684e0d4ad20,SPAZL_440_PM_01,Spazl_440_Pm_01,60,1,companyAcronym= | protocolName=IEEE C37.118.2-2011 | vendorAcronym= | vendorDeviceName= | interconnectionName=,,,,10,STTP,Streaming Telemetry Transport Protocol,3,1,BA1_FV_A,V,+,0,SPAZL_440_PM_01-PM1,0.0,1.0,Spazl_440_Pm_01 BA1_FV_A + Voltage Magnitude,0,1,1,Volts,Phasor,VPHM,Voltage Magnitude,PM,-98.6,37.5,PPA:11379,2021-08-24 16:48:37
} | MaximumArchiveDays=90 | DesiredRemainingSpace=500,11380,GPA_SPAZL_440_PM_01-PA1:VH,,390,8736f6c7-ad41-4b43-b4f6-e684e0d4ad20,SPAZL_440_PM_01,Spazl_440_Pm_01,60,1,companyAcronym= | protocolName=IEEE C37.118.2-2011 | vendorAcronym= | vendorDeviceName= | interconnectionName=,,,,10,STTP,Streaming Telemetry Transport Protocol,4,1,BA1_FV_A,V,+,0,SPAZL_440_PM_01-PA1,0.0,1.0,Spazl_440_Pm_01 BA1_FV_A + Voltage Phase Angle,0,1,1,Degrees,Phasor,VPHA,Voltage Phase Angle,PA,-98.6,37.5,PPA:11380,2021-08-24 16:48:37
} | MaximumArchiveDays=90 | DesiredRemainingSpace=500,11381,GPA_SPAZL_440_PM_01-PM2:V,,390,8736f6c7-ad41-4b43-b4f6-e684e0d4ad20,SPAZL_440_PM_01,Spazl_440_Pm_01,60,1,companyAcronym= | protocolName=IEEE C37.118.2-2011 | vendorAcronym= | vendorDeviceName= | interconnectionName=,,,,10,STTP,Streaming Telemetry Transport Protocol,3,2,BA1_FV_B,V,+,0,SPAZL_440_PM_01-PM2,0.0,1.0,Spazl_440_Pm_01 BA1_FV_B + Voltage Magnitude,0,1,1,Volts,Phasor,VPHM,Voltage Magnitude,PM,-98.6,37.5,PPA:11381,2021-08-24 16:48:37
} | MaximumArchiveDays=90 | DesiredRemainingSpace=500,11382,GPA_SPAZL_440_PM_01-PA2:VH,,390,8736f6c7-ad41-4b43-b4f6-e684e0d4ad20,SPAZL_440_PM_01,Spazl_440_Pm_01,60,1,companyAcronym= | protocolName=IEEE C37.118.2-2011 | vendorAcronym= | vendorDeviceName= | interconnectionName=,,,,10,STTP,Streaming Telemetry Transport Protocol,4,2,BA1_FV_B,V,+,0,SPAZL_440_PM_01-PA2,0.0,1.0,Spazl_440_Pm_01 BA1_FV_B + Voltage Phase Angle,0,1,1,Degrees,Phasor,VPHA,Voltage Phase Angle,PA,-98.6,37.5,PPA:11382,2021-08-24 16:48:37
} | MaximumArchiveDays=90 | DesiredRemainingSpace=500,11383,GPA_SPAZL_440_PM_01-PM3:V,,390,8736f6c7-ad41-4b43-b4f6-e684e0d4ad20,SPAZL_440_PM_01,Spazl_440_Pm_01,60,1,companyAcronym= | protocolName=IEEE C37.118.2-2011 | vendorAcronym= | vendorDeviceName= | interconnectionName=,,,,10,STTP,Streaming Telemetry Transport Protocol,3,3,BA1_FV_C,V,+,0,SPAZL_440_PM_01-PM3,0.0,1.0,Spazl_440_Pm_01 BA1_FV_C + Voltage Magnitude,0,1,1,Volts,Phasor,VPHM,Voltage Magnitude,PM,-98.6,37.5,PPA:11383,2021-08-24 16:48:37
} | MaximumArchiveDays=90 | DesiredRemainingSpace=500,11384,GPA_SPAZL_440_PM_01-PA3:VH,,390,8736f6c7-ad41-4b43-b4f6-e684e0d4ad20,SPAZL_440_PM_01,Spazl_440_Pm_01,60,1,companyAcronym= | protocolName=IEEE C37.118.2-2011 | vendorAcronym= | vendorDeviceName= | interconnectionName=,,,,10,STTP,Streaming Telemetry Transport Protocol,4,3,BA1_FV_C,V,+,0,SPAZL_440_PM_01-PA3,0.0,1.0,Spazl_440_Pm_01 BA1_FV_C + Voltage Phase Angle,0,1,1,Degrees,Phasor,VPHA,Voltage Phase Angle,PA,-98.6,37.5,PPA:11384,2021-08-24 16:48:37
} | MaximumArchiveDays=90 | DesiredRemainingSpace=500,11385,GPA_SPAZL_440_PM_02:F,,391,8736f6c7-ad41-4b43-b4f6-e684e0d4ad20,SPAZL_440_PM_02,Spazl_440_Pm_02,60,1,companyAcronym= | protocolName=IEEE C37.118.2-2011 | vendorAcronym= | vendorDeviceName= | interconnectionName=,,,,10,STTP,Streaming Telemetry Transport Protocol,5,,,,,,SPAZL_440_PM_02-FQ,0.0,1.0,Spazl_440_Pm_02 Frequency,0,1,1,Hz,PMU,FREQ,Frequency,FQ,-98.6,37.5,PPA:11385,2021-08-24 16:48:37
} | MaximumArchiveDays=90 | DesiredRemainingSpace=500,11386,GPA_SPAZL_440_PM_02:DF,,391,8736f6c7-ad41-4b43-b4f6-e684e0d4ad20,SPAZL_440_PM_02,Spazl_440_Pm_02,60,1,companyAcronym= | protocolName=IEEE C37.118.2-2011 | vendorAcronym= | vendorDeviceName= | interconnectionName=,,,,10,STTP,Streaming Telemetry Transport Protocol,6,,,,,,SPAZL_440_PM_02-DF,0.0,1.0,Spazl_440_Pm_02 Frequency Delta (dF/dt),0,1,1,,PMU,DFDT,Frequency Delta (dF/dt),DF,-98.6,37.5,PPA:11386,2021-08-24 16:48:37
} | MaximumArchiveDays=90 | DesiredRemainingSpace=500,11387,GPA_SPAZL_440_PM_02:S,,391,8736f6c7-ad41-4b43-b4f6-e684e0d4ad20,SPAZL_440_PM_02,Spazl_440_Pm_02,60,1,companyAcronym= | protocolName=IEEE C37.118.2-2011 | vendorAcronym= | vendorDeviceName= | interconnectionName=,,,,10,STTP,Streaming Telemetry Transport Protocol,8,,,,,,SPAZL_440_PM_02-SF,0.0,1.0,Spazl_440_Pm_02 Status Flags,0,1,1,,PMU,FLAG,Status Flags,SF,-98.6,37.5,PPA:11387,2021-08-24 16:48:37
} | MaximumArchiveDays=90 | DesiredRemainingSpace=500,11388,GPA_SPAZL_440_PM_02-PM1:V,,391,8736f6c7-ad41-4b43-b4f6-e684e0d4ad20,SPAZL_440_PM_02,Spazl_440_Pm_02,60,1,companyAcronym= | protocolName=IEEE C37.118.2-2011 | vendorAcronym= | vendorDeviceName= | interconnectionName=,,,,10,STTP,Streaming Telemetry Transport Protocol,3,1,BA2_FV_A,V,+,0,SPAZL_440_PM_02-PM1,0.0,1.0,Spazl_440_Pm_02 BA2_FV_A + Voltage Magnitude,0,1,1,Volts,Phasor,VPHM,Voltage Magnitude,PM,-98.6,37.5,PPA:11388,2021-08-24 16:48:37
} | MaximumArchiveDays=90 | DesiredRemainingSpace=500,11389,GPA_SPAZL_440_PM_02-PA1:VH,,391,8736f6c7-ad41-4b43-b4f6-e684e0d4ad20,SPAZL_440_PM_02,Spazl_440_Pm_02,60,1,companyAcronym= | protocolName=IEEE C37.118.2-2011 | vendorAcronym= | vendorDeviceName= | interconnectionName=,,,,10,STTP,Streaming Telemetry Transport Protocol,4,1,BA2_FV_A,V,+,0,SPAZL_440_PM_02-PA1,0.0,1.0,Spazl_440_Pm_02 BA2_FV_A + Voltage Phase Angle,0,1,1,Degrees,Phasor,VPHA,Voltage Phase Angle,PA,-98.6,37.5,PPA:11389,2021-08-24 16:48:37
} | MaximumArchiveDays=90 | DesiredRemainingSpace=500,11390,GPA_SPAZL_440_PM_02-PM2:V,,391,8736f6c7-ad41-4b43-b4f6-e684e0d4ad20,SPAZL_440_PM_02,Spazl_440_Pm_02,60,1,companyAcronym= | protocolName=IEEE C37.118.2-2011 | vendorAcronym= | vendorDeviceName= | interconnectionName=,,,,10,STTP,Streaming Telemetry Transport Protocol,3,2,BA2_FV_B,V,+,0,SPAZL_440_PM_02-PM2,0.0,1.0,Spazl_440_Pm_02 BA2_FV_B + Voltage Magnitude,0,1,1,Volts,Phasor,VPHM,Voltage Magnitude,PM,-98.6,37.5,PPA:11390,2021-08-24 16:48:37
} | MaximumArchiveDays=90 | DesiredRemainingSpace=500,11391,GPA_SPAZL_440_PM_02-PA2:VH,,391,8736f6c7-ad41-4b43-b4f6-e684e0d4ad20,SPAZL_440_PM_02,Spazl_440_Pm_02,60,1,companyAcronym= | protocolName=IEEE C37.118.2-2011 | vendorAcronym= | vendorDeviceName= | interconnectionName=,,,,10,STTP,Streaming Telemetry Transport Protocol,4,2,BA2_FV_B,V,+,0,SPAZL_440_PM_02-PA2,0.0,1.0,Spazl_440_Pm_02 BA2_FV_B + Voltage Phase Angle,0,1,1,Degrees,Phasor,VPHA,Voltage Phase Angle,PA,-98.6,37.5,PPA:11391,2021-08-24 16:48:37
} | MaximumArchiveDays=90 | DesiredRemainingSpace=500,11392,GPA_SPAZL_440_PM_02-PM3:V,,391,8736f6c7-ad41-4b43-b4f6-e684e0d4ad20,SPAZL_440_PM_02,Spazl_440_Pm_02,60,1,companyAcronym= | protocolName=IEEE C37.118.2-2011 | vendorAcronym= | vendorDeviceName= | interconnectionName=,,,,10,STTP,Streaming Telemetry Transport Protocol,3,3,BA2_FV_C,V,+,0,SPAZL_440_PM_02-PM3,0.0,1.0,Spazl_440_Pm_02 BA2_FV_C + Voltage Magnitude,0,1,1,Volts,Phasor,VPHM,Voltage Magnitude,PM,-98.6,37.5,PPA:11392,2021-08-24 16:48:37
} | MaximumArchiveDays=90 | DesiredRemainingSpace=500,11393,GPA_SPAZL_440_PM_02-PA3:VH,,391,8736f6c7-ad41-4b43-b4f6-e684e0d4ad20,SPAZL_440_PM_02,Spazl_440_Pm_02,60,1,companyAcronym= | protocolName=IEEE C37.118.2-2011 | vendorAcronym= | vendorDeviceName= | interconnectionName=,,,,10,STTP,Streaming Telemetry Transport Protocol,4,3,BA2_FV_C,V,+,0,SPAZL_440_PM_02-PA3,0.0,1.0,Spazl_440_Pm_02 BA2_FV_C + Voltage Phase Angle,0,1,1,Degrees,Phasor,VPHA,Voltage Phase Angle,PA,-98.6,37.5,PPA:11393,2021-08-24 16:48:37
} | MaximumArchiveDays=90 | DesiredRemainingSpace=500,11408,ONS_SPAZL_440_PM_01!PMU:ST1,,390,8736f6c7-ad41-4b43-b4f6-e684e0d4ad20,SPAZL_440_PM_01,Spazl_440_Pm_01,60,1,companyAcronym= | protocolName=IEEE C37.118.2-2011 | vendorAcronym= | vendorDeviceName= | interconnectionName=,,,,10,STTP,Streaming Telemetry Transport Protocol,11,,,,,,SPAZL_440_PM_01!PMU-ST1,0.0,1.0,Device statistic for Number of data quality errors reported by device during last reporting interval.,0,1,1,,Any,STAT,Statistic,ST,-98.6,37.5,PPA:11408,2021-08-24 16:48:45
} | MaximumArchiveDays=90 | DesiredRemainingSpace=500,11409,ONS_SPAZL_440_PM_01!PMU:ST2,,390,8736f6c7-ad41-4b43-b4f6-e684e0d4ad20,SPAZL_440_PM_01,Spazl_440_Pm_01,60,1,companyAcronym= | protocolName=IEEE C37.118.2-2011 | vendorAcronym= | vendorDeviceName= | interconnectionName=,,,,10,STTP,Streaming Telemetry Transport Protocol,11,,,,,,SPAZL_440_PM_01!PMU-ST2,0.0,1.0,Device statistic for Number of time quality errors reported by device during last reporting interval.,0,1,1,,Any,STAT,Statistic,ST,-98.6,37.5,PPA:11409,2021-08-24 16:48:45
} | MaximumArchiveDays=90 | DesiredRemainingSpace=500,11410,ONS_SPAZL_440_PM_01!PMU:ST3,,390,8736f6c7-ad41-4b43-b4f6-e684e0d4ad20,SPAZL_440_PM_01,Spazl_440_Pm_01,60,1,companyAcronym= | protocolName=IEEE C37.118.2-2011 | vendorAcronym= | vendorDeviceName= | interconnectionName=,,,,10,STTP,Streaming Telemetry Transport Protocol,11,,,,,,SPAZL_440_PM_01!PMU-ST3,0.0,1.0,Device statistic for Number of device errors reported by device during last reporting interval.,0,1,1,,Any,STAT,Statistic,ST,-98.6,37.5,PPA:11410,2021-08-24 16:48:45
} | MaximumArchiveDays=90 | DesiredRemainingSpace=500,11411,ONS_SPAZL_440_PM_01!PMU:ST4,,390,8736f6c7-ad41-4b43-b4f6-e684e0d4ad20,SPAZL_440_PM_01,Spazl_440_Pm_01,60,1,companyAcronym= | protocolName=IEEE C37.118.2-2011 | vendorAcronym= | vendorDeviceName= | interconnectionName=,,,,10,STTP,Streaming Telemetry Transport Protocol,11,,,,,,SPAZL_440_PM_01!PMU-ST4,0.0,1.0,Device statistic for Number of measurements received from device during last reporting interval.,0,1,1,,Any,STAT,Statistic,ST,-98.6,37.5,PPA:11411,2021-08-24 16:48:45
} | MaximumArchiveDays=90 | DesiredRemainingSpace=500,11412,ONS_SPAZL_440_PM_01!PMU:ST5,,390,8736f6c7-ad41-4b43-b4f6-e684e0d4ad20,SPAZL_440_PM_01,Spazl_440_Pm_01,60,1,companyAcronym= | protocolName=IEEE C37.118.2-2011 | vendorAcronym= | vendorDeviceName= | interconnectionName=,,,,10,STTP,Streaming Telemetry Transport Protocol,11,,,,,,SPAZL_440_PM_01!PMU-ST5,0.0,1.0,Device statistic for Expected number of measurements received from device during last reporting interval.,0,1,1,,Any,STAT,Statistic,ST,-98.6,37.5,PPA:11412,2021-08-24 16:48:45
} | MaximumArchiveDays=90 | DesiredRemainingSpace=500,11413,ONS_SPAZL_440_PM_01!PMU:ST6,,390,8736f6c7-ad41-4b43-b4f6-e684e0d4ad20,SPAZL_440_PM_01,Spazl_440_Pm_01,60,1,companyAcronym= | protocolName=IEEE C37.118.2-2011 | vendorAcronym= | vendorDeviceName= | interconnectionName=,,,,10,STTP,Streaming Telemetry Transport Protocol,11,,,,,,SPAZL_440_PM_01!PMU-ST6,0.0,1.0,Device statistic for Number of measurements received while device was reporting errors during last reporting interval.,0,1,1,,Any,STAT,Statistic,ST,-98.6,37.5,PPA:11413,2021-08-24 16:48:45
} | MaximumArchiveDays=90 | DesiredRemainingSpace=500,11414,ONS_SPAZL_440_PM_01!PMU:ST7,,390,8736f6c7-ad41-4b43-b4f6-e684e0d4ad20,SPAZL_440_PM_01,Spazl_440_Pm_01,60,1,companyAcronym= | protocolName=IEEE C37.118.2-2011 | vendorAcronym= | vendorDeviceName= | interconnectionName=,,,,10,STTP,Streaming Telemetry Transport Protocol,11,,,,,,SPAZL_440_PM_01!PMU-ST7,0.0,1.0,Device statistic for Number of defined measurements (per frame) from device during last reporting interval.,0,1,1,,Any,STAT,Statistic,ST,-98.6,37.5,PPA:11414,2021-08-24 16:48:45
} | MaximumArchiveDays=90 | DesiredRemainingSpace=500,11415,ONS_SPAZL_440_PM_02!PMU:ST1,,391,8736f6c7-ad41-4b43-b4f6-e684e0d4ad20,SPAZL_440_PM_02,Spazl_440_Pm_02,60,1,companyAcronym= | protocolName=IEEE C37.118.2-2011 | vendorAcronym= | vendorDeviceName= | interconnectionName=,,,,10,STTP,Streaming Telemetry Transport Protocol,11,,,,,,SPAZL_440_PM_02!PMU-ST1,0.0,1.0,Device statistic for Number of data quality errors reported by device during last reporting interval.,0,1,1,,Any,STAT,Statistic,ST,-98.6,37.5,PPA:11415,2021-08-24 16:48:45
} | MaximumArchiveDays=90 | DesiredRemainingSpace=500,11416,ONS_SPAZL_440_PM_02!PMU:ST2,,391,8736f6c7-ad41-4b43-b4f6-e684e0d4ad20,SPAZL_440_PM_02,Spazl_440_Pm_02,60,1,companyAcronym= | protocolName=IEEE C37.118.2-2011 | vendorAcronym= | vendorDeviceName= | interconnectionName=,,,,10,STTP,Streaming Telemetry Transport Protocol,11,,,,,,SPAZL_440_PM_02!PMU-ST2,0.0,1.0,Device statistic for Number of time quality errors reported by device during last reporting interval.,0,1,1,,Any,STAT,Statistic,ST,-98.6,37.5,PPA:11416,2021-08-24 16:48:45
} | MaximumArchiveDays=90 | DesiredRemainingSpace=500,11417,ONS_SPAZL_440_PM_02!PMU:ST3,,391,8736f6c7-ad41-4b43-b4f6-e684e0d4ad20,SPAZL_440_PM_02,Spazl_440_Pm_02,60,1,companyAcronym= | protocolName=IEEE C37.118.2-2011 | vendorAcronym= | vendorDeviceName= | interconnectionName=,,,,10,STTP,Streaming Telemetry Transport Protocol,11,,,,,,SPAZL_440_PM_02!PMU-ST3,0.0,1.0,Device statistic for Number of device errors reported by device during last reporting interval.,0,1,1,,Any,STAT,Statistic,ST,-98.6,37.5,PPA:11417,2021-08-24 16:48:45
} | MaximumArchiveDays=90 | DesiredRemainingSpace=500,11418,ONS_SPAZL_440_PM_02!PMU:ST4,,391,8736f6c7-ad41-4b43-b4f6-e684e0d4ad20,SPAZL_440_PM_02,Spazl_440_Pm_02,60,1,companyAcronym= | protocolName=IEEE C37.118.2-2011 | vendorAcronym= | vendorDeviceName= | interconnectionName=,,,,10,STTP,Streaming Telemetry Transport Protocol,11,,,,,,SPAZL_440_PM_02!PMU-ST4,0.0,1.0,Device statistic for Number of measurements received from device during last reporting interval.,0,1,1,,Any,STAT,Statistic,ST,-98.6,37.5,PPA:11418,2021-08-24 16:48:45
} | MaximumArchiveDays=90 | DesiredRemainingSpace=500,11419,ONS_SPAZL_440_PM_02!PMU:ST5,,391,8736f6c7-ad41-4b43-b4f6-e684e0d4ad20,SPAZL_440_PM_02,Spazl_440_Pm_02,60,1,companyAcronym= | protocolName=IEEE C37.118.2-2011 | vendorAcronym= | vendorDeviceName= | interconnectionName=,,,,10,STTP,Streaming Telemetry Transport Protocol,11,,,,,,SPAZL_440_PM_02!PMU-ST5,0.0,1.0,Device statistic for Expected number of measurements received from device during last reporting interval.,0,1,1,,Any,STAT,Statistic,ST,-98.6,37.5,PPA:11419,2021-08-24 16:48:45
} | MaximumArchiveDays=90 | DesiredRemainingSpace=500,11420,ONS_SPAZL_440_PM_02!PMU:ST6,,391,8736f6c7-ad41-4b43-b4f6-e684e0d4ad20,SPAZL_440_PM_02,Spazl_440_Pm_02,60,1,companyAcronym= | protocolName=IEEE C37.118.2-2011 | vendorAcronym= | vendorDeviceName= | interconnectionName=,,,,10,STTP,Streaming Telemetry Transport Protocol,11,,,,,,SPAZL_440_PM_02!PMU-ST6,0.0,1.0,Device statistic for Number of measurements received while device was reporting errors during last reporting interval.,0,1,1,,Any,STAT,Statistic,ST,-98.6,37.5,PPA:11420,2021-08-24 16:48:45
} | MaximumArchiveDays=90 | DesiredRemainingSpace=500,11421,ONS_SPAZL_440_PM_02!PMU:ST7,,391,8736f6c7-ad41-4b43-b4f6-e684e0d4ad20,SPAZL_440_PM_02,Spazl_440_Pm_02,60,1,companyAcronym= | protocolName=IEEE C37.118.2-2011 | vendorAcronym= | vendorDeviceName= | interconnectionName=,,,,10,STTP,Streaming Telemetry Transport Protocol,11,,,,,,SPAZL_440_PM_02!PMU-ST7,0.0,1.0,Device statistic for Number of defined measurements (per frame) from device during last reporting interval.,0,1,1,,Any,STAT,Statistic,ST,-98.6,37.5,PPA:11421,2021-08-24 16:48:45
} | MaximumArchiveDays=90 | DesiredRemainingSpace=500,11422,GPA_MTJU_500_PM_01:F,,392,8736f6c7-ad41-4b43-b4f6-e684e0d4ad20,MTJU_500_PM_01,Mtju_500_Pm_01,60,1,companyAcronym= | protocolName=IEEE C37.118.2-2011 | vendorAcronym= | vendorDeviceName= | interconnectionName=,,,,10,STTP,Streaming Telemetry Transport Protocol,5,,,,,,MTJU_500_PM_01-FQ,0.0,1.0,Mtju_500_Pm_01 Frequency,0,1,1,Hz,PMU,FREQ,Frequency,FQ,-98.6,37.5,PPA:11422,2021-08-24 16:50:33
} | MaximumArchiveDays=90 | DesiredRemainingSpace=500,11423,GPA_MTJU_500_PM_01:DF,,392,8736f6c7-ad41-4b43-b4f6-e684e0d4ad20,MTJU_500_PM_01,Mtju_500_Pm_01,60,1,companyAcronym= | protocolName=IEEE C37.118.2-2011 | vendorAcronym= | vendorDeviceName= | interconnectionName=,,,,10,STTP,Streaming Telemetry Transport Protocol,6,,,,,,MTJU_500_PM_01-DF,0.0,1.0,Mtju_500_Pm_01 Frequency Delta (dF/dt),0,1,1,,PMU,DFDT,Frequency Delta (dF/dt),DF,-98.6,37.5,PPA:11423,2021-08-24 16:50:33
} | MaximumArchiveDays=90 | DesiredRemainingSpace=500,11424,GPA_MTJU_500_PM_01:S,,392,8736f6c7-ad41-4b43-b4f6-e684e0d4ad20,MTJU_500_PM_01,Mtju_500_Pm_01,60,1,companyAcronym= | protocolName=IEEE C37.118.2-2011 | vendorAcronym= | vendorDeviceName= | interconnectionName=,,,,10,STTP,Streaming Telemetry Transport Protocol,8,,,,,,MTJU_500_PM_01-SF,0.0,1.0,Mtju_500_Pm_01 Status Flags,0,1,1,,PMU,FLAG,Status Flags,SF,-98.6,37.5,PPA:11424,2021-08-24 16:50:33
} | MaximumArchiveDays=90 | DesiredRemainingSpace=500,11425,GPA_MTJU_500_PM_01-PM1:I,,392,8736f6c7-ad41-4b43-b4f6-e684e0d4ad20,MTJU_500_PM_01,Mtju_500_Pm_01,60,1,companyAcronym= | protocolName=IEEE C37.118.2-2011 | vendorAcronym= | vendorDeviceName= | interconnectionName=,,,,10,STTP,Streaming Telemetry Transport Protocol,1,1,LTMTCB_2_FA_A,I,+,0,MTJU_500_PM_01-PM1,0.0,1.0,Mtju_500_Pm_01 LTMTCB_2_FA_A + Current Magnitude,0,1,1,Amps,Phasor,IPHM,Current Magnitude,PM,-98.6,37.5,PPA:11425,2021-08-24 16:50:33
} | MaximumArchiveDays=90 | DesiredRemainingSpace=500,11426,GPA_MTJU_500_PM_01-PA1:IH,,392,8736f6c7-ad41-4b43-b4f6-e684e0d4ad20,MTJU_500_PM_01,Mtju_500_Pm_01,60,1,companyAcronym= | protocolName=IEEE C37.118.2-2011 | vendorAcronym= | vendorDeviceName= | interconnectionName=,,,,10,STTP,Streaming Telemetry Transport Protocol,2,1,LTMTCB_2_FA_A,I,+,0,MTJU_500_PM_01-PA1,0.0,1.0,Mtju_500_Pm_01 LTMTCB_2_FA_A + Current Phase Angle,0,1,1,Degrees,Phasor,IPHA,Current Phase Angle,PA,-98.6,37.5,PPA:11426,2021-08-24 16:50:33
} | MaximumArchiveDays=90 | DesiredRemainingSpace=500,11427,GPA_MTJU_500_PM_01-PM2:I,,392,8736f6c7-ad41-4b43-b4f6-e684e0d4ad20,MTJU_500_PM_01,Mtju_500_Pm_01,60,1,companyAcronym= | protocolName=IEEE C37.118.2-2011 | vendorAcronym= | vendorDeviceName= | interconnectionName=,,,,10,STTP,Streaming Telemetry Transport Protocol,1,2,LTMTCB_2_FA_B,I,+,0,MTJU_500_PM_01-PM2,0.0,1.0,Mtju_500_Pm_01 LTMTCB_2_FA_B + Current Magnitude,0,1,1,Amps,Phasor,IPHM,Current Magnitude,PM,-98.6,37.5,PPA:11427,2021-08-24 16:50:33
} | MaximumArchiveDays=90 | DesiredRemainingSpace=500,11428,GPA_MTJU_500_PM_01-PA2:IH,,392,8736f6c7-ad41-4b43-b4f6-e684e0d4ad20,MTJU_500_PM_01,Mtju_500_Pm_01,60,1,companyAcronym= | protocolName=IEEE C37.118.2-2011 | vendorAcronym= | vendorDeviceName= | interconnectionName=,,,,10,STTP,Streaming Telemetry Transport Protocol,2,2,LTMTCB_2_FA_B,I,+,0,MTJU_500_PM_01-PA2,0.0,1.0,Mtju_500_Pm_01 LTMTCB_2_FA_B + Current Phase Angle,0,1,1,Degrees,Phasor,IPHA,Current Phase Angle,PA,-98.6,37.5,PPA:11428,2021-08-24 16:50:33
} | MaximumArchiveDays=90 | DesiredRemainingSpace=500,11429,GPA_MTJU_500_PM_01-PM3:I,,392,8736f6c7-ad41-4b43-b4f6-e684e0d4ad20,MTJU_500_PM_01,Mtju_500_Pm_01,60,1,companyAcronym= | protocolName=IEEE C37.118.2-2011 | vendorAcronym= | vendorDeviceName= | interconnectionName=,,,,10,STTP,Streaming Telemetry Transport Protocol,1,3,LTMTCB_2_FA_C,I,+,0,MTJU_500_PM_01-PM3,0.0,1.0,Mtju_500_Pm_01 LTMTCB_2_FA_C + Current Magnitude,0,1,1,Amps,Phasor,IPHM,Current Magnitude,PM,-98.6,37.5,PPA:11429,2021-08-24 16:50:33
} | MaximumArchiveDays=90 | DesiredRemainingSpace=500,11430,GPA_MTJU_500_PM_01-PA3:IH,,392,8736f6c7-ad41-4b43-b4f6-e684e0d4ad20,MTJU_500_PM_01,Mtju_500_Pm_01,60,1,companyAcronym= | protocolName=IEEE C37.118.2-2011 | vendorAcronym= | vendorDeviceName= | interconnectionName=,,,,10,STTP,Streaming Telemetry Transport Protocol,2,3,LTMTCB_2_FA_C,I,+,0,MTJU_500_PM_01-PA3,0.0,1.0,Mtju_500_Pm_01 LTMTCB_2_FA_C + Current Phase Angle,0,1,1,Degrees,Phasor,IPHA,Current Phase Angle,PA,-98.6,37.5,PPA:11430,2021-08-24 16:50:33
} | MaximumArchiveDays=90 | DesiredRemainingSpace=500,11431,GPA_MTJU_500_PM_01-PM4:V,,392,8736f6c7-ad41-4b43-b4f6-e684e0d4ad20,MTJU_500_PM_01,Mtju_500_Pm_01,60,1,companyAcronym= | protocolName=IEEE C37.118.2-2011 | vendorAcronym= | vendorDeviceName= | interconnectionName=,,,,10,STTP,Streaming Telemetry Transport Protocol,3,4,LTMTCB_2_FV_A,V,+,0,MTJU_500_PM_01-PM4,0.0,1.0,Mtju_500_Pm_01 LTMTCB_2_FV_A + Voltage Magnitude,0,1,1,Volts,Phasor,VPHM,Voltage Magnitude,PM,-98.6,37.5,PPA:11431,2021-08-24 16:50:33
} | MaximumArchiveDays=90 | DesiredRemainingSpace=500,11432,GPA_MTJU_500_PM_01-PA4:VH,,392,8736f6c7-ad41-4b43-b4f6-e684e0d4ad20,MTJU_500_PM_01,Mtju_500_Pm_01,60,1,companyAcronym= | protocolName=IEEE C37.118.2-2011 | vendorAcronym= | vendorDeviceName= | interconnectionName=,,,,10,STTP,Streaming Telemetry Transport Protocol,4,4,LTMTCB_2_FV_A,V,+,0,MTJU_500_PM_01-PA4,0.0,1.0,Mtju_500_Pm_01 LTMTCB_2_FV_A + Voltage Phase Angle,0,1,1,Degrees,Phasor,VPHA,Voltage Phase Angle,PA,-98.6,37.5,PPA:11432,2021-08-24 16:50:33
} | MaximumArchiveDays=90 | DesiredRemainingSpace=500,11433,GPA_MTJU_500_PM_01-PM5:V,,392,8736f6c7-ad41-4b43-b4f6-e684e0d4ad20,MTJU_500_PM_01,Mtju_500_Pm_01,60,1,companyAcronym= | protocolName=IEEE C37.118.2-2011 | vendorAcronym= | vendorDeviceName= | interconnectionName=,,,,10,STTP,Streaming Telemetry Transport Protocol,3,5,LTMTCB_2_FV_B,V,+,0,MTJU_500_PM_01-PM5,0.0,1.0,Mtju_500_Pm_01 LTMTCB_2_FV_B + Voltage Magnitude,0,1,1,Volts,Phasor,VPHM,Voltage Magnitude,PM,-98.6,37.5,PPA:11433,2021-08-24 16:50:33
} | MaximumArchiveDays=90 | DesiredRemainingSpace=500,11434,GPA_MTJU_500_PM_01-PA5:VH,,392,8736f6c7-ad41-4b43-b4f6-e684e0d4ad20,MTJU_500_PM_01,Mtju_500_Pm_01,60,1,companyAcronym= | protocolName=IEEE C37.118.2-2011 | vendorAcronym= | vendorDeviceName= | interconnectionName=,,,,10,STTP,Streaming Telemetry Transport Protocol,4,5,LTMTCB_2_FV_B,V,+,0,MTJU_500_PM_01-PA5,0.0,1.0,Mtju_500_Pm_01 LTMTCB_2_FV_B + Voltage Phase Angle,0,1,1,Degrees,Phasor,VPHA,Voltage Phase Angle,PA,-98.6,37.5,PPA:11434,2021-08-24 16:50:33
} | MaximumArchiveDays=90 | DesiredRemainingSpace=500,11435,GPA_MTJU_500_PM_01-PM6:V,,392,8736f6c7-ad41-4b43-b4f6-e684e0d4ad20,MTJU_500_PM_01,Mtju_500_Pm_01,60,1,companyAcronym= | protocolName=IEEE C37.118.2-2011 | vendorAcronym= | vendorDeviceName= | interconnectionName=,,,,10,STTP,Streaming Telemetry Transport Protocol,3,6,LTMTCB_2_FV_C,V,+,0,MTJU_500_PM_01-PM6,0.0,1.0,Mtju_500_Pm_01 LTMTCB_2_FV_C + Voltage Magnitude,0,1,1,Volts,Phasor,VPHM,Voltage Magnitude,PM,-98.6,37.5,PPA:11435,2021-08-24 16:50:33
} | MaximumArchiveDays=90 | DesiredRemainingSpace=500,11436,GPA_MTJU_500_PM_01-PA6:VH,,392,8736f6c7-ad41-4b43-b4f6-e684e0d4ad20,MTJU_500_PM_01,Mtju_500_Pm_01,60,1,companyAcronym= | protocolName=IEEE C37.118.2-2011 | vendorAcronym= | vendorDeviceName= | interconnectionName=,,,,10,STTP,Streaming Telemetry Transport Protocol,4,6,LTMTCB_2_FV_C,V,+,0,MTJU_500_PM_01-PA6,0.0,1.0,Mtju_500_Pm_01 LTMTCB_2_FV_C + Voltage Phase Angle,0,1,1,Degrees,Phasor,VPHA,Voltage Phase Angle,PA,-98.6,37.5,PPA:11436,2021-08-24 16:50:33
} | MaximumArchiveDays=90 | DesiredRemainingSpace=500,11437,GPA_MTJU_500_PM_01-PM7:V,,392,8736f6c7-ad41-4b43-b4f6-e684e0d4ad20,MTJU_500_PM_01,Mtju_500_Pm_01,60,1,companyAcronym= | protocolName=IEEE C37.118.2-2011 | vendorAcronym= | vendorDeviceName= | interconnectionName=,,,,10,STTP,Streaming Telemetry Transport Protocol,3,7,LTMTCB_2_FV_P,V,+,0,MTJU_500_PM_01-PM7,0.0,1.0,Mtju_500_Pm_01 LTMTCB_2_FV_P + Voltage Magnitude,0,1,1,Volts,Phasor,VPHM,Voltage Magnitude,PM,-98.6,37.5,PPA:11437,2021-08-24 16:50:33
} | MaximumArchiveDays=90 | DesiredRemainingSpace=500,11438,GPA_MTJU_500_PM_01-PA7:VH,,392,8736f6c7-ad41-4b43-b4f6-e684e0d4ad20,MTJU_500_PM_01,Mtju_500_Pm_01,60,1,companyAcronym= | protocolName=IEEE C37.118.2-2011 | vendorAcronym= | vendorDeviceName= | interconnectionName=,,,,10,STTP,Streaming Telemetry Transport Protocol,4,7,LTMTCB_2_FV_P,V,+,0,MTJU_500_PM_01-PA7,0.0,1.0,Mtju_500_Pm_01 LTMTCB_2_FV_P + Voltage Phase Angle,0,1,1,Degrees,Phasor,VPHA,Voltage Phase Angle,PA,-98.6,37.5,PPA:11438,2021-08-24 16:50:33
} | MaximumArchiveDays=90 | DesiredRemainingSpace=500,11439,GPA_MTJU_500_PM_01-PM8:I,,392,8736f6c7-ad41-4b43-b4f6-e684e0d4ad20,MTJU_500_PM_01,Mtju_500_Pm_01,60,1,companyAcronym= | protocolName=IEEE C37.118.2-2011 | vendorAcronym= | vendorDeviceName= | interconnectionName=,,,,10,STTP,Streaming Telemetry Transport Protocol,1,8,LTMTCB_2_FA_P,I,+,0,MTJU_500_PM_01-PM8,0.0,1.0,Mtju_500_Pm_01 LTMTCB_2_FA_P + Current Magnitude,0,1,1,Amps,Phasor,IPHM,Current Magnitude,PM,-98.6,37.5,PPA:11439,2021-08-24 16:50:33
} | MaximumArchiveDays=90 | DesiredRemainingSpace=500,11440,GPA_MTJU_500_PM_01-PA8:IH,,392,8736f6c7-ad41-4b43-b4f6-e684e0d4ad20,MTJU_500_PM_01,Mtju_500_Pm_01,60,1,companyAcronym= | protocolName=IEEE C37.118.2-2011 | vendorAcronym= | vendorDeviceName= | interconnectionName=,,,,10,STTP,Streaming Telemetry Transport Protocol,2,8,LTMTCB_2_FA_P,I,+,0,MTJU_500_PM_01-PA8,0.0,1.0,Mtju_500_Pm_01 LTMTCB_2_FA_P + Current Phase Angle,0,1,1,Degrees,Phasor,IPHA,Current Phase Angle,PA,-98.6,37.5,PPA:11440,2021-08-24 16:50:33
} | MaximumArchiveDays=90 | DesiredRemainingSpace=500,11441,GPA_MTCB_500_PM_99:F,,393,8736f6c7-ad41-4b43-b4f6-e684e0d4ad20,MTCB_500_PM_99,Mtcb_500_Pm_99,60,1,companyAcronym= | protocolName=IEEE C37.118.2-2011 | vendorAcronym= | vendorDeviceName= | interconnectionName=,,,,10,STTP,Streaming Telemetry Transport Protocol,5,,,,,,MTCB_500_PM_99-FQ,0.0,1.0,Mtcb_500_Pm_99 Frequency,0,1,1,Hz,PMU,FREQ,Frequency,FQ,-98.6,37.5,PPA:11441,2021-08-24 16:50:33
} | MaximumArchiveDays=90 | DesiredRemainingSpace=500,11442,GPA_MTCB_500_PM_99:DF,,393,8736f6c7-ad41-4b43-b4f6-e684e0d4ad20,MTCB_500_PM_99,Mtcb_500_Pm_99,60,1,companyAcronym= | protocolName=IEEE C37.118.2-2011 | vendorAcronym= | vendorDeviceName= | interconnectionName=,,,,10,STTP,Streaming Telemetry Transport Protocol,6,,,,,,MTCB_500_PM_99-DF,0.0,1.0,Mtcb_500_Pm_99 Frequency Delta (dF/dt),0,1,1,,PMU,DFDT,Frequency Delta (dF/dt),DF,-98.6,37.5,PPA:11442,2021-08-24 16:50:33
} | MaximumArchiveDays=90 | DesiredRemainingSpace=500,11443,GPA_MTCB_500_PM_99:S,,393,8736f6c7-ad41-4b43-b4f6-e684e0d4ad20,MTCB_500_PM_99,Mtcb_500_Pm_99,60,1,companyAcronym= | protocolName=IEEE C37.118.2-2011 | vendorAcronym= | vendorDeviceName= | interconnectionName=,,,,10,STTP,Streaming Telemetry Transport Protocol,8,,,,,,MTCB_500_PM_99-SF,0.0,1.0,Mtcb_500_Pm_99 Status Flags,0,1,1,,PMU,FLAG,Status Flags,SF,-98.6,37.5,PPA:11443,2021-08-24 16:50:33
} | MaximumArchiveDays=90 | DesiredRemainingSpace=500,11444,GPA_MTCB_500_PM_99-PM1:V,,393,8736f6c7-ad41-4b43-b4f6-e684e0d4ad20,MTCB_500_PM_99,Mtcb_500_Pm_99,60,1,companyAcronym= | protocolName=IEEE C37.118.2-2011 | vendorAcronym= | vendorDeviceName= | interconnectionName=,,,,10,STTP,Streaming Telemetry Transport Protocol,3,1,LTMTJU_2_FV_A,V,+,0,MTCB_500_PM_99-PM1,0.0,1.0,Mtcb_500_Pm_99 LTMTJU_2_FV_A + Voltage Magnitude,0,1,1,Volts,Phasor,VPHM,Voltage Magnitude,PM,-98.6,37.5,PPA:11444,2021-08-24 16:50:33
} | MaximumArchiveDays=90 | DesiredRemainingSpace=500,11445,GPA_MTCB_500_PM_99-PA1:VH,,393,8736f6c7-ad41-4b43-b4f6-e684e0d4ad20,MTCB_500_PM_99,Mtcb_500_Pm_99,60,1,companyAcronym= | protocolName=IEEE C37.118.2-2011 | vendorAcronym= | vendorDeviceName= | interconnectionName=,,,,10,STTP,Streaming Telemetry Transport Protocol,4,1,LTMTJU_2_FV_A,V,+,0,MTCB_500_PM_99-PA1,0.0,1.0,Mtcb_500_Pm_99 LTMTJU_2_FV_A + Voltage Phase Angle,0,1,1,Degrees,Phasor,VPHA,Voltage Phase Angle,PA,-98.6,37.5,PPA:11445,2021-08-24 16:50:33
} | MaximumArchiveDays=90 | DesiredRemainingSpace=500,11446,GPA_MTCB_500_PM_99-PM2:V,,393,8736f6c7-ad41-4b43-b4f6-e684e0d4ad20,MTCB_500_PM_99,Mtcb_500_Pm_99,60,1,companyAcronym= | protocolName=IEEE C37.118.2-2011 | vendorAcronym= | vendorDeviceName= | interconnectionName=,,,,10,STTP,Streaming Telemetry Transport Protocol,3,2,LTMTJU_2_FV_B,V,+,0,MTCB_500_PM_99-PM2,0.0,1.0,Mtcb_500_Pm_99 LTMTJU_2_FV_B + Voltage Magnitude,0,1,1,Volts,Phasor,VPHM,Voltage Magnitude,PM,-98.6,37.5,PPA:11446,2021-08-24 16:50:33
} | MaximumArchiveDays=90 | DesiredRemainingSpace=500,11447,GPA_MTCB_500_PM_99-PA2:VH,,393,8736f6c7-ad41-4b43-b4f6-e684e0d4ad20,MTCB_500_PM_99,Mtcb_500_Pm_99,60,1,companyAcronym= | protocolName=IEEE C37.118.2-2011 | vendorAcronym= | vendorDeviceName= | interconnectionName=,,,,10,STTP,Streaming Telemetry Transport Protocol,4,2,LTMTJU_2_FV_B,V,+,0,MTCB_500_PM_99-PA2,0.0,1.0,Mtcb_500_Pm_99 LTMTJU_2_FV_B + Voltage Phase Angle,0,1,1,Degrees,Phasor,VPHA,Voltage Phase Angle,PA,-98.6,37.5,PPA:11447,2021-08-24 16:50:33
} | MaximumArchiveDays=90 | DesiredRemainingSpace=500,11448,GPA_MTCB_500_PM_99-PM3:V,,393,8736f6c7-ad41-4b43-b4f6-e684e0d4ad20,MTCB_500_PM_99,Mtcb_500_Pm_99,60,1,companyAcronym= | protocolName=IEEE C37.118.2-2011 | vendorAcronym= | vendorDeviceName= | interconnectionName=,,,,10,STTP,Streaming Telemetry Transport Protocol,3,3,LTMTJU_2_FV_C,V,+,0,MTCB_500_PM_99-PM3,0.0,1.0,Mtcb_500_Pm_99 LTMTJU_2_FV_C + Voltage Magnitude,0,1,1,Volts,Phasor,VPHM,Voltage Magnitude,PM,-98.6,37.5,PPA:11448,2021-08-24 16:50:33
} | MaximumArchiveDays=90 | DesiredRemainingSpace=500,11449,GPA_MTCB_500_PM_99-PA3:VH,,393,8736f6c7-ad41-4b43-b4f6-e684e0d4ad20,MTCB_500_PM_99,Mtcb_500_Pm_99,60,1,companyAcronym= | protocolName=IEEE C37.118.2-2011 | vendorAcronym= | vendorDeviceName= | interconnectionName=,,,,10,STTP,Streaming Telemetry Transport Protocol,4,3,LTMTJU_2_FV_C,V,+,0,MTCB_500_PM_99-PA3,0.0,1.0,Mtcb_500_Pm_99 LTMTJU_2_FV_C + Voltage Phase Angle,0,1,1,Degrees,Phasor,VPHA,Voltage Phase Angle,PA,-98.6,37.5,PPA:11449,2021-08-24 16:50:33
} | MaximumArchiveDays=90 | DesiredRemainingSpace=500,11450,GPA_MTCB_500_PM_99-PM4:I,,393,8736f6c7-ad41-4b43-b4f6-e684e0d4ad20,MTCB_500_PM_99,Mtcb_500_Pm_99,60,1,companyAcronym= | protocolName=IEEE C37.118.2-2011 | vendorAcronym= | vendorDeviceName= | interconnectionName=,,,,10,STTP,Streaming Telemetry Transport Protocol,1,4,LTMTJU_2_FA_A,I,+,0,MTCB_500_PM_99-PM4,0.0,1.0,Mtcb_500_Pm_99 LTMTJU_2_FA_A + Current Magnitude,0,1,1,Amps,Phasor,IPHM,Current Magnitude,PM,-98.6,37.5,PPA:11450,2021-08-24 16:50:33
} | MaximumArchiveDays=90 | DesiredRemainingSpace=500,11451,GPA_MTCB_500_PM_99-PA4:IH,,393,8736f6c7-ad41-4b43-b4f6-e684e0d4ad20,MTCB_500_PM_99,Mtcb_500_Pm_99,60,1,companyAcronym= | protocolName=IEEE C37.118.2-2011 | vendorAcronym= | vendorDeviceName= | interconnectionName=,,,,10,STTP,Streaming Telemetry Transport Protocol,2,4,LTMTJU_2_FA_A,I,+,0,MTCB_500_PM_99-PA4,0.0,1.0,Mtcb_500_Pm_99 LTMTJU_2_FA_A + Current Phase Angle,0,1,1,Degrees,Phasor,IPHA,Current Phase Angle,PA,-98.6,37.5,PPA:11451,2021-08-24 16:50:33
} | MaximumArchiveDays=90 | DesiredRemainingSpace=500,11452,GPA_MTCB_500_PM_99-PM5:I,,393,8736f6c7-ad41-4b43-b4f6-e684e0d4ad20,MTCB_500_PM_99,Mtcb_500_Pm_99,60,1,companyAcronym= | protocolName=IEEE C37.118.2-2011 | vendorAcronym= | vendorDeviceName= | interconnectionName=,,,,10,STTP,Streaming Telemetry Transport Protocol,1,5,LTMTJU_2_FA_B,I,+,0,MTCB_500_PM_99-PM5,0.0,1.0,Mtcb_500_Pm_99 LTMTJU_2_FA_B + Current Magnitude,0,1,1,Amps,Phasor,IPHM,Current Magnitude,PM,-98.6,37.5,PPA:11452,2021-08-24 16:50:34
} | MaximumArchiveDays=90 | DesiredRemainingSpace=500,11453,GPA_MTCB_500_PM_99-PA5:IH,,393,8736f6c7-ad41-4b43-b4f6-e684e0d4ad20,MTCB_500_PM_99,Mtcb_500_Pm_99,60,1,companyAcronym= | protocolName=IEEE C37.118.2-2011 | vendorAcronym= | vendorDeviceName= | interconnectionName=,,,,10,STTP,Streaming Telemetry Transport Protocol,2,5,LTMTJU_2_FA_B,I,+,0,MTCB_500_PM_99-PA5,0.0,1.0,Mtcb_500_Pm_99 LTMTJU_2_FA_B + Current Phase Angle,0,1,1,Degrees,Phasor,IPHA,Current Phase Angle,PA,-98.6,37.5,PPA:11453,2021-08-24 16:50:34
} | MaximumArchiveDays=90 | DesiredRemainingSpace=500,11454,GPA_MTCB_500_PM_99-PM6:I,,393,8736f6c7-ad41-4b43-b4f6-e684e0d4ad20,MTCB_500_PM_99,Mtcb_500_Pm_99,60,1,companyAcronym= | protocolName=IEEE C37.118.2-2011 | vendorAcronym= | vendorDeviceName= | interconnectionName=,,,,10,STTP,Streaming Telemetry Transport Protocol,1,6,LTMTJU_2_FA_C,I,+,0,MTCB_500_PM_99-PM6,0.0,1.0,Mtcb_500_Pm_99 LTMTJU_2_FA_C + Current Magnitude,0,1,1,Amps,Phasor,IPHM,Current Magnitude,PM,-98.6,37.5,PPA:11454,2021-08-24 16:50:34
} | MaximumArchiveDays=90 | DesiredRemainingSpace=500,11455,GPA_MTCB_500_PM_99-PA6:IH,,393,8736f6c7-ad41-4b43-b4f6-e684e0d4ad20,MTCB_500_PM_99,Mtcb_500_Pm_99,60,1,companyAcronym= | protocolName=IEEE C37.118.2-2011 | vendorAcronym= | vendorDeviceName= | interconnectionName=,,,,10,STTP,Streaming Telemetry Transport Protocol,2,6,LTMTJU_2_FA_C,I,+,0,MTCB_500_PM_99-PA6,0.0,1.0,Mtcb_500_Pm_99 LTMTJU_2_FA_C + Current Phase Angle,0,1,1,Degrees,Phasor,IPHA,Current Phase Angle,PA,-98.6,37.5,PPA:11455,2021-08-24 16:50:34
} | MaximumArchiveDays=90 | DesiredRemainingSpace=500,11456,GPA_MTCB_500_PM_99-PM7:V,,393,8736f6c7-ad41-4b43-b4f6-e684e0d4ad20,MTCB_500_PM_99,Mtcb_500_Pm_99,60,1,companyAcronym= | protocolName=IEEE C37.118.2-2011 | vendorAcronym= | vendorDeviceName= | interconnectionName=,,,,10,STTP,Streaming Telemetry Transport Protocol,3,7,LTMTJU_2_FV_P,V,+,0,MTCB_500_PM_99-PM7,0.0,1.0,Mtcb_500_Pm_99 LTMTJU_2_FV_P + Voltage Magnitude,0,1,1,Volts,Phasor,VPHM,Voltage Magnitude,PM,-98.6,37.5,PPA:11456,2021-08-24 16:50:34
} | MaximumArchiveDays=90 | DesiredRemainingSpace=500,11457,GPA_MTCB_500_PM_99-PA7:VH,,393,8736f6c7-ad41-4b43-b4f6-e684e0d4ad20,MTCB_500_PM_99,Mtcb_500_Pm_99,60,1,companyAcronym= | protocolName=IEEE C37.118.2-2011 | vendorAcronym= | vendorDeviceName= | interconnectionName=,,,,10,STTP,Streaming Telemetry Transport Protocol,4,7,LTMTJU_2_FV_P,V,+,0,MTCB_500_PM_99-PA7,0.0,1.0,Mtcb_500_Pm_99 LTMTJU_2_FV_P + Voltage Phase Angle,0,1,1,Degrees,Phasor,VPHA,Voltage Phase Angle,PA,-98.6,37.5,PPA:11457,2021-08-24 16:50:34
} | MaximumArchiveDays=90 | DesiredRemainingSpace=500,11458,GPA_MTCB_500_PM_99-PM8:I,,393,8736f6c7-ad41-4b43-b4f6-e684e0d4ad20,MTCB_500_PM_99,Mtcb_500_Pm_99,60,1,companyAcronym= | protocolName=IEEE C37.118.2-2011 | vendorAcronym= | vendorDeviceName= | interconnectionName=,,,,10,STTP,Streaming Telemetry Transport Protocol,1,8,LTMTJU_2_FA_P,I,+,0,MTCB_500_PM_99-PM8,0.0,1.0,Mtcb_500_Pm_99 LTMTJU_2_FA_P + Current Magnitude,0,1,1,Amps,Phasor,IPHM,Current Magnitude,PM,-98.6,37.5,PPA:11458,2021-08-24 16:50:34
} | MaximumArchiveDays=90 | DesiredRemainingSpace=500,11459,GPA_MTCB_500_PM_99-PA8:IH,,393,8736f6c7-ad41-4b43-b4f6-e684e0d4ad20,MTCB_500_PM_99,Mtcb_500_Pm_99,60,1,companyAcronym= | protocolName=IEEE C37.118.2-2011 | vendorAcronym= | vendorDeviceName= | interconnectionName=,,,,10,STTP,Streaming Telemetry Transport Protocol,2,8,LTMTJU_2_FA_P,I,+,0,MTCB_500_PM_99-PA8,0.0,1.0,Mtcb_500_Pm_99 LTMTJU_2_FA_P + Current Phase Angle,0,1,1,Degrees,Phasor,IPHA,Current Phase Angle,PA,-98.6,37.5,PPA:11459,2021-08-24 16:50:34
} | MaximumArchiveDays=90 | DesiredRemainingSpace=500,11474,ONS_MTJU_500_PM_01!PMU:ST1,,392,8736f6c7-ad41-4b43-b4f6-e684e0d4ad20,MTJU_500_PM_01,Mtju_500_Pm_01,60,1,companyAcronym= | protocolName=IEEE C37.118.2-2011 | vendorAcronym= | vendorDeviceName= | interconnectionName=,,,,10,STTP,Streaming Telemetry Transport Protocol,11,,,,,,MTJU_500_PM_01!PMU-ST1,0.0,1.0,Device statistic for Number of data quality errors reported by device during last reporting interval.,0,1,1,,Any,STAT,Statistic,ST,-98.6,37.5,PPA:11474,2021-08-24 16:50:40
} | MaximumArchiveDays=90 | DesiredRemainingSpace=500,11475,ONS_MTJU_500_PM_01!PMU:ST2,,392,8736f6c7-ad41-4b43-b4f6-e684e0d4ad20,MTJU_500_PM_01,Mtju_500_Pm_01,60,1,companyAcronym= | protocolName=IEEE C37.118.2-2011 | vendorAcronym= | vendorDeviceName= | interconnectionName=,,,,10,STTP,Streaming Telemetry Transport Protocol,11,,,,,,MTJU_500_PM_01!PMU-ST2,0.0,1.0,Device statistic for Number of time quality errors reported by device during last reporting interval.,0,1,1,,Any,STAT,Statistic,ST,-98.6,37.5,PPA:11475,2021-08-24 16:50:40
} | MaximumArchiveDays=90 | DesiredRemainingSpace=500,11476,ONS_MTJU_500_PM_01!PMU:ST3,,392,8736f6c7-ad41-4b43-b4f6-e684e0d4ad20,MTJU_500_PM_01,Mtju_500_Pm_01,60,1,companyAcronym= | protocolName=IEEE C37.118.2-2011 | vendorAcronym= | vendorDeviceName= | interconnectionName=,,,,10,STTP,Streaming Telemetry Transport Protocol,11,,,,,,MTJU_500_PM_01!PMU-ST3,0.0,1.0,Device statistic for Number of device errors reported by device during last reporting interval.,0,1,1,,Any,STAT,Statistic,ST,-98.6,37.5,PPA:11476,2021-08-24 16:50:40
} | MaximumArchiveDays=90 | DesiredRemainingSpace=500,11477,ONS_MTJU_500_PM_01!PMU:ST4,,392,8736f6c7-ad41-4b43-b4f6-e684e0d4ad20,MTJU_500_PM_01,Mtju_500_Pm_01,60,1,companyAcronym= | protocolName=IEEE C37.118.2-2011 | vendorAcronym= | vendorDeviceName= | interconnectionName=,,,,10,STTP,Streaming Telemetry Transport Protocol,11,,,,,,MTJU_500_PM_01!PMU-ST4,0.0,1.0,Device statistic for Number of measurements received from device during last reporting interval.,0,1,1,,Any,STAT,Statistic,ST,-98.6,37.5,PPA:11477,2021-08-24 16:50:40
} | MaximumArchiveDays=90 | DesiredRemainingSpace=500,11478,ONS_MTJU_500_PM_01!PMU:ST5,,392,8736f6c7-ad41-4b43-b4f6-e684e0d4ad20,MTJU_500_PM_01,Mtju_500_Pm_01,60,1,companyAcronym= | protocolName=IEEE C37.118.2-2011 | vendorAcronym= | vendorDeviceName= | interconnectionName=,,,,10,STTP,Streaming Telemetry Transport Protocol,11,,,,,,MTJU_500_PM_01!PMU-ST5,0.0,1.0,Device statistic for Expected number of measurements received from device during last reporting interval.,0,1,1,,Any,STAT,Statistic,ST,-98.6,37.5,PPA:11478,2021-08-24 16:50:40
} | MaximumArchiveDays=90 | DesiredRemainingSpace=500,11479,ONS_MTJU_500_PM_01!PMU:ST6,,392,8736f6c7-ad41-4b43-b4f6-e684e0d4ad20,MTJU_500_PM_01,Mtju_500_Pm_01,60,1,companyAcronym= | protocolName=IEEE C37.118.2-2011 | vendorAcronym= | vendorDeviceName= | interconnectionName=,,,,10,STTP,Streaming Telemetry Transport Protocol,11,,,,,,MTJU_500_PM_01!PMU-ST6,0.0,1.0,Device statistic for Number of measurements received while device was reporting errors during last reporting interval.,0,1,1,,Any,STAT,Statistic,ST,-98.6,37.5,PPA:11479,2021-08-24 16:50:40
} | MaximumArchiveDays=90 | DesiredRemainingSpace=500,11480,ONS_MTJU_500_PM_01!PMU:ST7,,392,8736f6c7-ad41-4b43-b4f6-e684e0d4ad20,MTJU_500_PM_01,Mtju_500_Pm_01,60,1,companyAcronym= | protocolName=IEEE C37.118.2-2011 | vendorAcronym= | vendorDeviceName= | interconnectionName=,,,,10,STTP,Streaming Telemetry Transport Protocol,11,,,,,,MTJU_500_PM_01!PMU-ST7,0.0,1.0,Device statistic for Number of defined measurements (per frame) from device during last reporting interval.,0,1,1,,Any,STAT,Statistic,ST,-98.6,37.5,PPA:11480,2021-08-24 16:50:40
} | MaximumArchiveDays=90 | DesiredRemainingSpace=500,11481,ONS_MTCB_500_PM_99!PMU:ST1,,393,8736f6c7-ad41-4b43-b4f6-e684e0d4ad20,MTCB_500_PM_99,Mtcb_500_Pm_99,60,1,companyAcronym= | protocolName=IEEE C37.118.2-2011 | vendorAcronym= | vendorDeviceName= | interconnectionName=,,,,10,STTP,Streaming Telemetry Transport Protocol,11,,,,,,MTCB_500_PM_99!PMU-ST1,0.0,1.0,Device statistic for Number of data quality errors reported by device during last reporting interval.,0,1,1,,Any,STAT,Statistic,ST,-98.6,37.5,PPA:11481,2021-08-24 16:50:40
} | MaximumArchiveDays=90 | DesiredRemainingSpace=500,11482,ONS_MTCB_500_PM_99!PMU:ST2,,393,8736f6c7-ad41-4b43-b4f6-e684e0d4ad20,MTCB_500_PM_99,Mtcb_500_Pm_99,60,1,companyAcronym= | protocolName=IEEE C37.118.2-2011 | vendorAcronym= | vendorDeviceName= | interconnectionName=,,,,10,STTP,Streaming Telemetry Transport Protocol,11,,,,,,MTCB_500_PM_99!PMU-ST2,0.0,1.0,Device statistic for Number of time quality errors reported by device during last reporting interval.,0,1,1,,Any,STAT,Statistic,ST,-98.6,37.5,PPA:11482,2021-08-24 16:50:40
} | MaximumArchiveDays=90 | DesiredRemainingSpace=500,11483,ONS_MTCB_500_PM_99!PMU:ST3,,393,8736f6c7-ad41-4b43-b4f6-e684e0d4ad20,MTCB_500_PM_99,Mtcb_500_Pm_99,60,1,companyAcronym= | protocolName=IEEE C37.118.2-2011 | vendorAcronym= | vendorDeviceName= | interconnectionName=,,,,10,STTP,Streaming Telemetry Transport Protocol,11,,,,,,MTCB_500_PM_99!PMU-ST3,0.0,1.0,Device statistic for Number of device errors reported by device during last reporting interval.,0,1,1,,Any,STAT,Statistic,ST,-98.6,37.5,PPA:11483,2021-08-24 16:50:40
} | MaximumArchiveDays=90 | DesiredRemainingSpace=500,11484,ONS_MTCB_500_PM_99!PMU:ST4,,393,8736f6c7-ad41-4b43-b4f6-e684e0d4ad20,MTCB_500_PM_99,Mtcb_500_Pm_99,60,1,companyAcronym= | protocolName=IEEE C37.118.2-2011 | vendorAcronym= | vendorDeviceName= | interconnectionName=,,,,10,STTP,Streaming Telemetry Transport Protocol,11,,,,,,MTCB_500_PM_99!PMU-ST4,0.0,1.0,Device statistic for Number of measurements received from device during last reporting interval.,0,1,1,,Any,STAT,Statistic,ST,-98.6,37.5,PPA:11484,2021-08-24 16:50:40
} | MaximumArchiveDays=90 | DesiredRemainingSpace=500,11485,ONS_MTCB_500_PM_99!PMU:ST5,,393,8736f6c7-ad41-4b43-b4f6-e684e0d4ad20,MTCB_500_PM_99,Mtcb_500_Pm_99,60,1,companyAcronym= | protocolName=IEEE C37.118.2-2011 | vendorAcronym= | vendorDeviceName= | interconnectionName=,,,,10,STTP,Streaming Telemetry Transport Protocol,11,,,,,,MTCB_500_PM_99!PMU-ST5,0.0,1.0,Device statistic for Expected number of measurements received from device during last reporting interval.,0,1,1,,Any,STAT,Statistic,ST,-98.6,37.5,PPA:11485,2021-08-24 16:50:40
} | MaximumArchiveDays=90 | DesiredRemainingSpace=500,11486,ONS_MTCB_500_PM_99!PMU:ST6,,393,8736f6c7-ad41-4b43-b4f6-e684e0d4ad20,MTCB_500_PM_99,Mtcb_500_Pm_99,60,1,companyAcronym= | protocolName=IEEE C37.118.2-2011 | vendorAcronym= | vendorDeviceName= | interconnectionName=,,,,10,STTP,Streaming Telemetry Transport Protocol,11,,,,,,MTCB_500_PM_99!PMU-ST6,0.0,1.0,Device statistic for Number of measurements received while device was reporting errors during last reporting interval.,0,1,1,,Any,STAT,Statistic,ST,-98.6,37.5,PPA:11486,2021-08-24 16:50:40
} | MaximumArchiveDays=90 | DesiredRemainingSpace=500,11487,ONS_MTCB_500_PM_99!PMU:ST7,,393,8736f6c7-ad41-4b43-b4f6-e684e0d4ad20,MTCB_500_PM_99,Mtcb_500_Pm_99,60,1,companyAcronym= | protocolName=IEEE C37.118.2-2011 | vendorAcronym= | vendorDeviceName= | interconnectionName=,,,,10,STTP,Streaming Telemetry Transport Protocol,11,,,,,,MTCB_500_PM_99!PMU-ST7,0.0,1.0,Device statistic for Number of defined measurements (per frame) from device during last reporting interval.,0,1,1,,Any,STAT,Statistic,ST,-98.6,37.5,PPA:11487,2021-08-24 16:50:40
} | MaximumArchiveDays=90 | DesiredRemainingSpace=500,11488,GPA_CEMLD_500_PM_04:F,,394,8736f6c7-ad41-4b43-b4f6-e684e0d4ad20,CEMLD_500_PM_04,Cemld_500_Pm_04,60,1,companyAcronym= | protocolName=IEEE C37.118.2-2011 | vendorAcronym= | vendorDeviceName= | interconnectionName=,,,,10,STTP,Streaming Telemetry Transport Protocol,5,,,,,,CEMLD_500_PM_04-FQ,0.0,1.0,Cemld_500_Pm_04 Frequency,0,1,1,Hz,PMU,FREQ,Frequency,FQ,-98.6,37.5,PPA:11488,2021-08-24 16:52:40
} | MaximumArchiveDays=90 | DesiredRemainingSpace=500,11489,GPA_CEMLD_500_PM_04:DF,,394,8736f6c7-ad41-4b43-b4f6-e684e0d4ad20,CEMLD_500_PM_04,Cemld_500_Pm_04,60,1,companyAcronym= | protocolName=IEEE C37.118.2-2011 | vendorAcronym= | vendorDeviceName= | interconnectionName=,,,,10,STTP,Streaming Telemetry Transport Protocol,6,,,,,,CEMLD_500_PM_04-DF,0.0,1.0,Cemld_500_Pm_04 Frequency Delta (dF/dt),0,1,1,,PMU,DFDT,Frequency Delta (dF/dt),DF,-98.6,37.5,PPA:11489,2021-08-24 16:52:40
} | MaximumArchiveDays=90 | DesiredRemainingSpace=500,11490,GPA_CEMLD_500_PM_04:S,,394,8736f6c7-ad41-4b43-b4f6-e684e0d4ad20,CEMLD_500_PM_04,Cemld_500_Pm_04,60,1,companyAcronym= | protocolName=IEEE C37.118.2-2011 | vendorAcronym= | vendorDeviceName= | interconnectionName=,,,,10,STTP,Streaming Telemetry Transport Protocol,8,,,,,,CEMLD_500_PM_04-SF,0.0,1.0,Cemld_500_Pm_04 Status Flags,0,1,1,,PMU,FLAG,Status Flags,SF,-98.6,37.5,PPA:11490,2021-08-24 16:52:40
} | MaximumArchiveDays=90 | DesiredRemainingSpace=500,11491,GPA_CEMLD_500_PM_04-PM1:V,,394,8736f6c7-ad41-4b43-b4f6-e684e0d4ad20,CEMLD_500_PM_04,Cemld_500_Pm_04,60,1,companyAcronym= | protocolName=IEEE C37.118.2-2011 | vendorAcronym= | vendorDeviceName= | interconnectionName=,,,,10,STTP,Streaming Telemetry Transport Protocol,3,1,LTCEMLD_C3_FV_A,V,+,0,CEMLD_500_PM_04-PM1,0.0,1.0,Cemld_500_Pm_04 LTCEMLD_C3_FV_A + Voltage Magnitude,0,1,1,Volts,Phasor,VPHM,Voltage Magnitude,PM,-98.6,37.5,PPA:11491,2021-08-24 16:52:40
} | MaximumArchiveDays=90 | DesiredRemainingSpace=500,11492,GPA_CEMLD_500_PM_04-PA1:VH,,394,8736f6c7-ad41-4b43-b4f6-e684e0d4ad20,CEMLD_500_PM_04,Cemld_500_Pm_04,60,1,companyAcronym= | protocolName=IEEE C37.118.2-2011 | vendorAcronym= | vendorDeviceName= | interconnectionName=,,,,10,STTP,Streaming Telemetry Transport Protocol,4,1,LTCEMLD_C3_FV_A,V,+,0,CEMLD_500_PM_04-PA1,0.0,1.0,Cemld_500_Pm_04 LTCEMLD_C3_FV_A + Voltage Phase Angle,0,1,1,Degrees,Phasor,VPHA,Voltage Phase Angle,PA,-98.6,37.5,PPA:11492,2021-08-24 16:52:40
} | MaximumArchiveDays=90 | DesiredRemainingSpace=500,11493,GPA_CEMLD_500_PM_04-PM2:V,,394,8736f6c7-ad41-4b43-b4f6-e684e0d4ad20,CEMLD_500_PM_04,Cemld_500_Pm_04,60,1,companyAcronym= | protocolName=IEEE C37.118.2-2011 | vendorAcronym= | vendorDeviceName= | interconnectionName=,,,,10,STTP,Streaming Telemetry Transport Protocol,3,2,LTCEMLD_C3_FV_B,V,+,0,CEMLD_500_PM_04-PM2,0.0,1.0,Cemld_500_Pm_04 LTCEMLD_C3_FV_B + Voltage Magnitude,0,1,1,Volts,Phasor,VPHM,Voltage Magnitude,PM,-98.6,37.5,PPA:11493,2021-08-24 16:52:40
} | MaximumArchiveDays=90 | DesiredRemainingSpace=500,11494,GPA_CEMLD_500_PM_04-PA2:VH,,394,8736f6c7-ad41-4b43-b4f6-e684e0d4ad20,CEMLD_500_PM_04,Cemld_500_Pm_04,60,1,companyAcronym= | protocolName=IEEE C37.118.2-2011 | vendorAcronym= | vendorDeviceName= | interconnectionName=,,,,10,STTP,Streaming Telemetry Transport Protocol,4,2,LTCEMLD_C3_FV_B,V,+,0,CEMLD_500_PM_04-PA2,0.0,1.0,Cemld_500_Pm_04 LTCEMLD_C3_FV_B + Voltage Phase Angle,0,1,1,Degrees,Phasor,VPHA,Voltage Phase Angle,PA,-98.6,37.5,PPA:11494,2021-08-24 16:52:40
} | MaximumArchiveDays=90 | DesiredRemainingSpace=500,11495,GPA_CEMLD_500_PM_04-PM3:V,,394,8736f6c7-ad41-4b43-b4f6-e684e0d4ad20,CEMLD_500_PM_04,Cemld_500_Pm_04,60,1,companyAcronym= | protocolName=IEEE C37.118.2-2011 | vendorAcronym= | vendorDeviceName= | interconnectionName=,,,,10,STTP,Streaming Telemetry Transport Protocol,3,3,LTCEMLD_C3_FV_C,V,+,0,CEMLD_500_PM_04-PM3,0.0,1.0,Cemld_500_Pm_04 LTCEMLD_C3_FV_C + Voltage Magnitude,0,1,1,Volts,Phasor,VPHM,Voltage Magnitude,PM,-98.6,37.5,PPA:11495,2021-08-24 16:52:40
} | MaximumArchiveDays=90 | DesiredRemainingSpace=500,11496,GPA_CEMLD_500_PM_04-PA3:VH,,394,8736f6c7-ad41-4b43-b4f6-e684e0d4ad20,CEMLD_500_PM_04,Cemld_500_Pm_04,60,1,companyAcronym= | protocolName=IEEE C37.118.2-2011 | vendorAcronym= | vendorDeviceName= | interconnectionName=,,,,10,STTP,Streaming Telemetry Transport Protocol,4,3,LTCEMLD_C3_FV_C,V,+,0,CEMLD_500_PM_04-PA3,0.0,1.0,Cemld_500_Pm_04 LTCEMLD_C3_FV_C + Voltage Phase Angle,0,1,1,Degrees,Phasor,VPHA,Voltage Phase Angle,PA,-98.6,37.5,PPA:11496,2021-08-24 16:52:40
} | MaximumArchiveDays=90 | DesiredRemainingSpace=500,11497,GPA_CEMLD_500_PM_04-PM4:I,,394,8736f6c7-ad41-4b43-b4f6-e684e0d4ad20,CEMLD_500_PM_04,Cemld_500_Pm_04,60,1,companyAcronym= | protocolName=IEEE C37.118.2-2011 | vendorAcronym= | vendorDeviceName= | interconnectionName=,,,,10,STTP,Streaming Telemetry Transport Protocol,1,4,LTCEMLD_C3_FA_A,I,+,0,CEMLD_500_PM_04-PM4,0.0,1.0,Cemld_500_Pm_04 LTCEMLD_C3_FA_A + Current Magnitude,0,1,1,Amps,Phasor,IPHM,Current Magnitude,PM,-98.6,37.5,PPA:11497,2021-08-24 16:52:40
} | MaximumArchiveDays=90 | DesiredRemainingSpace=500,11498,GPA_CEMLD_500_PM_04-PA4:IH,,394,8736f6c7-ad41-4b43-b4f6-e684e0d4ad20,CEMLD_500_PM_04,Cemld_500_Pm_04,60,1,companyAcronym= | protocolName=IEEE C37.118.2-2011 | vendorAcronym= | vendorDeviceName= | interconnectionName=,,,,10,STTP,Streaming Telemetry Transport Protocol,2,4,LTCEMLD_C3_FA_A,I,+,0,CEMLD_500_PM_04-PA4,0.0,1.0,Cemld_500_Pm_04 LTCEMLD_C3_FA_A + Current Phase Angle,0,1,1,Degrees,Phasor,IPHA,Current Phase Angle,PA,-98.6,37.5,PPA:11498,2021-08-24 16:52:40
} | MaximumArchiveDays=90 | DesiredRemainingSpace=500,11499,GPA_CEMLD_500_PM_04-PM5:I,,394,8736f6c7-ad41-4b43-b4f6-e684e0d4ad20,CEMLD_500_PM_04,Cemld_500_Pm_04,60,1,companyAcronym= | protocolName=IEEE C37.118.2-2011 | vendorAcronym= | vendorDeviceName= | interconnectionName=,,,,10,STTP,Streaming Telemetry Transport Protocol,1,5,LTCEMLD_C3_FA_B,I,+,0,CEMLD_500_PM_04-PM5,0.0,1.0,Cemld_500_Pm_04 LTCEMLD_C3_FA_B + Current Magnitude,0,1,1,Amps,Phasor,IPHM,Current Magnitude,PM,-98.6,37.5,PPA:11499,2021-08-24 16:52:40
} | MaximumArchiveDays=90 | DesiredRemainingSpace=500,11500,GPA_CEMLD_500_PM_04-PA5:IH,,394,8736f6c7-ad41-4b43-b4f6-e684e0d4ad20,CEMLD_500_PM_04,Cemld_500_Pm_04,60,1,companyAcronym= | protocolName=IEEE C37.118.2-2011 | vendorAcronym= | vendorDeviceName= | interconnectionName=,,,,10,STTP,Streaming Telemetry Transport Protocol,2,5,LTCEMLD_C3_FA_B,I,+,0,CEMLD_500_PM_04-PA5,0.0,1.0,Cemld_500_Pm_04 LTCEMLD_C3_FA_B + Current Phase Angle,0,1,1,Degrees,Phasor,IPHA,Current Phase Angle,PA,-98.6,37.5,PPA:11500,2021-08-24 16:52:40
} | MaximumArchiveDays=90 | DesiredRemainingSpace=500,11501,GPA_CEMLD_500_PM_04-PM6:I,,394,8736f6c7-ad41-4b43-b4f6-e684e0d4ad20,CEMLD_500_PM_04,Cemld_500_Pm_04,60,1,companyAcronym= | protocolName=IEEE C37.118.2-2011 | vendorAcronym= | vendorDeviceName= | interconnectionName=,,,,10,STTP,Streaming Telemetry Transport Protocol,1,6,LTCEMLD_C3_FA_C,I,+,0,CEMLD_500_PM_04-PM6,0.0,1.0,Cemld_500_Pm_04 LTCEMLD_C3_FA_C + Current Magnitude,0,1,1,Amps,Phasor,IPHM,Current Magnitude,PM,-98.6,37.5,PPA:11501,2021-08-24 16:52:40
} | MaximumArchiveDays=90 | DesiredRemainingSpace=500,11502,GPA_CEMLD_500_PM_04-PA6:IH,,394,8736f6c7-ad41-4b43-b4f6-e684e0d4ad20,CEMLD_500_PM_04,Cemld_500_Pm_04,60,1,companyAcronym= | protocolName=IEEE C37.118.2-2011 | vendorAcronym= | vendorDeviceName= | interconnectionName=,,,,10,STTP,Streaming Telemetry Transport Protocol,2,6,LTCEMLD_C3_FA_C,I,+,0,CEMLD_500_PM_04-PA6,0.0,1.0,Cemld_500_Pm_04 LTCEMLD_C3_FA_C + Current Phase Angle,0,1,1,Degrees,Phasor,IPHA,Current Phase Angle,PA,-98.6,37.5,PPA:11502,2021-08-24 16:52:40
} | MaximumArchiveDays=90 | DesiredRemainingSpace=500,11503,GPA_CEMLD_500_PM_04-PM7:V,,394,8736f6c7-ad41-4b43-b4f6-e684e0d4ad20,CEMLD_500_PM_04,Cemld_500_Pm_04,60,1,companyAcronym= | protocolName=IEEE C37.118.2-2011 | vendorAcronym= | vendorDeviceName= | interconnectionName=,,,,10,STTP,Streaming Telemetry Transport Protocol,3,7,LTCEMLD_C3_FV_P,V,+,0,CEMLD_500_PM_04-PM7,0.0,1.0,Cemld_500_Pm_04 LTCEMLD_C3_FV_P + Voltage Magnitude,0,1,1,Volts,Phasor,VPHM,Voltage Magnitude,PM,-98.6,37.5,PPA:11503,2021-08-24 16:52:40
} | MaximumArchiveDays=90 | DesiredRemainingSpace=500,11504,GPA_CEMLD_500_PM_04-PA7:VH,,394,8736f6c7-ad41-4b43-b4f6-e684e0d4ad20,CEMLD_500_PM_04,Cemld_500_Pm_04,60,1,companyAcronym= | protocolName=IEEE C37.118.2-2011 | vendorAcronym= | vendorDeviceName= | interconnectionName=,,,,10,STTP,Streaming Telemetry Transport Protocol,4,7,LTCEMLD_C3_FV_P,V,+,0,CEMLD_500_PM_04-PA7,0.0,1.0,Cemld_500_Pm_04 LTCEMLD_C3_FV_P + Voltage Phase Angle,0,1,1,Degrees,Phasor,VPHA,Voltage Phase Angle,PA,-98.6,37.5,PPA:11504,2021-08-24 16:52:40
} | MaximumArchiveDays=90 | DesiredRemainingSpace=500,11505,GPA_CEMLD_500_PM_04-PM8:I,,394,8736f6c7-ad41-4b43-b4f6-e684e0d4ad20,CEMLD_500_PM_04,Cemld_500_Pm_04,60,1,companyAcronym= | protocolName=IEEE C37.118.2-2011 | vendorAcronym= | vendorDeviceName= | interconnectionName=,,,,10,STTP,Streaming Telemetry Transport Protocol,1,8,LTCEMLD_C3_FA_P,I,+,0,CEMLD_500_PM_04-PM8,0.0,1.0,Cemld_500_Pm_04 LTCEMLD_C3_FA_P + Current Magnitude,0,1,1,Amps,Phasor,IPHM,Current Magnitude,PM,-98.6,37.5,PPA:11505,2021-08-24 16:52:40
} | MaximumArchiveDays=90 | DesiredRemainingSpace=500,11506,GPA_CEMLD_500_PM_04-PA8:IH,,394,8736f6c7-ad41-4b43-b4f6-e684e0d4ad20,CEMLD_500_PM_04,Cemld_500_Pm_04,60,1,companyAcronym= | protocolName=IEEE C37.118.2-2011 | vendorAcronym= | vendorDeviceName= | interconnectionName=,,,,10,STTP,Streaming Telemetry Transport Protocol,2,8,LTCEMLD_C3_FA_P,I,+,0,CEMLD_500_PM_04-PA8,0.0,1.0,Cemld_500_Pm_04 LTCEMLD_C3_FA_P + Current Phase Angle,0,1,1,Degrees,Phasor,IPHA,Current Phase Angle,PA,-98.6,37.5,PPA:11506,2021-08-24 16:52:40
} | MaximumArchiveDays=90 | DesiredRemainingSpace=500,11507,GPA_PIQND_500_PM_07:AV1,,395,8736f6c7-ad41-4b43-b4f6-e684e0d4ad20,PIQND_500_PM_07,Piqnd_500_Pm_07,60,1,companyAcronym= | protocolName=IEEE C37.118.2-2011 | vendorAcronym= | vendorDeviceName= | interconnectionName=,,,,10,STTP,Streaming Telemetry Transport Protocol,7,,,,,,PIQND_500_PM_07-AV1,0.0,1.0,Piqnd_500_Pm_07 Analog Value 1,0,1,1,,PMU,ALOG,Analog Value,AV,-98.6,37.5,PPA:11507,2021-08-24 16:52:40
} | MaximumArchiveDays=90 | DesiredRemainingSpace=500,11508,GPA_PIQND_500_PM_07:AV2,,395,8736f6c7-ad41-4b43-b4f6-e684e0d4ad20,PIQND_500_PM_07,Piqnd_500_Pm_07,60,1,companyAcronym= | protocolName=IEEE C37.118.2-2011 | vendorAcronym= | vendorDeviceName= | interconnectionName=,,,,10,STTP,Streaming Telemetry Transport Protocol,7,,,,,,PIQND_500_PM_07-AV2,0.0,1.0,Piqnd_500_Pm_07 Analog Value 2,0,1,1,,PMU,ALOG,Analog Value,AV,-98.6,37.5,PPA:11508,2021-08-24 16:52:40
} | MaximumArchiveDays=90 | DesiredRemainingSpace=500,11509,GPA_PIQND_500_PM_07:AV3,,395,8736f6c7-ad41-4b43-b4f6-e684e0d4ad20,PIQND_500_PM_07,Piqnd_500_Pm_07,60,1,companyAcronym= | protocolName=IEEE C37.118.2-2011 | vendorAcronym= | vendorDeviceName= | interconnectionName=,,,,10,STTP,Streaming Telemetry Transport Protocol,7,,,,,,PIQND_500_PM_07-AV3,0.0,1.0,Piqnd_500_Pm_07 Analog Value 3,0,1,1,,PMU,ALOG,Analog Value,AV,-98.6,37.5,PPA:11509,2021-08-24 16:52:40
} | MaximumArchiveDays=90 | DesiredRemainingSpace=500,11510,GPA_PIQND_500_PM_07:AV4,,395,8736f6c7-ad41-4b43-b4f6-e684e0d4ad20,PIQND_500_PM_07,Piqnd_500_Pm_07,60,1,companyAcronym= | protocolName=IEEE C37.118.2-2011 | vendorAcronym= | vendorDeviceName= | interconnectionName=,,,,10,STTP,Streaming Telemetry Transport Protocol,7,,,,,,PIQND_500_PM_07-AV4,0.0,1.0,Piqnd_500_Pm_07 Analog Value 4,0,1,1,,PMU,ALOG,Analog Value,AV,-98.6,37.5,PPA:11510,2021-08-24 16:52:41
} | MaximumArchiveDays=90 | DesiredRemainingSpace=500,11511,GPA_PIQND_500_PM_07:AV5,,395,8736f6c7-ad41-4b43-b4f6-e684e0d4ad20,PIQND_500_PM_07,Piqnd_500_Pm_07,60,1,companyAcronym= | protocolName=IEEE C37.118.2-2011 | vendorAcronym= | vendorDeviceName= | interconnectionName=,,,,10,STTP,Streaming Telemetry Transport Protocol,7,,,,,,PIQND_500_PM_07-AV5,0.0,1.0,Piqnd_500_Pm_07 Analog Value 5,0,1,1,,PMU,ALOG,Analog Value,AV,-98.6,37.5,PPA:11511,2021-08-24 16:52:41
} | MaximumArchiveDays=90 | DesiredRemainingSpace=500,11512,GPA_PIQND_500_PM_07:AV6,,395,8736f6c7-ad41-4b43-b4f6-e684e0d4ad20,PIQND_500_PM_07,Piqnd_500_Pm_07,60,1,companyAcronym= | protocolName=IEEE C37.118.2-2011 | vendorAcronym= | vendorDeviceName= | interconnectionName=,,,,10,STTP,Streaming Telemetry Transport Protocol,7,,,,,,PIQND_500_PM_07-AV6,0.0,1.0,Piqnd_500_Pm_07 Analog Value 6,0,1,1,,PMU,ALOG,Analog Value,AV,-98.6,37.5,PPA:11512,2021-08-24 16:52:41
} | MaximumArchiveDays=90 | DesiredRemainingSpace=500,11513,GPA_PIQND_500_PM_07:F,,395,8736f6c7-ad41-4b43-b4f6-e684e0d4ad20,PIQND_500_PM_07,Piqnd_500_Pm_07,60,1,companyAcronym= | protocolName=IEEE C37.118.2-2011 | vendorAcronym= | vendorDeviceName= | interconnectionName=,,,,10,STTP,Streaming Telemetry Transport Protocol,5,,,,,,PIQND_500_PM_07-FQ,0.0,1.0,Piqnd_500_Pm_07 Frequency,0,1,1,Hz,PMU,FREQ,Frequency,FQ,-98.6,37.5,PPA:11513,2021-08-24 16:52:41
} | MaximumArchiveDays=90 | DesiredRemainingSpace=500,11514,GPA_PIQND_500_PM_07:DF,,395,8736f6c7-ad41-4b43-b4f6-e684e0d4ad20,PIQND_500_PM_07,Piqnd_500_Pm_07,60,1,companyAcronym= | protocolName=IEEE C37.118.2-2011 | vendorAcronym= | vendorDeviceName= | interconnectionName=,,,,10,STTP,Streaming Telemetry Transport Protocol,6,,,,,,PIQND_500_PM_07-DF,0.0,1.0,Piqnd_500_Pm_07 Frequency Delta (dF/dt),0,1,1,,PMU,DFDT,Frequency Delta (dF/dt),DF,-98.6,37.5,PPA:11514,2021-08-24 16:52:41
} | MaximumArchiveDays=90 | DesiredRemainingSpace=500,11515,GPA_PIQND_500_PM_07:S,,395,8736f6c7-ad41-4b43-b4f6-e684e0d4ad20,PIQND_500_PM_07,Piqnd_500_Pm_07,60,1,companyAcronym= | protocolName=IEEE C37.118.2-2011 | vendorAcronym= | vendorDeviceName= | interconnectionName=,,,,10,STTP,Streaming Telemetry Transport Protocol,8,,,,,,PIQND_500_PM_07-SF,0.0,1.0,Piqnd_500_Pm_07 Status Flags,0,1,1,,PMU,FLAG,Status Flags,SF,-98.6,37.5,PPA:11515,2021-08-24 16:52:41
} | MaximumArchiveDays=90 | DesiredRemainingSpace=500,11516,GPA_PIQND_500_PM_07-PM1:V,,395,8736f6c7-ad41-4b43-b4f6-e684e0d4ad20,PIQND_500_PM_07,Piqnd_500_Pm_07,60,1,companyAcronym= | protocolName=IEEE C37.118.2-2011 | vendorAcronym= | vendorDeviceName= | interconnectionName=,,,,10,STTP,Streaming Telemetry Transport Protocol,3,1,LTPIQND_C3_FV_A,V,+,0,PIQND_500_PM_07-PM1,0.0,1.0,Piqnd_500_Pm_07 LTPIQND_C3_FV_A + Voltage Magnitude,0,1,1,Volts,Phasor,VPHM,Voltage Magnitude,PM,-98.6,37.5,PPA:11516,2021-08-24 16:52:41
} | MaximumArchiveDays=90 | DesiredRemainingSpace=500,11517,GPA_PIQND_500_PM_07-PA1:VH,,395,8736f6c7-ad41-4b43-b4f6-e684e0d4ad20,PIQND_500_PM_07,Piqnd_500_Pm_07,60,1,companyAcronym= | protocolName=IEEE C37.118.2-2011 | vendorAcronym= | vendorDeviceName= | interconnectionName=,,,,10,STTP,Streaming Telemetry Transport Protocol,4,1,LTPIQND_C3_FV_A,V,+,0,PIQND_500_PM_07-PA1,0.0,1.0,Piqnd_500_Pm_07 LTPIQND_C3_FV_A + Voltage Phase Angle,0,1,1,Degrees,Phasor,VPHA,Voltage Phase Angle,PA,-98.6,37.5,PPA:11517,2021-08-24 16:52:41
} | MaximumArchiveDays=90 | DesiredRemainingSpace=500,11518,GPA_PIQND_500_PM_07-PM2:V,,395,8736f6c7-ad41-4b43-b4f6-e684e0d4ad20,PIQND_500_PM_07,Piqnd_500_Pm_07,60,1,companyAcronym= | protocolName=IEEE C37.118.2-2011 | vendorAcronym= | vendorDeviceName= | interconnectionName=,,,,10,STTP,Streaming Telemetry Transport Protocol,3,2,LTPIQND_C3_FV_B,V,+,0,PIQND_500_PM_07-PM2,0.0,1.0,Piqnd_500_Pm_07 LTPIQND_C3_FV_B + Voltage Magnitude,0,1,1,Volts,Phasor,VPHM,Voltage Magnitude,PM,-98.6,37.5,PPA:11518,2021-08-24 16:52:41
} | MaximumArchiveDays=90 | DesiredRemainingSpace=500,11519,GPA_PIQND_500_PM_07-PA2:VH,,395,8736f6c7-ad41-4b43-b4f6-e684e0d4ad20,PIQND_500_PM_07,Piqnd_500_Pm_07,60,1,companyAcronym= | protocolName=IEEE C37.118.2-2011 | vendorAcronym= | vendorDeviceName= | interconnectionName=,,,,10,STTP,Streaming Telemetry Transport Protocol,4,2,LTPIQND_C3_FV_B,V,+,0,PIQND_500_PM_07-PA2,0.0,1.0,Piqnd_500_Pm_07 LTPIQND_C3_FV_B + Voltage Phase Angle,0,1,1,Degrees,Phasor,VPHA,Voltage Phase Angle,PA,-98.6,37.5,PPA:11519,2021-08-24 16:52:41
} | MaximumArchiveDays=90 | DesiredRemainingSpace=500,11520,GPA_PIQND_500_PM_07-PM3:V,,395,8736f6c7-ad41-4b43-b4f6-e684e0d4ad20,PIQND_500_PM_07,Piqnd_500_Pm_07,60,1,companyAcronym= | protocolName=IEEE C37.118.2-2011 | vendorAcronym= | vendorDeviceName= | interconnectionName=,,,,10,STTP,Streaming Telemetry Transport Protocol,3,3,LTPIQND_C3_FV_C,V,+,0,PIQND_500_PM_07-PM3,0.0,1.0,Piqnd_500_Pm_07 LTPIQND_C3_FV_C + Voltage Magnitude,0,1,1,Volts,Phasor,VPHM,Voltage Magnitude,PM,-98.6,37.5,PPA:11520,2021-08-24 16:52:41
} | MaximumArchiveDays=90 | DesiredRemainingSpace=500,11521,GPA_PIQND_500_PM_07-PA3:VH,,395,8736f6c7-ad41-4b43-b4f6-e684e0d4ad20,PIQND_500_PM_07,Piqnd_500_Pm_07,60,1,companyAcronym= | protocolName=IEEE C37.118.2-2011 | vendorAcronym= | vendorDeviceName= | interconnectionName=,,,,10,STTP,Streaming Telemetry Transport Protocol,4,3,LTPIQND_C3_FV_C,V,+,0,PIQND_500_PM_07-PA3,0.0,1.0,Piqnd_500_Pm_07 LTPIQND_C3_FV_C + Voltage Phase Angle,0,1,1,Degrees,Phasor,VPHA,Voltage Phase Angle,PA,-98.6,37.5,PPA:11521,2021-08-24 16:52:41
} | MaximumArchiveDays=90 | DesiredRemainingSpace=500,11522,GPA_PIQND_500_PM_07-PM4:I,,395,8736f6c7-ad41-4b43-b4f6-e684e0d4ad20,PIQND_500_PM_07,Piqnd_500_Pm_07,60,1,companyAcronym= | protocolName=IEEE C37.118.2-2011 | vendorAcronym= | vendorDeviceName= | interconnectionName=,,,,10,STTP,Streaming Telemetry Transport Protocol,1,4,LTPIQND_C3_FA_A,I,+,0,PIQND_500_PM_07-PM4,0.0,1.0,Piqnd_500_Pm_07 LTPIQND_C3_FA_A + Current Magnitude,0,1,1,Amps,Phasor,IPHM,Current Magnitude,PM,-98.6,37.5,PPA:11522,2021-08-24 16:52:41
} | MaximumArchiveDays=90 | DesiredRemainingSpace=500,11523,GPA_PIQND_500_PM_07-PA4:IH,,395,8736f6c7-ad41-4b43-b4f6-e684e0d4ad20,PIQND_500_PM_07,Piqnd_500_Pm_07,60,1,companyAcronym= | protocolName=IEEE C37.118.2-2011 | vendorAcronym= | vendorDeviceName= | interconnectionName=,,,,10,STTP,Streaming Telemetry Transport Protocol,2,4,LTPIQND_C3_FA_A,I,+,0,PIQND_500_PM_07-PA4,0.0,1.0,Piqnd_500_Pm_07 LTPIQND_C3_FA_A + Current Phase Angle,0,1,1,Degrees,Phasor,IPHA,Current Phase Angle,PA,-98.6,37.5,PPA:11523,2021-08-24 16:52:41
} | MaximumArchiveDays=90 | DesiredRemainingSpace=500,11524,GPA_PIQND_500_PM_07-PM5:I,,395,8736f6c7-ad41-4b43-b4f6-e684e0d4ad20,PIQND_500_PM_07,Piqnd_500_Pm_07,60,1,companyAcronym= | protocolName=IEEE C37.118.2-2011 | vendorAcronym= | vendorDeviceName= | interconnectionName=,,,,10,STTP,Streaming Telemetry Transport Protocol,1,5,LTPIQND_C3_FA_B,I,+,0,PIQND_500_PM_07-PM5,0.0,1.0,Piqnd_500_Pm_07 LTPIQND_C3_FA_B + Current Magnitude,0,1,1,Amps,Phasor,IPHM,Current Magnitude,PM,-98.6,37.5,PPA:11524,2021-08-24 16:52:41
} | MaximumArchiveDays=90 | DesiredRemainingSpace=500,11525,GPA_PIQND_500_PM_07-PA5:IH,,395,8736f6c7-ad41-4b43-b4f6-e684e0d4ad20,PIQND_500_PM_07,Piqnd_500_Pm_07,60,1,companyAcronym= | protocolName=IEEE C37.118.2-2011 | vendorAcronym= | vendorDeviceName= | interconnectionName=,,,,10,STTP,Streaming Telemetry Transport Protocol,2,5,LTPIQND_C3_FA_B,I,+,0,PIQND_500_PM_07-PA5,0.0,1.0,Piqnd_500_Pm_07 LTPIQND_C3_FA_B + Current Phase Angle,0,1,1,Degrees,Phasor,IPHA,Current Phase Angle,PA,-98.6,37.5,PPA:11525,2021-08-24 16:52:41
} | MaximumArchiveDays=90 | DesiredRemainingSpace=500,11526,GPA_PIQND_500_PM_07-PM6:I,,395,8736f6c7-ad41-4b43-b4f6-e684e0d4ad20,PIQND_500_PM_07,Piqnd_500_Pm_07,60,1,companyAcronym= | protocolName=IEEE C37.118.2-2011 | vendorAcronym= | vendorDeviceName= | interconnectionName=,,,,10,STTP,Streaming Telemetry Transport Protocol,1,6,LTPIQND_C3_FA_C,I,+,0,PIQND_500_PM_07-PM6,0.0,1.0,Piqnd_500_Pm_07 LTPIQND_C3_FA_C + Current Magnitude,0,1,1,Amps,Phasor,IPHM,Current Magnitude,PM,-98.6,37.5,PPA:11526,2021-08-24 16:52:41
} | MaximumArchiveDays=90 | DesiredRemainingSpace=500,11527,GPA_PIQND_500_PM_07-PA6:IH,,395,8736f6c7-ad41-4b43-b4f6-e684e0d4ad20,PIQND_500_PM_07,Piqnd_500_Pm_07,60,1,companyAcronym= | protocolName=IEEE C37.118.2-2011 | vendorAcronym= | vendorDeviceName= | interconnectionName=,,,,10,STTP,Streaming Telemetry Transport Protocol,2,6,LTPIQND_C3_FA_C,I,+,0,PIQND_500_PM_07-PA6,0.0,1.0,Piqnd_500_Pm_07 LTPIQND_C3_FA_C + Current Phase Angle,0,1,1,Degrees,Phasor,IPHA,Current Phase Angle,PA,-98.6,37.5,PPA:11527,2021-08-24 16:52:41
} | MaximumArchiveDays=90 | DesiredRemainingSpace=500,11528,GPA_PIQND_500_PM_07-PM7:V,,395,8736f6c7-ad41-4b43-b4f6-e684e0d4ad20,PIQND_500_PM_07,Piqnd_500_Pm_07,60,1,companyAcronym= | protocolName=IEEE C37.118.2-2011 | vendorAcronym= | vendorDeviceName= | interconnectionName=,,,,10,STTP,Streaming Telemetry Transport Protocol,3,7,LTPIQND_C3_FV_P,V,+,0,PIQND_500_PM_07-PM7,0.0,1.0,Piqnd_500_Pm_07 LTPIQND_C3_FV_P + Voltage Magnitude,0,1,1,Volts,Phasor,VPHM,Voltage Magnitude,PM,-98.6,37.5,PPA:11528,2021-08-24 16:52:41
} | MaximumArchiveDays=90 | DesiredRemainingSpace=500,11529,GPA_PIQND_500_PM_07-PA7:VH,,395,8736f6c7-ad41-4b43-b4f6-e684e0d4ad20,PIQND_500_PM_07,Piqnd_500_Pm_07,60,1,companyAcronym= | protocolName=IEEE C37.118.2-2011 | vendorAcronym= | vendorDeviceName= | interconnectionName=,,,,10,STTP,Streaming Telemetry Transport Protocol,4,7,LTPIQND_C3_FV_P,V,+,0,PIQND_500_PM_07-PA7,0.0,1.0,Piqnd_500_Pm_07 LTPIQND_C3_FV_P + Voltage Phase Angle,0,1,1,Degrees,Phasor,VPHA,Voltage Phase Angle,PA,-98.6,37.5,PPA:11529,2021-08-24 16:52:41
} | MaximumArchiveDays=90 | DesiredRemainingSpace=500,11530,GPA_PIQND_500_PM_07-PM8:I,,395,8736f6c7-ad41-4b43-b4f6-e684e0d4ad20,PIQND_500_PM_07,Piqnd_500_Pm_07,60,1,companyAcronym= | protocolName=IEEE C37.118.2-2011 | vendorAcronym= | vendorDeviceName= | interconnectionName=,,,,10,STTP,Streaming Telemetry Transport Protocol,1,8,LTPIQND_C3_FA_P,I,+,0,PIQND_500_PM_07-PM8,0.0,1.0,Piqnd_500_Pm_07 LTPIQND_C3_FA_P + Current Magnitude,0,1,1,Amps,Phasor,IPHM,Current Magnitude,PM,-98.6,37.5,PPA:11530,2021-08-24 16:52:41
} | MaximumArchiveDays=90 | DesiredRemainingSpace=500,11531,GPA_PIQND_500_PM_07-PA8:IH,,395,8736f6c7-ad41-4b43-b4f6-e684e0d4ad20,PIQND_500_PM_07,Piqnd_500_Pm_07,60,1,companyAcronym= | protocolName=IEEE C37.118.2-2011 | vendorAcronym= | vendorDeviceName= | interconnectionName=,,,,10,STTP,Streaming Telemetry Transport Protocol,2,8,LTPIQND_C3_FA_P,I,+,0,PIQND_500_PM_07-PA8,0.0,1.0,Piqnd_500_Pm_07 LTPIQND_C3_FA_P + Current Phase Angle,0,1,1,Degrees,Phasor,IPHA,Current Phase Angle,PA,-98.6,37.5,PPA:11531,2021-08-24 16:52:41
} | MaximumArchiveDays=90 | DesiredRemainingSpace=500,11546,ONS_CEMLD_500_PM_04!PMU:ST1,,394,8736f6c7-ad41-4b43-b4f6-e684e0d4ad20,CEMLD_500_PM_04,Cemld_500_Pm_04,60,1,companyAcronym= | protocolName=IEEE C37.118.2-2011 | vendorAcronym= | vendorDeviceName= | interconnectionName=,,,,10,STTP,Streaming Telemetry Transport Protocol,11,,,,,,CEMLD_500_PM_04!PMU-ST1,0.0,1.0,Device statistic for Number of data quality errors reported by device during last reporting interval.,0,1,1,,Any,STAT,Statistic,ST,-98.6,37.5,PPA:11546,2021-08-24 16:52:48
} | MaximumArchiveDays=90 | DesiredRemainingSpace=500,11547,ONS_CEMLD_500_PM_04!PMU:ST2,,394,8736f6c7-ad41-4b43-b4f6-e684e0d4ad20,CEMLD_500_PM_04,Cemld_500_Pm_04,60,1,companyAcronym= | protocolName=IEEE C37.118.2-2011 | vendorAcronym= | vendorDeviceName= | interconnectionName=,,,,10,STTP,Streaming Telemetry Transport Protocol,11,,,,,,CEMLD_500_PM_04!PMU-ST2,0.0,1.0,Device statistic for Number of time quality errors reported by device during last reporting interval.,0,1,1,,Any,STAT,Statistic,ST,-98.6,37.5,PPA:11547,2021-08-24 16:52:48
} | MaximumArchiveDays=90 | DesiredRemainingSpace=500,11548,ONS_CEMLD_500_PM_04!PMU:ST3,,394,8736f6c7-ad41-4b43-b4f6-e684e0d4ad20,CEMLD_500_PM_04,Cemld_500_Pm_04,60,1,companyAcronym= | protocolName=IEEE C37.118.2-2011 | vendorAcronym= | vendorDeviceName= | interconnectionName=,,,,10,STTP,Streaming Telemetry Transport Protocol,11,,,,,,CEMLD_500_PM_04!PMU-ST3,0.0,1.0,Device statistic for Number of device errors reported by device during last reporting interval.,0,1,1,,Any,STAT,Statistic,ST,-98.6,37.5,PPA:11548,2021-08-24 16:52:48
} | MaximumArchiveDays=90 | DesiredRemainingSpace=500,11549,ONS_CEMLD_500_PM_04!PMU:ST4,,394,8736f6c7-ad41-4b43-b4f6-e684e0d4ad20,CEMLD_500_PM_04,Cemld_500_Pm_04,60,1,companyAcronym= | protocolName=IEEE C37.118.2-2011 | vendorAcronym= | vendorDeviceName= | interconnectionName=,,,,10,STTP,Streaming Telemetry Transport Protocol,11,,,,,,CEMLD_500_PM_04!PMU-ST4,0.0,1.0,Device statistic for Number of measurements received from device during last reporting interval.,0,1,1,,Any,STAT,Statistic,ST,-98.6,37.5,PPA:11549,2021-08-24 16:52:48
} | MaximumArchiveDays=90 | DesiredRemainingSpace=500,11550,ONS_CEMLD_500_PM_04!PMU:ST5,,394,8736f6c7-ad41-4b43-b4f6-e684e0d4ad20,CEMLD_500_PM_04,Cemld_500_Pm_04,60,1,companyAcronym= | protocolName=IEEE C37.118.2-2011 | vendorAcronym= | vendorDeviceName= | interconnectionName=,,,,10,STTP,Streaming Telemetry Transport Protocol,11,,,,,,CEMLD_500_PM_04!PMU-ST5,0.0,1.0,Device statistic for Expected number of measurements received from device during last reporting interval.,0,1,1,,Any,STAT,Statistic,ST,-98.6,37.5,PPA:11550,2021-08-24 16:52:48
} | MaximumArchiveDays=90 | DesiredRemainingSpace=500,11551,ONS_CEMLD_500_PM_04!PMU:ST6,,394,8736f6c7-ad41-4b43-b4f6-e684e0d4ad20,CEMLD_500_PM_04,Cemld_500_Pm_04,60,1,companyAcronym= | protocolName=IEEE C37.118.2-2011 | vendorAcronym= | vendorDeviceName= | interconnectionName=,,,,10,STTP,Streaming Telemetry Transport Protocol,11,,,,,,CEMLD_500_PM_04!PMU-ST6,0.0,1.0,Device statistic for Number of measurements received while device was reporting errors during last reporting interval.,0,1,1,,Any,STAT,Statistic,ST,-98.6,37.5,PPA:11551,2021-08-24 16:52:48
} | MaximumArchiveDays=90 | DesiredRemainingSpace=500,11552,ONS_CEMLD_500_PM_04!PMU:ST7,,394,8736f6c7-ad41-4b43-b4f6-e684e0d4ad20,CEMLD_500_PM_04,Cemld_500_Pm_04,60,1,companyAcronym= | protocolName=IEEE C37.118.2-2011 | vendorAcronym= | vendorDeviceName= | interconnectionName=,,,,10,STTP,Streaming Telemetry Transport Protocol,11,,,,,,CEMLD_500_PM_04!PMU-ST7,0.0,1.0,Device statistic for Number of defined measurements (per frame) from device during last reporting interval.,0,1,1,,Any,STAT,Statistic,ST,-98.6,37.5,PPA:11552,2021-08-24 16:52:48
} | MaximumArchiveDays=90 | DesiredRemainingSpace=500,11553,ONS_PIQND_500_PM_07!PMU:ST1,,395,8736f6c7-ad41-4b43-b4f6-e684e0d4ad20,PIQND_500_PM_07,Piqnd_500_Pm_07,60,1,companyAcronym= | protocolName=IEEE C37.118.2-2011 | vendorAcronym= | vendorDeviceName= | interconnectionName=,,,,10,STTP,Streaming Telemetry Transport Protocol,11,,,,,,PIQND_500_PM_07!PMU-ST1,0.0,1.0,Device statistic for Number of data quality errors reported by device during last reporting interval.,0,1,1,,Any,STAT,Statistic,ST,-98.6,37.5,PPA:11553,2021-08-24 16:52:48
} | MaximumArchiveDays=90 | DesiredRemainingSpace=500,11554,ONS_PIQND_500_PM_07!PMU:ST2,,395,8736f6c7-ad41-4b43-b4f6-e684e0d4ad20,PIQND_500_PM_07,Piqnd_500_Pm_07,60,1,companyAcronym= | protocolName=IEEE C37.118.2-2011 | vendorAcronym= | vendorDeviceName= | interconnectionName=,,,,10,STTP,Streaming Telemetry Transport Protocol,11,,,,,,PIQND_500_PM_07!PMU-ST2,0.0,1.0,Device statistic for Number of time quality errors reported by device during last reporting interval.,0,1,1,,Any,STAT,Statistic,ST,-98.6,37.5,PPA:11554,2021-08-24 16:52:48
} | MaximumArchiveDays=90 | DesiredRemainingSpace=500,11555,ONS_PIQND_500_PM_07!PMU:ST3,,395,8736f6c7-ad41-4b43-b4f6-e684e0d4ad20,PIQND_500_PM_07,Piqnd_500_Pm_07,60,1,companyAcronym= | protocolName=IEEE C37.118.2-2011 | vendorAcronym= | vendorDeviceName= | interconnectionName=,,,,10,STTP,Streaming Telemetry Transport Protocol,11,,,,,,PIQND_500_PM_07!PMU-ST3,0.0,1.0,Device statistic for Number of device errors reported by device during last reporting interval.,0,1,1,,Any,STAT,Statistic,ST,-98.6,37.5,PPA:11555,2021-08-24 16:52:48
} | MaximumArchiveDays=90 | DesiredRemainingSpace=500,11556,ONS_PIQND_500_PM_07!PMU:ST4,,395,8736f6c7-ad41-4b43-b4f6-e684e0d4ad20,PIQND_500_PM_07,Piqnd_500_Pm_07,60,1,companyAcronym= | protocolName=IEEE C37.118.2-2011 | vendorAcronym= | vendorDeviceName= | interconnectionName=,,,,10,STTP,Streaming Telemetry Transport Protocol,11,,,,,,PIQND_500_PM_07!PMU-ST4,0.0,1.0,Device statistic for Number of measurements received from device during last reporting interval.,0,1,1,,Any,STAT,Statistic,ST,-98.6,37.5,PPA:11556,2021-08-24 16:52:48
} | MaximumArchiveDays=90 | DesiredRemainingSpace=500,11557,ONS_PIQND_500_PM_07!PMU:ST5,,395,8736f6c7-ad41-4b43-b4f6-e684e0d4ad20,PIQND_500_PM_07,Piqnd_500_Pm_07,60,1,companyAcronym= | protocolName=IEEE C37.118.2-2011 | vendorAcronym= | vendorDeviceName= | interconnectionName=,,,,10,STTP,Streaming Telemetry Transport Protocol,11,,,,,,PIQND_500_PM_07!PMU-ST5,0.0,1.0,Device statistic for Expected number of measurements received from device during last reporting interval.,0,1,1,,Any,STAT,Statistic,ST,-98.6,37.5,PPA:11557,2021-08-24 16:52:48
} | MaximumArchiveDays=90 | DesiredRemainingSpace=500,11558,ONS_PIQND_500_PM_07!PMU:ST6,,395,8736f6c7-ad41-4b43-b4f6-e684e0d4ad20,PIQND_500_PM_07,Piqnd_500_Pm_07,60,1,companyAcronym= | protocolName=IEEE C37.118.2-2011 | vendorAcronym= | vendorDeviceName= | interconnectionName=,,,,10,STTP,Streaming Telemetry Transport Protocol,11,,,,,,PIQND_500_PM_07!PMU-ST6,0.0,1.0,Device statistic for Number of measurements received while device was reporting errors during last reporting interval.,0,1,1,,Any,STAT,Statistic,ST,-98.6,37.5,PPA:11558,2021-08-24 16:52:48
} | MaximumArchiveDays=90 | DesiredRemainingSpace=500,11559,ONS_PIQND_500_PM_07!PMU:ST7,,395,8736f6c7-ad41-4b43-b4f6-e684e0d4ad20,PIQND_500_PM_07,Piqnd_500_Pm_07,60,1,companyAcronym= | protocolName=IEEE C37.118.2-2011 | vendorAcronym= | vendorDeviceName= | interconnectionName=,,,,10,STTP,Streaming Telemetry Transport Protocol,11,,,,,,PIQND_500_PM_07!PMU-ST7,0.0,1.0,Device statistic for Number of defined measurements (per frame) from device during last reporting interval.,0,1,1,,Any,STAT,Statistic,ST,-98.6,37.5,PPA:11559,2021-08-24 16:52:48
} | MaximumArchiveDays=90 | DesiredRemainingSpace=500,11560,GPA_PBCGT_500_PM_02:F,,396,8736f6c7-ad41-4b43-b4f6-e684e0d4ad20,PBCGT_500_PM_02,Pbcgt_500_Pm_02,60,1,companyAcronym= | protocolName=IEEE C37.118.2-2011 | vendorAcronym= | vendorDeviceName= | interconnectionName=,,,,10,STTP,Streaming Telemetry Transport Protocol,5,,,,,,PBCGT_500_PM_02-FQ,0.0,1.0,Pbcgt_500_Pm_02 Frequency,0,1,1,Hz,PMU,FREQ,Frequency,FQ,-98.6,37.5,PPA:11560,2021-08-24 16:54:24
} | MaximumArchiveDays=90 | DesiredRemainingSpace=500,11561,GPA_PBCGT_500_PM_02:DF,,396,8736f6c7-ad41-4b43-b4f6-e684e0d4ad20,PBCGT_500_PM_02,Pbcgt_500_Pm_02,60,1,companyAcronym= | protocolName=IEEE C37.118.2-2011 | vendorAcronym= | vendorDeviceName= | interconnectionName=,,,,10,STTP,Streaming Telemetry Transport Protocol,6,,,,,,PBCGT_500_PM_02-DF,0.0,1.0,Pbcgt_500_Pm_02 Frequency Delta (dF/dt),0,1,1,,PMU,DFDT,Frequency Delta (dF/dt),DF,-98.6,37.5,PPA:11561,2021-08-24 16:54:24
} | MaximumArchiveDays=90 | DesiredRemainingSpace=500,11562,GPA_PBCGT_500_PM_02:S,,396,8736f6c7-ad41-4b43-b4f6-e684e0d4ad20,PBCGT_500_PM_02,Pbcgt_500_Pm_02,60,1,companyAcronym= | protocolName=IEEE C37.118.2-2011 | vendorAcronym= | vendorDeviceName= | interconnectionName=,,,,10,STTP,Streaming Telemetry Transport Protocol,8,,,,,,PBCGT_500_PM_02-SF,0.0,1.0,Pbcgt_500_Pm_02 Status Flags,0,1,1,,PMU,FLAG,Status Flags,SF,-98.6,37.5,PPA:11562,2021-08-24 16:54:24
} | MaximumArchiveDays=90 | DesiredRemainingSpace=500,11563,GPA_PBCGT_500_PM_02-PM1:V,,396,8736f6c7-ad41-4b43-b4f6-e684e0d4ad20,PBCGT_500_PM_02,Pbcgt_500_Pm_02,60,1,companyAcronym= | protocolName=IEEE C37.118.2-2011 | vendorAcronym= | vendorDeviceName= | interconnectionName=,,,,10,STTP,Streaming Telemetry Transport Protocol,3,1,LTPBSLD_Z6_FV_A,V,+,0,PBCGT_500_PM_02-PM1,0.0,1.0,Pbcgt_500_Pm_02 LTPBSLD_Z6_FV_A + Voltage Magnitude,0,1,1,Volts,Phasor,VPHM,Voltage Magnitude,PM,-98.6,37.5,PPA:11563,2021-08-24 16:54:24
} | MaximumArchiveDays=90 | DesiredRemainingSpace=500,11564,GPA_PBCGT_500_PM_02-PA1:VH,,396,8736f6c7-ad41-4b43-b4f6-e684e0d4ad20,PBCGT_500_PM_02,Pbcgt_500_Pm_02,60,1,companyAcronym= | protocolName=IEEE C37.118.2-2011 | vendorAcronym= | vendorDeviceName= | interconnectionName=,,,,10,STTP,Streaming Telemetry Transport Protocol,4,1,LTPBSLD_Z6_FV_A,V,+,0,PBCGT_500_PM_02-PA1,0.0,1.0,Pbcgt_500_Pm_02 LTPBSLD_Z6_FV_A + Voltage Phase Angle,0,1,1,Degrees,Phasor,VPHA,Voltage Phase Angle,PA,-98.6,37.5,PPA:11564,2021-08-24 16:54:24
} | MaximumArchiveDays=90 | DesiredRemainingSpace=500,11565,GPA_PBCGT_500_PM_02-PM2:V,,396,8736f6c7-ad41-4b43-b4f6-e684e0d4ad20,PBCGT_500_PM_02,Pbcgt_500_Pm_02,60,1,companyAcronym= | protocolName=IEEE C37.118.2-2011 | vendorAcronym= | vendorDeviceName= | interconnectionName=,,,,10,STTP,Streaming Telemetry Transport Protocol,3,2,LTPBSLD_Z6_FV_B,V,+,0,PBCGT_500_PM_02-PM2,0.0,1.0,Pbcgt_500_Pm_02 LTPBSLD_Z6_FV_B + Voltage Magnitude,0,1,1,Volts,Phasor,VPHM,Voltage Magnitude,PM,-98.6,37.5,PPA:11565,2021-08-24 16:54:24
} | MaximumArchiveDays=90 | DesiredRemainingSpace=500,11566,GPA_PBCGT_500_PM_02-PA2:VH,,396,8736f6c7-ad41-4b43-b4f6-e684e0d4ad20,PBCGT_500_PM_02,Pbcgt_500_Pm_02,60,1,companyAcronym= | protocolName=IEEE C37.118.2-2011 | vendorAcronym= | vendorDeviceName= | interconnectionName=,,,,10,STTP,Streaming Telemetry Transport Protocol,4,2,LTPBSLD_Z6_FV_B,V,+,0,PBCGT_500_PM_02-PA2,0.0,1.0,Pbcgt_500_Pm_02 LTPBSLD_Z6_FV_B + Voltage Phase Angle,0,1,1,Degrees,Phasor,VPHA,Voltage Phase Angle,PA,-98.6,37.5,PPA:11566,2021-08-24 16:54:24
} | MaximumArchiveDays=90 | DesiredRemainingSpace=500,11567,GPA_PBCGT_500_PM_02-PM3:V,,396,8736f6c7-ad41-4b43-b4f6-e684e0d4ad20,PBCGT_500_PM_02,Pbcgt_500_Pm_02,60,1,companyAcronym= | protocolName=IEEE C37.118.2-2011 | vendorAcronym= | vendorDeviceName= | interconnectionName=,,,,10,STTP,Streaming Telemetry Transport Protocol,3,3,LTPBSLD_Z6_FV_C,V,+,0,PBCGT_500_PM_02-PM3,0.0,1.0,Pbcgt_500_Pm_02 LTPBSLD_Z6_FV_C + Voltage Magnitude,0,1,1,Volts,Phasor,VPHM,Voltage Magnitude,PM,-98.6,37.5,PPA:11567,2021-08-24 16:54:24
} | MaximumArchiveDays=90 | DesiredRemainingSpace=500,11568,GPA_PBCGT_500_PM_02-PA3:VH,,396,8736f6c7-ad41-4b43-b4f6-e684e0d4ad20,PBCGT_500_PM_02,Pbcgt_500_Pm_02,60,1,companyAcronym= | protocolName=IEEE C37.118.2-2011 | vendorAcronym= | vendorDeviceName= | interconnectionName=,,,,10,STTP,Streaming Telemetry Transport Protocol,4,3,LTPBSLD_Z6_FV_C,V,+,0,PBCGT_500_PM_02-PA3,0.0,1.0,Pbcgt_500_Pm_02 LTPBSLD_Z6_FV_C + Voltage Phase Angle,0,1,1,Degrees,Phasor,VPHA,Voltage Phase Angle,PA,-98.6,37.5,PPA:11568,2021-08-24 16:54:24
} | MaximumArchiveDays=90 | DesiredRemainingSpace=500,11569,GPA_PBCGT_500_PM_02-PM4:I,,396,8736f6c7-ad41-4b43-b4f6-e684e0d4ad20,PBCGT_500_PM_02,Pbcgt_500_Pm_02,60,1,companyAcronym= | protocolName=IEEE C37.118.2-2011 | vendorAcronym= | vendorDeviceName= | interconnectionName=,,,,10,STTP,Streaming Telemetry Transport Protocol,1,4,LTPBSLD_Z6_FA_A,I,+,0,PBCGT_500_PM_02-PM4,0.0,1.0,Pbcgt_500_Pm_02 LTPBSLD_Z6_FA_A + Current Magnitude,0,1,1,Amps,Phasor,IPHM,Current Magnitude,PM,-98.6,37.5,PPA:11569,2021-08-24 16:54:24
} | MaximumArchiveDays=90 | DesiredRemainingSpace=500,11570,GPA_PBCGT_500_PM_02-PA4:IH,,396,8736f6c7-ad41-4b43-b4f6-e684e0d4ad20,PBCGT_500_PM_02,Pbcgt_500_Pm_02,60,1,companyAcronym= | protocolName=IEEE C37.118.2-2011 | vendorAcronym= | vendorDeviceName= | interconnectionName=,,,,10,STTP,Streaming Telemetry Transport Protocol,2,4,LTPBSLD_Z6_FA_A,I,+,0,PBCGT_500_PM_02-PA4,0.0,1.0,Pbcgt_500_Pm_02 LTPBSLD_Z6_FA_A + Current Phase Angle,0,1,1,Degrees,Phasor,IPHA,Current Phase Angle,PA,-98.6,37.5,PPA:11570,2021-08-24 16:54:24
} | MaximumArchiveDays=90 | DesiredRemainingSpace=500,11571,GPA_PBCGT_500_PM_02-PM5:I,,396,8736f6c7-ad41-4b43-b4f6-e684e0d4ad20,PBCGT_500_PM_02,Pbcgt_500_Pm_02,60,1,companyAcronym= | protocolName=IEEE C37.118.2-2011 | vendorAcronym= | vendorDeviceName= | interconnectionName=,,,,10,STTP,Streaming Telemetry Transport Protocol,1,5,LTPBSLD_Z6_FA_B,I,+,0,PBCGT_500_PM_02-PM5,0.0,1.0,Pbcgt_500_Pm_02 LTPBSLD_Z6_FA_B + Current Magnitude,0,1,1,Amps,Phasor,IPHM,Current Magnitude,PM,-98.6,37.5,PPA:11571,2021-08-24 16:54:24
} | MaximumArchiveDays=90 | DesiredRemainingSpace=500,11572,GPA_PBCGT_500_PM_02-PA5:IH,,396,8736f6c7-ad41-4b43-b4f6-e684e0d4ad20,PBCGT_500_PM_02,Pbcgt_500_Pm_02,60,1,companyAcronym= | protocolName=IEEE C37.118.2-2011 | vendorAcronym= | vendorDeviceName= | interconnectionName=,,,,10,STTP,Streaming Telemetry Transport Protocol,2,5,LTPBSLD_Z6_FA_B,I,+,0,PBCGT_500_PM_02-PA5,0.0,1.0,Pbcgt_500_Pm_02 LTPBSLD_Z6_FA_B + Current Phase Angle,0,1,1,Degrees,Phasor,IPHA,Current Phase Angle,PA,-98.6,37.5,PPA:11572,2021-08-24 16:54:24
} | MaximumArchiveDays=90 | DesiredRemainingSpace=500,11573,GPA_PBCGT_500_PM_02-PM6:I,,396,8736f6c7-ad41-4b43-b4f6-e684e0d4ad20,PBCGT_500_PM_02,Pbcgt_500_Pm_02,60,1,companyAcronym= | protocolName=IEEE C37.118.2-2011 | vendorAcronym= | vendorDeviceName= | interconnectionName=,,,,10,STTP,Streaming Telemetry Transport Protocol,1,6,LTPBSLD_Z6_FA_C,I,+,0,PBCGT_500_PM_02-PM6,0.0,1.0,Pbcgt_500_Pm_02 LTPBSLD_Z6_FA_C + Current Magnitude,0,1,1,Amps,Phasor,IPHM,Current Magnitude,PM,-98.6,37.5,PPA:11573,2021-08-24 16:54:24
} | MaximumArchiveDays=90 | DesiredRemainingSpace=500,11574,GPA_PBCGT_500_PM_02-PA6:IH,,396,8736f6c7-ad41-4b43-b4f6-e684e0d4ad20,PBCGT_500_PM_02,Pbcgt_500_Pm_02,60,1,companyAcronym= | protocolName=IEEE C37.118.2-2011 | vendorAcronym= | vendorDeviceName= | interconnectionName=,,,,10,STTP,Streaming Telemetry Transport Protocol,2,6,LTPBSLD_Z6_FA_C,I,+,0,PBCGT_500_PM_02-PA6,0.0,1.0,Pbcgt_500_Pm_02 LTPBSLD_Z6_FA_C + Current Phase Angle,0,1,1,Degrees,Phasor,IPHA,Current Phase Angle,PA,-98.6,37.5,PPA:11574,2021-08-24 16:54:24
} | MaximumArchiveDays=90 | DesiredRemainingSpace=500,11575,GPA_PBCGT_500_PM_02-PM7:V,,396,8736f6c7-ad41-4b43-b4f6-e684e0d4ad20,PBCGT_500_PM_02,Pbcgt_500_Pm_02,60,1,companyAcronym= | protocolName=IEEE C37.118.2-2011 | vendorAcronym= | vendorDeviceName= | interconnectionName=,,,,10,STTP,Streaming Telemetry Transport Protocol,3,7,LTPBSLD_Z6_FV_P,V,+,0,PBCGT_500_PM_02-PM7,0.0,1.0,Pbcgt_500_Pm_02 LTPBSLD_Z6_FV_P + Voltage Magnitude,0,1,1,Volts,Phasor,VPHM,Voltage Magnitude,PM,-98.6,37.5,PPA:11575,2021-08-24 16:54:24
} | MaximumArchiveDays=90 | DesiredRemainingSpace=500,11576,GPA_PBCGT_500_PM_02-PA7:VH,,396,8736f6c7-ad41-4b43-b4f6-e684e0d4ad20,PBCGT_500_PM_02,Pbcgt_500_Pm_02,60,1,companyAcronym= | protocolName=IEEE C37.118.2-2011 | vendorAcronym= | vendorDeviceName= | interconnectionName=,,,,10,STTP,Streaming Telemetry Transport Protocol,4,7,LTPBSLD_Z6_FV_P,V,+,0,PBCGT_500_PM_02-PA7,0.0,1.0,Pbcgt_500_Pm_02 LTPBSLD_Z6_FV_P + Voltage Phase Angle,0,1,1,Degrees,Phasor,VPHA,Voltage Phase Angle,PA,-98.6,37.5,PPA:11576,2021-08-24 16:54:24
} | MaximumArchiveDays=90 | DesiredRemainingSpace=500,11577,GPA_PBCGT_500_PM_02-PM8:I,,396,8736f6c7-ad41-4b43-b4f6-e684e0d4ad20,PBCGT_500_PM_02,Pbcgt_500_Pm_02,60,1,companyAcronym= | protocolName=IEEE C37.118.2-2011 | vendorAcronym= | vendorDeviceName= | interconnectionName=,,,,10,STTP,Streaming Telemetry Transport Protocol,1,8,LTPBSLD_Z6_FA_P,I,+,0,PBCGT_500_PM_02-PM8,0.0,1.0,Pbcgt_500_Pm_02 LTPBSLD_Z6_FA_P + Current Magnitude,0,1,1,Amps,Phasor,IPHM,Current Magnitude,PM,-98.6,37.5,PPA:11577,2021-08-24 16:54:24
} | MaximumArchiveDays=90 | DesiredRemainingSpace=500,11578,GPA_PBCGT_500_PM_02-PA8:IH,,396,8736f6c7-ad41-4b43-b4f6-e684e0d4ad20,PBCGT_500_PM_02,Pbcgt_500_Pm_02,60,1,companyAcronym= | protocolName=IEEE C37.118.2-2011 | vendorAcronym= | vendorDeviceName= | interconnectionName=,,,,10,STTP,Streaming Telemetry Transport Protocol,2,8,LTPBSLD_Z6_FA_P,I,+,0,PBCGT_500_PM_02-PA8,0.0,1.0,Pbcgt_500_Pm_02 LTPBSLD_Z6_FA_P + Current Phase Angle,0,1,1,Degrees,Phasor,IPHA,Current Phase Angle,PA,-98.6,37.5,PPA:11578,2021-08-24 16:54:24
} | MaximumArchiveDays=90 | DesiredRemainingSpace=500,11579,GPA_PBSLD_500_PM_04:F,,397,8736f6c7-ad41-4b43-b4f6-e684e0d4ad20,PBSLD_500_PM_04,Pbsld_500_Pm_04,60,1,companyAcronym= | protocolName=IEEE C37.118.2-2011 | vendorAcronym= | vendorDeviceName= | interconnectionName=,,,,10,STTP,Streaming Telemetry Transport Protocol,5,,,,,,PBSLD_500_PM_04-FQ,0.0,1.0,Pbsld_500_Pm_04 Frequency,0,1,1,Hz,PMU,FREQ,Frequency,FQ,-98.6,37.5,PPA:11579,2021-08-24 16:54:24
} | MaximumArchiveDays=90 | DesiredRemainingSpace=500,11580,GPA_PBSLD_500_PM_04:DF,,397,8736f6c7-ad41-4b43-b4f6-e684e0d4ad20,PBSLD_500_PM_04,Pbsld_500_Pm_04,60,1,companyAcronym= | protocolName=IEEE C37.118.2-2011 | vendorAcronym= | vendorDeviceName= | interconnectionName=,,,,10,STTP,Streaming Telemetry Transport Protocol,6,,,,,,PBSLD_500_PM_04-DF,0.0,1.0,Pbsld_500_Pm_04 Frequency Delta (dF/dt),0,1,1,,PMU,DFDT,Frequency Delta (dF/dt),DF,-98.6,37.5,PPA:11580,2021-08-24 16:54:24
} | MaximumArchiveDays=90 | DesiredRemainingSpace=500,11581,GPA_PBSLD_500_PM_04:S,,397,8736f6c7-ad41-4b43-b4f6-e684e0d4ad20,PBSLD_500_PM_04,Pbsld_500_Pm_04,60,1,companyAcronym= | protocolName=IEEE C37.118.2-2011 | vendorAcronym= | vendorDeviceName= | interconnectionName=,,,,10,STTP,Streaming Telemetry Transport Protocol,8,,,,,,PBSLD_500_PM_04-SF,0.0,1.0,Pbsld_500_Pm_04 Status Flags,0,1,1,,PMU,FLAG,Status Flags,SF,-98.6,37.5,PPA:11581,2021-08-24 16:54:24
} | MaximumArchiveDays=90 | DesiredRemainingSpace=500,11582,GPA_PBSLD_500_PM_04-PM1:V,,397,8736f6c7-ad41-4b43-b4f6-e684e0d4ad20,PBSLD_500_PM_04,Pbsld_500_Pm_04,60,1,companyAcronym= | protocolName=IEEE C37.118.2-2011 | vendorAcronym= | vendorDeviceName= | interconnectionName=,,,,10,STTP,Streaming Telemetry Transport Protocol,3,1,LTPBCGT_Z6_FV_A,V,+,0,PBSLD_500_PM_04-PM1,0.0,1.0,Pbsld_500_Pm_04 LTPBCGT_Z6_FV_A + Voltage Magnitude,0,1,1,Volts,Phasor,VPHM,Voltage Magnitude,PM,-98.6,37.5,PPA:11582,2021-08-24 16:54:24
} | MaximumArchiveDays=90 | DesiredRemainingSpace=500,11583,GPA_PBSLD_500_PM_04-PA1:VH,,397,8736f6c7-ad41-4b43-b4f6-e684e0d4ad20,PBSLD_500_PM_04,Pbsld_500_Pm_04,60,1,companyAcronym= | protocolName=IEEE C37.118.2-2011 | vendorAcronym= | vendorDeviceName= | interconnectionName=,,,,10,STTP,Streaming Telemetry Transport Protocol,4,1,LTPBCGT_Z6_FV_A,V,+,0,PBSLD_500_PM_04-PA1,0.0,1.0,Pbsld_500_Pm_04 LTPBCGT_Z6_FV_A + Voltage Phase Angle,0,1,1,Degrees,Phasor,VPHA,Voltage Phase Angle,PA,-98.6,37.5,PPA:11583,2021-08-24 16:54:24
} | MaximumArchiveDays=90 | DesiredRemainingSpace=500,11584,GPA_PBSLD_500_PM_04-PM2:V,,397,8736f6c7-ad41-4b43-b4f6-e684e0d4ad20,PBSLD_500_PM_04,Pbsld_500_Pm_04,60,1,companyAcronym= | protocolName=IEEE C37.118.2-2011 | vendorAcronym= | vendorDeviceName= | interconnectionName=,,,,10,STTP,Streaming Telemetry Transport Protocol,3,2,LTPBCGT_Z6_FV_B,V,+,0,PBSLD_500_PM_04-PM2,0.0,1.0,Pbsld_500_Pm_04 LTPBCGT_Z6_FV_B + Voltage Magnitude,0,1,1,Volts,Phasor,VPHM,Voltage Magnitude,PM,-98.6,37.5,PPA:11584,2021-08-24 16:54:24
} | MaximumArchiveDays=90 | DesiredRemainingSpace=500,11585,GPA_PBSLD_500_PM_04-PA2:VH,,397,8736f6c7-ad41-4b43-b4f6-e684e0d4ad20,PBSLD_500_PM_04,Pbsld_500_Pm_04,60,1,companyAcronym= | protocolName=IEEE C37.118.2-2011 | vendorAcronym= | vendorDeviceName= | interconnectionName=,,,,10,STTP,Streaming Telemetry Transport Protocol,4,2,LTPBCGT_Z6_FV_B,V,+,0,PBSLD_500_PM_04-PA2,0.0,1.0,Pbsld_500_Pm_04 LTPBCGT_Z6_FV_B + Voltage Phase Angle,0,1,1,Degrees,Phasor,VPHA,Voltage Phase Angle,PA,-98.6,37.5,PPA:11585,2021-08-24 16:54:24
} | MaximumArchiveDays=90 | DesiredRemainingSpace=500,11586,GPA_PBSLD_500_PM_04-PM3:V,,397,8736f6c7-ad41-4b43-b4f6-e684e0d4ad20,PBSLD_500_PM_04,Pbsld_500_Pm_04,60,1,companyAcronym= | protocolName=IEEE C37.118.2-2011 | vendorAcronym= | vendorDeviceName= | interconnectionName=,,,,10,STTP,Streaming Telemetry Transport Protocol,3,3,LTPBCGT_Z6_FV_C,V,+,0,PBSLD_500_PM_04-PM3,0.0,1.0,Pbsld_500_Pm_04 LTPBCGT_Z6_FV_C + Voltage Magnitude,0,1,1,Volts,Phasor,VPHM,Voltage Magnitude,PM,-98.6,37.5,PPA:11586,2021-08-24 16:54:24
} | MaximumArchiveDays=90 | DesiredRemainingSpace=500,11587,GPA_PBSLD_500_PM_04-PA3:VH,,397,8736f6c7-ad41-4b43-b4f6-e684e0d4ad20,PBSLD_500_PM_04,Pbsld_500_Pm_04,60,1,companyAcronym= | protocolName=IEEE C37.118.2-2011 | vendorAcronym= | vendorDeviceName= | interconnectionName=,,,,10,STTP,Streaming Telemetry Transport Protocol,4,3,LTPBCGT_Z6_FV_C,V,+,0,PBSLD_500_PM_04-PA3,0.0,1.0,Pbsld_500_Pm_04 LTPBCGT_Z6_FV_C + Voltage Phase Angle,0,1,1,Degrees,Phasor,VPHA,Voltage Phase Angle,PA,-98.6,37.5,PPA:11587,2021-08-24 16:54:24
} | MaximumArchiveDays=90 | DesiredRemainingSpace=500,11588,GPA_PBSLD_500_PM_04-PM4:I,,397,8736f6c7-ad41-4b43-b4f6-e684e0d4ad20,PBSLD_500_PM_04,Pbsld_500_Pm_04,60,1,companyAcronym= | protocolName=IEEE C37.118.2-2011 | vendorAcronym= | vendorDeviceName= | interconnectionName=,,,,10,STTP,Streaming Telemetry Transport Protocol,1,4,LTPBCGT_Z6_FA_A,I,+,0,PBSLD_500_PM_04-PM4,0.0,1.0,Pbsld_500_Pm_04 LTPBCGT_Z6_FA_A + Current Magnitude,0,1,1,Amps,Phasor,IPHM,Current Magnitude,PM,-98.6,37.5,PPA:11588,2021-08-24 16:54:24
} | MaximumArchiveDays=90 | DesiredRemainingSpace=500,11589,GPA_PBSLD_500_PM_04-PA4:IH,,397,8736f6c7-ad41-4b43-b4f6-e684e0d4ad20,PBSLD_500_PM_04,Pbsld_500_Pm_04,60,1,companyAcronym= | protocolName=IEEE C37.118.2-2011 | vendorAcronym= | vendorDeviceName= | interconnectionName=,,,,10,STTP,Streaming Telemetry Transport Protocol,2,4,LTPBCGT_Z6_FA_A,I,+,0,PBSLD_500_PM_04-PA4,0.0,1.0,Pbsld_500_Pm_04 LTPBCGT_Z6_FA_A + Current Phase Angle,0,1,1,Degrees,Phasor,IPHA,Current Phase Angle,PA,-98.6,37.5,PPA:11589,2021-08-24 16:54:24
} | MaximumArchiveDays=90 | DesiredRemainingSpace=500,11590,GPA_PBSLD_500_PM_04-PM5:I,,397,8736f6c7-ad41-4b43-b4f6-e684e0d4ad20,PBSLD_500_PM_04,Pbsld_500_Pm_04,60,1,companyAcronym= | protocolName=IEEE C37.118.2-2011 | vendorAcronym= | vendorDeviceName= | interconnectionName=,,,,10,STTP,Streaming Telemetry Transport Protocol,1,5,LTPBCGT_Z6_FA_B,I,+,0,PBSLD_500_PM_04-PM5,0.0,1.0,Pbsld_500_Pm_04 LTPBCGT_Z6_FA_B + Current Magnitude,0,1,1,Amps,Phasor,IPHM,Current Magnitude,PM,-98.6,37.5,PPA:11590,2021-08-24 16:54:24
} | MaximumArchiveDays=90 | DesiredRemainingSpace=500,11591,GPA_PBSLD_500_PM_04-PA5:IH,,397,8736f6c7-ad41-4b43-b4f6-e684e0d4ad20,PBSLD_500_PM_04,Pbsld_500_Pm_04,60,1,companyAcronym= | protocolName=IEEE C37.118.2-2011 | vendorAcronym= | vendorDeviceName= | interconnectionName=,,,,10,STTP,Streaming Telemetry Transport Protocol,2,5,LTPBCGT_Z6_FA_B,I,+,0,PBSLD_500_PM_04-PA5,0.0,1.0,Pbsld_500_Pm_04 LTPBCGT_Z6_FA_B + Current Phase Angle,0,1,1,Degrees,Phasor,IPHA,Current Phase Angle,PA,-98.6,37.5,PPA:11591,2021-08-24 16:54:24
} | MaximumArchiveDays=90 | DesiredRemainingSpace=500,11592,GPA_PBSLD_500_PM_04-PM6:I,,397,8736f6c7-ad41-4b43-b4f6-e684e0d4ad20,PBSLD_500_PM_04,Pbsld_500_Pm_04,60,1,companyAcronym= | protocolName=IEEE C37.118.2-2011 | vendorAcronym= | vendorDeviceName= | interconnectionName=,,,,10,STTP,Streaming Telemetry Transport Protocol,1,6,LTPBCGT_Z6_FA_C,I,+,0,PBSLD_500_PM_04-PM6,0.0,1.0,Pbsld_500_Pm_04 LTPBCGT_Z6_FA_C + Current Magnitude,0,1,1,Amps,Phasor,IPHM,Current Magnitude,PM,-98.6,37.5,PPA:11592,2021-08-24 16:54:24
} | MaximumArchiveDays=90 | DesiredRemainingSpace=500,11593,GPA_PBSLD_500_PM_04-PA6:IH,,397,8736f6c7-ad41-4b43-b4f6-e684e0d4ad20,PBSLD_500_PM_04,Pbsld_500_Pm_04,60,1,companyAcronym= | protocolName=IEEE C37.118.2-2011 | vendorAcronym= | vendorDeviceName= | interconnectionName=,,,,10,STTP,Streaming Telemetry Transport Protocol,2,6,LTPBCGT_Z6_FA_C,I,+,0,PBSLD_500_PM_04-PA6,0.0,1.0,Pbsld_500_Pm_04 LTPBCGT_Z6_FA_C + Current Phase Angle,0,1,1,Degrees,Phasor,IPHA,Current Phase Angle,PA,-98.6,37.5,PPA:11593,2021-08-24 16:54:24
} | MaximumArchiveDays=90 | DesiredRemainingSpace=500,11594,GPA_PBSLD_500_PM_04-PM7:V,,397,8736f6c7-ad41-4b43-b4f6-e684e0d4ad20,PBSLD_500_PM_04,Pbsld_500_Pm_04,60,1,companyAcronym= | protocolName=IEEE C37.118.2-2011 | vendorAcronym= | vendorDeviceName= | interconnectionName=,,,,10,STTP,Streaming Telemetry Transport Protocol,3,7,LTPBCGT_Z6_FV_P,V,+,0,PBSLD_500_PM_04-PM7,0.0,1.0,Pbsld_500_Pm_04 LTPBCGT_Z6_FV_P + Voltage Magnitude,0,1,1,Volts,Phasor,VPHM,Voltage Magnitude,PM,-98.6,37.5,PPA:11594,2021-08-24 16:54:24
} | MaximumArchiveDays=90 | DesiredRemainingSpace=500,11595,GPA_PBSLD_500_PM_04-PA7:VH,,397,8736f6c7-ad41-4b43-b4f6-e684e0d4ad20,PBSLD_500_PM_04,Pbsld_500_Pm_04,60,1,companyAcronym= | protocolName=IEEE C37.118.2-2011 | vendorAcronym= | vendorDeviceName= | interconnectionName=,,,,10,STTP,Streaming Telemetry Transport Protocol,4,7,LTPBCGT_Z6_FV_P,V,+,0,PBSLD_500_PM_04-PA7,0.0,1.0,Pbsld_500_Pm_04 LTPBCGT_Z6_FV_P + Voltage Phase Angle,0,1,1,Degrees,Phasor,VPHA,Voltage Phase Angle,PA,-98.6,37.5,PPA:11595,2021-08-24 16:54:24
} | MaximumArchiveDays=90 | DesiredRemainingSpace=500,11596,GPA_PBSLD_500_PM_04-PM8:I,,397,8736f6c7-ad41-4b43-b4f6-e684e0d4ad20,PBSLD_500_PM_04,Pbsld_500_Pm_04,60,1,companyAcronym= | protocolName=IEEE C37.118.2-2011 | vendorAcronym= | vendorDeviceName= | interconnectionName=,,,,10,STTP,Streaming Telemetry Transport Protocol,1,8,LTPBCGT_Z6_FA_P,I,+,0,PBSLD_500_PM_04-PM8,0.0,1.0,Pbsld_500_Pm_04 LTPBCGT_Z6_FA_P + Current Magnitude,0,1,1,Amps,Phasor,IPHM,Current Magnitude,PM,-98.6,37.5,PPA:11596,2021-08-24 16:54:24
} | MaximumArchiveDays=90 | DesiredRemainingSpace=500,11597,GPA_PBSLD_500_PM_04-PA8:IH,,397,8736f6c7-ad41-4b43-b4f6-e684e0d4ad20,PBSLD_500_PM_04,Pbsld_500_Pm_04,60,1,companyAcronym= | protocolName=IEEE C37.118.2-2011 | vendorAcronym= | vendorDeviceName= | interconnectionName=,,,,10,STTP,Streaming Telemetry Transport Protocol,2,8,LTPBCGT_Z6_FA_P,I,+,0,PBSLD_500_PM_04-PA8,0.0,1.0,Pbsld_500_Pm_04 LTPBCGT_Z6_FA_P + Current Phase Angle,0,1,1,Degrees,Phasor,IPHA,Current Phase Angle,PA,-98.6,37.5,PPA:11597,2021-08-24 16:54:24
} | MaximumArchiveDays=90 | DesiredRemainingSpace=500,11598,GPA_PBSLD_500_PM_02:F,,398,8736f6c7-ad41-4b43-b4f6-e684e0d4ad20,PBSLD_500_PM_02,Pbsld_500_Pm_02,60,1,companyAcronym= | protocolName=IEEE C37.118.2-2011 | vendorAcronym= | vendorDeviceName= | interconnectionName=,,,,10,STTP,Streaming Telemetry Transport Protocol,5,,,,,,PBSLD_500_PM_02-FQ,0.0,1.0,Pbsld_500_Pm_02 Frequency,0,1,1,Hz,PMU,FREQ,Frequency,FQ,-98.6,37.5,PPA:11598,2021-08-24 16:54:24
} | MaximumArchiveDays=90 | DesiredRemainingSpace=500,11599,GPA_PBSLD_500_PM_02:DF,,398,8736f6c7-ad41-4b43-b4f6-e684e0d4ad20,PBSLD_500_PM_02,Pbsld_500_Pm_02,60,1,companyAcronym= | protocolName=IEEE C37.118.2-2011 | vendorAcronym= | vendorDeviceName= | interconnectionName=,,,,10,STTP,Streaming Telemetry Transport Protocol,6,,,,,,PBSLD_500_PM_02-DF,0.0,1.0,Pbsld_500_Pm_02 Frequency Delta (dF/dt),0,1,1,,PMU,DFDT,Frequency Delta (dF/dt),DF,-98.6,37.5,PPA:11599,2021-08-24 16:54:24
} | MaximumArchiveDays=90 | DesiredRemainingSpace=500,11600,GPA_PBSLD_500_PM_02:S,,398,8736f6c7-ad41-4b43-b4f6-e684e0d4ad20,PBSLD_500_PM_02,Pbsld_500_Pm_02,60,1,companyAcronym= | protocolName=IEEE C37.118.2-2011 | vendorAcronym= | vendorDeviceName= | interconnectionName=,,,,10,STTP,Streaming Telemetry Transport Protocol,8,,,,,,PBSLD_500_PM_02-SF,0.0,1.0,Pbsld_500_Pm_02 Status Flags,0,1,1,,PMU,FLAG,Status Flags,SF,-98.6,37.5,PPA:11600,2021-08-24 16:54:24
} | MaximumArchiveDays=90 | DesiredRemainingSpace=500,11601,GPA_PBSLD_500_PM_02-PM1:V,,398,8736f6c7-ad41-4b43-b4f6-e684e0d4ad20,PBSLD_500_PM_02,Pbsld_500_Pm_02,60,1,companyAcronym= | protocolName=IEEE C37.118.2-2011 | vendorAcronym= | vendorDeviceName= | interconnectionName=,,,,10,STTP,Streaming Telemetry Transport Protocol,3,1,BA2_FV_B,V,+,0,PBSLD_500_PM_02-PM1,0.0,1.0,Pbsld_500_Pm_02 BA2_FV_B + Voltage Magnitude,0,1,1,Volts,Phasor,VPHM,Voltage Magnitude,PM,-98.6,37.5,PPA:11601,2021-08-24 16:54:24
} | MaximumArchiveDays=90 | DesiredRemainingSpace=500,11602,GPA_PBSLD_500_PM_02-PA1:VH,,398,8736f6c7-ad41-4b43-b4f6-e684e0d4ad20,PBSLD_500_PM_02,Pbsld_500_Pm_02,60,1,companyAcronym= | protocolName=IEEE C37.118.2-2011 | vendorAcronym= | vendorDeviceName= | interconnectionName=,,,,10,STTP,Streaming Telemetry Transport Protocol,4,1,BA2_FV_B,V,+,0,PBSLD_500_PM_02-PA1,0.0,1.0,Pbsld_500_Pm_02 BA2_FV_B + Voltage Phase Angle,0,1,1,Degrees,Phasor,VPHA,Voltage Phase Angle,PA,-98.6,37.5,PPA:11602,2021-08-24 16:54:24
} | MaximumArchiveDays=90 | DesiredRemainingSpace=500,11603,GPA_PBSLD_500_PM_03:F,,399,8736f6c7-ad41-4b43-b4f6-e684e0d4ad20,PBSLD_500_PM_03,Pbsld_500_Pm_03,60,1,companyAcronym= | protocolName=IEEE C37.118.2-2011 | vendorAcronym= | vendorDeviceName= | interconnectionName=,,,,10,STTP,Streaming Telemetry Transport Protocol,5,,,,,,PBSLD_500_PM_03-FQ,0.0,1.0,Pbsld_500_Pm_03 Frequency,0,1,1,Hz,PMU,FREQ,Frequency,FQ,-98.6,37.5,PPA:11603,2021-08-24 16:54:24
} | MaximumArchiveDays=90 | DesiredRemainingSpace=500,11604,GPA_PBSLD_500_PM_03:DF,,399,8736f6c7-ad41-4b43-b4f6-e684e0d4ad20,PBSLD_500_PM_03,Pbsld_500_Pm_03,60,1,companyAcronym= | protocolName=IEEE C37.118.2-2011 | vendorAcronym= | vendorDeviceName= | interconnectionName=,,,,10,STTP,Streaming Telemetry Transport Protocol,6,,,,,,PBSLD_500_PM_03-DF,0.0,1.0,Pbsld_500_Pm_03 Frequency Delta (dF/dt),0,1,1,,PMU,DFDT,Frequency Delta (dF/dt),DF,-98.6,37.5,PPA:11604,2021-08-24 16:54:24
} | MaximumArchiveDays=90 | DesiredRemainingSpace=500,11605,GPA_PBSLD_500_PM_03:S,,399,8736f6c7-ad41-4b43-b4f6-e684e0d4ad20,PBSLD_500_PM_03,Pbsld_500_Pm_03,60,1,companyAcronym= | protocolName=IEEE C37.118.2-2011 | vendorAcronym= | vendorDeviceName= | interconnectionName=,,,,10,STTP,Streaming Telemetry Transport Protocol,8,,,,,,PBSLD_500_PM_03-SF,0.0,1.0,Pbsld_500_Pm_03 Status Flags,0,1,1,,PMU,FLAG,Status Flags,SF,-98.6,37.5,PPA:11605,2021-08-24 16:54:24
} | MaximumArchiveDays=90 | DesiredRemainingSpace=500,11606,GPA_PBSLD_500_PM_03-PM1:V,,399,8736f6c7-ad41-4b43-b4f6-e684e0d4ad20,PBSLD_500_PM_03,Pbsld_500_Pm_03,60,1,companyAcronym= | protocolName=IEEE C37.118.2-2011 | vendorAcronym= | vendorDeviceName= | interconnectionName=,,,,10,STTP,Streaming Telemetry Transport Protocol,3,1,LTCEMLD_C5_FV_A,V,+,0,PBSLD_500_PM_03-PM1,0.0,1.0,Pbsld_500_Pm_03 LTCEMLD_C5_FV_A + Voltage Magnitude,0,1,1,Volts,Phasor,VPHM,Voltage Magnitude,PM,-98.6,37.5,PPA:11606,2021-08-24 16:54:24
} | MaximumArchiveDays=90 | DesiredRemainingSpace=500,11607,GPA_PBSLD_500_PM_03-PA1:VH,,399,8736f6c7-ad41-4b43-b4f6-e684e0d4ad20,PBSLD_500_PM_03,Pbsld_500_Pm_03,60,1,companyAcronym= | protocolName=IEEE C37.118.2-2011 | vendorAcronym= | vendorDeviceName= | interconnectionName=,,,,10,STTP,Streaming Telemetry Transport Protocol,4,1,LTCEMLD_C5_FV_A,V,+,0,PBSLD_500_PM_03-PA1,0.0,1.0,Pbsld_500_Pm_03 LTCEMLD_C5_FV_A + Voltage Phase Angle,0,1,1,Degrees,Phasor,VPHA,Voltage Phase Angle,PA,-98.6,37.5,PPA:11607,2021-08-24 16:54:24
} | MaximumArchiveDays=90 | DesiredRemainingSpace=500,11608,GPA_PBSLD_500_PM_03-PM2:V,,399,8736f6c7-ad41-4b43-b4f6-e684e0d4ad20,PBSLD_500_PM_03,Pbsld_500_Pm_03,60,1,companyAcronym= | protocolName=IEEE C37.118.2-2011 | vendorAcronym= | vendorDeviceName= | interconnectionName=,,,,10,STTP,Streaming Telemetry Transport Protocol,3,2,LTCEMLD_C5_FV_B,V,+,0,PBSLD_500_PM_03-PM2,0.0,1.0,Pbsld_500_Pm_03 LTCEMLD_C5_FV_B + Voltage Magnitude,0,1,1,Volts,Phasor,VPHM,Voltage Magnitude,PM,-98.6,37.5,PPA:11608,2021-08-24 16:54:24
} | MaximumArchiveDays=90 | DesiredRemainingSpace=500,11609,GPA_PBSLD_500_PM_03-PA2:VH,,399,8736f6c7-ad41-4b43-b4f6-e684e0d4ad20,PBSLD_500_PM_03,Pbsld_500_Pm_03,60,1,companyAcronym= | protocolName=IEEE C37.118.2-2011 | vendorAcronym= | vendorDeviceName= | interconnectionName=,,,,10,STTP,Streaming Telemetry Transport Protocol,4,2,LTCEMLD_C5_FV_B,V,+,0,PBSLD_500_PM_03-PA2,0.0,1.0,Pbsld_500_Pm_03 LTCEMLD_C5_FV_B + Voltage Phase Angle,0,1,1,Degrees,Phasor,VPHA,Voltage Phase Angle,PA,-98.6,37.5,PPA:11609,2021-08-24 16:54:24
} | MaximumArchiveDays=90 | DesiredRemainingSpace=500,11610,GPA_PBSLD_500_PM_03-PM3:V,,399,8736f6c7-ad41-4b43-b4f6-e684e0d4ad20,PBSLD_500_PM_03,Pbsld_500_Pm_03,60,1,companyAcronym= | protocolName=IEEE C37.118.2-2011 | vendorAcronym= | vendorDeviceName= | interconnectionName=,,,,10,STTP,Streaming Telemetry Transport Protocol,3,3,LTCEMLD_C5_FV_C,V,+,0,PBSLD_500_PM_03-PM3,0.0,1.0,Pbsld_500_Pm_03 LTCEMLD_C5_FV_C + Voltage Magnitude,0,1,1,Volts,Phasor,VPHM,Voltage Magnitude,PM,-98.6,37.5,PPA:11610,2021-08-24 16:54:24
} | MaximumArchiveDays=90 | DesiredRemainingSpace=500,11611,GPA_PBSLD_500_PM_03-PA3:VH,,399,8736f6c7-ad41-4b43-b4f6-e684e0d4ad20,PBSLD_500_PM_03,Pbsld_500_Pm_03,60,1,companyAcronym= | protocolName=IEEE C37.118.2-2011 | vendorAcronym= | vendorDeviceName= | interconnectionName=,,,,10,STTP,Streaming Telemetry Transport Protocol,4,3,LTCEMLD_C5_FV_C,V,+,0,PBSLD_500_PM_03-PA3,0.0,1.0,Pbsld_500_Pm_03 LTCEMLD_C5_FV_C + Voltage Phase Angle,0,1,1,Degrees,Phasor,VPHA,Voltage Phase Angle,PA,-98.6,37.5,PPA:11611,2021-08-24 16:54:24
} | MaximumArchiveDays=90 | DesiredRemainingSpace=500,11612,GPA_PBSLD_500_PM_03-PM4:I,,399,8736f6c7-ad41-4b43-b4f6-e684e0d4ad20,PBSLD_500_PM_03,Pbsld_500_Pm_03,60,1,companyAcronym= | protocolName=IEEE C37.118.2-2011 | vendorAcronym= | vendorDeviceName= | interconnectionName=,,,,10,STTP,Streaming Telemetry Transport Protocol,1,4,LTCEMLD_C5_FA_A,I,+,0,PBSLD_500_PM_03-PM4,0.0,1.0,Pbsld_500_Pm_03 LTCEMLD_C5_FA_A + Current Magnitude,0,1,1,Amps,Phasor,IPHM,Current Magnitude,PM,-98.6,37.5,PPA:11612,2021-08-24 16:54:24
} | MaximumArchiveDays=90 | DesiredRemainingSpace=500,11613,GPA_PBSLD_500_PM_03-PA4:IH,,399,8736f6c7-ad41-4b43-b4f6-e684e0d4ad20,PBSLD_500_PM_03,Pbsld_500_Pm_03,60,1,companyAcronym= | protocolName=IEEE C37.118.2-2011 | vendorAcronym= | vendorDeviceName= | interconnectionName=,,,,10,STTP,Streaming Telemetry Transport Protocol,2,4,LTCEMLD_C5_FA_A,I,+,0,PBSLD_500_PM_03-PA4,0.0,1.0,Pbsld_500_Pm_03 LTCEMLD_C5_FA_A + Current Phase Angle,0,1,1,Degrees,Phasor,IPHA,Current Phase Angle,PA,-98.6,37.5,PPA:11613,2021-08-24 16:54:24
} | MaximumArchiveDays=90 | DesiredRemainingSpace=500,11614,GPA_PBSLD_500_PM_03-PM5:I,,399,8736f6c7-ad41-4b43-b4f6-e684e0d4ad20,PBSLD_500_PM_03,Pbsld_500_Pm_03,60,1,companyAcronym= | protocolName=IEEE C37.118.2-2011 | vendorAcronym= | vendorDeviceName= | interconnectionName=,,,,10,STTP,Streaming Telemetry Transport Protocol,1,5,LTCEMLD_C5_FA_B,I,+,0,PBSLD_500_PM_03-PM5,0.0,1.0,Pbsld_500_Pm_03 LTCEMLD_C5_FA_B + Current Magnitude,0,1,1,Amps,Phasor,IPHM,Current Magnitude,PM,-98.6,37.5,PPA:11614,2021-08-24 16:54:24
} | MaximumArchiveDays=90 | DesiredRemainingSpace=500,11615,GPA_PBSLD_500_PM_03-PA5:IH,,399,8736f6c7-ad41-4b43-b4f6-e684e0d4ad20,PBSLD_500_PM_03,Pbsld_500_Pm_03,60,1,companyAcronym= | protocolName=IEEE C37.118.2-2011 | vendorAcronym= | vendorDeviceName= | interconnectionName=,,,,10,STTP,Streaming Telemetry Transport Protocol,2,5,LTCEMLD_C5_FA_B,I,+,0,PBSLD_500_PM_03-PA5,0.0,1.0,Pbsld_500_Pm_03 LTCEMLD_C5_FA_B + Current Phase Angle,0,1,1,Degrees,Phasor,IPHA,Current Phase Angle,PA,-98.6,37.5,PPA:11615,2021-08-24 16:54:24
} | MaximumArchiveDays=90 | DesiredRemainingSpace=500,11616,GPA_PBSLD_500_PM_03-PM6:I,,399,8736f6c7-ad41-4b43-b4f6-e684e0d4ad20,PBSLD_500_PM_03,Pbsld_500_Pm_03,60,1,companyAcronym= | protocolName=IEEE C37.118.2-2011 | vendorAcronym= | vendorDeviceName= | interconnectionName=,,,,10,STTP,Streaming Telemetry Transport Protocol,1,6,LTCEMLD_C5_FA_C,I,+,0,PBSLD_500_PM_03-PM6,0.0,1.0,Pbsld_500_Pm_03 LTCEMLD_C5_FA_C + Current Magnitude,0,1,1,Amps,Phasor,IPHM,Current Magnitude,PM,-98.6,37.5,PPA:11616,2021-08-24 16:54:24
} | MaximumArchiveDays=90 | DesiredRemainingSpace=500,11617,GPA_PBSLD_500_PM_03-PA6:IH,,399,8736f6c7-ad41-4b43-b4f6-e684e0d4ad20,PBSLD_500_PM_03,Pbsld_500_Pm_03,60,1,companyAcronym= | protocolName=IEEE C37.118.2-2011 | vendorAcronym= | vendorDeviceName= | interconnectionName=,,,,10,STTP,Streaming Telemetry Transport Protocol,2,6,LTCEMLD_C5_FA_C,I,+,0,PBSLD_500_PM_03-PA6,0.0,1.0,Pbsld_500_Pm_03 LTCEMLD_C5_FA_C + Current Phase Angle,0,1,1,Degrees,Phasor,IPHA,Current Phase Angle,PA,-98.6,37.5,PPA:11617,2021-08-24 16:54:24
} | MaximumArchiveDays=90 | DesiredRemainingSpace=500,11618,GPA_PBSLD_500_PM_01:F,,400,8736f6c7-ad41-4b43-b4f6-e684e0d4ad20,PBSLD_500_PM_01,Pbsld_500_Pm_01,60,1,companyAcronym= | protocolName=IEEE C37.118.2-2011 | vendorAcronym= | vendorDeviceName= | interconnectionName=,,,,10,STTP,Streaming Telemetry Transport Protocol,5,,,,,,PBSLD_500_PM_01-FQ,0.0,1.0,Pbsld_500_Pm_01 Frequency,0,1,1,Hz,PMU,FREQ,Frequency,FQ,-98.6,37.5,PPA:11618,2021-08-24 16:54:24
} | MaximumArchiveDays=90 | DesiredRemainingSpace=500,11619,GPA_PBSLD_500_PM_01:DF,,400,8736f6c7-ad41-4b43-b4f6-e684e0d4ad20,PBSLD_500_PM_01,Pbsld_500_Pm_01,60,1,companyAcronym= | protocolName=IEEE C37.118.2-2011 | vendorAcronym= | vendorDeviceName= | interconnectionName=,,,,10,STTP,Streaming Telemetry Transport Protocol,6,,,,,,PBSLD_500_PM_01-DF,0.0,1.0,Pbsld_500_Pm_01 Frequency Delta (dF/dt),0,1,1,,PMU,DFDT,Frequency Delta (dF/dt),DF,-98.6,37.5,PPA:11619,2021-08-24 16:54:24
} | MaximumArchiveDays=90 | DesiredRemainingSpace=500,11620,GPA_PBSLD_500_PM_01:S,,400,8736f6c7-ad41-4b43-b4f6-e684e0d4ad20,PBSLD_500_PM_01,Pbsld_500_Pm_01,60,1,companyAcronym= | protocolName=IEEE C37.118.2-2011 | vendorAcronym= | vendorDeviceName= | interconnectionName=,,,,10,STTP,Streaming Telemetry Transport Protocol,8,,,,,,PBSLD_500_PM_01-SF,0.0,1.0,Pbsld_500_Pm_01 Status Flags,0,1,1,,PMU,FLAG,Status Flags,SF,-98.6,37.5,PPA:11620,2021-08-24 16:54:24
} | MaximumArchiveDays=90 | DesiredRemainingSpace=500,11621,GPA_PBSLD_500_PM_01-PM1:V,,400,8736f6c7-ad41-4b43-b4f6-e684e0d4ad20,PBSLD_500_PM_01,Pbsld_500_Pm_01,60,1,companyAcronym= | protocolName=IEEE C37.118.2-2011 | vendorAcronym= | vendorDeviceName= | interconnectionName=,,,,10,STTP,Streaming Telemetry Transport Protocol,3,1,BA1_FV_B,V,+,0,PBSLD_500_PM_01-PM1,0.0,1.0,Pbsld_500_Pm_01 BA1_FV_B + Voltage Magnitude,0,1,1,Volts,Phasor,VPHM,Voltage Magnitude,PM,-98.6,37.5,PPA:11621,2021-08-24 16:54:24
} | MaximumArchiveDays=90 | DesiredRemainingSpace=500,11622,GPA_PBSLD_500_PM_01-PA1:VH,,400,8736f6c7-ad41-4b43-b4f6-e684e0d4ad20,PBSLD_500_PM_01,Pbsld_500_Pm_01,60,1,companyAcronym= | protocolName=IEEE C37.118.2-2011 | vendorAcronym= | vendorDeviceName= | interconnectionName=,,,,10,STTP,Streaming Telemetry Transport Protocol,4,1,BA1_FV_B,V,+,0,PBSLD_500_PM_01-PA1,0.0,1.0,Pbsld_500_Pm_01 BA1_FV_B + Voltage Phase Angle,0,1,1,Degrees,Phasor,VPHA,Voltage Phase Angle,PA,-98.6,37.5,PPA:11622,2021-08-24 16:54:24
} | MaximumArchiveDays=90 | DesiredRemainingSpace=500,11658,ONS_PBCGT_500_PM_02!PMU:ST1,,396,8736f6c7-ad41-4b43-b4f6-e684e0d4ad20,PBCGT_500_PM_02,Pbcgt_500_Pm_02,60,1,companyAcronym= | protocolName=IEEE C37.118.2-2011 | vendorAcronym= | vendorDeviceName= | interconnectionName=,,,,10,STTP,Streaming Telemetry Transport Protocol,11,,,,,,PBCGT_500_PM_02!PMU-ST1,0.0,1.0,Device statistic for Number of data quality errors reported by device during last reporting interval.,0,1,1,,Any,STAT,Statistic,ST,-98.6,37.5,PPA:11658,2021-08-24 16:54:28
} | MaximumArchiveDays=90 | DesiredRemainingSpace=500,11659,ONS_PBCGT_500_PM_02!PMU:ST2,,396,8736f6c7-ad41-4b43-b4f6-e684e0d4ad20,PBCGT_500_PM_02,Pbcgt_500_Pm_02,60,1,companyAcronym= | protocolName=IEEE C37.118.2-2011 | vendorAcronym= | vendorDeviceName= | interconnectionName=,,,,10,STTP,Streaming Telemetry Transport Protocol,11,,,,,,PBCGT_500_PM_02!PMU-ST2,0.0,1.0,Device statistic for Number of time quality errors reported by device during last reporting interval.,0,1,1,,Any,STAT,Statistic,ST,-98.6,37.5,PPA:11659,2021-08-24 16:54:28
} | MaximumArchiveDays=90 | DesiredRemainingSpace=500,11660,ONS_PBCGT_500_PM_02!PMU:ST3,,396,8736f6c7-ad41-4b43-b4f6-e684e0d4ad20,PBCGT_500_PM_02,Pbcgt_500_Pm_02,60,1,companyAcronym= | protocolName=IEEE C37.118.2-2011 | vendorAcronym= | vendorDeviceName= | interconnectionName=,,,,10,STTP,Streaming Telemetry Transport Protocol,11,,,,,,PBCGT_500_PM_02!PMU-ST3,0.0,1.0,Device statistic for Number of device errors reported by device during last reporting interval.,0,1,1,,Any,STAT,Statistic,ST,-98.6,37.5,PPA:11660,2021-08-24 16:54:28
} | MaximumArchiveDays=90 | DesiredRemainingSpace=500,11661,ONS_PBCGT_500_PM_02!PMU:ST4,,396,8736f6c7-ad41-4b43-b4f6-e684e0d4ad20,PBCGT_500_PM_02,Pbcgt_500_Pm_02,60,1,companyAcronym= | protocolName=IEEE C37.118.2-2011 | vendorAcronym= | vendorDeviceName= | interconnectionName=,,,,10,STTP,Streaming Telemetry Transport Protocol,11,,,,,,PBCGT_500_PM_02!PMU-ST4,0.0,1.0,Device statistic for Number of measurements received from device during last reporting interval.,0,1,1,,Any,STAT,Statistic,ST,-98.6,37.5,PPA:11661,2021-08-24 16:54:28
} | MaximumArchiveDays=90 | DesiredRemainingSpace=500,11662,ONS_PBCGT_500_PM_02!PMU:ST5,,396,8736f6c7-ad41-4b43-b4f6-e684e0d4ad20,PBCGT_500_PM_02,Pbcgt_500_Pm_02,60,1,companyAcronym= | protocolName=IEEE C37.118.2-2011 | vendorAcronym= | vendorDeviceName= | interconnectionName=,,,,10,STTP,Streaming Telemetry Transport Protocol,11,,,,,,PBCGT_500_PM_02!PMU-ST5,0.0,1.0,Device statistic for Expected number of measurements received from device during last reporting interval.,0,1,1,,Any,STAT,Statistic,ST,-98.6,37.5,PPA:11662,2021-08-24 16:54:28
} | MaximumArchiveDays=90 | DesiredRemainingSpace=500,11663,ONS_PBCGT_500_PM_02!PMU:ST6,,396,8736f6c7-ad41-4b43-b4f6-e684e0d4ad20,PBCGT_500_PM_02,Pbcgt_500_Pm_02,60,1,companyAcronym= | protocolName=IEEE C37.118.2-2011 | vendorAcronym= | vendorDeviceName= | interconnectionName=,,,,10,STTP,Streaming Telemetry Transport Protocol,11,,,,,,PBCGT_500_PM_02!PMU-ST6,0.0,1.0,Device statistic for Number of measurements received while device was reporting errors during last reporting interval.,0,1,1,,Any,STAT,Statistic,ST,-98.6,37.5,PPA:11663,2021-08-24 16:54:28
} | MaximumArchiveDays=90 | DesiredRemainingSpace=500,11664,ONS_PBCGT_500_PM_02!PMU:ST7,,396,8736f6c7-ad41-4b43-b4f6-e684e0d4ad20,PBCGT_500_PM_02,Pbcgt_500_Pm_02,60,1,companyAcronym= | protocolName=IEEE C37.118.2-2011 | vendorAcronym= | vendorDeviceName= | interconnectionName=,,,,10,STTP,Streaming Telemetry Transport Protocol,11,,,,,,PBCGT_500_PM_02!PMU-ST7,0.0,1.0,Device statistic for Number of defined measurements (per frame) from device during last reporting interval.,0,1,1,,Any,STAT,Statistic,ST,-98.6,37.5,PPA:11664,2021-08-24 16:54:28
} | MaximumArchiveDays=90 | DesiredRemainingSpace=500,11665,ONS_PBSLD_500_PM_04!PMU:ST1,,397,8736f6c7-ad41-4b43-b4f6-e684e0d4ad20,PBSLD_500_PM_04,Pbsld_500_Pm_04,60,1,companyAcronym= | protocolName=IEEE C37.118.2-2011 | vendorAcronym= | vendorDeviceName= | interconnectionName=,,,,10,STTP,Streaming Telemetry Transport Protocol,11,,,,,,PBSLD_500_PM_04!PMU-ST1,0.0,1.0,Device statistic for Number of data quality errors reported by device during last reporting interval.,0,1,1,,Any,STAT,Statistic,ST,-98.6,37.5,PPA:11665,2021-08-24 16:54:28
} | MaximumArchiveDays=90 | DesiredRemainingSpace=500,11666,ONS_PBSLD_500_PM_04!PMU:ST2,,397,8736f6c7-ad41-4b43-b4f6-e684e0d4ad20,PBSLD_500_PM_04,Pbsld_500_Pm_04,60,1,companyAcronym= | protocolName=IEEE C37.118.2-2011 | vendorAcronym= | vendorDeviceName= | interconnectionName=,,,,10,STTP,Streaming Telemetry Transport Protocol,11,,,,,,PBSLD_500_PM_04!PMU-ST2,0.0,1.0,Device statistic for Number of time quality errors reported by device during last reporting interval.,0,1,1,,Any,STAT,Statistic,ST,-98.6,37.5,PPA:11666,2021-08-24 16:54:28
} | MaximumArchiveDays=90 | DesiredRemainingSpace=500,11667,ONS_PBSLD_500_PM_04!PMU:ST3,,397,8736f6c7-ad41-4b43-b4f6-e684e0d4ad20,PBSLD_500_PM_04,Pbsld_500_Pm_04,60,1,companyAcronym= | protocolName=IEEE C37.118.2-2011 | vendorAcronym= | vendorDeviceName= | interconnectionName=,,,,10,STTP,Streaming Telemetry Transport Protocol,11,,,,,,PBSLD_500_PM_04!PMU-ST3,0.0,1.0,Device statistic for Number of device errors reported by device during last reporting interval.,0,1,1,,Any,STAT,Statistic,ST,-98.6,37.5,PPA:11667,2021-08-24 16:54:28
} | MaximumArchiveDays=90 | DesiredRemainingSpace=500,11668,ONS_PBSLD_500_PM_04!PMU:ST4,,397,8736f6c7-ad41-4b43-b4f6-e684e0d4ad20,PBSLD_500_PM_04,Pbsld_500_Pm_04,60,1,companyAcronym= | protocolName=IEEE C37.118.2-2011 | vendorAcronym= | vendorDeviceName= | interconnectionName=,,,,10,STTP,Streaming Telemetry Transport Protocol,11,,,,,,PBSLD_500_PM_04!PMU-ST4,0.0,1.0,Device statistic for Number of measurements received from device during last reporting interval.,0,1,1,,Any,STAT,Statistic,ST,-98.6,37.5,PPA:11668,2021-08-24 16:54:28
} | MaximumArchiveDays=90 | DesiredRemainingSpace=500,11669,ONS_PBSLD_500_PM_04!PMU:ST5,,397,8736f6c7-ad41-4b43-b4f6-e684e0d4ad20,PBSLD_500_PM_04,Pbsld_500_Pm_04,60,1,companyAcronym= | protocolName=IEEE C37.118.2-2011 | vendorAcronym= | vendorDeviceName= | interconnectionName=,,,,10,STTP,Streaming Telemetry Transport Protocol,11,,,,,,PBSLD_500_PM_04!PMU-ST5,0.0,1.0,Device statistic for Expected number of measurements received from device during last reporting interval.,0,1,1,,Any,STAT,Statistic,ST,-98.6,37.5,PPA:11669,2021-08-24 16:54:28
} | MaximumArchiveDays=90 | DesiredRemainingSpace=500,11670,ONS_PBSLD_500_PM_04!PMU:ST6,,397,8736f6c7-ad41-4b43-b4f6-e684e0d4ad20,PBSLD_500_PM_04,Pbsld_500_Pm_04,60,1,companyAcronym= | protocolName=IEEE C37.118.2-2011 | vendorAcronym= | vendorDeviceName= | interconnectionName=,,,,10,STTP,Streaming Telemetry Transport Protocol,11,,,,,,PBSLD_500_PM_04!PMU-ST6,0.0,1.0,Device statistic for Number of measurements received while device was reporting errors during last reporting interval.,0,1,1,,Any,STAT,Statistic,ST,-98.6,37.5,PPA:11670,2021-08-24 16:54:28
} | MaximumArchiveDays=90 | DesiredRemainingSpace=500,11671,ONS_PBSLD_500_PM_04!PMU:ST7,,397,8736f6c7-ad41-4b43-b4f6-e684e0d4ad20,PBSLD_500_PM_04,Pbsld_500_Pm_04,60,1,companyAcronym= | protocolName=IEEE C37.118.2-2011 | vendorAcronym= | vendorDeviceName= | interconnectionName=,,,,10,STTP,Streaming Telemetry Transport Protocol,11,,,,,,PBSLD_500_PM_04!PMU-ST7,0.0,1.0,Device statistic for Number of defined measurements (per frame) from device during last reporting interval.,0,1,1,,Any,STAT,Statistic,ST,-98.6,37.5,PPA:11671,2021-08-24 16:54:28
} | MaximumArchiveDays=90 | DesiredRemainingSpace=500,11672,ONS_PBSLD_500_PM_02!PMU:ST1,,398,8736f6c7-ad41-4b43-b4f6-e684e0d4ad20,PBSLD_500_PM_02,Pbsld_500_Pm_02,60,1,companyAcronym= | protocolName=IEEE C37.118.2-2011 | vendorAcronym= | vendorDeviceName= | interconnectionName=,,,,10,STTP,Streaming Telemetry Transport Protocol,11,,,,,,PBSLD_500_PM_02!PMU-ST1,0.0,1.0,Device statistic for Number of data quality errors reported by device during last reporting interval.,0,1,1,,Any,STAT,Statistic,ST,-98.6,37.5,PPA:11672,2021-08-24 16:54:28
} | MaximumArchiveDays=90 | DesiredRemainingSpace=500,11673,ONS_PBSLD_500_PM_02!PMU:ST2,,398,8736f6c7-ad41-4b43-b4f6-e684e0d4ad20,PBSLD_500_PM_02,Pbsld_500_Pm_02,60,1,companyAcronym= | protocolName=IEEE C37.118.2-2011 | vendorAcronym= | vendorDeviceName= | interconnectionName=,,,,10,STTP,Streaming Telemetry Transport Protocol,11,,,,,,PBSLD_500_PM_02!PMU-ST2,0.0,1.0,Device statistic for Number of time quality errors reported by device during last reporting interval.,0,1,1,,Any,STAT,Statistic,ST,-98.6,37.5,PPA:11673,2021-08-24 16:54:28
} | MaximumArchiveDays=90 | DesiredRemainingSpace=500,11674,ONS_PBSLD_500_PM_02!PMU:ST3,,398,8736f6c7-ad41-4b43-b4f6-e684e0d4ad20,PBSLD_500_PM_02,Pbsld_500_Pm_02,60,1,companyAcronym= | protocolName=IEEE C37.118.2-2011 | vendorAcronym= | vendorDeviceName= | interconnectionName=,,,,10,STTP,Streaming Telemetry Transport Protocol,11,,,,,,PBSLD_500_PM_02!PMU-ST3,0.0,1.0,Device statistic for Number of device errors reported by device during last reporting interval.,0,1,1,,Any,STAT,Statistic,ST,-98.6,37.5,PPA:11674,2021-08-24 16:54:28
} | MaximumArchiveDays=90 | DesiredRemainingSpace=500,11675,ONS_PBSLD_500_PM_02!PMU:ST4,,398,8736f6c7-ad41-4b43-b4f6-e684e0d4ad20,PBSLD_500_PM_02,Pbsld_500_Pm_02,60,1,companyAcronym= | protocolName=IEEE C37.118.2-2011 | vendorAcronym= | vendorDeviceName= | interconnectionName=,,,,10,STTP,Streaming Telemetry Transport Protocol,11,,,,,,PBSLD_500_PM_02!PMU-ST4,0.0,1.0,Device statistic for Number of measurements received from device during last reporting interval.,0,1,1,,Any,STAT,Statistic,ST,-98.6,37.5,PPA:11675,2021-08-24 16:54:28
} | MaximumArchiveDays=90 | DesiredRemainingSpace=500,11676,ONS_PBSLD_500_PM_02!PMU:ST5,,398,8736f6c7-ad41-4b43-b4f6-e684e0d4ad20,PBSLD_500_PM_02,Pbsld_500_Pm_02,60,1,companyAcronym= | protocolName=IEEE C37.118.2-2011 | vendorAcronym= | vendorDeviceName= | interconnectionName=,,,,10,STTP,Streaming Telemetry Transport Protocol,11,,,,,,PBSLD_500_PM_02!PMU-ST5,0.0,1.0,Device statistic for Expected number of measurements received from device during last reporting interval.,0,1,1,,Any,STAT,Statistic,ST,-98.6,37.5,PPA:11676,2021-08-24 16:54:28
} | MaximumArchiveDays=90 | DesiredRemainingSpace=500,11677,ONS_PBSLD_500_PM_02!PMU:ST6,,398,8736f6c7-ad41-4b43-b4f6-e684e0d4ad20,PBSLD_500_PM_02,Pbsld_500_Pm_02,60,1,companyAcronym= | protocolName=IEEE C37.118.2-2011 | vendorAcronym= | vendorDeviceName= | interconnectionName=,,,,10,STTP,Streaming Telemetry Transport Protocol,11,,,,,,PBSLD_500_PM_02!PMU-ST6,0.0,1.0,Device statistic for Number of measurements received while device was reporting errors during last reporting interval.,0,1,1,,Any,STAT,Statistic,ST,-98.6,37.5,PPA:11677,2021-08-24 16:54:28
} | MaximumArchiveDays=90 | DesiredRemainingSpace=500,11678,ONS_PBSLD_500_PM_02!PMU:ST7,,398,8736f6c7-ad41-4b43-b4f6-e684e0d4ad20,PBSLD_500_PM_02,Pbsld_500_Pm_02,60,1,companyAcronym= | protocolName=IEEE C37.118.2-2011 | vendorAcronym= | vendorDeviceName= | interconnectionName=,,,,10,STTP,Streaming Telemetry Transport Protocol,11,,,,,,PBSLD_500_PM_02!PMU-ST7,0.0,1.0,Device statistic for Number of defined measurements (per frame) from device during last reporting interval.,0,1,1,,Any,STAT,Statistic,ST,-98.6,37.5,PPA:11678,2021-08-24 16:54:28
} | MaximumArchiveDays=90 | DesiredRemainingSpace=500,11679,ONS_PBSLD_500_PM_03!PMU:ST1,,399,8736f6c7-ad41-4b43-b4f6-e684e0d4ad20,PBSLD_500_PM_03,Pbsld_500_Pm_03,60,1,companyAcronym= | protocolName=IEEE C37.118.2-2011 | vendorAcronym= | vendorDeviceName= | interconnectionName=,,,,10,STTP,Streaming Telemetry Transport Protocol,11,,,,,,PBSLD_500_PM_03!PMU-ST1,0.0,1.0,Device statistic for Number of data quality errors reported by device during last reporting interval.,0,1,1,,Any,STAT,Statistic,ST,-98.6,37.5,PPA:11679,2021-08-24 16:54:28
} | MaximumArchiveDays=90 | DesiredRemainingSpace=500,11680,ONS_PBSLD_500_PM_03!PMU:ST2,,399,8736f6c7-ad41-4b43-b4f6-e684e0d4ad20,PBSLD_500_PM_03,Pbsld_500_Pm_03,60,1,companyAcronym= | protocolName=IEEE C37.118.2-2011 | vendorAcronym= | vendorDeviceName= | interconnectionName=,,,,10,STTP,Streaming Telemetry Transport Protocol,11,,,,,,PBSLD_500_PM_03!PMU-ST2,0.0,1.0,Device statistic for Number of time quality errors reported by device during last reporting interval.,0,1,1,,Any,STAT,Statistic,ST,-98.6,37.5,PPA:11680,2021-08-24 16:54:28
} | MaximumArchiveDays=90 | DesiredRemainingSpace=500,11681,ONS_PBSLD_500_PM_03!PMU:ST3,,399,8736f6c7-ad41-4b43-b4f6-e684e0d4ad20,PBSLD_500_PM_03,Pbsld_500_Pm_03,60,1,companyAcronym= | protocolName=IEEE C37.118.2-2011 | vendorAcronym= | vendorDeviceName= | interconnectionName=,,,,10,STTP,Streaming Telemetry Transport Protocol,11,,,,,,PBSLD_500_PM_03!PMU-ST3,0.0,1.0,Device statistic for Number of device errors reported by device during last reporting interval.,0,1,1,,Any,STAT,Statistic,ST,-98.6,37.5,PPA:11681,2021-08-24 16:54:28
} | MaximumArchiveDays=90 | DesiredRemainingSpace=500,11682,ONS_PBSLD_500_PM_03!PMU:ST4,,399,8736f6c7-ad41-4b43-b4f6-e684e0d4ad20,PBSLD_500_PM_03,Pbsld_500_Pm_03,60,1,companyAcronym= | protocolName=IEEE C37.118.2-2011 | vendorAcronym= | vendorDeviceName= | interconnectionName=,,,,10,STTP,Streaming Telemetry Transport Protocol,11,,,,,,PBSLD_500_PM_03!PMU-ST4,0.0,1.0,Device statistic for Number of measurements received from device during last reporting interval.,0,1,1,,Any,STAT,Statistic,ST,-98.6,37.5,PPA:11682,2021-08-24 16:54:28
} | MaximumArchiveDays=90 | DesiredRemainingSpace=500,11683,ONS_PBSLD_500_PM_03!PMU:ST5,,399,8736f6c7-ad41-4b43-b4f6-e684e0d4ad20,PBSLD_500_PM_03,Pbsld_500_Pm_03,60,1,companyAcronym= | protocolName=IEEE C37.118.2-2011 | vendorAcronym= | vendorDeviceName= | interconnectionName=,,,,10,STTP,Streaming Telemetry Transport Protocol,11,,,,,,PBSLD_500_PM_03!PMU-ST5,0.0,1.0,Device statistic for Expected number of measurements received from device during last reporting interval.,0,1,1,,Any,STAT,Statistic,ST,-98.6,37.5,PPA:11683,2021-08-24 16:54:28
} | MaximumArchiveDays=90 | DesiredRemainingSpace=500,11684,ONS_PBSLD_500_PM_03!PMU:ST6,,399,8736f6c7-ad41-4b43-b4f6-e684e0d4ad20,PBSLD_500_PM_03,Pbsld_500_Pm_03,60,1,companyAcronym= | protocolName=IEEE C37.118.2-2011 | vendorAcronym= | vendorDeviceName= | interconnectionName=,,,,10,STTP,Streaming Telemetry Transport Protocol,11,,,,,,PBSLD_500_PM_03!PMU-ST6,0.0,1.0,Device statistic for Number of measurements received while device was reporting errors during last reporting interval.,0,1,1,,Any,STAT,Statistic,ST,-98.6,37.5,PPA:11684,2021-08-24 16:54:28
} | MaximumArchiveDays=90 | DesiredRemainingSpace=500,11685,ONS_PBSLD_500_PM_03!PMU:ST7,,399,8736f6c7-ad41-4b43-b4f6-e684e0d4ad20,PBSLD_500_PM_03,Pbsld_500_Pm_03,60,1,companyAcronym= | protocolName=IEEE C37.118.2-2011 | vendorAcronym= | vendorDeviceName= | interconnectionName=,,,,10,STTP,Streaming Telemetry Transport Protocol,11,,,,,,PBSLD_500_PM_03!PMU-ST7,0.0,1.0,Device statistic for Number of defined measurements (per frame) from device during last reporting interval.,0,1,1,,Any,STAT,Statistic,ST,-98.6,37.5,PPA:11685,2021-08-24 16:54:28
} | MaximumArchiveDays=90 | DesiredRemainingSpace=500,11686,ONS_PBSLD_500_PM_01!PMU:ST1,,400,8736f6c7-ad41-4b43-b4f6-e684e0d4ad20,PBSLD_500_PM_01,Pbsld_500_Pm_01,60,1,companyAcronym= | protocolName=IEEE C37.118.2-2011 | vendorAcronym= | vendorDeviceName= | interconnectionName=,,,,10,STTP,Streaming Telemetry Transport Protocol,11,,,,,,PBSLD_500_PM_01!PMU-ST1,0.0,1.0,Device statistic for Number of data quality errors reported by device during last reporting interval.,0,1,1,,Any,STAT,Statistic,ST,-98.6,37.5,PPA:11686,2021-08-24 16:54:28
} | MaximumArchiveDays=90 | DesiredRemainingSpace=500,11687,ONS_PBSLD_500_PM_01!PMU:ST2,,400,8736f6c7-ad41-4b43-b4f6-e684e0d4ad20,PBSLD_500_PM_01,Pbsld_500_Pm_01,60,1,companyAcronym= | protocolName=IEEE C37.118.2-2011 | vendorAcronym= | vendorDeviceName= | interconnectionName=,,,,10,STTP,Streaming Telemetry Transport Protocol,11,,,,,,PBSLD_500_PM_01!PMU-ST2,0.0,1.0,Device statistic for Number of time quality errors reported by device during last reporting interval.,0,1,1,,Any,STAT,Statistic,ST,-98.6,37.5,PPA:11687,2021-08-24 16:54:28
} | MaximumArchiveDays=90 | DesiredRemainingSpace=500,11688,ONS_PBSLD_500_PM_01!PMU:ST3,,400,8736f6c7-ad41-4b43-b4f6-e684e0d4ad20,PBSLD_500_PM_01,Pbsld_500_Pm_01,60,1,companyAcronym= | protocolName=IEEE C37.118.2-2011 | vendorAcronym= | vendorDeviceName= | interconnectionName=,,,,10,STTP,Streaming Telemetry Transport Protocol,11,,,,,,PBSLD_500_PM_01!PMU-ST3,0.0,1.0,Device statistic for Number of device errors reported by device during last reporting interval.,0,1,1,,Any,STAT,Statistic,ST,-98.6,37.5,PPA:11688,2021-08-24 16:54:28
} | MaximumArchiveDays=90 | DesiredRemainingSpace=500,11689,ONS_PBSLD_500_PM_01!PMU:ST4,,400,8736f6c7-ad41-4b43-b4f6-e684e0d4ad20,PBSLD_500_PM_01,Pbsld_500_Pm_01,60,1,companyAcronym= | protocolName=IEEE C37.118.2-2011 | vendorAcronym= | vendorDeviceName= | interconnectionName=,,,,10,STTP,Streaming Telemetry Transport Protocol,11,,,,,,PBSLD_500_PM_01!PMU-ST4,0.0,1.0,Device statistic for Number of measurements received from device during last reporting interval.,0,1,1,,Any,STAT,Statistic,ST,-98.6,37.5,PPA:11689,2021-08-24 16:54:28
} | MaximumArchiveDays=90 | DesiredRemainingSpace=500,11690,ONS_PBSLD_500_PM_01!PMU:ST5,,400,8736f6c7-ad41-4b43-b4f6-e684e0d4ad20,PBSLD_500_PM_01,Pbsld_500_Pm_01,60,1,companyAcronym= | protocolName=IEEE C37.118.2-2011 | vendorAcronym= | vendorDeviceName= | interconnectionName=,,,,10,STTP,Streaming Telemetry Transport Protocol,11,,,,,,PBSLD_500_PM_01!PMU-ST5,0.0,1.0,Device statistic for Expected number of measurements received from device during last reporting interval.,0,1,1,,Any,STAT,Statistic,ST,-98.6,37.5,PPA:11690,2021-08-24 16:54:28
} | MaximumArchiveDays=90 | DesiredRemainingSpace=500,11691,ONS_PBSLD_500_PM_01!PMU:ST6,,400,8736f6c7-ad41-4b43-b4f6-e684e0d4ad20,PBSLD_500_PM_01,Pbsld_500_Pm_01,60,1,companyAcronym= | protocolName=IEEE C37.118.2-2011 | vendorAcronym= | vendorDeviceName= | interconnectionName=,,,,10,STTP,Streaming Telemetry Transport Protocol,11,,,,,,PBSLD_500_PM_01!PMU-ST6,0.0,1.0,Device statistic for Number of measurements received while device was reporting errors during last reporting interval.,0,1,1,,Any,STAT,Statistic,ST,-98.6,37.5,PPA:11691,2021-08-24 16:54:28
} | MaximumArchiveDays=90 | DesiredRemainingSpace=500,11692,ONS_PBSLD_500_PM_01!PMU:ST7,,400,8736f6c7-ad41-4b43-b4f6-e684e0d4ad20,PBSLD_500_PM_01,Pbsld_500_Pm_01,60,1,companyAcronym= | protocolName=IEEE C37.118.2-2011 | vendorAcronym= | vendorDeviceName= | interconnectionName=,,,,10,STTP,Streaming Telemetry Transport Protocol,11,,,,,,PBSLD_500_PM_01!PMU-ST7,0.0,1.0,Device statistic for Number of defined measurements (per frame) from device during last reporting interval.,0,1,1,,Any,STAT,Statistic,ST,-98.6,37.5,PPA:11692,2021-08-24 16:54:29
} | MaximumArchiveDays=90 | DesiredRemainingSpace=500,11693,GPA_MGPI2_500_PM_01:F,,401,8736f6c7-ad41-4b43-b4f6-e684e0d4ad20,MGPI2_500_PM_01,Mgpi2_500_Pm_01,60,1,companyAcronym= | protocolName=IEEE C37.118.2-2011 | vendorAcronym= | vendorDeviceName= | interconnectionName=,,,,10,STTP,Streaming Telemetry Transport Protocol,5,,,,,,MGPI2_500_PM_01-FQ,0.0,1.0,Mgpi2_500_Pm_01 Frequency,0,1,1,Hz,PMU,FREQ,Frequency,FQ,-98.6,37.5,PPA:11693,2021-08-24 16:57:48
} | MaximumArchiveDays=90 | DesiredRemainingSpace=500,11694,GPA_MGPI2_500_PM_01:DF,,401,8736f6c7-ad41-4b43-b4f6-e684e0d4ad20,MGPI2_500_PM_01,Mgpi2_500_Pm_01,60,1,companyAcronym= | protocolName=IEEE C37.118.2-2011 | vendorAcronym= | vendorDeviceName= | interconnectionName=,,,,10,STTP,Streaming Telemetry Transport Protocol,6,,,,,,MGPI2_500_PM_01-DF,0.0,1.0,Mgpi2_500_Pm_01 Frequency Delta (dF/dt),0,1,1,,PMU,DFDT,Frequency Delta (dF/dt),DF,-98.6,37.5,PPA:11694,2021-08-24 16:57:48
} | MaximumArchiveDays=90 | DesiredRemainingSpace=500,11695,GPA_MGPI2_500_PM_01:S,,401,8736f6c7-ad41-4b43-b4f6-e684e0d4ad20,MGPI2_500_PM_01,Mgpi2_500_Pm_01,60,1,companyAcronym= | protocolName=IEEE C37.118.2-2011 | vendorAcronym= | vendorDeviceName= | interconnectionName=,,,,10,STTP,Streaming Telemetry Transport Protocol,8,,,,,,MGPI2_500_PM_01-SF,0.0,1.0,Mgpi2_500_Pm_01 Status Flags,0,1,1,,PMU,FLAG,Status Flags,SF,-98.6,37.5,PPA:11695,2021-08-24 16:57:48
} | MaximumArchiveDays=90 | DesiredRemainingSpace=500,11696,GPA_MGPI2_500_PM_01-PM1:V,,401,8736f6c7-ad41-4b43-b4f6-e684e0d4ad20,MGPI2_500_PM_01,Mgpi2_500_Pm_01,60,1,companyAcronym= | protocolName=IEEE C37.118.2-2011 | vendorAcronym= | vendorDeviceName= | interconnectionName=,,,,10,STTP,Streaming Telemetry Transport Protocol,3,1,LTMGARI2_1_FV_A,V,-,0,MGPI2_500_PM_01-PM1,0.0,1.0,Mgpi2_500_Pm_01 LTMGARI2_1_FV_A - Voltage Magnitude,0,1,1,Volts,Phasor,VPHM,Voltage Magnitude,PM,-98.6,37.5,PPA:11696,2021-08-24 16:57:48
} | MaximumArchiveDays=90 | DesiredRemainingSpace=500,11697,GPA_MGPI2_500_PM_01-PA1:VH,,401,8736f6c7-ad41-4b43-b4f6-e684e0d4ad20,MGPI2_500_PM_01,Mgpi2_500_Pm_01,60,1,companyAcronym= | protocolName=IEEE C37.118.2-2011 | vendorAcronym= | vendorDeviceName= | interconnectionName=,,,,10,STTP,Streaming Telemetry Transport Protocol,4,1,LTMGARI2_1_FV_A,V,-,0,MGPI2_500_PM_01-PA1,0.0,1.0,Mgpi2_500_Pm_01 LTMGARI2_1_FV_A - Voltage Phase Angle,0,1,1,Degrees,Phasor,VPHA,Voltage Phase Angle,PA,-98.6,37.5,PPA:11697,2021-08-24 16:57:48
} | MaximumArchiveDays=90 | DesiredRemainingSpace=500,11698,GPA_MGPI2_500_PM_01-PM2:V,,401,8736f6c7-ad41-4b43-b4f6-e684e0d4ad20,MGPI2_500_PM_01,Mgpi2_500_Pm_01,60,1,companyAcronym= | protocolName=IEEE C37.118.2-2011 | vendorAcronym= | vendorDeviceName= | interconnectionName=,,,,10,STTP,Streaming Telemetry Transport Protocol,3,2,LTMGARI2_1_FV_B,V,-,0,MGPI2_500_PM_01-PM2,0.0,1.0,Mgpi2_500_Pm_01 LTMGARI2_1_FV_B - Voltage Magnitude,0,1,1,Volts,Phasor,VPHM,Voltage Magnitude,PM,-98.6,37.5,PPA:11698,2021-08-24 16:57:48
} | MaximumArchiveDays=90 | DesiredRemainingSpace=500,11699,GPA_MGPI2_500_PM_01-PA2:VH,,401,8736f6c7-ad41-4b43-b4f6-e684e0d4ad20,MGPI2_500_PM_01,Mgpi2_500_Pm_01,60,1,companyAcronym= | protocolName=IEEE C37.118.2-2011 | vendorAcronym= | vendorDeviceName= | interconnectionName=,,,,10,STTP,Streaming Telemetry Transport Protocol,4,2,LTMGARI2_1_FV_B,V,-,0,MGPI2_500_PM_01-PA2,0.0,1.0,Mgpi2_500_Pm_01 LTMGARI2_1_FV_B - Voltage Phase Angle,0,1,1,Degrees,Phasor,VPHA,Voltage Phase Angle,PA,-98.6,37.5,PPA:11699,2021-08-24 16:57:48
} | MaximumArchiveDays=90 | DesiredRemainingSpace=500,11700,GPA_MGPI2_500_PM_01-PM3:V,,401,8736f6c7-ad41-4b43-b4f6-e684e0d4ad20,MGPI2_500_PM_01,Mgpi2_500_Pm_01,60,1,companyAcronym= | protocolName=IEEE C37.118.2-2011 | vendorAcronym= | vendorDeviceName= | interconnectionName=,,,,10,STTP,Streaming Telemetry Transport Protocol,3,3,LTMGARI2_1_FV_C,V,-,0,MGPI2_500_PM_01-PM3,0.0,1.0,Mgpi2_500_Pm_01 LTMGARI2_1_FV_C - Voltage Magnitude,0,1,1,Volts,Phasor,VPHM,Voltage Magnitude,PM,-98.6,37.5,PPA:11700,2021-08-24 16:57:48
} | MaximumArchiveDays=90 | DesiredRemainingSpace=500,11701,GPA_MGPI2_500_PM_01-PA3:VH,,401,8736f6c7-ad41-4b43-b4f6-e684e0d4ad20,MGPI2_500_PM_01,Mgpi2_500_Pm_01,60,1,companyAcronym= | protocolName=IEEE C37.118.2-2011 | vendorAcronym= | vendorDeviceName= | interconnectionName=,,,,10,STTP,Streaming Telemetry Transport Protocol,4,3,LTMGARI2_1_FV_C,V,-,0,MGPI2_500_PM_01-PA3,0.0,1.0,Mgpi2_500_Pm_01 LTMGARI2_1_FV_C - Voltage Phase Angle,0,1,1,Degrees,Phasor,VPHA,Voltage Phase Angle,PA,-98.6,37.5,PPA:11701,2021-08-24 16:57:48
} | MaximumArchiveDays=90 | DesiredRemainingSpace=500,11702,GPA_MGPI2_500_PM_01-PM4:I,,401,8736f6c7-ad41-4b43-b4f6-e684e0d4ad20,MGPI2_500_PM_01,Mgpi2_500_Pm_01,60,1,companyAcronym= | protocolName=IEEE C37.118.2-2011 | vendorAcronym= | vendorDeviceName= | interconnectionName=,,,,10,STTP,Streaming Telemetry Transport Protocol,1,4,LTMGARI2_1_FA_A,I,-,0,MGPI2_500_PM_01-PM4,0.0,1.0,Mgpi2_500_Pm_01 LTMGARI2_1_FA_A - Current Magnitude,0,1,1,Amps,Phasor,IPHM,Current Magnitude,PM,-98.6,37.5,PPA:11702,2021-08-24 16:57:48
} | MaximumArchiveDays=90 | DesiredRemainingSpace=500,11703,GPA_MGPI2_500_PM_01-PA4:IH,,401,8736f6c7-ad41-4b43-b4f6-e684e0d4ad20,MGPI2_500_PM_01,Mgpi2_500_Pm_01,60,1,companyAcronym= | protocolName=IEEE C37.118.2-2011 | vendorAcronym= | vendorDeviceName= | interconnectionName=,,,,10,STTP,Streaming Telemetry Transport Protocol,2,4,LTMGARI2_1_FA_A,I,-,0,MGPI2_500_PM_01-PA4,0.0,1.0,Mgpi2_500_Pm_01 LTMGARI2_1_FA_A - Current Phase Angle,0,1,1,Degrees,Phasor,IPHA,Current Phase Angle,PA,-98.6,37.5,PPA:11703,2021-08-24 16:57:48
} | MaximumArchiveDays=90 | DesiredRemainingSpace=500,11704,GPA_MGPI2_500_PM_01-PM5:I,,401,8736f6c7-ad41-4b43-b4f6-e684e0d4ad20,MGPI2_500_PM_01,Mgpi2_500_Pm_01,60,1,companyAcronym= | protocolName=IEEE C37.118.2-2011 | vendorAcronym= | vendorDeviceName= | interconnectionName=,,,,10,STTP,Streaming Telemetry Transport Protocol,1,5,LTMGARI2_1_FA_B,I,-,0,MGPI2_500_PM_01-PM5,0.0,1.0,Mgpi2_500_Pm_01 LTMGARI2_1_FA_B - Current Magnitude,0,1,1,Amps,Phasor,IPHM,Current Magnitude,PM,-98.6,37.5,PPA:11704,2021-08-24 16:57:48
} | MaximumArchiveDays=90 | DesiredRemainingSpace=500,11705,GPA_MGPI2_500_PM_01-PA5:IH,,401,8736f6c7-ad41-4b43-b4f6-e684e0d4ad20,MGPI2_500_PM_01,Mgpi2_500_Pm_01,60,1,companyAcronym= | protocolName=IEEE C37.118.2-2011 | vendorAcronym= | vendorDeviceName= | interconnectionName=,,,,10,STTP,Streaming Telemetry Transport Protocol,2,5,LTMGARI2_1_FA_B,I,-,0,MGPI2_500_PM_01-PA5,0.0,1.0,Mgpi2_500_Pm_01 LTMGARI2_1_FA_B - Current Phase Angle,0,1,1,Degrees,Phasor,IPHA,Current Phase Angle,PA,-98.6,37.5,PPA:11705,2021-08-24 16:57:48
} | MaximumArchiveDays=90 | DesiredRemainingSpace=500,11706,GPA_MGPI2_500_PM_01-PM6:I,,401,8736f6c7-ad41-4b43-b4f6-e684e0d4ad20,MGPI2_500_PM_01,Mgpi2_500_Pm_01,60,1,companyAcronym= | protocolName=IEEE C37.118.2-2011 | vendorAcronym= | vendorDeviceName= | interconnectionName=,,,,10,STTP,Streaming Telemetry Transport Protocol,1,6,LTMGARI2_1_FA_C,I,-,0,MGPI2_500_PM_01-PM6,0.0,1.0,Mgpi2_500_Pm_01 LTMGARI2_1_FA_C - Current Magnitude,0,1,1,Amps,Phasor,IPHM,Current Magnitude,PM,-98.6,37.5,PPA:11706,2021-08-24 16:57:48
} | MaximumArchiveDays=90 | DesiredRemainingSpace=500,11707,GPA_MGPI2_500_PM_01-PA6:IH,,401,8736f6c7-ad41-4b43-b4f6-e684e0d4ad20,MGPI2_500_PM_01,Mgpi2_500_Pm_01,60,1,companyAcronym= | protocolName=IEEE C37.118.2-2011 | vendorAcronym= | vendorDeviceName= | interconnectionName=,,,,10,STTP,Streaming Telemetry Transport Protocol,2,6,LTMGARI2_1_FA_C,I,-,0,MGPI2_500_PM_01-PA6,0.0,1.0,Mgpi2_500_Pm_01 LTMGARI2_1_FA_C - Current Phase Angle,0,1,1,Degrees,Phasor,IPHA,Current Phase Angle,PA,-98.6,37.5,PPA:11707,2021-08-24 16:57:48
} | MaximumArchiveDays=90 | DesiredRemainingSpace=500,11708,GPA_MGPI2_500_PM_01-PM7:V,,401,8736f6c7-ad41-4b43-b4f6-e684e0d4ad20,MGPI2_500_PM_01,Mgpi2_500_Pm_01,60,1,companyAcronym= | protocolName=IEEE C37.118.2-2011 | vendorAcronym= | vendorDeviceName= | interconnectionName=,,,,10,STTP,Streaming Telemetry Transport Protocol,3,7,LTMGARI2_1_FV_P,V,-,0,MGPI2_500_PM_01-PM7,0.0,1.0,Mgpi2_500_Pm_01 LTMGARI2_1_FV_P - Voltage Magnitude,0,1,1,Volts,Phasor,VPHM,Voltage Magnitude,PM,-98.6,37.5,PPA:11708,2021-08-24 16:57:48
} | MaximumArchiveDays=90 | DesiredRemainingSpace=500,11709,GPA_MGPI2_500_PM_01-PA7:VH,,401,8736f6c7-ad41-4b43-b4f6-e684e0d4ad20,MGPI2_500_PM_01,Mgpi2_500_Pm_01,60,1,companyAcronym= | protocolName=IEEE C37.118.2-2011 | vendorAcronym= | vendorDeviceName= | interconnectionName=,,,,10,STTP,Streaming Telemetry Transport Protocol,4,7,LTMGARI2_1_FV_P,V,-,0,MGPI2_500_PM_01-PA7,0.0,1.0,Mgpi2_500_Pm_01 LTMGARI2_1_FV_P - Voltage Phase Angle,0,1,1,Degrees,Phasor,VPHA,Voltage Phase Angle,PA,-98.6,37.5,PPA:11709,2021-08-24 16:57:48
} | MaximumArchiveDays=90 | DesiredRemainingSpace=500,11710,GPA_MGPI2_500_PM_01-PM8:I,,401,8736f6c7-ad41-4b43-b4f6-e684e0d4ad20,MGPI2_500_PM_01,Mgpi2_500_Pm_01,60,1,companyAcronym= | protocolName=IEEE C37.118.2-2011 | vendorAcronym= | vendorDeviceName= | interconnectionName=,,,,10,STTP,Streaming Telemetry Transport Protocol,1,8,LTMGARI2_1_FA_P,I,-,0,MGPI2_500_PM_01-PM8,0.0,1.0,Mgpi2_500_Pm_01 LTMGARI2_1_FA_P - Current Magnitude,0,1,1,Amps,Phasor,IPHM,Current Magnitude,PM,-98.6,37.5,PPA:11710,2021-08-24 16:57:48
} | MaximumArchiveDays=90 | DesiredRemainingSpace=500,11711,GPA_MGPI2_500_PM_01-PA8:IH,,401,8736f6c7-ad41-4b43-b4f6-e684e0d4ad20,MGPI2_500_PM_01,Mgpi2_500_Pm_01,60,1,companyAcronym= | protocolName=IEEE C37.118.2-2011 | vendorAcronym= | vendorDeviceName= | interconnectionName=,,,,10,STTP,Streaming Telemetry Transport Protocol,2,8,LTMGARI2_1_FA_P,I,-,0,MGPI2_500_PM_01-PA8,0.0,1.0,Mgpi2_500_Pm_01 LTMGARI2_1_FA_P - Current Phase Angle,0,1,1,Degrees,Phasor,IPHA,Current Phase Angle,PA,-98.6,37.5,PPA:11711,2021-08-24 16:57:48
} | MaximumArchiveDays=90 | DesiredRemainingSpace=500,11712,GPA_MGARI2_500_PM_01:F,,402,8736f6c7-ad41-4b43-b4f6-e684e0d4ad20,MGARI2_500_PM_01,Mgari2_500_Pm_01,60,1,companyAcronym= | protocolName=IEEE C37.118.2-2011 | vendorAcronym= | vendorDeviceName= | interconnectionName=,,,,10,STTP,Streaming Telemetry Transport Protocol,5,,,,,,MGARI2_500_PM_01-FQ,0.0,1.0,Mgari2_500_Pm_01 Frequency,0,1,1,Hz,PMU,FREQ,Frequency,FQ,-98.6,37.5,PPA:11712,2021-08-24 16:57:48
} | MaximumArchiveDays=90 | DesiredRemainingSpace=500,11713,GPA_MGARI2_500_PM_01:DF,,402,8736f6c7-ad41-4b43-b4f6-e684e0d4ad20,MGARI2_500_PM_01,Mgari2_500_Pm_01,60,1,companyAcronym= | protocolName=IEEE C37.118.2-2011 | vendorAcronym= | vendorDeviceName= | interconnectionName=,,,,10,STTP,Streaming Telemetry Transport Protocol,6,,,,,,MGARI2_500_PM_01-DF,0.0,1.0,Mgari2_500_Pm_01 Frequency Delta (dF/dt),0,1,1,,PMU,DFDT,Frequency Delta (dF/dt),DF,-98.6,37.5,PPA:11713,2021-08-24 16:57:48
} | MaximumArchiveDays=90 | DesiredRemainingSpace=500,11714,GPA_MGARI2_500_PM_01:S,,402,8736f6c7-ad41-4b43-b4f6-e684e0d4ad20,MGARI2_500_PM_01,Mgari2_500_Pm_01,60,1,companyAcronym= | protocolName=IEEE C37.118.2-2011 | vendorAcronym= | vendorDeviceName= | interconnectionName=,,,,10,STTP,Streaming Telemetry Transport Protocol,8,,,,,,MGARI2_500_PM_01-SF,0.0,1.0,Mgari2_500_Pm_01 Status Flags,0,1,1,,PMU,FLAG,Status Flags,SF,-98.6,37.5,PPA:11714,2021-08-24 16:57:48
} | MaximumArchiveDays=90 | DesiredRemainingSpace=500,11715,GPA_MGARI2_500_PM_01-PM1:V,,402,8736f6c7-ad41-4b43-b4f6-e684e0d4ad20,MGARI2_500_PM_01,Mgari2_500_Pm_01,60,1,companyAcronym= | protocolName=IEEE C37.118.2-2011 | vendorAcronym= | vendorDeviceName= | interconnectionName=,,,,10,STTP,Streaming Telemetry Transport Protocol,3,1,LTMGPI2_N5_FV_A,V,-,0,MGARI2_500_PM_01-PM1,0.0,1.0,Mgari2_500_Pm_01 LTMGPI2_N5_FV_A - Voltage Magnitude,0,1,1,Volts,Phasor,VPHM,Voltage Magnitude,PM,-98.6,37.5,PPA:11715,2021-08-24 16:57:48
} | MaximumArchiveDays=90 | DesiredRemainingSpace=500,11716,GPA_MGARI2_500_PM_01-PA1:VH,,402,8736f6c7-ad41-4b43-b4f6-e684e0d4ad20,MGARI2_500_PM_01,Mgari2_500_Pm_01,60,1,companyAcronym= | protocolName=IEEE C37.118.2-2011 | vendorAcronym= | vendorDeviceName= | interconnectionName=,,,,10,STTP,Streaming Telemetry Transport Protocol,4,1,LTMGPI2_N5_FV_A,V,-,0,MGARI2_500_PM_01-PA1,0.0,1.0,Mgari2_500_Pm_01 LTMGPI2_N5_FV_A - Voltage Phase Angle,0,1,1,Degrees,Phasor,VPHA,Voltage Phase Angle,PA,-98.6,37.5,PPA:11716,2021-08-24 16:57:48
} | MaximumArchiveDays=90 | DesiredRemainingSpace=500,11717,GPA_MGARI2_500_PM_01-PM2:V,,402,8736f6c7-ad41-4b43-b4f6-e684e0d4ad20,MGARI2_500_PM_01,Mgari2_500_Pm_01,60,1,companyAcronym= | protocolName=IEEE C37.118.2-2011 | vendorAcronym= | vendorDeviceName= | interconnectionName=,,,,10,STTP,Streaming Telemetry Transport Protocol,3,2,LTMGPI2_N5_FV_B,V,-,0,MGARI2_500_PM_01-PM2,0.0,1.0,Mgari2_500_Pm_01 LTMGPI2_N5_FV_B - Voltage Magnitude,0,1,1,Volts,Phasor,VPHM,Voltage Magnitude,PM,-98.6,37.5,PPA:11717,2021-08-24 16:57:48
} | MaximumArchiveDays=90 | DesiredRemainingSpace=500,11718,GPA_MGARI2_500_PM_01-PA2:VH,,402,8736f6c7-ad41-4b43-b4f6-e684e0d4ad20,MGARI2_500_PM_01,Mgari2_500_Pm_01,60,1,companyAcronym= | protocolName=IEEE C37.118.2-2011 | vendorAcronym= | vendorDeviceName= | interconnectionName=,,,,10,STTP,Streaming Telemetry Transport Protocol,4,2,LTMGPI2_N5_FV_B,V,-,0,MGARI2_500_PM_01-PA2,0.0,1.0,Mgari2_500_Pm_01 LTMGPI2_N5_FV_B - Voltage Phase Angle,0,1,1,Degrees,Phasor,VPHA,Voltage Phase Angle,PA,-98.6,37.5,PPA:11718,2021-08-24 16:57:48
} | MaximumArchiveDays=90 | DesiredRemainingSpace=500,11719,GPA_MGARI2_500_PM_01-PM3:V,,402,8736f6c7-ad41-4b43-b4f6-e684e0d4ad20,MGARI2_500_PM_01,Mgari2_500_Pm_01,60,1,companyAcronym= | protocolName=IEEE C37.118.2-2011 | vendorAcronym= | vendorDeviceName= | interconnectionName=,,,,10,STTP,Streaming Telemetry Transport Protocol,3,3,LTMGPI2_N5_FV_C,V,-,0,MGARI2_500_PM_01-PM3,0.0,1.0,Mgari2_500_Pm_01 LTMGPI2_N5_FV_C - Voltage Magnitude,0,1,1,Volts,Phasor,VPHM,Voltage Magnitude,PM,-98.6,37.5,PPA:11719,2021-08-24 16:57:48
} | MaximumArchiveDays=90 | DesiredRemainingSpace=500,11720,GPA_MGARI2_500_PM_01-PA3:VH,,402,8736f6c7-ad41-4b43-b4f6-e684e0d4ad20,MGARI2_500_PM_01,Mgari2_500_Pm_01,60,1,companyAcronym= | protocolName=IEEE C37.118.2-2011 | vendorAcronym= | vendorDeviceName= | interconnectionName=,,,,10,STTP,Streaming Telemetry Transport Protocol,4,3,LTMGPI2_N5_FV_C,V,-,0,MGARI2_500_PM_01-PA3,0.0,1.0,Mgari2_500_Pm_01 LTMGPI2_N5_FV_C - Voltage Phase Angle,0,1,1,Degrees,Phasor,VPHA,Voltage Phase Angle,PA,-98.6,37.5,PPA:11720,2021-08-24 16:57:48
} | MaximumArchiveDays=90 | DesiredRemainingSpace=500,11721,GPA_MGARI2_500_PM_01-PM4:I,,402,8736f6c7-ad41-4b43-b4f6-e684e0d4ad20,MGARI2_500_PM_01,Mgari2_500_Pm_01,60,1,companyAcronym= | protocolName=IEEE C37.118.2-2011 | vendorAcronym= | vendorDeviceName= | interconnectionName=,,,,10,STTP,Streaming Telemetry Transport Protocol,1,4,LTMGPI2_N5_FA_A,I,-,0,MGARI2_500_PM_01-PM4,0.0,1.0,Mgari2_500_Pm_01 LTMGPI2_N5_FA_A - Current Magnitude,0,1,1,Amps,Phasor,IPHM,Current Magnitude,PM,-98.6,37.5,PPA:11721,2021-08-24 16:57:48
} | MaximumArchiveDays=90 | DesiredRemainingSpace=500,11722,GPA_MGARI2_500_PM_01-PA4:IH,,402,8736f6c7-ad41-4b43-b4f6-e684e0d4ad20,MGARI2_500_PM_01,Mgari2_500_Pm_01,60,1,companyAcronym= | protocolName=IEEE C37.118.2-2011 | vendorAcronym= | vendorDeviceName= | interconnectionName=,,,,10,STTP,Streaming Telemetry Transport Protocol,2,4,LTMGPI2_N5_FA_A,I,-,0,MGARI2_500_PM_01-PA4,0.0,1.0,Mgari2_500_Pm_01 LTMGPI2_N5_FA_A - Current Phase Angle,0,1,1,Degrees,Phasor,IPHA,Current Phase Angle,PA,-98.6,37.5,PPA:11722,2021-08-24 16:57:48
} | MaximumArchiveDays=90 | DesiredRemainingSpace=500,11723,GPA_MGARI2_500_PM_01-PM5:I,,402,8736f6c7-ad41-4b43-b4f6-e684e0d4ad20,MGARI2_500_PM_01,Mgari2_500_Pm_01,60,1,companyAcronym= | protocolName=IEEE C37.118.2-2011 | vendorAcronym= | vendorDeviceName= | interconnectionName=,,,,10,STTP,Streaming Telemetry Transport Protocol,1,5,LTMGPI2_N5_FA_B,I,-,0,MGARI2_500_PM_01-PM5,0.0,1.0,Mgari2_500_Pm_01 LTMGPI2_N5_FA_B - Current Magnitude,0,1,1,Amps,Phasor,IPHM,Current Magnitude,PM,-98.6,37.5,PPA:11723,2021-08-24 16:57:48
} | MaximumArchiveDays=90 | DesiredRemainingSpace=500,11724,GPA_MGARI2_500_PM_01-PA5:IH,,402,8736f6c7-ad41-4b43-b4f6-e684e0d4ad20,MGARI2_500_PM_01,Mgari2_500_Pm_01,60,1,companyAcronym= | protocolName=IEEE C37.118.2-2011 | vendorAcronym= | vendorDeviceName= | interconnectionName=,,,,10,STTP,Streaming Telemetry Transport Protocol,2,5,LTMGPI2_N5_FA_B,I,-,0,MGARI2_500_PM_01-PA5,0.0,1.0,Mgari2_500_Pm_01 LTMGPI2_N5_FA_B - Current Phase Angle,0,1,1,Degrees,Phasor,IPHA,Current Phase Angle,PA,-98.6,37.5,PPA:11724,2021-08-24 16:57:48
} | MaximumArchiveDays=90 | DesiredRemainingSpace=500,11725,GPA_MGARI2_500_PM_01-PM6:I,,402,8736f6c7-ad41-4b43-b4f6-e684e0d4ad20,MGARI2_500_PM_01,Mgari2_500_Pm_01,60,1,companyAcronym= | protocolName=IEEE C37.118.2-2011 | vendorAcronym= | vendorDeviceName= | interconnectionName=,,,,10,STTP,Streaming Telemetry Transport Protocol,1,6,LTMGPI2_N5_FA_C,I,-,0,MGARI2_500_PM_01-PM6,0.0,1.0,Mgari2_500_Pm_01 LTMGPI2_N5_FA_C - Current Magnitude,0,1,1,Amps,Phasor,IPHM,Current Magnitude,PM,-98.6,37.5,PPA:11725,2021-08-24 16:57:48
} | MaximumArchiveDays=90 | DesiredRemainingSpace=500,11726,GPA_MGARI2_500_PM_01-PA6:IH,,402,8736f6c7-ad41-4b43-b4f6-e684e0d4ad20,MGARI2_500_PM_01,Mgari2_500_Pm_01,60,1,companyAcronym= | protocolName=IEEE C37.118.2-2011 | vendorAcronym= | vendorDeviceName= | interconnectionName=,,,,10,STTP,Streaming Telemetry Transport Protocol,2,6,LTMGPI2_N5_FA_C,I,-,0,MGARI2_500_PM_01-PA6,0.0,1.0,Mgari2_500_Pm_01 LTMGPI2_N5_FA_C - Current Phase Angle,0,1,1,Degrees,Phasor,IPHA,Current Phase Angle,PA,-98.6,37.5,PPA:11726,2021-08-24 16:57:48
} | MaximumArchiveDays=90 | DesiredRemainingSpace=500,11727,GPA_MGARI2_500_PM_01-PM7:V,,402,8736f6c7-ad41-4b43-b4f6-e684e0d4ad20,MGARI2_500_PM_01,Mgari2_500_Pm_01,60,1,companyAcronym= | protocolName=IEEE C37.118.2-2011 | vendorAcronym= | vendorDeviceName= | interconnectionName=,,,,10,STTP,Streaming Telemetry Transport Protocol,3,7,LTMGPI2_N5_FV_P,V,-,0,MGARI2_500_PM_01-PM7,0.0,1.0,Mgari2_500_Pm_01 LTMGPI2_N5_FV_P - Voltage Magnitude,0,1,1,Volts,Phasor,VPHM,Voltage Magnitude,PM,-98.6,37.5,PPA:11727,2021-08-24 16:57:48
} | MaximumArchiveDays=90 | DesiredRemainingSpace=500,11728,GPA_MGARI2_500_PM_01-PA7:VH,,402,8736f6c7-ad41-4b43-b4f6-e684e0d4ad20,MGARI2_500_PM_01,Mgari2_500_Pm_01,60,1,companyAcronym= | protocolName=IEEE C37.118.2-2011 | vendorAcronym= | vendorDeviceName= | interconnectionName=,,,,10,STTP,Streaming Telemetry Transport Protocol,4,7,LTMGPI2_N5_FV_P,V,-,0,MGARI2_500_PM_01-PA7,0.0,1.0,Mgari2_500_Pm_01 LTMGPI2_N5_FV_P - Voltage Phase Angle,0,1,1,Degrees,Phasor,VPHA,Voltage Phase Angle,PA,-98.6,37.5,PPA:11728,2021-08-24 16:57:48
} | MaximumArchiveDays=90 | DesiredRemainingSpace=500,11729,GPA_MGARI2_500_PM_01-PM8:I,,402,8736f6c7-ad41-4b43-b4f6-e684e0d4ad20,MGARI2_500_PM_01,Mgari2_500_Pm_01,60,1,companyAcronym= | protocolName=IEEE C37.118.2-2011 | vendorAcronym= | vendorDeviceName= | interconnectionName=,,,,10,STTP,Streaming Telemetry Transport Protocol,1,8,LTMGPI2_N5_FA_P,I,-,0,MGARI2_500_PM_01-PM8,0.0,1.0,Mgari2_500_Pm_01 LTMGPI2_N5_FA_P - Current Magnitude,0,1,1,Amps,Phasor,IPHM,Current Magnitude,PM,-98.6,37.5,PPA:11729,2021-08-24 16:57:48
} | MaximumArchiveDays=90 | DesiredRemainingSpace=500,11730,GPA_MGARI2_500_PM_01-PA8:IH,,402,8736f6c7-ad41-4b43-b4f6-e684e0d4ad20,MGARI2_500_PM_01,Mgari2_500_Pm_01,60,1,companyAcronym= | protocolName=IEEE C37.118.2-2011 | vendorAcronym= | vendorDeviceName= | interconnectionName=,,,,10,STTP,Streaming Telemetry Transport Protocol,2,8,LTMGPI2_N5_FA_P,I,-,0,MGARI2_500_PM_01-PA8,0.0,1.0,Mgari2_500_Pm_01 LTMGPI2_N5_FA_P - Current Phase Angle,0,1,1,Degrees,Phasor,IPHA,Current Phase Angle,PA,-98.6,37.5,PPA:11730,2021-08-24 16:57:48
} | MaximumArchiveDays=90 | DesiredRemainingSpace=500,11731,GPA_MGARI2_500_PM_02:F,,403,8736f6c7-ad41-4b43-b4f6-e684e0d4ad20,MGARI2_500_PM_02,Mgari2_500_Pm_02,60,1,companyAcronym= | protocolName=IEEE C37.118.2-2011 | vendorAcronym= | vendorDeviceName= | interconnectionName=,,,,10,STTP,Streaming Telemetry Transport Protocol,5,,,,,,MGARI2_500_PM_02-FQ,0.0,1.0,Mgari2_500_Pm_02 Frequency,0,1,1,Hz,PMU,FREQ,Frequency,FQ,-98.6,37.5,PPA:11731,2021-08-24 16:57:48
} | MaximumArchiveDays=90 | DesiredRemainingSpace=500,11732,GPA_MGARI2_500_PM_02:DF,,403,8736f6c7-ad41-4b43-b4f6-e684e0d4ad20,MGARI2_500_PM_02,Mgari2_500_Pm_02,60,1,companyAcronym= | protocolName=IEEE C37.118.2-2011 | vendorAcronym= | vendorDeviceName= | interconnectionName=,,,,10,STTP,Streaming Telemetry Transport Protocol,6,,,,,,MGARI2_500_PM_02-DF,0.0,1.0,Mgari2_500_Pm_02 Frequency Delta (dF/dt),0,1,1,,PMU,DFDT,Frequency Delta (dF/dt),DF,-98.6,37.5,PPA:11732,2021-08-24 16:57:48
} | MaximumArchiveDays=90 | DesiredRemainingSpace=500,11733,GPA_MGARI2_500_PM_02:S,,403,8736f6c7-ad41-4b43-b4f6-e684e0d4ad20,MGARI2_500_PM_02,Mgari2_500_Pm_02,60,1,companyAcronym= | protocolName=IEEE C37.118.2-2011 | vendorAcronym= | vendorDeviceName= | interconnectionName=,,,,10,STTP,Streaming Telemetry Transport Protocol,8,,,,,,MGARI2_500_PM_02-SF,0.0,1.0,Mgari2_500_Pm_02 Status Flags,0,1,1,,PMU,FLAG,Status Flags,SF,-98.6,37.5,PPA:11733,2021-08-24 16:57:48
} | MaximumArchiveDays=90 | DesiredRemainingSpace=500,11734,GPA_MGARI2_500_PM_02-PM1:V,,403,8736f6c7-ad41-4b43-b4f6-e684e0d4ad20,MGARI2_500_PM_02,Mgari2_500_Pm_02,60,1,companyAcronym= | protocolName=IEEE C37.118.2-2011 | vendorAcronym= | vendorDeviceName= | interconnectionName=,,,,10,STTP,Streaming Telemetry Transport Protocol,3,1,LTBARDE_N4_FV_A,V,+,0,MGARI2_500_PM_02-PM1,0.0,1.0,Mgari2_500_Pm_02 LTBARDE_N4_FV_A + Voltage Magnitude,0,1,1,Volts,Phasor,VPHM,Voltage Magnitude,PM,-98.6,37.5,PPA:11734,2021-08-24 16:57:48
} | MaximumArchiveDays=90 | DesiredRemainingSpace=500,11735,GPA_MGARI2_500_PM_02-PA1:VH,,403,8736f6c7-ad41-4b43-b4f6-e684e0d4ad20,MGARI2_500_PM_02,Mgari2_500_Pm_02,60,1,companyAcronym= | protocolName=IEEE C37.118.2-2011 | vendorAcronym= | vendorDeviceName= | interconnectionName=,,,,10,STTP,Streaming Telemetry Transport Protocol,4,1,LTBARDE_N4_FV_A,V,+,0,MGARI2_500_PM_02-PA1,0.0,1.0,Mgari2_500_Pm_02 LTBARDE_N4_FV_A + Voltage Phase Angle,0,1,1,Degrees,Phasor,VPHA,Voltage Phase Angle,PA,-98.6,37.5,PPA:11735,2021-08-24 16:57:48
} | MaximumArchiveDays=90 | DesiredRemainingSpace=500,11736,GPA_MGARI2_500_PM_02-PM2:V,,403,8736f6c7-ad41-4b43-b4f6-e684e0d4ad20,MGARI2_500_PM_02,Mgari2_500_Pm_02,60,1,companyAcronym= | protocolName=IEEE C37.118.2-2011 | vendorAcronym= | vendorDeviceName= | interconnectionName=,,,,10,STTP,Streaming Telemetry Transport Protocol,3,2,LTBARDE_N4_FV_B,V,+,0,MGARI2_500_PM_02-PM2,0.0,1.0,Mgari2_500_Pm_02 LTBARDE_N4_FV_B + Voltage Magnitude,0,1,1,Volts,Phasor,VPHM,Voltage Magnitude,PM,-98.6,37.5,PPA:11736,2021-08-24 16:57:48
} | MaximumArchiveDays=90 | DesiredRemainingSpace=500,11737,GPA_MGARI2_500_PM_02-PA2:VH,,403,8736f6c7-ad41-4b43-b4f6-e684e0d4ad20,MGARI2_500_PM_02,Mgari2_500_Pm_02,60,1,companyAcronym= | protocolName=IEEE C37.118.2-2011 | vendorAcronym= | vendorDeviceName= | interconnectionName=,,,,10,STTP,Streaming Telemetry Transport Protocol,4,2,LTBARDE_N4_FV_B,V,+,0,MGARI2_500_PM_02-PA2,0.0,1.0,Mgari2_500_Pm_02 LTBARDE_N4_FV_B + Voltage Phase Angle,0,1,1,Degrees,Phasor,VPHA,Voltage Phase Angle,PA,-98.6,37.5,PPA:11737,2021-08-24 16:57:48
} | MaximumArchiveDays=90 | DesiredRemainingSpace=500,11738,GPA_MGARI2_500_PM_02-PM3:V,,403,8736f6c7-ad41-4b43-b4f6-e684e0d4ad20,MGARI2_500_PM_02,Mgari2_500_Pm_02,60,1,companyAcronym= | protocolName=IEEE C37.118.2-2011 | vendorAcronym= | vendorDeviceName= | interconnectionName=,,,,10,STTP,Streaming Telemetry Transport Protocol,3,3,LTBARDE_N4_FV_C,V,+,0,MGARI2_500_PM_02-PM3,0.0,1.0,Mgari2_500_Pm_02 LTBARDE_N4_FV_C + Voltage Magnitude,0,1,1,Volts,Phasor,VPHM,Voltage Magnitude,PM,-98.6,37.5,PPA:11738,2021-08-24 16:57:48
} | MaximumArchiveDays=90 | DesiredRemainingSpace=500,11739,GPA_MGARI2_500_PM_02-PA3:VH,,403,8736f6c7-ad41-4b43-b4f6-e684e0d4ad20,MGARI2_500_PM_02,Mgari2_500_Pm_02,60,1,companyAcronym= | protocolName=IEEE C37.118.2-2011 | vendorAcronym= | vendorDeviceName= | interconnectionName=,,,,10,STTP,Streaming Telemetry Transport Protocol,4,3,LTBARDE_N4_FV_C,V,+,0,MGARI2_500_PM_02-PA3,0.0,1.0,Mgari2_500_Pm_02 LTBARDE_N4_FV_C + Voltage Phase Angle,0,1,1,Degrees,Phasor,VPHA,Voltage Phase Angle,PA,-98.6,37.5,PPA:11739,2021-08-24 16:57:48
} | MaximumArchiveDays=90 | DesiredRemainingSpace=500,11740,GPA_MGARI2_500_PM_02-PM4:I,,403,8736f6c7-ad41-4b43-b4f6-e684e0d4ad20,MGARI2_500_PM_02,Mgari2_500_Pm_02,60,1,companyAcronym= | protocolName=IEEE C37.118.2-2011 | vendorAcronym= | vendorDeviceName= | interconnectionName=,,,,10,STTP,Streaming Telemetry Transport Protocol,1,4,LTBARDE_N4_FA_A,I,+,0,MGARI2_500_PM_02-PM4,0.0,1.0,Mgari2_500_Pm_02 LTBARDE_N4_FA_A + Current Magnitude,0,1,1,Amps,Phasor,IPHM,Current Magnitude,PM,-98.6,37.5,PPA:11740,2021-08-24 16:57:48
} | MaximumArchiveDays=90 | DesiredRemainingSpace=500,11741,GPA_MGARI2_500_PM_02-PA4:IH,,403,8736f6c7-ad41-4b43-b4f6-e684e0d4ad20,MGARI2_500_PM_02,Mgari2_500_Pm_02,60,1,companyAcronym= | protocolName=IEEE C37.118.2-2011 | vendorAcronym= | vendorDeviceName= | interconnectionName=,,,,10,STTP,Streaming Telemetry Transport Protocol,2,4,LTBARDE_N4_FA_A,I,+,0,MGARI2_500_PM_02-PA4,0.0,1.0,Mgari2_500_Pm_02 LTBARDE_N4_FA_A + Current Phase Angle,0,1,1,Degrees,Phasor,IPHA,Current Phase Angle,PA,-98.6,37.5,PPA:11741,2021-08-24 16:57:48
} | MaximumArchiveDays=90 | DesiredRemainingSpace=500,11742,GPA_MGARI2_500_PM_02-PM5:I,,403,8736f6c7-ad41-4b43-b4f6-e684e0d4ad20,MGARI2_500_PM_02,Mgari2_500_Pm_02,60,1,companyAcronym= | protocolName=IEEE C37.118.2-2011 | vendorAcronym= | vendorDeviceName= | interconnectionName=,,,,10,STTP,Streaming Telemetry Transport Protocol,1,5,LTBARDE_N4_FA_B,I,+,0,MGARI2_500_PM_02-PM5,0.0,1.0,Mgari2_500_Pm_02 LTBARDE_N4_FA_B + Current Magnitude,0,1,1,Amps,Phasor,IPHM,Current Magnitude,PM,-98.6,37.5,PPA:11742,2021-08-24 16:57:48
} | MaximumArchiveDays=90 | DesiredRemainingSpace=500,11743,GPA_MGARI2_500_PM_02-PA5:IH,,403,8736f6c7-ad41-4b43-b4f6-e684e0d4ad20,MGARI2_500_PM_02,Mgari2_500_Pm_02,60,1,companyAcronym= | protocolName=IEEE C37.118.2-2011 | vendorAcronym= | vendorDeviceName= | interconnectionName=,,,,10,STTP,Streaming Telemetry Transport Protocol,2,5,LTBARDE_N4_FA_B,I,+,0,MGARI2_500_PM_02-PA5,0.0,1.0,Mgari2_500_Pm_02 LTBARDE_N4_FA_B + Current Phase Angle,0,1,1,Degrees,Phasor,IPHA,Current Phase Angle,PA,-98.6,37.5,PPA:11743,2021-08-24 16:57:48
} | MaximumArchiveDays=90 | DesiredRemainingSpace=500,11744,GPA_MGARI2_500_PM_02-PM6:I,,403,8736f6c7-ad41-4b43-b4f6-e684e0d4ad20,MGARI2_500_PM_02,Mgari2_500_Pm_02,60,1,companyAcronym= | protocolName=IEEE C37.118.2-2011 | vendorAcronym= | vendorDeviceName= | interconnectionName=,,,,10,STTP,Streaming Telemetry Transport Protocol,1,6,LTBARDE_N4_FA_C,I,+,0,MGARI2_500_PM_02-PM6,0.0,1.0,Mgari2_500_Pm_02 LTBARDE_N4_FA_C + Current Magnitude,0,1,1,Amps,Phasor,IPHM,Current Magnitude,PM,-98.6,37.5,PPA:11744,2021-08-24 16:57:48
} | MaximumArchiveDays=90 | DesiredRemainingSpace=500,11745,GPA_MGARI2_500_PM_02-PA6:IH,,403,8736f6c7-ad41-4b43-b4f6-e684e0d4ad20,MGARI2_500_PM_02,Mgari2_500_Pm_02,60,1,companyAcronym= | protocolName=IEEE C37.118.2-2011 | vendorAcronym= | vendorDeviceName= | interconnectionName=,,,,10,STTP,Streaming Telemetry Transport Protocol,2,6,LTBARDE_N4_FA_C,I,+,0,MGARI2_500_PM_02-PA6,0.0,1.0,Mgari2_500_Pm_02 LTBARDE_N4_FA_C + Current Phase Angle,0,1,1,Degrees,Phasor,IPHA,Current Phase Angle,PA,-98.6,37.5,PPA:11745,2021-08-24 16:57:48
} | MaximumArchiveDays=90 | DesiredRemainingSpace=500,11746,GPA_MGARI2_500_PM_02-PM7:V,,403,8736f6c7-ad41-4b43-b4f6-e684e0d4ad20,MGARI2_500_PM_02,Mgari2_500_Pm_02,60,1,companyAcronym= | protocolName=IEEE C37.118.2-2011 | vendorAcronym= | vendorDeviceName= | interconnectionName=,,,,10,STTP,Streaming Telemetry Transport Protocol,3,7,LTBARDE_N4_FV_P,V,+,0,MGARI2_500_PM_02-PM7,0.0,1.0,Mgari2_500_Pm_02 LTBARDE_N4_FV_P + Voltage Magnitude,0,1,1,Volts,Phasor,VPHM,Voltage Magnitude,PM,-98.6,37.5,PPA:11746,2021-08-24 16:57:48
} | MaximumArchiveDays=90 | DesiredRemainingSpace=500,11747,GPA_MGARI2_500_PM_02-PA7:VH,,403,8736f6c7-ad41-4b43-b4f6-e684e0d4ad20,MGARI2_500_PM_02,Mgari2_500_Pm_02,60,1,companyAcronym= | protocolName=IEEE C37.118.2-2011 | vendorAcronym= | vendorDeviceName= | interconnectionName=,,,,10,STTP,Streaming Telemetry Transport Protocol,4,7,LTBARDE_N4_FV_P,V,+,0,MGARI2_500_PM_02-PA7,0.0,1.0,Mgari2_500_Pm_02 LTBARDE_N4_FV_P + Voltage Phase Angle,0,1,1,Degrees,Phasor,VPHA,Voltage Phase Angle,PA,-98.6,37.5,PPA:11747,2021-08-24 16:57:48
} | MaximumArchiveDays=90 | DesiredRemainingSpace=500,11748,GPA_MGARI2_500_PM_02-PM8:I,,403,8736f6c7-ad41-4b43-b4f6-e684e0d4ad20,MGARI2_500_PM_02,Mgari2_500_Pm_02,60,1,companyAcronym= | protocolName=IEEE C37.118.2-2011 | vendorAcronym= | vendorDeviceName= | interconnectionName=,,,,10,STTP,Streaming Telemetry Transport Protocol,1,8,LTBARDE_N4_FA_P,I,+,0,MGARI2_500_PM_02-PM8,0.0,1.0,Mgari2_500_Pm_02 LTBARDE_N4_FA_P + Current Magnitude,0,1,1,Amps,Phasor,IPHM,Current Magnitude,PM,-98.6,37.5,PPA:11748,2021-08-24 16:57:48
} | MaximumArchiveDays=90 | DesiredRemainingSpace=500,11749,GPA_MGARI2_500_PM_02-PA8:IH,,403,8736f6c7-ad41-4b43-b4f6-e684e0d4ad20,MGARI2_500_PM_02,Mgari2_500_Pm_02,60,1,companyAcronym= | protocolName=IEEE C37.118.2-2011 | vendorAcronym= | vendorDeviceName= | interconnectionName=,,,,10,STTP,Streaming Telemetry Transport Protocol,2,8,LTBARDE_N4_FA_P,I,+,0,MGARI2_500_PM_02-PA8,0.0,1.0,Mgari2_500_Pm_02 LTBARDE_N4_FA_P + Current Phase Angle,0,1,1,Degrees,Phasor,IPHA,Current Phase Angle,PA,-98.6,37.5,PPA:11749,2021-08-24 16:57:48
} | MaximumArchiveDays=90 | DesiredRemainingSpace=500,11750,GPA_MGARI2_500_PM_03:F,,404,8736f6c7-ad41-4b43-b4f6-e684e0d4ad20,MGARI2_500_PM_03,Mgari2_500_Pm_03,60,1,companyAcronym= | protocolName=IEEE C37.118.2-2011 | vendorAcronym= | vendorDeviceName= | interconnectionName=,,,,10,STTP,Streaming Telemetry Transport Protocol,5,,,,,,MGARI2_500_PM_03-FQ,0.0,1.0,Mgari2_500_Pm_03 Frequency,0,1,1,Hz,PMU,FREQ,Frequency,FQ,-98.6,37.5,PPA:11750,2021-08-24 16:57:48
} | MaximumArchiveDays=90 | DesiredRemainingSpace=500,11751,GPA_MGARI2_500_PM_03:DF,,404,8736f6c7-ad41-4b43-b4f6-e684e0d4ad20,MGARI2_500_PM_03,Mgari2_500_Pm_03,60,1,companyAcronym= | protocolName=IEEE C37.118.2-2011 | vendorAcronym= | vendorDeviceName= | interconnectionName=,,,,10,STTP,Streaming Telemetry Transport Protocol,6,,,,,,MGARI2_500_PM_03-DF,0.0,1.0,Mgari2_500_Pm_03 Frequency Delta (dF/dt),0,1,1,,PMU,DFDT,Frequency Delta (dF/dt),DF,-98.6,37.5,PPA:11751,2021-08-24 16:57:48
} | MaximumArchiveDays=90 | DesiredRemainingSpace=500,11752,GPA_MGARI2_500_PM_03:S,,404,8736f6c7-ad41-4b43-b4f6-e684e0d4ad20,MGARI2_500_PM_03,Mgari2_500_Pm_03,60,1,companyAcronym= | protocolName=IEEE C37.118.2-2011 | vendorAcronym= | vendorDeviceName= | interconnectionName=,,,,10,STTP,Streaming Telemetry Transport Protocol,8,,,,,,MGARI2_500_PM_03-SF,0.0,1.0,Mgari2_500_Pm_03 Status Flags,0,1,1,,PMU,FLAG,Status Flags,SF,-98.6,37.5,PPA:11752,2021-08-24 16:57:48
} | MaximumArchiveDays=90 | DesiredRemainingSpace=500,11753,GPA_MGARI2_500_PM_03-PM1:V,,404,8736f6c7-ad41-4b43-b4f6-e684e0d4ad20,MGARI2_500_PM_03,Mgari2_500_Pm_03,60,1,companyAcronym= | protocolName=IEEE C37.118.2-2011 | vendorAcronym= | vendorDeviceName= | interconnectionName=,,,,10,STTP,Streaming Telemetry Transport Protocol,3,1,BA1_FV_B,V,+,0,MGARI2_500_PM_03-PM1,0.0,1.0,Mgari2_500_Pm_03 BA1_FV_B + Voltage Magnitude,0,1,1,Volts,Phasor,VPHM,Voltage Magnitude,PM,-98.6,37.5,PPA:11753,2021-08-24 16:57:48
} | MaximumArchiveDays=90 | DesiredRemainingSpace=500,11754,GPA_MGARI2_500_PM_03-PA1:VH,,404,8736f6c7-ad41-4b43-b4f6-e684e0d4ad20,MGARI2_500_PM_03,Mgari2_500_Pm_03,60,1,companyAcronym= | protocolName=IEEE C37.118.2-2011 | vendorAcronym= | vendorDeviceName= | interconnectionName=,,,,10,STTP,Streaming Telemetry Transport Protocol,4,1,BA1_FV_B,V,+,0,MGARI2_500_PM_03-PA1,0.0,1.0,Mgari2_500_Pm_03 BA1_FV_B + Voltage Phase Angle,0,1,1,Degrees,Phasor,VPHA,Voltage Phase Angle,PA,-98.6,37.5,PPA:11754,2021-08-24 16:57:48
} | MaximumArchiveDays=90 | DesiredRemainingSpace=500,11755,GPA_MGARI2_500_PM_04:F,,405,8736f6c7-ad41-4b43-b4f6-e684e0d4ad20,MGARI2_500_PM_04,Mgari2_500_Pm_04,60,1,companyAcronym= | protocolName=IEEE C37.118.2-2011 | vendorAcronym= | vendorDeviceName= | interconnectionName=,,,,10,STTP,Streaming Telemetry Transport Protocol,5,,,,,,MGARI2_500_PM_04-FQ,0.0,1.0,Mgari2_500_Pm_04 Frequency,0,1,1,Hz,PMU,FREQ,Frequency,FQ,-98.6,37.5,PPA:11755,2021-08-24 16:57:48
} | MaximumArchiveDays=90 | DesiredRemainingSpace=500,11756,GPA_MGARI2_500_PM_04:DF,,405,8736f6c7-ad41-4b43-b4f6-e684e0d4ad20,MGARI2_500_PM_04,Mgari2_500_Pm_04,60,1,companyAcronym= | protocolName=IEEE C37.118.2-2011 | vendorAcronym= | vendorDeviceName= | interconnectionName=,,,,10,STTP,Streaming Telemetry Transport Protocol,6,,,,,,MGARI2_500_PM_04-DF,0.0,1.0,Mgari2_500_Pm_04 Frequency Delta (dF/dt),0,1,1,,PMU,DFDT,Frequency Delta (dF/dt),DF,-98.6,37.5,PPA:11756,2021-08-24 16:57:48
} | MaximumArchiveDays=90 | DesiredRemainingSpace=500,11757,GPA_MGARI2_500_PM_04:S,,405,8736f6c7-ad41-4b43-b4f6-e684e0d4ad20,MGARI2_500_PM_04,Mgari2_500_Pm_04,60,1,companyAcronym= | protocolName=IEEE C37.118.2-2011 | vendorAcronym= | vendorDeviceName= | interconnectionName=,,,,10,STTP,Streaming Telemetry Transport Protocol,8,,,,,,MGARI2_500_PM_04-SF,0.0,1.0,Mgari2_500_Pm_04 Status Flags,0,1,1,,PMU,FLAG,Status Flags,SF,-98.6,37.5,PPA:11757,2021-08-24 16:57:48
} | MaximumArchiveDays=90 | DesiredRemainingSpace=500,11758,GPA_MGARI2_500_PM_04-PM1:V,,405,8736f6c7-ad41-4b43-b4f6-e684e0d4ad20,MGARI2_500_PM_04,Mgari2_500_Pm_04,60,1,companyAcronym= | protocolName=IEEE C37.118.2-2011 | vendorAcronym= | vendorDeviceName= | interconnectionName=,,,,10,STTP,Streaming Telemetry Transport Protocol,3,1,BA2_FV_B,V,+,0,MGARI2_500_PM_04-PM1,0.0,1.0,Mgari2_500_Pm_04 BA2_FV_B + Voltage Magnitude,0,1,1,Volts,Phasor,VPHM,Voltage Magnitude,PM,-98.6,37.5,PPA:11758,2021-08-24 16:57:48
} | MaximumArchiveDays=90 | DesiredRemainingSpace=500,11759,GPA_MGARI2_500_PM_04-PA1:VH,,405,8736f6c7-ad41-4b43-b4f6-e684e0d4ad20,MGARI2_500_PM_04,Mgari2_500_Pm_04,60,1,companyAcronym= | protocolName=IEEE C37.118.2-2011 | vendorAcronym= | vendorDeviceName= | interconnectionName=,,,,10,STTP,Streaming Telemetry Transport Protocol,4,1,BA2_FV_B,V,+,0,MGARI2_500_PM_04-PA1,0.0,1.0,Mgari2_500_Pm_04 BA2_FV_B + Voltage Phase Angle,0,1,1,Degrees,Phasor,VPHA,Voltage Phase Angle,PA,-98.6,37.5,PPA:11759,2021-08-24 16:57:48
} | MaximumArchiveDays=90 | DesiredRemainingSpace=500,11760,GPA_BARDE_500_PM_02:F,,406,8736f6c7-ad41-4b43-b4f6-e684e0d4ad20,BARDE_500_PM_02,Barde_500_Pm_02,60,1,companyAcronym= | protocolName=IEEE C37.118.2-2011 | vendorAcronym= | vendorDeviceName= | interconnectionName=,,,,10,STTP,Streaming Telemetry Transport Protocol,5,,,,,,BARDE_500_PM_02-FQ,0.0,1.0,Barde_500_Pm_02 Frequency,0,1,1,Hz,PMU,FREQ,Frequency,FQ,-98.6,37.5,PPA:11760,2021-08-24 16:57:48
} | MaximumArchiveDays=90 | DesiredRemainingSpace=500,11761,GPA_BARDE_500_PM_02:DF,,406,8736f6c7-ad41-4b43-b4f6-e684e0d4ad20,BARDE_500_PM_02,Barde_500_Pm_02,60,1,companyAcronym= | protocolName=IEEE C37.118.2-2011 | vendorAcronym= | vendorDeviceName= | interconnectionName=,,,,10,STTP,Streaming Telemetry Transport Protocol,6,,,,,,BARDE_500_PM_02-DF,0.0,1.0,Barde_500_Pm_02 Frequency Delta (dF/dt),0,1,1,,PMU,DFDT,Frequency Delta (dF/dt),DF,-98.6,37.5,PPA:11761,2021-08-24 16:57:48
} | MaximumArchiveDays=90 | DesiredRemainingSpace=500,11762,GPA_BARDE_500_PM_02:S,,406,8736f6c7-ad41-4b43-b4f6-e684e0d4ad20,BARDE_500_PM_02,Barde_500_Pm_02,60,1,companyAcronym= | protocolName=IEEE C37.118.2-2011 | vendorAcronym= | vendorDeviceName= | interconnectionName=,,,,10,STTP,Streaming Telemetry Transport Protocol,8,,,,,,BARDE_500_PM_02-SF,0.0,1.0,Barde_500_Pm_02 Status Flags,0,1,1,,PMU,FLAG,Status Flags,SF,-98.6,37.5,PPA:11762,2021-08-24 16:57:48
} | MaximumArchiveDays=90 | DesiredRemainingSpace=500,11763,GPA_BARDE_500_PM_02-PM1:V,,406,8736f6c7-ad41-4b43-b4f6-e684e0d4ad20,BARDE_500_PM_02,Barde_500_Pm_02,60,1,companyAcronym= | protocolName=IEEE C37.118.2-2011 | vendorAcronym= | vendorDeviceName= | interconnectionName=,,,,10,STTP,Streaming Telemetry Transport Protocol,3,1,LTMGARI2_N4_FV_A,V,-,0,BARDE_500_PM_02-PM1,0.0,1.0,Barde_500_Pm_02 LTMGARI2_N4_FV_A - Voltage Magnitude,0,1,1,Volts,Phasor,VPHM,Voltage Magnitude,PM,-98.6,37.5,PPA:11763,2021-08-24 16:57:48
} | MaximumArchiveDays=90 | DesiredRemainingSpace=500,11764,GPA_BARDE_500_PM_02-PA1:VH,,406,8736f6c7-ad41-4b43-b4f6-e684e0d4ad20,BARDE_500_PM_02,Barde_500_Pm_02,60,1,companyAcronym= | protocolName=IEEE C37.118.2-2011 | vendorAcronym= | vendorDeviceName= | interconnectionName=,,,,10,STTP,Streaming Telemetry Transport Protocol,4,1,LTMGARI2_N4_FV_A,V,-,0,BARDE_500_PM_02-PA1,0.0,1.0,Barde_500_Pm_02 LTMGARI2_N4_FV_A - Voltage Phase Angle,0,1,1,Degrees,Phasor,VPHA,Voltage Phase Angle,PA,-98.6,37.5,PPA:11764,2021-08-24 16:57:48
} | MaximumArchiveDays=90 | DesiredRemainingSpace=500,11765,GPA_BARDE_500_PM_02-PM2:V,,406,8736f6c7-ad41-4b43-b4f6-e684e0d4ad20,BARDE_500_PM_02,Barde_500_Pm_02,60,1,companyAcronym= | protocolName=IEEE C37.118.2-2011 | vendorAcronym= | vendorDeviceName= | interconnectionName=,,,,10,STTP,Streaming Telemetry Transport Protocol,3,2,LTMGARI2_N4_FV_B,V,-,0,BARDE_500_PM_02-PM2,0.0,1.0,Barde_500_Pm_02 LTMGARI2_N4_FV_B - Voltage Magnitude,0,1,1,Volts,Phasor,VPHM,Voltage Magnitude,PM,-98.6,37.5,PPA:11765,2021-08-24 16:57:48
} | MaximumArchiveDays=90 | DesiredRemainingSpace=500,11766,GPA_BARDE_500_PM_02-PA2:VH,,406,8736f6c7-ad41-4b43-b4f6-e684e0d4ad20,BARDE_500_PM_02,Barde_500_Pm_02,60,1,companyAcronym= | protocolName=IEEE C37.118.2-2011 | vendorAcronym= | vendorDeviceName= | interconnectionName=,,,,10,STTP,Streaming Telemetry Transport Protocol,4,2,LTMGARI2_N4_FV_B,V,-,0,BARDE_500_PM_02-PA2,0.0,1.0,Barde_500_Pm_02 LTMGARI2_N4_FV_B - Voltage Phase Angle,0,1,1,Degrees,Phasor,VPHA,Voltage Phase Angle,PA,-98.6,37.5,PPA:11766,2021-08-24 16:57:48
} | MaximumArchiveDays=90 | DesiredRemainingSpace=500,11767,GPA_BARDE_500_PM_02-PM3:V,,406,8736f6c7-ad41-4b43-b4f6-e684e0d4ad20,BARDE_500_PM_02,Barde_500_Pm_02,60,1,companyAcronym= | protocolName=IEEE C37.118.2-2011 | vendorAcronym= | vendorDeviceName= | interconnectionName=,,,,10,STTP,Streaming Telemetry Transport Protocol,3,3,LTMGARI2_N4_FV_C,V,-,0,BARDE_500_PM_02-PM3,0.0,1.0,Barde_500_Pm_02 LTMGARI2_N4_FV_C - Voltage Magnitude,0,1,1,Volts,Phasor,VPHM,Voltage Magnitude,PM,-98.6,37.5,PPA:11767,2021-08-24 16:57:48
} | MaximumArchiveDays=90 | DesiredRemainingSpace=500,11768,GPA_BARDE_500_PM_02-PA3:VH,,406,8736f6c7-ad41-4b43-b4f6-e684e0d4ad20,BARDE_500_PM_02,Barde_500_Pm_02,60,1,companyAcronym= | protocolName=IEEE C37.118.2-2011 | vendorAcronym= | vendorDeviceName= | interconnectionName=,,,,10,STTP,Streaming Telemetry Transport Protocol,4,3,LTMGARI2_N4_FV_C,V,-,0,BARDE_500_PM_02-PA3,0.0,1.0,Barde_500_Pm_02 LTMGARI2_N4_FV_C - Voltage Phase Angle,0,1,1,Degrees,Phasor,VPHA,Voltage Phase Angle,PA,-98.6,37.5,PPA:11768,2021-08-24 16:57:48
} | MaximumArchiveDays=90 | DesiredRemainingSpace=500,11769,GPA_BARDE_500_PM_02-PM4:I,,406,8736f6c7-ad41-4b43-b4f6-e684e0d4ad20,BARDE_500_PM_02,Barde_500_Pm_02,60,1,companyAcronym= | protocolName=IEEE C37.118.2-2011 | vendorAcronym= | vendorDeviceName= | interconnectionName=,,,,10,STTP,Streaming Telemetry Transport Protocol,1,4,LTMGARI2_N4_FA_A,I,-,0,BARDE_500_PM_02-PM4,0.0,1.0,Barde_500_Pm_02 LTMGARI2_N4_FA_A - Current Magnitude,0,1,1,Amps,Phasor,IPHM,Current Magnitude,PM,-98.6,37.5,PPA:11769,2021-08-24 16:57:48
} | MaximumArchiveDays=90 | DesiredRemainingSpace=500,11770,GPA_BARDE_500_PM_02-PA4:IH,,406,8736f6c7-ad41-4b43-b4f6-e684e0d4ad20,BARDE_500_PM_02,Barde_500_Pm_02,60,1,companyAcronym= | protocolName=IEEE C37.118.2-2011 | vendorAcronym= | vendorDeviceName= | interconnectionName=,,,,10,STTP,Streaming Telemetry Transport Protocol,2,4,LTMGARI2_N4_FA_A,I,-,0,BARDE_500_PM_02-PA4,0.0,1.0,Barde_500_Pm_02 LTMGARI2_N4_FA_A - Current Phase Angle,0,1,1,Degrees,Phasor,IPHA,Current Phase Angle,PA,-98.6,37.5,PPA:11770,2021-08-24 16:57:48
} | MaximumArchiveDays=90 | DesiredRemainingSpace=500,11771,GPA_BARDE_500_PM_02-PM5:I,,406,8736f6c7-ad41-4b43-b4f6-e684e0d4ad20,BARDE_500_PM_02,Barde_500_Pm_02,60,1,companyAcronym= | protocolName=IEEE C37.118.2-2011 | vendorAcronym= | vendorDeviceName= | interconnectionName=,,,,10,STTP,Streaming Telemetry Transport Protocol,1,5,LTMGARI2_N4_FA_B,I,-,0,BARDE_500_PM_02-PM5,0.0,1.0,Barde_500_Pm_02 LTMGARI2_N4_FA_B - Current Magnitude,0,1,1,Amps,Phasor,IPHM,Current Magnitude,PM,-98.6,37.5,PPA:11771,2021-08-24 16:57:48
} | MaximumArchiveDays=90 | DesiredRemainingSpace=500,11772,GPA_BARDE_500_PM_02-PA5:IH,,406,8736f6c7-ad41-4b43-b4f6-e684e0d4ad20,BARDE_500_PM_02,Barde_500_Pm_02,60,1,companyAcronym= | protocolName=IEEE C37.118.2-2011 | vendorAcronym= | vendorDeviceName= | interconnectionName=,,,,10,STTP,Streaming Telemetry Transport Protocol,2,5,LTMGARI2_N4_FA_B,I,-,0,BARDE_500_PM_02-PA5,0.0,1.0,Barde_500_Pm_02 LTMGARI2_N4_FA_B - Current Phase Angle,0,1,1,Degrees,Phasor,IPHA,Current Phase Angle,PA,-98.6,37.5,PPA:11772,2021-08-24 16:57:48
} | MaximumArchiveDays=90 | DesiredRemainingSpace=500,11773,GPA_BARDE_500_PM_02-PM6:I,,406,8736f6c7-ad41-4b43-b4f6-e684e0d4ad20,BARDE_500_PM_02,Barde_500_Pm_02,60,1,companyAcronym= | protocolName=IEEE C37.118.2-2011 | vendorAcronym= | vendorDeviceName= | interconnectionName=,,,,10,STTP,Streaming Telemetry Transport Protocol,1,6,LTMGARI2_N4_FA_C,I,-,0,BARDE_500_PM_02-PM6,0.0,1.0,Barde_500_Pm_02 LTMGARI2_N4_FA_C - Current Magnitude,0,1,1,Amps,Phasor,IPHM,Current Magnitude,PM,-98.6,37.5,PPA:11773,2021-08-24 16:57:48
} | MaximumArchiveDays=90 | DesiredRemainingSpace=500,11774,GPA_BARDE_500_PM_02-PA6:IH,,406,8736f6c7-ad41-4b43-b4f6-e684e0d4ad20,BARDE_500_PM_02,Barde_500_Pm_02,60,1,companyAcronym= | protocolName=IEEE C37.118.2-2011 | vendorAcronym= | vendorDeviceName= | interconnectionName=,,,,10,STTP,Streaming Telemetry Transport Protocol,2,6,LTMGARI2_N4_FA_C,I,-,0,BARDE_500_PM_02-PA6,0.0,1.0,Barde_500_Pm_02 LTMGARI2_N4_FA_C - Current Phase Angle,0,1,1,Degrees,Phasor,IPHA,Current Phase Angle,PA,-98.6,37.5,PPA:11774,2021-08-24 16:57:48
} | MaximumArchiveDays=90 | DesiredRemainingSpace=500,11775,GPA_BARDE_500_PM_02-PM7:V,,406,8736f6c7-ad41-4b43-b4f6-e684e0d4ad20,BARDE_500_PM_02,Barde_500_Pm_02,60,1,companyAcronym= | protocolName=IEEE C37.118.2-2011 | vendorAcronym= | vendorDeviceName= | interconnectionName=,,,,10,STTP,Streaming Telemetry Transport Protocol,3,7,LTMGARI2_N4_FV_P,V,-,0,BARDE_500_PM_02-PM7,0.0,1.0,Barde_500_Pm_02 LTMGARI2_N4_FV_P - Voltage Magnitude,0,1,1,Volts,Phasor,VPHM,Voltage Magnitude,PM,-98.6,37.5,PPA:11775,2021-08-24 16:57:48
} | MaximumArchiveDays=90 | DesiredRemainingSpace=500,11776,GPA_BARDE_500_PM_02-PA7:VH,,406,8736f6c7-ad41-4b43-b4f6-e684e0d4ad20,BARDE_500_PM_02,Barde_500_Pm_02,60,1,companyAcronym= | protocolName=IEEE C37.118.2-2011 | vendorAcronym= | vendorDeviceName= | interconnectionName=,,,,10,STTP,Streaming Telemetry Transport Protocol,4,7,LTMGARI2_N4_FV_P,V,-,0,BARDE_500_PM_02-PA7,0.0,1.0,Barde_500_Pm_02 LTMGARI2_N4_FV_P - Voltage Phase Angle,0,1,1,Degrees,Phasor,VPHA,Voltage Phase Angle,PA,-98.6,37.5,PPA:11776,2021-08-24 16:57:48
} | MaximumArchiveDays=90 | DesiredRemainingSpace=500,11777,GPA_BARDE_500_PM_02-PM8:I,,406,8736f6c7-ad41-4b43-b4f6-e684e0d4ad20,BARDE_500_PM_02,Barde_500_Pm_02,60,1,companyAcronym= | protocolName=IEEE C37.118.2-2011 | vendorAcronym= | vendorDeviceName= | interconnectionName=,,,,10,STTP,Streaming Telemetry Transport Protocol,1,8,LTMGARI2_N4_FA_P,I,-,0,BARDE_500_PM_02-PM8,0.0,1.0,Barde_500_Pm_02 LTMGARI2_N4_FA_P - Current Magnitude,0,1,1,Amps,Phasor,IPHM,Current Magnitude,PM,-98.6,37.5,PPA:11777,2021-08-24 16:57:48
} | MaximumArchiveDays=90 | DesiredRemainingSpace=500,11778,GPA_BARDE_500_PM_02-PA8:IH,,406,8736f6c7-ad41-4b43-b4f6-e684e0d4ad20,BARDE_500_PM_02,Barde_500_Pm_02,60,1,companyAcronym= | protocolName=IEEE C37.118.2-2011 | vendorAcronym= | vendorDeviceName= | interconnectionName=,,,,10,STTP,Streaming Telemetry Transport Protocol,2,8,LTMGARI2_N4_FA_P,I,-,0,BARDE_500_PM_02-PA8,0.0,1.0,Barde_500_Pm_02 LTMGARI2_N4_FA_P - Current Phase Angle,0,1,1,Degrees,Phasor,IPHA,Current Phase Angle,PA,-98.6,37.5,PPA:11778,2021-08-24 16:57:48
} | MaximumArchiveDays=90 | DesiredRemainingSpace=500,11821,ONS_MGPI2_500_PM_01!PMU:ST1,,401,8736f6c7-ad41-4b43-b4f6-e684e0d4ad20,MGPI2_500_PM_01,Mgpi2_500_Pm_01,60,1,companyAcronym= | protocolName=IEEE C37.118.2-2011 | vendorAcronym= | vendorDeviceName= | interconnectionName=,,,,10,STTP,Streaming Telemetry Transport Protocol,11,,,,,,MGPI2_500_PM_01!PMU-ST1,0.0,1.0,Device statistic for Number of data quality errors reported by device during last reporting interval.,0,1,1,,Any,STAT,Statistic,ST,-98.6,37.5,PPA:11821,2021-08-24 20:21:16
} | MaximumArchiveDays=90 | DesiredRemainingSpace=500,11822,ONS_MGPI2_500_PM_01!PMU:ST2,,401,8736f6c7-ad41-4b43-b4f6-e684e0d4ad20,MGPI2_500_PM_01,Mgpi2_500_Pm_01,60,1,companyAcronym= | protocolName=IEEE C37.118.2-2011 | vendorAcronym= | vendorDeviceName= | interconnectionName=,,,,10,STTP,Streaming Telemetry Transport Protocol,11,,,,,,MGPI2_500_PM_01!PMU-ST2,0.0,1.0,Device statistic for Number of time quality errors reported by device during last reporting interval.,0,1,1,,Any,STAT,Statistic,ST,-98.6,37.5,PPA:11822,2021-08-24 20:21:16
} | MaximumArchiveDays=90 | DesiredRemainingSpace=500,11823,ONS_MGPI2_500_PM_01!PMU:ST3,,401,8736f6c7-ad41-4b43-b4f6-e684e0d4ad20,MGPI2_500_PM_01,Mgpi2_500_Pm_01,60,1,companyAcronym= | protocolName=IEEE C37.118.2-2011 | vendorAcronym= | vendorDeviceName= | interconnectionName=,,,,10,STTP,Streaming Telemetry Transport Protocol,11,,,,,,MGPI2_500_PM_01!PMU-ST3,0.0,1.0,Device statistic for Number of device errors reported by device during last reporting interval.,0,1,1,,Any,STAT,Statistic,ST,-98.6,37.5,PPA:11823,2021-08-24 20:21:16
} | MaximumArchiveDays=90 | DesiredRemainingSpace=500,11824,ONS_MGPI2_500_PM_01!PMU:ST4,,401,8736f6c7-ad41-4b43-b4f6-e684e0d4ad20,MGPI2_500_PM_01,Mgpi2_500_Pm_01,60,1,companyAcronym= | protocolName=IEEE C37.118.2-2011 | vendorAcronym= | vendorDeviceName= | interconnectionName=,,,,10,STTP,Streaming Telemetry Transport Protocol,11,,,,,,MGPI2_500_PM_01!PMU-ST4,0.0,1.0,Device statistic for Number of measurements received from device during last reporting interval.,0,1,1,,Any,STAT,Statistic,ST,-98.6,37.5,PPA:11824,2021-08-24 20:21:16
} | MaximumArchiveDays=90 | DesiredRemainingSpace=500,11825,ONS_MGPI2_500_PM_01!PMU:ST5,,401,8736f6c7-ad41-4b43-b4f6-e684e0d4ad20,MGPI2_500_PM_01,Mgpi2_500_Pm_01,60,1,companyAcronym= | protocolName=IEEE C37.118.2-2011 | vendorAcronym= | vendorDeviceName= | interconnectionName=,,,,10,STTP,Streaming Telemetry Transport Protocol,11,,,,,,MGPI2_500_PM_01!PMU-ST5,0.0,1.0,Device statistic for Expected number of measurements received from device during last reporting interval.,0,1,1,,Any,STAT,Statistic,ST,-98.6,37.5,PPA:11825,2021-08-24 20:21:16
} | MaximumArchiveDays=90 | DesiredRemainingSpace=500,11826,ONS_MGPI2_500_PM_01!PMU:ST6,,401,8736f6c7-ad41-4b43-b4f6-e684e0d4ad20,MGPI2_500_PM_01,Mgpi2_500_Pm_01,60,1,companyAcronym= | protocolName=IEEE C37.118.2-2011 | vendorAcronym= | vendorDeviceName= | interconnectionName=,,,,10,STTP,Streaming Telemetry Transport Protocol,11,,,,,,MGPI2_500_PM_01!PMU-ST6,0.0,1.0,Device statistic for Number of measurements received while device was reporting errors during last reporting interval.,0,1,1,,Any,STAT,Statistic,ST,-98.6,37.5,PPA:11826,2021-08-24 20:21:16
} | MaximumArchiveDays=90 | DesiredRemainingSpace=500,11827,ONS_MGPI2_500_PM_01!PMU:ST7,,401,8736f6c7-ad41-4b43-b4f6-e684e0d4ad20,MGPI2_500_PM_01,Mgpi2_500_Pm_01,60,1,companyAcronym= | protocolName=IEEE C37.118.2-2011 | vendorAcronym= | vendorDeviceName= | interconnectionName=,,,,10,STTP,Streaming Telemetry Transport Protocol,11,,,,,,MGPI2_500_PM_01!PMU-ST7,0.0,1.0,Device statistic for Number of defined measurements (per frame) from device during last reporting interval.,0,1,1,,Any,STAT,Statistic,ST,-98.6,37.5,PPA:11827,2021-08-24 20:21:16
} | MaximumArchiveDays=90 | DesiredRemainingSpace=500,11828,ONS_MGARI2_500_PM_01!PMU:ST1,,402,8736f6c7-ad41-4b43-b4f6-e684e0d4ad20,MGARI2_500_PM_01,Mgari2_500_Pm_01,60,1,companyAcronym= | protocolName=IEEE C37.118.2-2011 | vendorAcronym= | vendorDeviceName= | interconnectionName=,,,,10,STTP,Streaming Telemetry Transport Protocol,11,,,,,,MGARI2_500_PM_01!PMU-ST1,0.0,1.0,Device statistic for Number of data quality errors reported by device during last reporting interval.,0,1,1,,Any,STAT,Statistic,ST,-98.6,37.5,PPA:11828,2021-08-24 20:21:16
} | MaximumArchiveDays=90 | DesiredRemainingSpace=500,11829,ONS_MGARI2_500_PM_01!PMU:ST2,,402,8736f6c7-ad41-4b43-b4f6-e684e0d4ad20,MGARI2_500_PM_01,Mgari2_500_Pm_01,60,1,companyAcronym= | protocolName=IEEE C37.118.2-2011 | vendorAcronym= | vendorDeviceName= | interconnectionName=,,,,10,STTP,Streaming Telemetry Transport Protocol,11,,,,,,MGARI2_500_PM_01!PMU-ST2,0.0,1.0,Device statistic for Number of time quality errors reported by device during last reporting interval.,0,1,1,,Any,STAT,Statistic,ST,-98.6,37.5,PPA:11829,2021-08-24 20:21:16
} | MaximumArchiveDays=90 | DesiredRemainingSpace=500,11830,ONS_MGARI2_500_PM_01!PMU:ST3,,402,8736f6c7-ad41-4b43-b4f6-e684e0d4ad20,MGARI2_500_PM_01,Mgari2_500_Pm_01,60,1,companyAcronym= | protocolName=IEEE C37.118.2-2011 | vendorAcronym= | vendorDeviceName= | interconnectionName=,,,,10,STTP,Streaming Telemetry Transport Protocol,11,,,,,,MGARI2_500_PM_01!PMU-ST3,0.0,1.0,Device statistic for Number of device errors reported by device during last reporting interval.,0,1,1,,Any,STAT,Statistic,ST,-98.6,37.5,PPA:11830,2021-08-24 20:21:16
} | MaximumArchiveDays=90 | DesiredRemainingSpace=500,11831,ONS_MGARI2_500_PM_01!PMU:ST4,,402,8736f6c7-ad41-4b43-b4f6-e684e0d4ad20,MGARI2_500_PM_01,Mgari2_500_Pm_01,60,1,companyAcronym= | protocolName=IEEE C37.118.2-2011 | vendorAcronym= | vendorDeviceName= | interconnectionName=,,,,10,STTP,Streaming Telemetry Transport Protocol,11,,,,,,MGARI2_500_PM_01!PMU-ST4,0.0,1.0,Device statistic for Number of measurements received from device during last reporting interval.,0,1,1,,Any,STAT,Statistic,ST,-98.6,37.5,PPA:11831,2021-08-24 20:21:16
} | MaximumArchiveDays=90 | DesiredRemainingSpace=500,11832,ONS_MGARI2_500_PM_01!PMU:ST5,,402,8736f6c7-ad41-4b43-b4f6-e684e0d4ad20,MGARI2_500_PM_01,Mgari2_500_Pm_01,60,1,companyAcronym= | protocolName=IEEE C37.118.2-2011 | vendorAcronym= | vendorDeviceName= | interconnectionName=,,,,10,STTP,Streaming Telemetry Transport Protocol,11,,,,,,MGARI2_500_PM_01!PMU-ST5,0.0,1.0,Device statistic for Expected number of measurements received from device during last reporting interval.,0,1,1,,Any,STAT,Statistic,ST,-98.6,37.5,PPA:11832,2021-08-24 20:21:16
} | MaximumArchiveDays=90 | DesiredRemainingSpace=500,11833,ONS_MGARI2_500_PM_01!PMU:ST6,,402,8736f6c7-ad41-4b43-b4f6-e684e0d4ad20,MGARI2_500_PM_01,Mgari2_500_Pm_01,60,1,companyAcronym= | protocolName=IEEE C37.118.2-2011 | vendorAcronym= | vendorDeviceName= | interconnectionName=,,,,10,STTP,Streaming Telemetry Transport Protocol,11,,,,,,MGARI2_500_PM_01!PMU-ST6,0.0,1.0,Device statistic for Number of measurements received while device was reporting errors during last reporting interval.,0,1,1,,Any,STAT,Statistic,ST,-98.6,37.5,PPA:11833,2021-08-24 20:21:16
} | MaximumArchiveDays=90 | DesiredRemainingSpace=500,11834,ONS_MGARI2_500_PM_01!PMU:ST7,,402,8736f6c7-ad41-4b43-b4f6-e684e0d4ad20,MGARI2_500_PM_01,Mgari2_500_Pm_01,60,1,companyAcronym= | protocolName=IEEE C37.118.2-2011 | vendorAcronym= | vendorDeviceName= | interconnectionName=,,,,10,STTP,Streaming Telemetry Transport Protocol,11,,,,,,MGARI2_500_PM_01!PMU-ST7,0.0,1.0,Device statistic for Number of defined measurements (per frame) from device during last reporting interval.,0,1,1,,Any,STAT,Statistic,ST,-98.6,37.5,PPA:11834,2021-08-24 20:21:16
} | MaximumArchiveDays=90 | DesiredRemainingSpace=500,11835,ONS_MGARI2_500_PM_02!PMU:ST1,,403,8736f6c7-ad41-4b43-b4f6-e684e0d4ad20,MGARI2_500_PM_02,Mgari2_500_Pm_02,60,1,companyAcronym= | protocolName=IEEE C37.118.2-2011 | vendorAcronym= | vendorDeviceName= | interconnectionName=,,,,10,STTP,Streaming Telemetry Transport Protocol,11,,,,,,MGARI2_500_PM_02!PMU-ST1,0.0,1.0,Device statistic for Number of data quality errors reported by device during last reporting interval.,0,1,1,,Any,STAT,Statistic,ST,-98.6,37.5,PPA:11835,2021-08-24 20:21:16
} | MaximumArchiveDays=90 | DesiredRemainingSpace=500,11836,ONS_MGARI2_500_PM_02!PMU:ST2,,403,8736f6c7-ad41-4b43-b4f6-e684e0d4ad20,MGARI2_500_PM_02,Mgari2_500_Pm_02,60,1,companyAcronym= | protocolName=IEEE C37.118.2-2011 | vendorAcronym= | vendorDeviceName= | interconnectionName=,,,,10,STTP,Streaming Telemetry Transport Protocol,11,,,,,,MGARI2_500_PM_02!PMU-ST2,0.0,1.0,Device statistic for Number of time quality errors reported by device during last reporting interval.,0,1,1,,Any,STAT,Statistic,ST,-98.6,37.5,PPA:11836,2021-08-24 20:21:16
} | MaximumArchiveDays=90 | DesiredRemainingSpace=500,11837,ONS_MGARI2_500_PM_02!PMU:ST3,,403,8736f6c7-ad41-4b43-b4f6-e684e0d4ad20,MGARI2_500_PM_02,Mgari2_500_Pm_02,60,1,companyAcronym= | protocolName=IEEE C37.118.2-2011 | vendorAcronym= | vendorDeviceName= | interconnectionName=,,,,10,STTP,Streaming Telemetry Transport Protocol,11,,,,,,MGARI2_500_PM_02!PMU-ST3,0.0,1.0,Device statistic for Number of device errors reported by device during last reporting interval.,0,1,1,,Any,STAT,Statistic,ST,-98.6,37.5,PPA:11837,2021-08-24 20:21:16
} | MaximumArchiveDays=90 | DesiredRemainingSpace=500,11838,ONS_MGARI2_500_PM_02!PMU:ST4,,403,8736f6c7-ad41-4b43-b4f6-e684e0d4ad20,MGARI2_500_PM_02,Mgari2_500_Pm_02,60,1,companyAcronym= | protocolName=IEEE C37.118.2-2011 | vendorAcronym= | vendorDeviceName= | interconnectionName=,,,,10,STTP,Streaming Telemetry Transport Protocol,11,,,,,,MGARI2_500_PM_02!PMU-ST4,0.0,1.0,Device statistic for Number of measurements received from device during last reporting interval.,0,1,1,,Any,STAT,Statistic,ST,-98.6,37.5,PPA:11838,2021-08-24 20:21:16
} | MaximumArchiveDays=90 | DesiredRemainingSpace=500,11839,ONS_MGARI2_500_PM_02!PMU:ST5,,403,8736f6c7-ad41-4b43-b4f6-e684e0d4ad20,MGARI2_500_PM_02,Mgari2_500_Pm_02,60,1,companyAcronym= | protocolName=IEEE C37.118.2-2011 | vendorAcronym= | vendorDeviceName= | interconnectionName=,,,,10,STTP,Streaming Telemetry Transport Protocol,11,,,,,,MGARI2_500_PM_02!PMU-ST5,0.0,1.0,Device statistic for Expected number of measurements received from device during last reporting interval.,0,1,1,,Any,STAT,Statistic,ST,-98.6,37.5,PPA:11839,2021-08-24 20:21:16
} | MaximumArchiveDays=90 | DesiredRemainingSpace=500,11840,ONS_MGARI2_500_PM_02!PMU:ST6,,403,8736f6c7-ad41-4b43-b4f6-e684e0d4ad20,MGARI2_500_PM_02,Mgari2_500_Pm_02,60,1,companyAcronym= | protocolName=IEEE C37.118.2-2011 | vendorAcronym= | vendorDeviceName= | interconnectionName=,,,,10,STTP,Streaming Telemetry Transport Protocol,11,,,,,,MGARI2_500_PM_02!PMU-ST6,0.0,1.0,Device statistic for Number of measurements received while device was reporting errors during last reporting interval.,0,1,1,,Any,STAT,Statistic,ST,-98.6,37.5,PPA:11840,2021-08-24 20:21:16
} | MaximumArchiveDays=90 | DesiredRemainingSpace=500,11841,ONS_MGARI2_500_PM_02!PMU:ST7,,403,8736f6c7-ad41-4b43-b4f6-e684e0d4ad20,MGARI2_500_PM_02,Mgari2_500_Pm_02,60,1,companyAcronym= | protocolName=IEEE C37.118.2-2011 | vendorAcronym= | vendorDeviceName= | interconnectionName=,,,,10,STTP,Streaming Telemetry Transport Protocol,11,,,,,,MGARI2_500_PM_02!PMU-ST7,0.0,1.0,Device statistic for Number of defined measurements (per frame) from device during last reporting interval.,0,1,1,,Any,STAT,Statistic,ST,-98.6,37.5,PPA:11841,2021-08-24 20:21:16
} | MaximumArchiveDays=90 | DesiredRemainingSpace=500,11842,ONS_MGARI2_500_PM_03!PMU:ST1,,404,8736f6c7-ad41-4b43-b4f6-e684e0d4ad20,MGARI2_500_PM_03,Mgari2_500_Pm_03,60,1,companyAcronym= | protocolName=IEEE C37.118.2-2011 | vendorAcronym= | vendorDeviceName= | interconnectionName=,,,,10,STTP,Streaming Telemetry Transport Protocol,11,,,,,,MGARI2_500_PM_03!PMU-ST1,0.0,1.0,Device statistic for Number of data quality errors reported by device during last reporting interval.,0,1,1,,Any,STAT,Statistic,ST,-98.6,37.5,PPA:11842,2021-08-24 20:21:16
} | MaximumArchiveDays=90 | DesiredRemainingSpace=500,11843,ONS_MGARI2_500_PM_03!PMU:ST2,,404,8736f6c7-ad41-4b43-b4f6-e684e0d4ad20,MGARI2_500_PM_03,Mgari2_500_Pm_03,60,1,companyAcronym= | protocolName=IEEE C37.118.2-2011 | vendorAcronym= | vendorDeviceName= | interconnectionName=,,,,10,STTP,Streaming Telemetry Transport Protocol,11,,,,,,MGARI2_500_PM_03!PMU-ST2,0.0,1.0,Device statistic for Number of time quality errors reported by device during last reporting interval.,0,1,1,,Any,STAT,Statistic,ST,-98.6,37.5,PPA:11843,2021-08-24 20:21:16
} | MaximumArchiveDays=90 | DesiredRemainingSpace=500,11844,ONS_MGARI2_500_PM_03!PMU:ST3,,404,8736f6c7-ad41-4b43-b4f6-e684e0d4ad20,MGARI2_500_PM_03,Mgari2_500_Pm_03,60,1,companyAcronym= | protocolName=IEEE C37.118.2-2011 | vendorAcronym= | vendorDeviceName= | interconnectionName=,,,,10,STTP,Streaming Telemetry Transport Protocol,11,,,,,,MGARI2_500_PM_03!PMU-ST3,0.0,1.0,Device statistic for Number of device errors reported by device during last reporting interval.,0,1,1,,Any,STAT,Statistic,ST,-98.6,37.5,PPA:11844,2021-08-24 20:21:16
} | MaximumArchiveDays=90 | DesiredRemainingSpace=500,11845,ONS_MGARI2_500_PM_03!PMU:ST4,,404,8736f6c7-ad41-4b43-b4f6-e684e0d4ad20,MGARI2_500_PM_03,Mgari2_500_Pm_03,60,1,companyAcronym= | protocolName=IEEE C37.118.2-2011 | vendorAcronym= | vendorDeviceName= | interconnectionName=,,,,10,STTP,Streaming Telemetry Transport Protocol,11,,,,,,MGARI2_500_PM_03!PMU-ST4,0.0,1.0,Device statistic for Number of measurements received from device during last reporting interval.,0,1,1,,Any,STAT,Statistic,ST,-98.6,37.5,PPA:11845,2021-08-24 20:21:16
} | MaximumArchiveDays=90 | DesiredRemainingSpace=500,11846,ONS_MGARI2_500_PM_03!PMU:ST5,,404,8736f6c7-ad41-4b43-b4f6-e684e0d4ad20,MGARI2_500_PM_03,Mgari2_500_Pm_03,60,1,companyAcronym= | protocolName=IEEE C37.118.2-2011 | vendorAcronym= | vendorDeviceName= | interconnectionName=,,,,10,STTP,Streaming Telemetry Transport Protocol,11,,,,,,MGARI2_500_PM_03!PMU-ST5,0.0,1.0,Device statistic for Expected number of measurements received from device during last reporting interval.,0,1,1,,Any,STAT,Statistic,ST,-98.6,37.5,PPA:11846,2021-08-24 20:21:16
} | MaximumArchiveDays=90 | DesiredRemainingSpace=500,11847,ONS_MGARI2_500_PM_03!PMU:ST6,,404,8736f6c7-ad41-4b43-b4f6-e684e0d4ad20,MGARI2_500_PM_03,Mgari2_500_Pm_03,60,1,companyAcronym= | protocolName=IEEE C37.118.2-2011 | vendorAcronym= | vendorDeviceName= | interconnectionName=,,,,10,STTP,Streaming Telemetry Transport Protocol,11,,,,,,MGARI2_500_PM_03!PMU-ST6,0.0,1.0,Device statistic for Number of measurements received while device was reporting errors during last reporting interval.,0,1,1,,Any,STAT,Statistic,ST,-98.6,37.5,PPA:11847,2021-08-24 20:21:16
} | MaximumArchiveDays=90 | DesiredRemainingSpace=500,11848,ONS_MGARI2_500_PM_03!PMU:ST7,,404,8736f6c7-ad41-4b43-b4f6-e684e0d4ad20,MGARI2_500_PM_03,Mgari2_500_Pm_03,60,1,companyAcronym= | protocolName=IEEE C37.118.2-2011 | vendorAcronym= | vendorDeviceName= | interconnectionName=,,,,10,STTP,Streaming Telemetry Transport Protocol,11,,,,,,MGARI2_500_PM_03!PMU-ST7,0.0,1.0,Device statistic for Number of defined measurements (per frame) from device during last reporting interval.,0,1,1,,Any,STAT,Statistic,ST,-98.6,37.5,PPA:11848,2021-08-24 20:21:16
} | MaximumArchiveDays=90 | DesiredRemainingSpace=500,11849,ONS_MGARI2_500_PM_04!PMU:ST1,,405,8736f6c7-ad41-4b43-b4f6-e684e0d4ad20,MGARI2_500_PM_04,Mgari2_500_Pm_04,60,1,companyAcronym= | protocolName=IEEE C37.118.2-2011 | vendorAcronym= | vendorDeviceName= | interconnectionName=,,,,10,STTP,Streaming Telemetry Transport Protocol,11,,,,,,MGARI2_500_PM_04!PMU-ST1,0.0,1.0,Device statistic for Number of data quality errors reported by device during last reporting interval.,0,1,1,,Any,STAT,Statistic,ST,-98.6,37.5,PPA:11849,2021-08-24 20:21:16
} | MaximumArchiveDays=90 | DesiredRemainingSpace=500,11850,ONS_MGARI2_500_PM_04!PMU:ST2,,405,8736f6c7-ad41-4b43-b4f6-e684e0d4ad20,MGARI2_500_PM_04,Mgari2_500_Pm_04,60,1,companyAcronym= | protocolName=IEEE C37.118.2-2011 | vendorAcronym= | vendorDeviceName= | interconnectionName=,,,,10,STTP,Streaming Telemetry Transport Protocol,11,,,,,,MGARI2_500_PM_04!PMU-ST2,0.0,1.0,Device statistic for Number of time quality errors reported by device during last reporting interval.,0,1,1,,Any,STAT,Statistic,ST,-98.6,37.5,PPA:11850,2021-08-24 20:21:16
} | MaximumArchiveDays=90 | DesiredRemainingSpace=500,11851,ONS_MGARI2_500_PM_04!PMU:ST3,,405,8736f6c7-ad41-4b43-b4f6-e684e0d4ad20,MGARI2_500_PM_04,Mgari2_500_Pm_04,60,1,companyAcronym= | protocolName=IEEE C37.118.2-2011 | vendorAcronym= | vendorDeviceName= | interconnectionName=,,,,10,STTP,Streaming Telemetry Transport Protocol,11,,,,,,MGARI2_500_PM_04!PMU-ST3,0.0,1.0,Device statistic for Number of device errors reported by device during last reporting interval.,0,1,1,,Any,STAT,Statistic,ST,-98.6,37.5,PPA:11851,2021-08-24 20:21:16
} | MaximumArchiveDays=90 | DesiredRemainingSpace=500,11852,ONS_MGARI2_500_PM_04!PMU:ST4,,405,8736f6c7-ad41-4b43-b4f6-e684e0d4ad20,MGARI2_500_PM_04,Mgari2_500_Pm_04,60,1,companyAcronym= | protocolName=IEEE C37.118.2-2011 | vendorAcronym= | vendorDeviceName= | interconnectionName=,,,,10,STTP,Streaming Telemetry Transport Protocol,11,,,,,,MGARI2_500_PM_04!PMU-ST4,0.0,1.0,Device statistic for Number of measurements received from device during last reporting interval.,0,1,1,,Any,STAT,Statistic,ST,-98.6,37.5,PPA:11852,2021-08-24 20:21:16
} | MaximumArchiveDays=90 | DesiredRemainingSpace=500,11853,ONS_MGARI2_500_PM_04!PMU:ST5,,405,8736f6c7-ad41-4b43-b4f6-e684e0d4ad20,MGARI2_500_PM_04,Mgari2_500_Pm_04,60,1,companyAcronym= | protocolName=IEEE C37.118.2-2011 | vendorAcronym= | vendorDeviceName= | interconnectionName=,,,,10,STTP,Streaming Telemetry Transport Protocol,11,,,,,,MGARI2_500_PM_04!PMU-ST5,0.0,1.0,Device statistic for Expected number of measurements received from device during last reporting interval.,0,1,1,,Any,STAT,Statistic,ST,-98.6,37.5,PPA:11853,2021-08-24 20:21:16
} | MaximumArchiveDays=90 | DesiredRemainingSpace=500,11854,ONS_MGARI2_500_PM_04!PMU:ST6,,405,8736f6c7-ad41-4b43-b4f6-e684e0d4ad20,MGARI2_500_PM_04,Mgari2_500_Pm_04,60,1,companyAcronym= | protocolName=IEEE C37.118.2-2011 | vendorAcronym= | vendorDeviceName= | interconnectionName=,,,,10,STTP,Streaming Telemetry Transport Protocol,11,,,,,,MGARI2_500_PM_04!PMU-ST6,0.0,1.0,Device statistic for Number of measurements received while device was reporting errors during last reporting interval.,0,1,1,,Any,STAT,Statistic,ST,-98.6,37.5,PPA:11854,2021-08-24 20:21:16
} | MaximumArchiveDays=90 | DesiredRemainingSpace=500,11855,ONS_MGARI2_500_PM_04!PMU:ST7,,405,8736f6c7-ad41-4b43-b4f6-e684e0d4ad20,MGARI2_500_PM_04,Mgari2_500_Pm_04,60,1,companyAcronym= | protocolName=IEEE C37.118.2-2011 | vendorAcronym= | vendorDeviceName= | interconnectionName=,,,,10,STTP,Streaming Telemetry Transport Protocol,11,,,,,,MGARI2_500_PM_04!PMU-ST7,0.0,1.0,Device statistic for Number of defined measurements (per frame) from device during last reporting interval.,0,1,1,,Any,STAT,Statistic,ST,-98.6,37.5,PPA:11855,2021-08-24 20:21:16
} | MaximumArchiveDays=90 | DesiredRemainingSpace=500,11856,ONS_BARDE_500_PM_02!PMU:ST1,,406,8736f6c7-ad41-4b43-b4f6-e684e0d4ad20,BARDE_500_PM_02,Barde_500_Pm_02,60,1,companyAcronym= | protocolName=IEEE C37.118.2-2011 | vendorAcronym= | vendorDeviceName= | interconnectionName=,,,,10,STTP,Streaming Telemetry Transport Protocol,11,,,,,,BARDE_500_PM_02!PMU-ST1,0.0,1.0,Device statistic for Number of data quality errors reported by device during last reporting interval.,0,1,1,,Any,STAT,Statistic,ST,-98.6,37.5,PPA:11856,2021-08-24 20:21:16
} | MaximumArchiveDays=90 | DesiredRemainingSpace=500,11857,ONS_BARDE_500_PM_02!PMU:ST2,,406,8736f6c7-ad41-4b43-b4f6-e684e0d4ad20,BARDE_500_PM_02,Barde_500_Pm_02,60,1,companyAcronym= | protocolName=IEEE C37.118.2-2011 | vendorAcronym= | vendorDeviceName= | interconnectionName=,,,,10,STTP,Streaming Telemetry Transport Protocol,11,,,,,,BARDE_500_PM_02!PMU-ST2,0.0,1.0,Device statistic for Number of time quality errors reported by device during last reporting interval.,0,1,1,,Any,STAT,Statistic,ST,-98.6,37.5,PPA:11857,2021-08-24 20:21:16
} | MaximumArchiveDays=90 | DesiredRemainingSpace=500,11858,ONS_BARDE_500_PM_02!PMU:ST3,,406,8736f6c7-ad41-4b43-b4f6-e684e0d4ad20,BARDE_500_PM_02,Barde_500_Pm_02,60,1,companyAcronym= | protocolName=IEEE C37.118.2-2011 | vendorAcronym= | vendorDeviceName= | interconnectionName=,,,,10,STTP,Streaming Telemetry Transport Protocol,11,,,,,,BARDE_500_PM_02!PMU-ST3,0.0,1.0,Device statistic for Number of device errors reported by device during last reporting interval.,0,1,1,,Any,STAT,Statistic,ST,-98.6,37.5,PPA:11858,2021-08-24 20:21:16
} | MaximumArchiveDays=90 | DesiredRemainingSpace=500,11859,ONS_BARDE_500_PM_02!PMU:ST4,,406,8736f6c7-ad41-4b43-b4f6-e684e0d4ad20,BARDE_500_PM_02,Barde_500_Pm_02,60,1,companyAcronym= | protocolName=IEEE C37.118.2-2011 | vendorAcronym= | vendorDeviceName= | interconnectionName=,,,,10,STTP,Streaming Telemetry Transport Protocol,11,,,,,,BARDE_500_PM_02!PMU-ST4,0.0,1.0,Device statistic for Number of measurements received from device during last reporting interval.,0,1,1,,Any,STAT,Statistic,ST,-98.6,37.5,PPA:11859,2021-08-24 20:21:16
} | MaximumArchiveDays=90 | DesiredRemainingSpace=500,11860,ONS_BARDE_500_PM_02!PMU:ST5,,406,8736f6c7-ad41-4b43-b4f6-e684e0d4ad20,BARDE_500_PM_02,Barde_500_Pm_02,60,1,companyAcronym= | protocolName=IEEE C37.118.2-2011 | vendorAcronym= | vendorDeviceName= | interconnectionName=,,,,10,STTP,Streaming Telemetry Transport Protocol,11,,,,,,BARDE_500_PM_02!PMU-ST5,0.0,1.0,Device statistic for Expected number of measurements received from device during last reporting interval.,0,1,1,,Any,STAT,Statistic,ST,-98.6,37.5,PPA:11860,2021-08-24 20:21:16
} | MaximumArchiveDays=90 | DesiredRemainingSpace=500,11861,ONS_BARDE_500_PM_02!PMU:ST6,,406,8736f6c7-ad41-4b43-b4f6-e684e0d4ad20,BARDE_500_PM_02,Barde_500_Pm_02,60,1,companyAcronym= | protocolName=IEEE C37.118.2-2011 | vendorAcronym= | vendorDeviceName= | interconnectionName=,,,,10,STTP,Streaming Telemetry Transport Protocol,11,,,,,,BARDE_500_PM_02!PMU-ST6,0.0,1.0,Device statistic for Number of measurements received while device was reporting errors during last reporting interval.,0,1,1,,Any,STAT,Statistic,ST,-98.6,37.5,PPA:11861,2021-08-24 20:21:16
} | MaximumArchiveDays=90 | DesiredRemainingSpace=500,11862,ONS_BARDE_500_PM_02!PMU:ST7,,406,8736f6c7-ad41-4b43-b4f6-e684e0d4ad20,BARDE_500_PM_02,Barde_500_Pm_02,60,1,companyAcronym= | protocolName=IEEE C37.118.2-2011 | vendorAcronym= | vendorDeviceName= | interconnectionName=,,,,10,STTP,Streaming Telemetry Transport Protocol,11,,,,,,BARDE_500_PM_02!PMU-ST7,0.0,1.0,Device statistic for Number of defined measurements (per frame) from device during last reporting interval.,0,1,1,,Any,STAT,Statistic,ST,-98.6,37.5,PPA:11862,2021-08-24 20:21:16
} | MaximumArchiveDays=90 | DesiredRemainingSpace=500,11863,POT_P_01,,336,8736f6c7-ad41-4b43-b4f6-e684e0d4ad20,MEDIDAS_CALCULADAS,Medidas Calculadas,60,1,companyAcronym= | protocolName=Virtual Device | vendorAcronym= | vendorDeviceName= | interconnectionName=,,,,10,STTP,Streaming Telemetry Transport Protocol,10,,,,,,POT_P_01,0.0,1.0,Potencia Ativa para o dispositivo TOCO_500_PM_07,0,1,1,,PMU,CALC,Calculated Value,CV,0,0,PPA:11863,2021-08-25 17:44:32
} | MaximumArchiveDays=90 | DesiredRemainingSpace=500,11864,POT_P_02,,336,8736f6c7-ad41-4b43-b4f6-e684e0d4ad20,MEDIDAS_CALCULADAS,Medidas Calculadas,60,1,companyAcronym= | protocolName=Virtual Device | vendorAcronym= | vendorDeviceName= | interconnectionName=,,,,10,STTP,Streaming Telemetry Transport Protocol,10,,,,,,POT_P_02,0.0,1.0,Potencia Ativa para o dispositivo TOCO_500_PM_03,0,1,1,,PMU,CALC,Calculated Value,CV,0,0,PPA:11864,2021-08-25 17:47:52
} | MaximumArchiveDays=90 | DesiredRemainingSpace=500,11865,POT_P_03,,336,8736f6c7-ad41-4b43-b4f6-e684e0d4ad20,MEDIDAS_CALCULADAS,Medidas Calculadas,60,1,companyAcronym= | protocolName=Virtual Device | vendorAcronym= | vendorDeviceName= | interconnectionName=,,,,10,STTP,Streaming Telemetry Transport Protocol,10,,,,,,POT_P_03,0.0,1.0,Potencia Ativa para o dispositivo TOCO_500_PM_05,0,1,1,,PMU,CALC,Calculated Value,CV,0,0,PPA:11865,2021-08-25 17:47:52
} | MaximumArchiveDays=90 | DesiredRemainingSpace=500,11866,POT_P_04,,336,8736f6c7-ad41-4b43-b4f6-e684e0d4ad20,MEDIDAS_CALCULADAS,Medidas Calculadas,60,1,companyAcronym= | protocolName=Virtual Device | vendorAcronym= | vendorDeviceName= | interconnectionName=,,,,10,STTP,Streaming Telemetry Transport Protocol,10,,,,,,POT_P_04,0.0,1.0,Potencia Ativa para o dispositivo PATC_500_PM_13,0,1,1,,PMU,CALC,Calculated Value,CV,0,0,PPA:11866,2021-08-25 17:47:52
} | MaximumArchiveDays=90 | DesiredRemainingSpace=500,11867,POT_P_05,,336,8736f6c7-ad41-4b43-b4f6-e684e0d4ad20,MEDIDAS_CALCULADAS,Medidas Calculadas,60,1,companyAcronym= | protocolName=Virtual Device | vendorAcronym= | vendorDeviceName= | interconnectionName=,,,,10,STTP,Streaming Telemetry Transport Protocol,10,,,,,,POT_P_05,0.0,1.0,Potencia Ativa para o dispositivo PATC_500_PM_14,0,1,1,,PMU,CALC,Calculated Value,CV,0,0,PPA:11867,2021-08-25 17:47:52
} | MaximumArchiveDays=90 | DesiredRemainingSpace=500,12289,ONS_SCCNO_525_PM_03!PMU:ST8,,156,8736f6c7-ad41-4b43-b4f6-e684e0d4ad20,SCCNO_525_PM_03,Sccno_525_Pm_03,60,1,companyAcronym= | protocolName=IEEE C37.118.2-2011 | vendorAcronym= | vendorDeviceName= | interconnectionName=,,,,10,STTP,Streaming Telemetry Transport Protocol,11,,,,,,SCCNO_525_PM_03!PMU-ST8,0.0,1.0,Device statistic for Device time deviation from average for all input devices in seconds,0,1,1,,Any,STAT,Statistic,ST,-98.6,37.5,PPA:12289,2022-01-11 17:55:44.702
} | MaximumArchiveDays=90 | DesiredRemainingSpace=500,12290,ONS_TOCO_500_PM_01!PMU:ST8,,315,8736f6c7-ad41-4b43-b4f6-e684e0d4ad20,TOCO_500_PM_01,Toco_500_Pm_01,60,1,companyAcronym= | protocolName=IEEE C37.118.2-2011 | vendorAcronym= | vendorDeviceName= | interconnectionName=,,,,10,STTP,Streaming Telemetry Transport Protocol,11,,,,,,TOCO_500_PM_01!PMU-ST8,0.0,1.0,Device statistic for Device time deviation from average for all input devices in seconds,0,1,1,,Any,STAT,Statistic,ST,-98.6,37.5,PPA:12290,2022-01-11 17:55:44.707
} | MaximumArchiveDays=90 | DesiredRemainingSpace=500,12291,ONS_MGJBA3_500_PM_07!PMU:ST8,,365,8736f6c7-ad41-4b43-b4f6-e684e0d4ad20,MGJBA3_500_PM_07,Mgjba3_500_Pm_07,60,1,companyAcronym= | protocolName=IEEE C37.118.2-2011 | vendorAcronym= | vendorDeviceName= | interconnectionName=,,,,10,STTP,Streaming Telemetry Transport Protocol,11,,,,,,MGJBA3_500_PM_07!PMU-ST8,0.0,1.0,Device statistic for Device time deviation from average for all input devices in seconds,0,1,1,,Any,STAT,Statistic,ST,-98.6,37.5,PPA:12291,2022-01-11 17:55:44.711
} | MaximumArchiveDays=90 | DesiredRemainingSpace=500,12292,ONS_BAPOT_500_PM_08!PMU:ST8,,364,8736f6c7-ad41-4b43-b4f6-e684e0d4ad20,BAPOT_500_PM_08,Bapot_500_Pm_08,60,1,companyAcronym= | protocolName=IEEE C37.118.2-2011 | vendorAcronym= | vendorDeviceName= | interconnectionName=,,,,10,STTP,Streaming Telemetry Transport Protocol,11,,,,,,BAPOT_500_PM_08!PMU-ST8,0.0,1.0,Device statistic for Device time deviation from average for all input devices in seconds,0,1,1,,Any,STAT,Statistic,ST,-98.6,37.5,PPA:12292,2022-01-11 17:55:44.716
} | MaximumArchiveDays=90 | DesiredRemainingSpace=500,12293,ONS_CETGD_500_PM_01!PMU:ST8,,167,8736f6c7-ad41-4b43-b4f6-e684e0d4ad20,CETGD_500_PM_01,Cetgd_500_Pm_01,60,1,companyAcronym= | protocolName=IEEE C37.118.2-2011 | vendorAcronym= | vendorDeviceName= | interconnectionName=,,,,10,STTP,Streaming Telemetry Transport Protocol,11,,,,,,CETGD_500_PM_01!PMU-ST8,0.0,1.0,Device statistic for Device time deviation from average for all input devices in seconds,0,1,1,,Any,STAT,Statistic,ST,-98.6,37.5,PPA:12293,2022-01-11 17:55:44.721
} | MaximumArchiveDays=90 | DesiredRemainingSpace=500,12294,ONS_MAIZ_500_PM_01!PMU:ST8,,157,8736f6c7-ad41-4b43-b4f6-e684e0d4ad20,MAIZ_500_PM_01,Maiz_500_Pm_01,60,1,companyAcronym= | protocolName=IEEE C37.118.2-2011 | vendorAcronym= | vendorDeviceName= | interconnectionName=,,,,10,STTP,Streaming Telemetry Transport Protocol,11,,,,,,MAIZ_500_PM_01!PMU-ST8,0.0,1.0,Device statistic for Device time deviation from average for all input devices in seconds,0,1,1,,Any,STAT,Statistic,ST,-98.6,37.5,PPA:12294,2022-01-11 17:55:44.725
} | MaximumArchiveDays=90 | DesiredRemainingSpace=500,12295,ONS_TOCO_500_PM_02!PMU:ST8,,316,8736f6c7-ad41-4b43-b4f6-e684e0d4ad20,TOCO_500_PM_02,Toco_500_Pm_02,60,1,companyAcronym= | protocolName=IEEE C37.118.2-2011 | vendorAcronym= | vendorDeviceName= | interconnectionName=,,,,10,STTP,Streaming Telemetry Transport Protocol,11,,,,,,TOCO_500_PM_02!PMU-ST8,0.0,1.0,Device statistic for Device time deviation from average for all input devices in seconds,0,1,1,,Any,STAT,Statistic,ST,-98.6,37.5,PPA:12295,2022-01-11 17:55:44.729
} | MaximumArchiveDays=90 | DesiredRemainingSpace=500,12296,ONS_MGJBA3_500_PM_08!PMU:ST8,,366,8736f6c7-ad41-4b43-b4f6-e684e0d4ad20,MGJBA3_500_PM_08,Mgjba3_500_Pm_08,60,1,companyAcronym= | protocolName=IEEE C37.118.2-2011 | vendorAcronym= | vendorDeviceName= | interconnectionName=,,,,10,STTP,Streaming Telemetry Transport Protocol,11,,,,,,MGJBA3_500_PM_08!PMU-ST8,0.0,1.0,Device statistic for Device time deviation from average for all input devices in seconds,0,1,1,,Any,STAT,Statistic,ST,-98.6,37.5,PPA:12296,2022-01-11 17:55:44.733
} | MaximumArchiveDays=90 | DesiredRemainingSpace=500,12297,ONS_BAPAQ_500_PM_01!PMU:ST8,,369,8736f6c7-ad41-4b43-b4f6-e684e0d4ad20,BAPAQ_500_PM_01,Bapaq_500_Pm_01,60,1,companyAcronym= | protocolName=IEEE C37.118.2-2011 | vendorAcronym= | vendorDeviceName= | interconnectionName=,,,,10,STTP,Streaming Telemetry Transport Protocol,11,,,,,,BAPAQ_500_PM_01!PMU-ST8,0.0,1.0,Device statistic for Device time deviation from average for all input devices in seconds,0,1,1,,Any,STAT,Statistic,ST,-98.6,37.5,PPA:12297,2022-01-11 17:55:44.737
} | MaximumArchiveDays=90 | DesiredRemainingSpace=500,12298,ONS_BABJD_500_PM_05!PMU:ST8,,367,8736f6c7-ad41-4b43-b4f6-e684e0d4ad20,BABJD_500_PM_05,Babjd_500_Pm_05,60,1,companyAcronym= | protocolName=IEEE C37.118.2-2011 | vendorAcronym= | vendorDeviceName= | interconnectionName=,,,,10,STTP,Streaming Telemetry Transport Protocol,11,,,,,,BABJD_500_PM_05!PMU-ST8,0.0,1.0,Device statistic for Device time deviation from average for all input devices in seconds,0,1,1,,Any,STAT,Statistic,ST,-98.6,37.5,PPA:12298,2022-01-11 17:55:44.741
} | MaximumArchiveDays=90 | DesiredRemainingSpace=500,12299,ONS_CETGD_500_PM_02!PMU:ST8,,168,8736f6c7-ad41-4b43-b4f6-e684e0d4ad20,CETGD_500_PM_02,Cetgd_500_Pm_02,60,1,companyAcronym= | protocolName=IEEE C37.118.2-2011 | vendorAcronym= | vendorDeviceName= | interconnectionName=,,,,10,STTP,Streaming Telemetry Transport Protocol,11,,,,,,CETGD_500_PM_02!PMU-ST8,0.0,1.0,Device statistic for Device time deviation from average for all input devices in seconds,0,1,1,,Any,STAT,Statistic,ST,-98.6,37.5,PPA:12299,2022-01-11 17:55:44.746
} | MaximumArchiveDays=90 | DesiredRemainingSpace=500,12300,ONS_PATC_500_PM_08!PMU:ST8,,158,8736f6c7-ad41-4b43-b4f6-e684e0d4ad20,PATC_500_PM_08,Patc_500_Pm_08,60,1,companyAcronym= | protocolName=IEEE C37.118.2-2011 | vendorAcronym= | vendorDeviceName= | interconnectionName=,,,,10,STTP,Streaming Telemetry Transport Protocol,11,,,,,,PATC_500_PM_08!PMU-ST8,0.0,1.0,Device statistic for Device time deviation from average for all input devices in seconds,0,1,1,,Any,STAT,Statistic,ST,-98.6,37.5,PPA:12300,2022-01-11 17:55:44.751
} | MaximumArchiveDays=90 | DesiredRemainingSpace=500,12301,ONS_PEULG_500_PM_02!PMU:ST8,,370,8736f6c7-ad41-4b43-b4f6-e684e0d4ad20,PEULG_500_PM_02,Peulg_500_Pm_02,60,1,companyAcronym= | protocolName=IEEE C37.118.2-2011 | vendorAcronym= | vendorDeviceName= | interconnectionName=,,,,10,STTP,Streaming Telemetry Transport Protocol,11,,,,,,PEULG_500_PM_02!PMU-ST8,0.0,1.0,Device statistic for Device time deviation from average for all input devices in seconds,0,1,1,,Any,STAT,Statistic,ST,-98.6,37.5,PPA:12301,2022-01-11 17:55:44.757
} | MaximumArchiveDays=90 | DesiredRemainingSpace=500,12302,ONS_MGPI2_500_PM_04!PMU:ST8,,368,8736f6c7-ad41-4b43-b4f6-e684e0d4ad20,MGPI2_500_PM_04,Mgpi2_500_Pm_04,60,1,companyAcronym= | protocolName=IEEE C37.118.2-2011 | vendorAcronym= | vendorDeviceName= | interconnectionName=,,,,10,STTP,Streaming Telemetry Transport Protocol,11,,,,,,MGPI2_500_PM_04!PMU-ST8,0.0,1.0,Device statistic for Device time deviation from average for all input devices in seconds,0,1,1,,Any,STAT,Statistic,ST,-98.6,37.5,PPA:12302,2022-01-11 17:55:44.763
} | MaximumArchiveDays=90 | DesiredRemainingSpace=500,12303,ONS_ALUXG_500_PM_01!PMU:ST8,,371,8736f6c7-ad41-4b43-b4f6-e684e0d4ad20,ALUXG_500_PM_01,Aluxg_500_Pm_01,60,1,companyAcronym= | protocolName=IEEE C37.118.2-2011 | vendorAcronym= | vendorDeviceName= | interconnectionName=,,,,10,STTP,Streaming Telemetry Transport Protocol,11,,,,,,ALUXG_500_PM_01!PMU-ST8,0.0,1.0,Device statistic for Device time deviation from average for all input devices in seconds,0,1,1,,Any,STAT,Statistic,ST,-98.6,37.5,PPA:12303,2022-01-11 17:55:44.768
} | MaximumArchiveDays=90 | DesiredRemainingSpace=500,12304,ONS_PATC_500_PM_05!PMU:ST8,,159,8736f6c7-ad41-4b43-b4f6-e684e0d4ad20,PATC_500_PM_05,Patc_500_Pm_05,60,1,companyAcronym= | protocolName=IEEE C37.118.2-2011 | vendorAcronym= | vendorDeviceName= | interconnectionName=,,,,10,STTP,Streaming Telemetry Transport Protocol,11,,,,,,PATC_500_PM_05!PMU-ST8,0.0,1.0,Device statistic for Device time deviation from average for all input devices in seconds,0,1,1,,Any,STAT,Statistic,ST,-98.6,37.5,PPA:12304,2022-01-11 17:55:44.774
} | MaximumArchiveDays=90 | DesiredRemainingSpace=500,12305,ONS_CETGD_500_PM_03!PMU:ST8,,169,8736f6c7-ad41-4b43-b4f6-e684e0d4ad20,CETGD_500_PM_03,Cetgd_500_Pm_03,60,1,companyAcronym= | protocolName=IEEE C37.118.2-2011 | vendorAcronym= | vendorDeviceName= | interconnectionName=,,,,10,STTP,Streaming Telemetry Transport Protocol,11,,,,,,CETGD_500_PM_03!PMU-ST8,0.0,1.0,Device statistic for Device time deviation from average for all input devices in seconds,0,1,1,,Any,STAT,Statistic,ST,-98.6,37.5,PPA:12305,2022-01-11 17:55:44.779
} | MaximumArchiveDays=90 | DesiredRemainingSpace=500,12306,ONS_MAPD_500_PM_01!PMU:ST8,,160,8736f6c7-ad41-4b43-b4f6-e684e0d4ad20,MAPD_500_PM_01,Mapd_500_Pm_01,60,1,companyAcronym= | protocolName=IEEE C37.118.2-2011 | vendorAcronym= | vendorDeviceName= | interconnectionName=,,,,10,STTP,Streaming Telemetry Transport Protocol,11,,,,,,MAPD_500_PM_01!PMU-ST8,0.0,1.0,Device statistic for Device time deviation from average for all input devices in seconds,0,1,1,,Any,STAT,Statistic,ST,-98.6,37.5,PPA:12306,2022-01-11 17:55:44.784
} | MaximumArchiveDays=90 | DesiredRemainingSpace=500,12307,ONS_BABTR_500_PM_01!PMU:ST8,,185,8736f6c7-ad41-4b43-b4f6-e684e0d4ad20,BABTR_500_PM_01,Babtr_500_Pm_01,60,1,companyAcronym= | protocolName=IEEE C37.118.2-2011 | vendorAcronym= | vendorDeviceName= | interconnectionName=,,,,10,STTP,Streaming Telemetry Transport Protocol,11,,,,,,BABTR_500_PM_01!PMU-ST8,0.0,1.0,Device statistic for Device time deviation from average for all input devices in seconds,0,1,1,,Any,STAT,Statistic,ST,-98.6,37.5,PPA:12307,2022-01-11 17:55:44.788
} | MaximumArchiveDays=90 | DesiredRemainingSpace=500,12308,ONS_TOCO_500_PM_03!PMU:ST8,,317,8736f6c7-ad41-4b43-b4f6-e684e0d4ad20,TOCO_500_PM_03,Toco_500_Pm_03,60,1,companyAcronym= | protocolName=IEEE C37.118.2-2011 | vendorAcronym= | vendorDeviceName= | interconnectionName=,,,,10,STTP,Streaming Telemetry Transport Protocol,11,,,,,,TOCO_500_PM_03!PMU-ST8,0.0,1.0,Device statistic for Device time deviation from average for all input devices in seconds,0,1,1,,Any,STAT,Statistic,ST,-98.6,37.5,PPA:12308,2022-01-11 17:55:44.793
} | MaximumArchiveDays=90 | DesiredRemainingSpace=500,12309,ONS_PATC_500_PM_07!PMU:ST8,,161,8736f6c7-ad41-4b43-b4f6-e684e0d4ad20,PATC_500_PM_07,Patc_500_Pm_07,60,1,companyAcronym= | protocolName=IEEE C37.118.2-2011 | vendorAcronym= | vendorDeviceName= | interconnectionName=,,,,10,STTP,Streaming Telemetry Transport Protocol,11,,,,,,PATC_500_PM_07!PMU-ST8,0.0,1.0,Device statistic for Device time deviation from average for all input devices in seconds,0,1,1,,Any,STAT,Statistic,ST,-98.6,37.5,PPA:12309,2022-01-11 17:55:44.798
} | MaximumArchiveDays=90 | DesiredRemainingSpace=500,12310,ONS_SEJDM_500_PM_01!PMU:ST8,,372,8736f6c7-ad41-4b43-b4f6-e684e0d4ad20,SEJDM_500_PM_01,Sejdm_500_Pm_01,60,1,companyAcronym= | protocolName=IEEE C37.118.2-2011 | vendorAcronym= | vendorDeviceName= | interconnectionName=,,,,10,STTP,Streaming Telemetry Transport Protocol,11,,,,,,SEJDM_500_PM_01!PMU-ST8,0.0,1.0,Device statistic for Device time deviation from average for all input devices in seconds,0,1,1,,Any,STAT,Statistic,ST,-98.6,37.5,PPA:12310,2022-01-11 17:55:44.803
} | MaximumArchiveDays=90 | DesiredRemainingSpace=500,12311,ONS_CEAUT_500_PM_01!PMU:ST8,,170,8736f6c7-ad41-4b43-b4f6-e684e0d4ad20,CEAUT_500_PM_01,Ceaut_500_Pm_01,60,1,companyAcronym= | protocolName=IEEE C37.118.2-2011 | vendorAcronym= | vendorDeviceName= | interconnectionName=,,,,10,STTP,Streaming Telemetry Transport Protocol,11,,,,,,CEAUT_500_PM_01!PMU-ST8,0.0,1.0,Device statistic for Device time deviation from average for all input devices in seconds,0,1,1,,Any,STAT,Statistic,ST,-98.6,37.5,PPA:12311,2022-01-11 17:55:44.808
} | MaximumArchiveDays=90 | DesiredRemainingSpace=500,12312,ONS_TOCO_500_PM_04!PMU:ST8,,318,8736f6c7-ad41-4b43-b4f6-e684e0d4ad20,TOCO_500_PM_04,Toco_500_Pm_04,60,1,companyAcronym= | protocolName=IEEE C37.118.2-2011 | vendorAcronym= | vendorDeviceName= | interconnectionName=,,,,10,STTP,Streaming Telemetry Transport Protocol,11,,,,,,TOCO_500_PM_04!PMU-ST8,0.0,1.0,Device statistic for Device time deviation from average for all input devices in seconds,0,1,1,,Any,STAT,Statistic,ST,-98.6,37.5,PPA:12312,2022-01-11 17:55:44.812
} | MaximumArchiveDays=90 | DesiredRemainingSpace=500,12313,ONS_BABTR_500_PM_02!PMU:ST8,,186,8736f6c7-ad41-4b43-b4f6-e684e0d4ad20,BABTR_500_PM_02,Babtr_500_Pm_02,60,1,companyAcronym= | protocolName=IEEE C37.118.2-2011 | vendorAcronym= | vendorDeviceName= | interconnectionName=,,,,10,STTP,Streaming Telemetry Transport Protocol,11,,,,,,BABTR_500_PM_02!PMU-ST8,0.0,1.0,Device statistic for Device time deviation from average for all input devices in seconds,0,1,1,,Any,STAT,Statistic,ST,-98.6,37.5,PPA:12313,2022-01-11 17:55:44.816
} | MaximumArchiveDays=90 | DesiredRemainingSpace=500,12314,ONS_SCCNO_525_PM_04!PMU:ST8,,162,8736f6c7-ad41-4b43-b4f6-e684e0d4ad20,SCCNO_525_PM_04,Sccno_525_Pm_04,60,1,companyAcronym= | protocolName=IEEE C37.118.2-2011 | vendorAcronym= | vendorDeviceName= | interconnectionName=,,,,10,STTP,Streaming Telemetry Transport Protocol,11,,,,,,SCCNO_525_PM_04!PMU-ST8,0.0,1.0,Device statistic for Device time deviation from average for all input devices in seconds,0,1,1,,Any,STAT,Statistic,ST,-98.6,37.5,PPA:12314,2022-01-11 17:55:44.821
} | MaximumArchiveDays=90 | DesiredRemainingSpace=500,12315,ONS_CEAUT_500_PM_02!PMU:ST8,,171,8736f6c7-ad41-4b43-b4f6-e684e0d4ad20,CEAUT_500_PM_02,Ceaut_500_Pm_02,60,1,companyAcronym= | protocolName=IEEE C37.118.2-2011 | vendorAcronym= | vendorDeviceName= | interconnectionName=,,,,10,STTP,Streaming Telemetry Transport Protocol,11,,,,,,CEAUT_500_PM_02!PMU-ST8,0.0,1.0,Device statistic for Device time deviation from average for all input devices in seconds,0,1,1,,Any,STAT,Statistic,ST,-98.6,37.5,PPA:12315,2022-01-11 17:55:44.826
} | MaximumArchiveDays=90 | DesiredRemainingSpace=500,12316,ONS_MAIZ_500_PM_05!PMU:ST8,,319,8736f6c7-ad41-4b43-b4f6-e684e0d4ad20,MAIZ_500_PM_05,Maiz_500_Pm_05,60,1,companyAcronym= | protocolName=IEEE C37.118.2-2011 | vendorAcronym= | vendorDeviceName= | interconnectionName=,,,,10,STTP,Streaming Telemetry Transport Protocol,11,,,,,,MAIZ_500_PM_05!PMU-ST8,0.0,1.0,Device statistic for Device time deviation from average for all input devices in seconds,0,1,1,,Any,STAT,Statistic,ST,-98.6,37.5,PPA:12316,2022-01-11 17:55:44.830
} | MaximumArchiveDays=90 | DesiredRemainingSpace=500,12317,ONS_BAPOT_500_PM_01!PMU:ST8,,163,8736f6c7-ad41-4b43-b4f6-e684e0d4ad20,BAPOT_500_PM_01,Bapot_500_Pm_01,60,1,companyAcronym= | protocolName=IEEE C37.118.2-2011 | vendorAcronym= | vendorDeviceName= | interconnectionName=,,,,10,STTP,Streaming Telemetry Transport Protocol,11,,,,,,BAPOT_500_PM_01!PMU-ST8,0.0,1.0,Device statistic for Device time deviation from average for all input devices in seconds,0,1,1,,Any,STAT,Statistic,ST,-98.6,37.5,PPA:12317,2022-01-11 17:55:44.835
} | MaximumArchiveDays=90 | DesiredRemainingSpace=500,12318,ONS_BABTR_500_PM_03!PMU:ST8,,187,8736f6c7-ad41-4b43-b4f6-e684e0d4ad20,BABTR_500_PM_03,Babtr_500_Pm_03,60,1,companyAcronym= | protocolName=IEEE C37.118.2-2011 | vendorAcronym= | vendorDeviceName= | interconnectionName=,,,,10,STTP,Streaming Telemetry Transport Protocol,11,,,,,,BABTR_500_PM_03!PMU-ST8,0.0,1.0,Device statistic for Device time deviation from average for all input devices in seconds,0,1,1,,Any,STAT,Statistic,ST,-98.6,37.5,PPA:12318,2022-01-11 17:55:44.839
} | MaximumArchiveDays=90 | DesiredRemainingSpace=500,12319,ONS_CEAUT_500_PM_03!PMU:ST8,,172,8736f6c7-ad41-4b43-b4f6-e684e0d4ad20,CEAUT_500_PM_03,Ceaut_500_Pm_03,60,1,companyAcronym= | protocolName=IEEE C37.118.2-2011 | vendorAcronym= | vendorDeviceName= | interconnectionName=,,,,10,STTP,Streaming Telemetry Transport Protocol,11,,,,,,CEAUT_500_PM_03!PMU-ST8,0.0,1.0,Device statistic for Device time deviation from average for all input devices in seconds,0,1,1,,Any,STAT,Statistic,ST,-98.6,37.5,PPA:12319,2022-01-11 17:55:44.843
} | MaximumArchiveDays=90 | DesiredRemainingSpace=500,12320,ONS_GOSTSM_500_PM_06!PMU:ST8,,320,8736f6c7-ad41-4b43-b4f6-e684e0d4ad20,GOSTSM_500_PM_06,Gostsm_500_Pm_06,60,1,companyAcronym= | protocolName=IEEE C37.118.2-2011 | vendorAcronym= | vendorDeviceName= | interconnectionName=,,,,10,STTP,Streaming Telemetry Transport Protocol,11,,,,,,GOSTSM_500_PM_06!PMU-ST8,0.0,1.0,Device statistic for Device time deviation from average for all input devices in seconds,0,1,1,,Any,STAT,Statistic,ST,-98.6,37.5,PPA:12320,2022-01-11 17:55:44.848
} | MaximumArchiveDays=90 | DesiredRemainingSpace=500,12321,ONS_BABRD_500_PM_01!PMU:ST8,,188,8736f6c7-ad41-4b43-b4f6-e684e0d4ad20,BABRD_500_PM_01,Babrd_500_Pm_01,60,1,companyAcronym= | protocolName=IEEE C37.118.2-2011 | vendorAcronym= | vendorDeviceName= | interconnectionName=,,,,10,STTP,Streaming Telemetry Transport Protocol,11,,,,,,BABRD_500_PM_01!PMU-ST8,0.0,1.0,Device statistic for Device time deviation from average for all input devices in seconds,0,1,1,,Any,STAT,Statistic,ST,-98.6,37.5,PPA:12321,2022-01-11 17:55:44.852
} | MaximumArchiveDays=90 | DesiredRemainingSpace=500,12322,ONS_BAICA_500_PM_01!PMU:ST8,,164,8736f6c7-ad41-4b43-b4f6-e684e0d4ad20,BAICA_500_PM_01,Baica_500_Pm_01,60,1,companyAcronym= | protocolName=IEEE C37.118.2-2011 | vendorAcronym= | vendorDeviceName= | interconnectionName=,,,,10,STTP,Streaming Telemetry Transport Protocol,11,,,,,,BAICA_500_PM_01!PMU-ST8,0.0,1.0,Device statistic for Device time deviation from average for all input devices in seconds,0,1,1,,Any,STAT,Statistic,ST,-98.6,37.5,PPA:12322,2022-01-11 17:55:44.856
} | MaximumArchiveDays=90 | DesiredRemainingSpace=500,12323,ONS_CEAUT_500_PM_04!PMU:ST8,,173,8736f6c7-ad41-4b43-b4f6-e684e0d4ad20,CEAUT_500_PM_04,Ceaut_500_Pm_04,60,1,companyAcronym= | protocolName=IEEE C37.118.2-2011 | vendorAcronym= | vendorDeviceName= | interconnectionName=,,,,10,STTP,Streaming Telemetry Transport Protocol,11,,,,,,CEAUT_500_PM_04!PMU-ST8,0.0,1.0,Device statistic for Device time deviation from average for all input devices in seconds,0,1,1,,Any,STAT,Statistic,ST,-98.6,37.5,PPA:12323,2022-01-11 17:55:44.861
} | MaximumArchiveDays=90 | DesiredRemainingSpace=500,12324,ONS_GOSTSM_500_PM_07!PMU:ST8,,321,8736f6c7-ad41-4b43-b4f6-e684e0d4ad20,GOSTSM_500_PM_07,Gostsm_500_Pm_07,60,1,companyAcronym= | protocolName=IEEE C37.118.2-2011 | vendorAcronym= | vendorDeviceName= | interconnectionName=,,,,10,STTP,Streaming Telemetry Transport Protocol,11,,,,,,GOSTSM_500_PM_07!PMU-ST8,0.0,1.0,Device statistic for Device time deviation from average for all input devices in seconds,0,1,1,,Any,STAT,Statistic,ST,-98.6,37.5,PPA:12324,2022-01-11 17:55:44.865
} | MaximumArchiveDays=90 | DesiredRemainingSpace=500,12325,ONS_BARDE_500_PM_01!PMU:ST8,,189,8736f6c7-ad41-4b43-b4f6-e684e0d4ad20,BARDE_500_PM_01,Barde_500_Pm_01,60,1,companyAcronym= | protocolName=IEEE C37.118.2-2011 | vendorAcronym= | vendorDeviceName= | interconnectionName=,,,,10,STTP,Streaming Telemetry Transport Protocol,11,,,,,,BARDE_500_PM_01!PMU-ST8,0.0,1.0,Device statistic for Device time deviation from average for all input devices in seconds,0,1,1,,Any,STAT,Statistic,ST,-98.6,37.5,PPA:12325,2022-01-11 17:55:44.870
} | MaximumArchiveDays=90 | DesiredRemainingSpace=500,12326,ONS_BAPOT_500_PM_02!PMU:ST8,,165,8736f6c7-ad41-4b43-b4f6-e684e0d4ad20,BAPOT_500_PM_02,Bapot_500_Pm_02,60,1,companyAcronym= | protocolName=IEEE C37.118.2-2011 | vendorAcronym= | vendorDeviceName= | interconnectionName=,,,,10,STTP,Streaming Telemetry Transport Protocol,11,,,,,,BAPOT_500_PM_02!PMU-ST8,0.0,1.0,Device statistic for Device time deviation from average for all input devices in seconds,0,1,1,,Any,STAT,Statistic,ST,-98.6,37.5,PPA:12326,2022-01-11 17:55:44.874
} | MaximumArchiveDays=90 | DesiredRemainingSpace=500,12327,ONS_CEAUT_500_PM_05!PMU:ST8,,174,8736f6c7-ad41-4b43-b4f6-e684e0d4ad20,CEAUT_500_PM_05,Ceaut_500_Pm_05,60,1,companyAcronym= | protocolName=IEEE C37.118.2-2011 | vendorAcronym= | vendorDeviceName= | interconnectionName=,,,,10,STTP,Streaming Telemetry Transport Protocol,11,,,,,,CEAUT_500_PM_05!PMU-ST8,0.0,1.0,Device statistic for Device time deviation from average for all input devices in seconds,0,1,1,,Any,STAT,Statistic,ST,-98.6,37.5,PPA:12327,2022-01-11 17:55:44.879
} | MaximumArchiveDays=90 | DesiredRemainingSpace=500,12328,ONS_GOSTSM_500_PM_08!PMU:ST8,,322,8736f6c7-ad41-4b43-b4f6-e684e0d4ad20,GOSTSM_500_PM_08,Gostsm_500_Pm_08,60,1,companyAcronym= | protocolName=IEEE C37.118.2-2011 | vendorAcronym= | vendorDeviceName= | interconnectionName=,,,,10,STTP,Streaming Telemetry Transport Protocol,11,,,,,,GOSTSM_500_PM_08!PMU-ST8,0.0,1.0,Device statistic for Device time deviation from average for all input devices in seconds,0,1,1,,Any,STAT,Statistic,ST,-98.6,37.5,PPA:12328,2022-01-11 17:55:44.883
} | MaximumArchiveDays=90 | DesiredRemainingSpace=500,12329,ONS_BABRD_500_PM_02!PMU:ST8,,190,8736f6c7-ad41-4b43-b4f6-e684e0d4ad20,BABRD_500_PM_02,Babrd_500_Pm_02,60,1,companyAcronym= | protocolName=IEEE C37.118.2-2011 | vendorAcronym= | vendorDeviceName= | interconnectionName=,,,,10,STTP,Streaming Telemetry Transport Protocol,11,,,,,,BABRD_500_PM_02!PMU-ST8,0.0,1.0,Device statistic for Device time deviation from average for all input devices in seconds,0,1,1,,Any,STAT,Statistic,ST,-98.6,37.5,PPA:12329,2022-01-11 17:55:44.888
} | MaximumArchiveDays=90 | DesiredRemainingSpace=500,12330,ONS_BAPOT_500_PM_03!PMU:ST8,,166,8736f6c7-ad41-4b43-b4f6-e684e0d4ad20,BAPOT_500_PM_03,Bapot_500_Pm_03,60,1,companyAcronym= | protocolName=IEEE C37.118.2-2011 | vendorAcronym= | vendorDeviceName= | interconnectionName=,,,,10,STTP,Streaming Telemetry Transport Protocol,11,,,,,,BAPOT_500_PM_03!PMU-ST8,0.0,1.0,Device statistic for Device time deviation from average for all input devices in seconds,0,1,1,,Any,STAT,Statistic,ST,-98.6,37.5,PPA:12330,2022-01-11 17:55:44.893
} | MaximumArchiveDays=90 | DesiredRemainingSpace=500,12331,ONS_PIPBT_500_PM_01!PMU:ST8,,175,8736f6c7-ad41-4b43-b4f6-e684e0d4ad20,PIPBT_500_PM_01,Pipbt_500_Pm_01,60,1,companyAcronym= | protocolName=IEEE C37.118.2-2011 | vendorAcronym= | vendorDeviceName= | interconnectionName=,,,,10,STTP,Streaming Telemetry Transport Protocol,11,,,,,,PIPBT_500_PM_01!PMU-ST8,0.0,1.0,Device statistic for Device time deviation from average for all input devices in seconds,0,1,1,,Any,STAT,Statistic,ST,-98.6,37.5,PPA:12331,2022-01-11 17:55:44.897
} | MaximumArchiveDays=90 | DesiredRemainingSpace=500,12332,ONS_DFSTSB_500_PM_09!PMU:ST8,,323,8736f6c7-ad41-4b43-b4f6-e684e0d4ad20,DFSTSB_500_PM_09,Dfstsb_500_Pm_09,60,1,companyAcronym= | protocolName=IEEE C37.118.2-2011 | vendorAcronym= | vendorDeviceName= | interconnectionName=,,,,10,STTP,Streaming Telemetry Transport Protocol,11,,,,,,DFSTSB_500_PM_09!PMU-ST8,0.0,1.0,Device statistic for Device time deviation from average for all input devices in seconds,0,1,1,,Any,STAT,Statistic,ST,-98.6,37.5,PPA:12332,2022-01-11 17:55:44.900
} | MaximumArchiveDays=90 | DesiredRemainingSpace=500,12333,ONS_PAMTB_500_PM_01!PMU:ST8,,191,8736f6c7-ad41-4b43-b4f6-e684e0d4ad20,PAMTB_500_PM_01,Pamtb_500_Pm_01,60,1,companyAcronym= | protocolName=IEEE C37.118.2-2011 | vendorAcronym= | vendorDeviceName= | interconnectionName=,,,,10,STTP,Streaming Telemetry Transport Protocol,11,,,,,,PAMTB_500_PM_01!PMU-ST8,0.0,1.0,Device statistic for Device time deviation from average for all input devices in seconds,0,1,1,,Any,STAT,Statistic,ST,-98.6,37.5,PPA:12333,2022-01-11 17:55:44.903
} | MaximumArchiveDays=90 | DesiredRemainingSpace=500,12334,ONS_PIPBT_500_PM_02!PMU:ST8,,176,8736f6c7-ad41-4b43-b4f6-e684e0d4ad20,PIPBT_500_PM_02,Pipbt_500_Pm_02,60,1,companyAcronym= | protocolName=IEEE C37.118.2-2011 | vendorAcronym= | vendorDeviceName= | interconnectionName=,,,,10,STTP,Streaming Telemetry Transport Protocol,11,,,,,,PIPBT_500_PM_02!PMU-ST8,0.0,1.0,Device statistic for Device time deviation from average for all input devices in seconds,0,1,1,,Any,STAT,Statistic,ST,-98.6,37.5,PPA:12334,2022-01-11 17:55:44.907
} | MaximumArchiveDays=90 | DesiredRemainingSpace=500,12335,ONS_PAMTB_500_PM_02!PMU:ST8,,192,8736f6c7-ad41-4b43-b4f6-e684e0d4ad20,PAMTB_500_PM_02,Pamtb_500_Pm_02,60,1,companyAcronym= | protocolName=IEEE C37.118.2-2011 | vendorAcronym= | vendorDeviceName= | interconnectionName=,,,,10,STTP,Streaming Telemetry Transport Protocol,11,,,,,,PAMTB_500_PM_02!PMU-ST8,0.0,1.0,Device statistic for Device time deviation from average for all input devices in seconds,0,1,1,,Any,STAT,Statistic,ST,-98.6,37.5,PPA:12335,2022-01-11 17:55:44.911
} | MaximumArchiveDays=90 | DesiredRemainingSpace=500,12336,ONS_TOMC_500_PM_10!PMU:ST8,,324,8736f6c7-ad41-4b43-b4f6-e684e0d4ad20,TOMC_500_PM_10,Tomc_500_Pm_10,60,1,companyAcronym= | protocolName=IEEE C37.118.2-2011 | vendorAcronym= | vendorDeviceName= | interconnectionName=,,,,10,STTP,Streaming Telemetry Transport Protocol,11,,,,,,TOMC_500_PM_10!PMU-ST8,0.0,1.0,Device statistic for Device time deviation from average for all input devices in seconds,0,1,1,,Any,STAT,Statistic,ST,-98.6,37.5,PPA:12336,2022-01-11 17:55:44.915
} | MaximumArchiveDays=90 | DesiredRemainingSpace=500,12337,ONS_PIPBT_500_PM_03!PMU:ST8,,177,8736f6c7-ad41-4b43-b4f6-e684e0d4ad20,PIPBT_500_PM_03,Pipbt_500_Pm_03,60,1,companyAcronym= | protocolName=IEEE C37.118.2-2011 | vendorAcronym= | vendorDeviceName= | interconnectionName=,,,,10,STTP,Streaming Telemetry Transport Protocol,11,,,,,,PIPBT_500_PM_03!PMU-ST8,0.0,1.0,Device statistic for Device time deviation from average for all input devices in seconds,0,1,1,,Any,STAT,Statistic,ST,-98.6,37.5,PPA:12337,2022-01-11 17:55:44.919
} | MaximumArchiveDays=90 | DesiredRemainingSpace=500,12338,ONS_PAMTB_500_PM_03!PMU:ST8,,193,8736f6c7-ad41-4b43-b4f6-e684e0d4ad20,PAMTB_500_PM_03,Pamtb_500_Pm_03,60,1,companyAcronym= | protocolName=IEEE C37.118.2-2011 | vendorAcronym= | vendorDeviceName= | interconnectionName=,,,,10,STTP,Streaming Telemetry Transport Protocol,11,,,,,,PAMTB_500_PM_03!PMU-ST8,0.0,1.0,Device statistic for Device time deviation from average for all input devices in seconds,0,1,1,,Any,STAT,Statistic,ST,-98.6,37.5,PPA:12338,2022-01-11 17:55:44.923
} | MaximumArchiveDays=90 | DesiredRemainingSpace=500,12339,ONS_TOMC_500_PM_11!PMU:ST8,,325,8736f6c7-ad41-4b43-b4f6-e684e0d4ad20,TOMC_500_PM_11,Tomc_500_Pm_11,60,1,companyAcronym= | protocolName=IEEE C37.118.2-2011 | vendorAcronym= | vendorDeviceName= | interconnectionName=,,,,10,STTP,Streaming Telemetry Transport Protocol,11,,,,,,TOMC_500_PM_11!PMU-ST8,0.0,1.0,Device statistic for Device time deviation from average for all input devices in seconds,0,1,1,,Any,STAT,Statistic,ST,-98.6,37.5,PPA:12339,2022-01-11 17:55:44.927
} | MaximumArchiveDays=90 | DesiredRemainingSpace=500,12340,ONS_PIPBT_500_PM_04!PMU:ST8,,178,8736f6c7-ad41-4b43-b4f6-e684e0d4ad20,PIPBT_500_PM_04,Pipbt_500_Pm_04,60,1,companyAcronym= | protocolName=IEEE C37.118.2-2011 | vendorAcronym= | vendorDeviceName= | interconnectionName=,,,,10,STTP,Streaming Telemetry Transport Protocol,11,,,,,,PIPBT_500_PM_04!PMU-ST8,0.0,1.0,Device statistic for Device time deviation from average for all input devices in seconds,0,1,1,,Any,STAT,Statistic,ST,-98.6,37.5,PPA:12340,2022-01-11 17:55:44.930
} | MaximumArchiveDays=90 | DesiredRemainingSpace=500,12341,ONS_PAVC_500_PM_02!PMU:ST8,,194,8736f6c7-ad41-4b43-b4f6-e684e0d4ad20,PAVC_500_PM_02,Pavc_500_Pm_02,60,1,companyAcronym= | protocolName=IEEE C37.118.2-2011 | vendorAcronym= | vendorDeviceName= | interconnectionName=,,,,10,STTP,Streaming Telemetry Transport Protocol,11,,,,,,PAVC_500_PM_02!PMU-ST8,0.0,1.0,Device statistic for Device time deviation from average for all input devices in seconds,0,1,1,,Any,STAT,Statistic,ST,-98.6,37.5,PPA:12341,2022-01-11 17:55:44.934
} | MaximumArchiveDays=90 | DesiredRemainingSpace=500,12342,ONS_TOCO_500_PM_06!PMU:ST8,,94,8736f6c7-ad41-4b43-b4f6-e684e0d4ad20,TOCO_500_PM_06,Toco_500_Pm_06,60,1,companyAcronym= | protocolName=IEEE C37.118.2-2011 | vendorAcronym= | vendorDeviceName= | interconnectionName=,,,,10,STTP,Streaming Telemetry Transport Protocol,11,,,,,,TOCO_500_PM_06!PMU-ST8,0.0,1.0,Device statistic for Device time deviation from average for all input devices in seconds,0,1,1,,Any,STAT,Statistic,ST,-98.6,37.5,PPA:12342,2022-01-11 17:55:44.938
} | MaximumArchiveDays=90 | DesiredRemainingSpace=500,12343,ONS_TOSTGU_500_PM_12!PMU:ST8,,326,8736f6c7-ad41-4b43-b4f6-e684e0d4ad20,TOSTGU_500_PM_12,Tostgu_500_Pm_12,60,1,companyAcronym= | protocolName=IEEE C37.118.2-2011 | vendorAcronym= | vendorDeviceName= | interconnectionName=,,,,10,STTP,Streaming Telemetry Transport Protocol,11,,,,,,TOSTGU_500_PM_12!PMU-ST8,0.0,1.0,Device statistic for Device time deviation from average for all input devices in seconds,0,1,1,,Any,STAT,Statistic,ST,-98.6,37.5,PPA:12343,2022-01-11 17:55:44.942
} | MaximumArchiveDays=90 | DesiredRemainingSpace=500,12344,ONS_PIPBT_500_PM_05!PMU:ST8,,179,8736f6c7-ad41-4b43-b4f6-e684e0d4ad20,PIPBT_500_PM_05,Pipbt_500_Pm_05,60,1,companyAcronym= | protocolName=IEEE C37.118.2-2011 | vendorAcronym= | vendorDeviceName= | interconnectionName=,,,,10,STTP,Streaming Telemetry Transport Protocol,11,,,,,,PIPBT_500_PM_05!PMU-ST8,0.0,1.0,Device statistic for Device time deviation from average for all input devices in seconds,0,1,1,,Any,STAT,Statistic,ST,-98.6,37.5,PPA:12344,2022-01-11 17:55:44.945
} | MaximumArchiveDays=90 | DesiredRemainingSpace=500,12345,ONS_MGJBA3_500_PM_01!PMU:ST8,,195,8736f6c7-ad41-4b43-b4f6-e684e0d4ad20,MGJBA3_500_PM_01,Mgjba3_500_Pm_01,60,1,companyAcronym= | protocolName=IEEE C37.118.2-2011 | vendorAcronym= | vendorDeviceName= | interconnectionName=,,,,10,STTP,Streaming Telemetry Transport Protocol,11,,,,,,MGJBA3_500_PM_01!PMU-ST8,0.0,1.0,Device statistic for Device time deviation from average for all input devices in seconds,0,1,1,,Any,STAT,Statistic,ST,-98.6,37.5,PPA:12345,2022-01-11 17:55:44.949
} | MaximumArchiveDays=90 | DesiredRemainingSpace=500,12346,ONS_TOSTGU_500_PM_13!PMU:ST8,,327,8736f6c7-ad41-4b43-b4f6-e684e0d4ad20,TOSTGU_500_PM_13,Tostgu_500_Pm_13,60,1,companyAcronym= | protocolName=IEEE C37.118.2-2011 | vendorAcronym= | vendorDeviceName= | interconnectionName=,,,,10,STTP,Streaming Telemetry Transport Protocol,11,,,,,,TOSTGU_500_PM_13!PMU-ST8,0.0,1.0,Device statistic for Device time deviation from average for all input devices in seconds,0,1,1,,Any,STAT,Statistic,ST,-98.6,37.5,PPA:12346,2022-01-11 17:55:44.953
} | MaximumArchiveDays=90 | DesiredRemainingSpace=500,12347,ONS_CEPED_500_PM_01!PMU:ST8,,180,8736f6c7-ad41-4b43-b4f6-e684e0d4ad20,CEPED_500_PM_01,Ceped_500_Pm_01,60,1,companyAcronym= | protocolName=IEEE C37.118.2-2011 | vendorAcronym= | vendorDeviceName= | interconnectionName=,,,,10,STTP,Streaming Telemetry Transport Protocol,11,,,,,,CEPED_500_PM_01!PMU-ST8,0.0,1.0,Device statistic for Device time deviation from average for all input devices in seconds,0,1,1,,Any,STAT,Statistic,ST,-98.6,37.5,PPA:12347,2022-01-11 17:55:44.959
} | MaximumArchiveDays=90 | DesiredRemainingSpace=500,12348,ONS_MGJBA3_500_PM_02!PMU:ST8,,196,8736f6c7-ad41-4b43-b4f6-e684e0d4ad20,MGJBA3_500_PM_02,Mgjba3_500_Pm_02,60,1,companyAcronym= | protocolName=IEEE C37.118.2-2011 | vendorAcronym= | vendorDeviceName= | interconnectionName=,,,,10,STTP,Streaming Telemetry Transport Protocol,11,,,,,,MGJBA3_500_PM_02!PMU-ST8,0.0,1.0,Device statistic for Device time deviation from average for all input devices in seconds,0,1,1,,Any,STAT,Statistic,ST,-98.6,37.5,PPA:12348,2022-01-11 17:55:44.963
} | MaximumArchiveDays=90 | DesiredRemainingSpace=500,12349,ONS_TOCO_500_PM_07!PMU:ST8,,95,8736f6c7-ad41-4b43-b4f6-e684e0d4ad20,TOCO_500_PM_07,Toco_500_Pm_07,60,1,companyAcronym= | protocolName=IEEE C37.118.2-2011 | vendorAcronym= | vendorDeviceName= | interconnectionName=,,,,10,STTP,Streaming Telemetry Transport Protocol,11,,,,,,TOCO_500_PM_07!PMU-ST8,0.0,1.0,Device statistic for Device time deviation from average for all input devices in seconds,0,1,1,,Any,STAT,Statistic,ST,-98.6,37.5,PPA:12349,2022-01-11 17:55:44.967
} | MaximumArchiveDays=90 | DesiredRemainingSpace=500,12350,ONS_TOLJ_500_PM_20!PMU:ST8,,328,8736f6c7-ad41-4b43-b4f6-e684e0d4ad20,TOLJ_500_PM_20,Tolj_500_Pm_20,60,1,companyAcronym= | protocolName=IEEE C37.118.2-2011 | vendorAcronym= | vendorDeviceName= | interconnectionName=,,,,10,STTP,Streaming Telemetry Transport Protocol,11,,,,,,TOLJ_500_PM_20!PMU-ST8,0.0,1.0,Device statistic for Device time deviation from average for all input devices in seconds,0,1,1,,Any,STAT,Statistic,ST,-98.6,37.5,PPA:12350,2022-01-11 17:55:44.971
} | MaximumArchiveDays=90 | DesiredRemainingSpace=500,12351,ONS_MABCB_500_PM_01!PMU:ST8,,181,8736f6c7-ad41-4b43-b4f6-e684e0d4ad20,MABCB_500_PM_01,Mabcb_500_Pm_01,60,1,companyAcronym= | protocolName=IEEE C37.118.2-2011 | vendorAcronym= | vendorDeviceName= | interconnectionName=,,,,10,STTP,Streaming Telemetry Transport Protocol,11,,,,,,MABCB_500_PM_01!PMU-ST8,0.0,1.0,Device statistic for Device time deviation from average for all input devices in seconds,0,1,1,,Any,STAT,Statistic,ST,-98.6,37.5,PPA:12351,2022-01-11 17:55:44.975
} | MaximumArchiveDays=90 | DesiredRemainingSpace=500,12352,ONS_MGJBA3_500_PM_03!PMU:ST8,,197,8736f6c7-ad41-4b43-b4f6-e684e0d4ad20,MGJBA3_500_PM_03,Mgjba3_500_Pm_03,60,1,companyAcronym= | protocolName=IEEE C37.118.2-2011 | vendorAcronym= | vendorDeviceName= | interconnectionName=,,,,10,STTP,Streaming Telemetry Transport Protocol,11,,,,,,MGJBA3_500_PM_03!PMU-ST8,0.0,1.0,Device statistic for Device time deviation from average for all input devices in seconds,0,1,1,,Any,STAT,Statistic,ST,-98.6,37.5,PPA:12352,2022-01-11 17:55:44.979
} | MaximumArchiveDays=90 | DesiredRemainingSpace=500,12353,ONS_TOLJ_500_PM_21!PMU:ST8,,329,8736f6c7-ad41-4b43-b4f6-e684e0d4ad20,TOLJ_500_PM_21,Tolj_500_Pm_21,60,1,companyAcronym= | protocolName=IEEE C37.118.2-2011 | vendorAcronym= | vendorDeviceName= | interconnectionName=,,,,10,STTP,Streaming Telemetry Transport Protocol,11,,,,,,TOLJ_500_PM_21!PMU-ST8,0.0,1.0,Device statistic for Device time deviation from average for all input devices in seconds,0,1,1,,Any,STAT,Statistic,ST,-98.6,37.5,PPA:12353,2022-01-11 17:55:44.983
} | MaximumArchiveDays=90 | DesiredRemainingSpace=500,12354,ONS_TOCO_500_PM_08!PMU:ST8,,96,8736f6c7-ad41-4b43-b4f6-e684e0d4ad20,TOCO_500_PM_08,Toco_500_Pm_08,60,1,companyAcronym= | protocolName=IEEE C37.118.2-2011 | vendorAcronym= | vendorDeviceName= | interconnectionName=,,,,10,STTP,Streaming Telemetry Transport Protocol,11,,,,,,TOCO_500_PM_08!PMU-ST8,0.0,1.0,Device statistic for Device time deviation from average for all input devices in seconds,0,1,1,,Any,STAT,Statistic,ST,-98.6,37.5,PPA:12354,2022-01-11 17:55:44.989
} | MaximumArchiveDays=90 | DesiredRemainingSpace=500,12355,ONS_MABCB_500_PM_02!PMU:ST8,,182,8736f6c7-ad41-4b43-b4f6-e684e0d4ad20,MABCB_500_PM_02,Mabcb_500_Pm_02,60,1,companyAcronym= | protocolName=IEEE C37.118.2-2011 | vendorAcronym= | vendorDeviceName= | interconnectionName=,,,,10,STTP,Streaming Telemetry Transport Protocol,11,,,,,,MABCB_500_PM_02!PMU-ST8,0.0,1.0,Device statistic for Device time deviation from average for all input devices in seconds,0,1,1,,Any,STAT,Statistic,ST,-98.6,37.5,PPA:12355,2022-01-11 17:55:44.993
} | MaximumArchiveDays=90 | DesiredRemainingSpace=500,12356,ONS_TOMC_500_PM_24!PMU:ST8,,330,8736f6c7-ad41-4b43-b4f6-e684e0d4ad20,TOMC_500_PM_24,Tomc_500_Pm_24,60,1,companyAcronym= | protocolName=IEEE C37.118.2-2011 | vendorAcronym= | vendorDeviceName= | interconnectionName=,,,,10,STTP,Streaming Telemetry Transport Protocol,11,,,,,,TOMC_500_PM_24!PMU-ST8,0.0,1.0,Device statistic for Device time deviation from average for all input devices in seconds,0,1,1,,Any,STAT,Statistic,ST,-98.6,37.5,PPA:12356,2022-01-11 17:55:44.997
} | MaximumArchiveDays=90 | DesiredRemainingSpace=500,12357,ONS_TOCO_500_PM_09!PMU:ST8,,97,8736f6c7-ad41-4b43-b4f6-e684e0d4ad20,TOCO_500_PM_09,Toco_500_Pm_09,60,1,companyAcronym= | protocolName=IEEE C37.118.2-2011 | vendorAcronym= | vendorDeviceName= | interconnectionName=,,,,10,STTP,Streaming Telemetry Transport Protocol,11,,,,,,TOCO_500_PM_09!PMU-ST8,0.0,1.0,Device statistic for Device time deviation from average for all input devices in seconds,0,1,1,,Any,STAT,Statistic,ST,-98.6,37.5,PPA:12357,2022-01-11 17:55:45.001
} | MaximumArchiveDays=90 | DesiredRemainingSpace=500,12358,ONS_MABCB_500_PM_03!PMU:ST8,,183,8736f6c7-ad41-4b43-b4f6-e684e0d4ad20,MABCB_500_PM_03,Mabcb_500_Pm_03,60,1,companyAcronym= | protocolName=IEEE C37.118.2-2011 | vendorAcronym= | vendorDeviceName= | interconnectionName=,,,,10,STTP,Streaming Telemetry Transport Protocol,11,,,,,,MABCB_500_PM_03!PMU-ST8,0.0,1.0,Device statistic for Device time deviation from average for all input devices in seconds,0,1,1,,Any,STAT,Statistic,ST,-98.6,37.5,PPA:12358,2022-01-11 17:55:45.005
} | MaximumArchiveDays=90 | DesiredRemainingSpace=500,12359,ONS_TOMC_500_PM_25!PMU:ST8,,331,8736f6c7-ad41-4b43-b4f6-e684e0d4ad20,TOMC_500_PM_25,Tomc_500_Pm_25,60,1,companyAcronym= | protocolName=IEEE C37.118.2-2011 | vendorAcronym= | vendorDeviceName= | interconnectionName=,,,,10,STTP,Streaming Telemetry Transport Protocol,11,,,,,,TOMC_500_PM_25!PMU-ST8,0.0,1.0,Device statistic for Device time deviation from average for all input devices in seconds,0,1,1,,Any,STAT,Statistic,ST,-98.6,37.5,PPA:12359,2022-01-11 17:55:45.009
} | MaximumArchiveDays=90 | DesiredRemainingSpace=500,12360,ONS_ROPV_230_PM_01!PMU:ST8,,98,8736f6c7-ad41-4b43-b4f6-e684e0d4ad20,ROPV_230_PM_01,Ropv_230_Pm_01,60,1,companyAcronym= | protocolName=IEEE C37.118.2-2011 | vendorAcronym= | vendorDeviceName= | interconnectionName=,,,,10,STTP,Streaming Telemetry Transport Protocol,11,,,,,,ROPV_230_PM_01!PMU-ST8,0.0,1.0,Device statistic for Device time deviation from average for all input devices in seconds,0,1,1,,Any,STAT,Statistic,ST,-98.6,37.5,PPA:12360,2022-01-11 17:55:45.013
} | MaximumArchiveDays=90 | DesiredRemainingSpace=500,12361,ONS_MGJBA3_500_PM_05!PMU:ST8,,199,8736f6c7-ad41-4b43-b4f6-e684e0d4ad20,MGJBA3_500_PM_05,Mgjba3_500_Pm_05,60,1,companyAcronym= | protocolName=IEEE C37.118.2-2011 | vendorAcronym= | vendorDeviceName= | interconnectionName=,,,,10,STTP,Streaming Telemetry Transport Protocol,11,,,,,,MGJBA3_500_PM_05!PMU-ST8,0.0,1.0,Device statistic for Device time deviation from average for all input devices in seconds,0,1,1,,Any,STAT,Statistic,ST,-98.6,37.5,PPA:12361,2022-01-11 17:55:45.017
} | MaximumArchiveDays=90 | DesiredRemainingSpace=500,12362,ONS_MTJU_230_PM_28!PMU:ST8,,332,8736f6c7-ad41-4b43-b4f6-e684e0d4ad20,MTJU_230_PM_28,Mtju_230_Pm_28,60,1,companyAcronym= | protocolName=IEEE C37.118.2-2011 | vendorAcronym= | vendorDeviceName= | interconnectionName=,,,,10,STTP,Streaming Telemetry Transport Protocol,11,,,,,,MTJU_230_PM_28!PMU-ST8,0.0,1.0,Device statistic for Device time deviation from average for all input devices in seconds,0,1,1,,Any,STAT,Statistic,ST,-98.6,37.5,PPA:12362,2022-01-11 17:55:45.021
} | MaximumArchiveDays=90 | DesiredRemainingSpace=500,12363,ONS_MABCB_500_PM_04!PMU:ST8,,184,8736f6c7-ad41-4b43-b4f6-e684e0d4ad20,MABCB_500_PM_04,Mabcb_500_Pm_04,60,1,companyAcronym= | protocolName=IEEE C37.118.2-2011 | vendorAcronym= | vendorDeviceName= | interconnectionName=,,,,10,STTP,Streaming Telemetry Transport Protocol,11,,,,,,MABCB_500_PM_04!PMU-ST8,0.0,1.0,Device statistic for Device time deviation from average for all input devices in seconds,0,1,1,,Any,STAT,Statistic,ST,-98.6,37.5,PPA:12363,2022-01-11 17:55:45.025
} | MaximumArchiveDays=90 | DesiredRemainingSpace=500,12364,ONS_ROPV_230_PM_02!PMU:ST8,,99,8736f6c7-ad41-4b43-b4f6-e684e0d4ad20,ROPV_230_PM_02,Ropv_230_Pm_02,60,1,companyAcronym= | protocolName=IEEE C37.118.2-2011 | vendorAcronym= | vendorDeviceName= | interconnectionName=,,,,10,STTP,Streaming Telemetry Transport Protocol,11,,,,,,ROPV_230_PM_02!PMU-ST8,0.0,1.0,Device statistic for Device time deviation from average for all input devices in seconds,0,1,1,,Any,STAT,Statistic,ST,-98.6,37.5,PPA:12364,2022-01-11 17:55:45.030
} | MaximumArchiveDays=90 | DesiredRemainingSpace=500,12365,ONS_MTJU_230_PM_29!PMU:ST8,,333,8736f6c7-ad41-4b43-b4f6-e684e0d4ad20,MTJU_230_PM_29,Mtju_230_Pm_29,60,1,companyAcronym= | protocolName=IEEE C37.118.2-2011 | vendorAcronym= | vendorDeviceName= | interconnectionName=,,,,10,STTP,Streaming Telemetry Transport Protocol,11,,,,,,MTJU_230_PM_29!PMU-ST8,0.0,1.0,Device statistic for Device time deviation from average for all input devices in seconds,0,1,1,,Any,STAT,Statistic,ST,-98.6,37.5,PPA:12365,2022-01-11 17:55:45.034
} | MaximumArchiveDays=90 | DesiredRemainingSpace=500,12366,ONS_MGJBA3_500_PM_06!PMU:ST8,,198,8736f6c7-ad41-4b43-b4f6-e684e0d4ad20,MGJBA3_500_PM_06,Mgjba3_500_Pm_06,60,1,companyAcronym= | protocolName=IEEE C37.118.2-2011 | vendorAcronym= | vendorDeviceName= | interconnectionName=,,,,10,STTP,Streaming Telemetry Transport Protocol,11,,,,,,MGJBA3_500_PM_06!PMU-ST8,0.0,1.0,Device statistic for Device time deviation from average for all input devices in seconds,0,1,1,,Any,STAT,Statistic,ST,-98.6,37.5,PPA:12366,2022-01-11 17:55:45.038
} | MaximumArchiveDays=90 | DesiredRemainingSpace=500,12367,ONS_ROPV_230_PM_03!PMU:ST8,,100,8736f6c7-ad41-4b43-b4f6-e684e0d4ad20,ROPV_230_PM_03,Ropv_230_Pm_03,60,1,companyAcronym= | protocolName=IEEE C37.118.2-2011 | vendorAcronym= | vendorDeviceName= | interconnectionName=,,,,10,STTP,Streaming Telemetry Transport Protocol,11,,,,,,ROPV_230_PM_03!PMU-ST8,0.0,1.0,Device statistic for Device time deviation from average for all input devices in seconds,0,1,1,,Any,STAT,Statistic,ST,-98.6,37.5,PPA:12367,2022-01-11 17:55:45.043
} | MaximumArchiveDays=90 | DesiredRemainingSpace=500,12368,ONS_MGPJU_500_PM_01!PMU:ST8,,200,8736f6c7-ad41-4b43-b4f6-e684e0d4ad20,MGPJU_500_PM_01,Mgpju_500_Pm_01,60,1,companyAcronym= | protocolName=IEEE C37.118.2-2011 | vendorAcronym= | vendorDeviceName= | interconnectionName=,,,,10,STTP,Streaming Telemetry Transport Protocol,11,,,,,,MGPJU_500_PM_01!PMU-ST8,0.0,1.0,Device statistic for Device time deviation from average for all input devices in seconds,0,1,1,,Any,STAT,Statistic,ST,-98.6,37.5,PPA:12368,2022-01-11 17:55:45.047
} | MaximumArchiveDays=90 | DesiredRemainingSpace=500,12369,ONS_ROPV_230_PM_04!PMU:ST8,,101,8736f6c7-ad41-4b43-b4f6-e684e0d4ad20,ROPV_230_PM_04,Ropv_230_Pm_04,60,1,companyAcronym= | protocolName=IEEE C37.118.2-2011 | vendorAcronym= | vendorDeviceName= | interconnectionName=,,,,10,STTP,Streaming Telemetry Transport Protocol,11,,,,,,ROPV_230_PM_04!PMU-ST8,0.0,1.0,Device statistic for Device time deviation from average for all input devices in seconds,0,1,1,,Any,STAT,Statistic,ST,-98.6,37.5,PPA:12369,2022-01-11 17:55:45.051
} | MaximumArchiveDays=90 | DesiredRemainingSpace=500,12370,ONS_AMLEC_500_PM_01!PMU:ST8,,30,8736f6c7-ad41-4b43-b4f6-e684e0d4ad20,AMLEC_500_PM_01,Amlec_500_Pm_01,60,1,companyAcronym= | protocolName=IEEE C37.118-2005 | vendorAcronym= | vendorDeviceName= | interconnectionName=,,,,10,STTP,Streaming Telemetry Transport Protocol,11,,,,,,AMLEC_500_PM_01!PMU-ST8,0.0,1.0,Device statistic for Device time deviation from average for all input devices in seconds,0,1,1,,Any,STAT,Statistic,ST,-98.6,37.5,PPA:12370,2022-01-11 17:55:45.055
} | MaximumArchiveDays=90 | DesiredRemainingSpace=500,12371,ONS_MGPJU_500_PM_02!PMU:ST8,,201,8736f6c7-ad41-4b43-b4f6-e684e0d4ad20,MGPJU_500_PM_02,Mgpju_500_Pm_02,60,1,companyAcronym= | protocolName=IEEE C37.118.2-2011 | vendorAcronym= | vendorDeviceName= | interconnectionName=,,,,10,STTP,Streaming Telemetry Transport Protocol,11,,,,,,MGPJU_500_PM_02!PMU-ST8,0.0,1.0,Device statistic for Device time deviation from average for all input devices in seconds,0,1,1,,Any,STAT,Statistic,ST,-98.6,37.5,PPA:12371,2022-01-11 17:55:45.059
} | MaximumArchiveDays=90 | DesiredRemainingSpace=500,12372,ONS_PRCVO_525_PM_01!PMU:ST8,,35,8736f6c7-ad41-4b43-b4f6-e684e0d4ad20,PRCVO_525_PM_01,Prcvo_525_Pm_01,60,1,companyAcronym= | protocolName=IEEE C37.118.2-2011 | vendorAcronym= | vendorDeviceName= | interconnectionName=,,,,10,STTP,Streaming Telemetry Transport Protocol,11,,,,,,PRCVO_525_PM_01!PMU-ST8,0.0,1.0,Device statistic for Device time deviation from average for all input devices in seconds,0,1,1,,Any,STAT,Statistic,ST,-98.6,37.5,PPA:12372,2022-01-11 17:55:45.065
} | MaximumArchiveDays=90 | DesiredRemainingSpace=500,12373,ONS_AMLEC_500_PM_02!PMU:ST8,,31,8736f6c7-ad41-4b43-b4f6-e684e0d4ad20,AMLEC_500_PM_02,Amlec_500_Pm_02,60,1,companyAcronym= | protocolName=IEEE C37.118-2005 | vendorAcronym= | vendorDeviceName= | interconnectionName=,,,,10,STTP,Streaming Telemetry Transport Protocol,11,,,,,,AMLEC_500_PM_02!PMU-ST8,0.0,1.0,Device statistic for Device time deviation from average for all input devices in seconds,0,1,1,,Any,STAT,Statistic,ST,-98.6,37.5,PPA:12373,2022-01-11 17:55:45.069
} | MaximumArchiveDays=90 | DesiredRemainingSpace=500,12374,ONS_BAIGT_500_PM_01!PMU:ST8,,202,8736f6c7-ad41-4b43-b4f6-e684e0d4ad20,BAIGT_500_PM_01,Baigt_500_Pm_01,60,1,companyAcronym= | protocolName=IEEE C37.118.2-2011 | vendorAcronym= | vendorDeviceName= | interconnectionName=,,,,10,STTP,Streaming Telemetry Transport Protocol,11,,,,,,BAIGT_500_PM_01!PMU-ST8,0.0,1.0,Device statistic for Device time deviation from average for all input devices in seconds,0,1,1,,Any,STAT,Statistic,ST,-98.6,37.5,PPA:12374,2022-01-11 17:55:45.074
} | MaximumArchiveDays=90 | DesiredRemainingSpace=500,12375,ONS_PRBTA_525_PM_01!PMU:ST8,,36,8736f6c7-ad41-4b43-b4f6-e684e0d4ad20,PRBTA_525_PM_01,Prbta_525_Pm_01,60,1,companyAcronym= | protocolName=IEEE C37.118.2-2011 | vendorAcronym= | vendorDeviceName= | interconnectionName=,,,,10,STTP,Streaming Telemetry Transport Protocol,11,,,,,,PRBTA_525_PM_01!PMU-ST8,0.0,1.0,Device statistic for Device time deviation from average for all input devices in seconds,0,1,1,,Any,STAT,Statistic,ST,-98.6,37.5,PPA:12375,2022-01-11 17:55:45.078
} | MaximumArchiveDays=90 | DesiredRemainingSpace=500,12376,ONS_AMLEC_500_PM_03!PMU:ST8,,32,8736f6c7-ad41-4b43-b4f6-e684e0d4ad20,AMLEC_500_PM_03,Amlec_500_Pm_03,60,1,companyAcronym= | protocolName=IEEE C37.118-2005 | vendorAcronym= | vendorDeviceName= | interconnectionName=,,,,10,STTP,Streaming Telemetry Transport Protocol,11,,,,,,AMLEC_500_PM_03!PMU-ST8,0.0,1.0,Device statistic for Device time deviation from average for all input devices in seconds,0,1,1,,Any,STAT,Statistic,ST,-98.6,37.5,PPA:12376,2022-01-11 17:55:45.084
} | MaximumArchiveDays=90 | DesiredRemainingSpace=500,12377,ONS_BAIGT_500_PM_02!PMU:ST8,,203,8736f6c7-ad41-4b43-b4f6-e684e0d4ad20,BAIGT_500_PM_02,Baigt_500_Pm_02,60,1,companyAcronym= | protocolName=IEEE C37.118.2-2011 | vendorAcronym= | vendorDeviceName= | interconnectionName=,,,,10,STTP,Streaming Telemetry Transport Protocol,11,,,,,,BAIGT_500_PM_02!PMU-ST8,0.0,1.0,Device statistic for Device time deviation from average for all input devices in seconds,0,1,1,,Any,STAT,Statistic,ST,-98.6,37.5,PPA:12377,2022-01-11 17:55:45.088
} | MaximumArchiveDays=90 | DesiredRemainingSpace=500,12378,ONS_PRSCX_525_PM_01!PMU:ST8,,37,8736f6c7-ad41-4b43-b4f6-e684e0d4ad20,PRSCX_525_PM_01,Prscx_525_Pm_01,60,1,companyAcronym= | protocolName=IEEE C37.118.2-2011 | vendorAcronym= | vendorDeviceName= | interconnectionName=,,,,10,STTP,Streaming Telemetry Transport Protocol,11,,,,,,PRSCX_525_PM_01!PMU-ST8,0.0,1.0,Device statistic for Device time deviation from average for all input devices in seconds,0,1,1,,Any,STAT,Statistic,ST,-98.6,37.5,PPA:12378,2022-01-11 17:55:45.092
} | MaximumArchiveDays=90 | DesiredRemainingSpace=500,12379,ONS_AMLEC_500_PM_04!PMU:ST8,,33,8736f6c7-ad41-4b43-b4f6-e684e0d4ad20,AMLEC_500_PM_04,Amlec_500_Pm_04,60,1,companyAcronym= | protocolName=IEEE C37.118-2005 | vendorAcronym= | vendorDeviceName= | interconnectionName=,,,,10,STTP,Streaming Telemetry Transport Protocol,11,,,,,,AMLEC_500_PM_04!PMU-ST8,0.0,1.0,Device statistic for Device time deviation from average for all input devices in seconds,0,1,1,,Any,STAT,Statistic,ST,-98.6,37.5,PPA:12379,2022-01-11 17:55:45.096
} | MaximumArchiveDays=90 | DesiredRemainingSpace=500,12380,ONS_PRSGD_525_PM_01!PMU:ST8,,38,8736f6c7-ad41-4b43-b4f6-e684e0d4ad20,PRSGD_525_PM_01,Prsgd_525_Pm_01,60,1,companyAcronym= | protocolName=IEEE C37.118.2-2011 | vendorAcronym= | vendorDeviceName= | interconnectionName=,,,,10,STTP,Streaming Telemetry Transport Protocol,11,,,,,,PRSGD_525_PM_01!PMU-ST8,0.0,1.0,Device statistic for Device time deviation from average for all input devices in seconds,0,1,1,,Any,STAT,Statistic,ST,-98.6,37.5,PPA:12380,2022-01-11 17:55:45.100
} | MaximumArchiveDays=90 | DesiredRemainingSpace=500,12381,ONS_BABTR_500_PM_06!PMU:ST8,,204,8736f6c7-ad41-4b43-b4f6-e684e0d4ad20,BABTR_500_PM_06,Babtr_500_Pm_06,60,1,companyAcronym= | protocolName=IEEE C37.118.2-2011 | vendorAcronym= | vendorDeviceName= | interconnectionName=,,,,10,STTP,Streaming Telemetry Transport Protocol,11,,,,,,BABTR_500_PM_06!PMU-ST8,0.0,1.0,Device statistic for Device time deviation from average for all input devices in seconds,0,1,1,,Any,STAT,Statistic,ST,-98.6,37.5,PPA:12381,2022-01-11 17:55:45.104
} | MaximumArchiveDays=90 | DesiredRemainingSpace=500,12382,ONS_PRBTA_500_PM_06!PMU:ST8,,34,8736f6c7-ad41-4b43-b4f6-e684e0d4ad20,PRBTA_500_PM_06,Prbta_500_Pm_06,60,1,companyAcronym= | protocolName=IEEE C37.118-2005 | vendorAcronym= | vendorDeviceName= | interconnectionName=,,,,10,STTP,Streaming Telemetry Transport Protocol,11,,,,,,PRBTA_500_PM_06!PMU-ST8,0.0,1.0,Device statistic for Device time deviation from average for all input devices in seconds,0,1,1,,Any,STAT,Statistic,ST,-98.6,37.5,PPA:12382,2022-01-11 17:55:45.108
} | MaximumArchiveDays=90 | DesiredRemainingSpace=500,12383,ONS_PRSSA_525_PM_01!PMU:ST8,,39,8736f6c7-ad41-4b43-b4f6-e684e0d4ad20,PRSSA_525_PM_01,Prssa_525_Pm_01,60,1,companyAcronym= | protocolName=IEEE C37.118.2-2011 | vendorAcronym= | vendorDeviceName= | interconnectionName=,,,,10,STTP,Streaming Telemetry Transport Protocol,11,,,,,,PRSSA_525_PM_01!PMU-ST8,0.0,1.0,Device statistic for Device time deviation from average for all input devices in seconds,0,1,1,,Any,STAT,Statistic,ST,-98.6,37.5,PPA:12383,2022-01-11 17:55:45.112
} | MaximumArchiveDays=90 | DesiredRemainingSpace=500,12384,ONS_PIQND_500_PM_01!PMU:ST8,,205,8736f6c7-ad41-4b43-b4f6-e684e0d4ad20,PIQND_500_PM_01,Piqnd_500_Pm_01,60,1,companyAcronym= | protocolName=IEEE C37.118.2-2011 | vendorAcronym= | vendorDeviceName= | interconnectionName=,,,,10,STTP,Streaming Telemetry Transport Protocol,11,,,,,,PIQND_500_PM_01!PMU-ST8,0.0,1.0,Device statistic for Device time deviation from average for all input devices in seconds,0,1,1,,Any,STAT,Statistic,ST,-98.6,37.5,PPA:12384,2022-01-11 17:55:45.115
} | MaximumArchiveDays=90 | DesiredRemainingSpace=500,12385,ONS_PRSTF6_525_PM_01!PMU:ST8,,40,8736f6c7-ad41-4b43-b4f6-e684e0d4ad20,PRSTF6_525_PM_01,Prstf6_525_Pm_01,60,1,companyAcronym= | protocolName=IEEE C37.118.2-2011 | vendorAcronym= | vendorDeviceName= | interconnectionName=,,,,10,STTP,Streaming Telemetry Transport Protocol,11,,,,,,PRSTF6_525_PM_01!PMU-ST8,0.0,1.0,Device statistic for Device time deviation from average for all input devices in seconds,0,1,1,,Any,STAT,Statistic,ST,-98.6,37.5,PPA:12385,2022-01-11 17:55:45.119
} | MaximumArchiveDays=90 | DesiredRemainingSpace=500,12386,ONS_ESSRNS_345_PM_06!PMU:ST8,,373,8736f6c7-ad41-4b43-b4f6-e684e0d4ad20,ESSRNS_345_PM_06,Essrns_345_Pm_06,60,1,companyAcronym= | protocolName=IEEE C37.118.2-2011 | vendorAcronym= | vendorDeviceName= | interconnectionName=,,,,10,STTP,Streaming Telemetry Transport Protocol,11,,,,,,ESSRNS_345_PM_06!PMU-ST8,0.0,1.0,Device statistic for Device time deviation from average for all input devices in seconds,0,1,1,,Any,STAT,Statistic,ST,-98.6,37.5,PPA:12386,2022-01-11 17:55:45.123
} | MaximumArchiveDays=90 | DesiredRemainingSpace=500,12387,ONS_TOCO_500_PM_05!PMU:ST8,,206,8736f6c7-ad41-4b43-b4f6-e684e0d4ad20,TOCO_500_PM_05,Toco_500_Pm_05,60,1,companyAcronym= | protocolName=IEEE C37.118.2-2011 | vendorAcronym= | vendorDeviceName= | interconnectionName=,,,,10,STTP,Streaming Telemetry Transport Protocol,11,,,,,,TOCO_500_PM_05!PMU-ST8,0.0,1.0,Device statistic for Device time deviation from average for all input devices in seconds,0,1,1,,Any,STAT,Statistic,ST,-98.6,37.5,PPA:12387,2022-01-11 17:55:45.126
} | MaximumArchiveDays=90 | DesiredRemainingSpace=500,12388,ONS_SPCAV_440_PM_01!PMU:ST8,,337,8736f6c7-ad41-4b43-b4f6-e684e0d4ad20,SPCAV_440_PM_01,Spcav_440_Pm_01,60,1,companyAcronym= | protocolName=IEEE C37.118.2-2011 | vendorAcronym= | vendorDeviceName= | interconnectionName=,,,,10,STTP,Streaming Telemetry Transport Protocol,11,,,,,,SPCAV_440_PM_01!PMU-ST8,0.0,1.0,Device statistic for Device time deviation from average for all input devices in seconds,0,1,1,,Any,STAT,Statistic,ST,-98.6,37.5,PPA:12388,2022-01-11 17:55:45.129
} | MaximumArchiveDays=90 | DesiredRemainingSpace=500,12389,ONS_SPCAV_440_PM_02!PMU:ST8,,338,8736f6c7-ad41-4b43-b4f6-e684e0d4ad20,SPCAV_440_PM_02,Spcav_440_Pm_02,60,1,companyAcronym= | protocolName=IEEE C37.118.2-2011 | vendorAcronym= | vendorDeviceName= | interconnectionName=,,,,10,STTP,Streaming Telemetry Transport Protocol,11,,,,,,SPCAV_440_PM_02!PMU-ST8,0.0,1.0,Device statistic for Device time deviation from average for all input devices in seconds,0,1,1,,Any,STAT,Statistic,ST,-98.6,37.5,PPA:12389,2022-01-11 17:55:45.133
} | MaximumArchiveDays=90 | DesiredRemainingSpace=500,12390,ONS_SPCAV_440_PM_03!PMU:ST8,,339,8736f6c7-ad41-4b43-b4f6-e684e0d4ad20,SPCAV_440_PM_03,Spcav_440_Pm_03,60,1,companyAcronym= | protocolName=IEEE C37.118.2-2011 | vendorAcronym= | vendorDeviceName= | interconnectionName=,,,,10,STTP,Streaming Telemetry Transport Protocol,11,,,,,,SPCAV_440_PM_03!PMU-ST8,0.0,1.0,Device statistic for Device time deviation from average for all input devices in seconds,0,1,1,,Any,STAT,Statistic,ST,-98.6,37.5,PPA:12390,2022-01-11 17:55:45.138
} | MaximumArchiveDays=90 | DesiredRemainingSpace=500,12391,ONS_SPCAV_440_PM_04!PMU:ST8,,340,8736f6c7-ad41-4b43-b4f6-e684e0d4ad20,SPCAV_440_PM_04,Spcav_440_Pm_04,60,1,companyAcronym= | protocolName=IEEE C37.118.2-2011 | vendorAcronym= | vendorDeviceName= | interconnectionName=,,,,10,STTP,Streaming Telemetry Transport Protocol,11,,,,,,SPCAV_440_PM_04!PMU-ST8,0.0,1.0,Device statistic for Device time deviation from average for all input devices in seconds,0,1,1,,Any,STAT,Statistic,ST,-98.6,37.5,PPA:12391,2022-01-11 17:55:45.141
} | MaximumArchiveDays=90 | DesiredRemainingSpace=500,12392,ONS_SPAGV_440_PM_01!PMU:ST8,,341,8736f6c7-ad41-4b43-b4f6-e684e0d4ad20,SPAGV_440_PM_01,Spagv_440_Pm_01,60,1,companyAcronym= | protocolName=IEEE C37.118.2-2011 | vendorAcronym= | vendorDeviceName= | interconnectionName=,,,,10,STTP,Streaming Telemetry Transport Protocol,11,,,,,,SPAGV_440_PM_01!PMU-ST8,0.0,1.0,Device statistic for Device time deviation from average for all input devices in seconds,0,1,1,,Any,STAT,Statistic,ST,-98.6,37.5,PPA:12392,2022-01-11 17:55:45.146
} | MaximumArchiveDays=90 | DesiredRemainingSpace=500,12393,ONS_SPROS_230_PM_01!PMU:ST8,,342,8736f6c7-ad41-4b43-b4f6-e684e0d4ad20,SPROS_230_PM_01,Spros_230_Pm_01,60,1,companyAcronym= | protocolName=IEEE C37.118.2-2011 | vendorAcronym= | vendorDeviceName= | interconnectionName=,,,,10,STTP,Streaming Telemetry Transport Protocol,11,,,,,,SPROS_230_PM_01!PMU-ST8,0.0,1.0,Device statistic for Device time deviation from average for all input devices in seconds,0,1,1,,Any,STAT,Statistic,ST,-98.6,37.5,PPA:12393,2022-01-11 17:55:45.152
} | MaximumArchiveDays=90 | DesiredRemainingSpace=500,12394,ONS_SPROS_230_PM_02!PMU:ST8,,343,8736f6c7-ad41-4b43-b4f6-e684e0d4ad20,SPROS_230_PM_02,Spros_230_Pm_02,60,1,companyAcronym= | protocolName=IEEE C37.118.2-2011 | vendorAcronym= | vendorDeviceName= | interconnectionName=,,,,10,STTP,Streaming Telemetry Transport Protocol,11,,,,,,SPROS_230_PM_02!PMU-ST8,0.0,1.0,Device statistic for Device time deviation from average for all input devices in seconds,0,1,1,,Any,STAT,Statistic,ST,-98.6,37.5,PPA:12394,2022-01-11 17:55:45.157
} | MaximumArchiveDays=90 | DesiredRemainingSpace=500,12395,ONS_SPROS_230_PM_03!PMU:ST8,,344,8736f6c7-ad41-4b43-b4f6-e684e0d4ad20,SPROS_230_PM_03,Spros_230_Pm_03,60,1,companyAcronym= | protocolName=IEEE C37.118.2-2011 | vendorAcronym= | vendorDeviceName= | interconnectionName=,,,,10,STTP,Streaming Telemetry Transport Protocol,11,,,,,,SPROS_230_PM_03!PMU-ST8,0.0,1.0,Device statistic for Device time deviation from average for all input devices in seconds,0,1,1,,Any,STAT,Statistic,ST,-98.6,37.5,PPA:12395,2022-01-11 17:55:45.162
} | MaximumArchiveDays=90 | DesiredRemainingSpace=500,12396,ONS_ROPV_230_PM_05!PMU:ST8,,102,8736f6c7-ad41-4b43-b4f6-e684e0d4ad20,ROPV_230_PM_05,Ropv_230_Pm_05,60,1,companyAcronym= | protocolName=IEEE C37.118.2-2011 | vendorAcronym= | vendorDeviceName= | interconnectionName=,,,,10,STTP,Streaming Telemetry Transport Protocol,11,,,,,,ROPV_230_PM_05!PMU-ST8,0.0,1.0,Device statistic for Device time deviation from average for all input devices in seconds,0,1,1,,Any,STAT,Statistic,ST,-98.6,37.5,PPA:12396,2022-01-11 17:55:45.167
} | MaximumArchiveDays=90 | DesiredRemainingSpace=500,12397,ONS_SPROS_230_PM_04!PMU:ST8,,345,8736f6c7-ad41-4b43-b4f6-e684e0d4ad20,SPROS_230_PM_04,Spros_230_Pm_04,60,1,companyAcronym= | protocolName=IEEE C37.118.2-2011 | vendorAcronym= | vendorDeviceName= | interconnectionName=,,,,10,STTP,Streaming Telemetry Transport Protocol,11,,,,,,SPROS_230_PM_04!PMU-ST8,0.0,1.0,Device statistic for Device time deviation from average for all input devices in seconds,0,1,1,,Any,STAT,Statistic,ST,-98.6,37.5,PPA:12397,2022-01-11 17:55:45.173
} | MaximumArchiveDays=90 | DesiredRemainingSpace=500,12398,ONS_ROPV_230_PM_06!PMU:ST8,,103,8736f6c7-ad41-4b43-b4f6-e684e0d4ad20,ROPV_230_PM_06,Ropv_230_Pm_06,60,1,companyAcronym= | protocolName=IEEE C37.118.2-2011 | vendorAcronym= | vendorDeviceName= | interconnectionName=,,,,10,STTP,Streaming Telemetry Transport Protocol,11,,,,,,ROPV_230_PM_06!PMU-ST8,0.0,1.0,Device statistic for Device time deviation from average for all input devices in seconds,0,1,1,,Any,STAT,Statistic,ST,-98.6,37.5,PPA:12398,2022-01-11 17:55:45.178
} | MaximumArchiveDays=90 | DesiredRemainingSpace=500,12399,ONS_SPBAG_440_PM_01!PMU:ST8,,346,8736f6c7-ad41-4b43-b4f6-e684e0d4ad20,SPBAG_440_PM_01,Spbag_440_Pm_01,60,1,companyAcronym= | protocolName=IEEE C37.118.2-2011 | vendorAcronym= | vendorDeviceName= | interconnectionName=,,,,10,STTP,Streaming Telemetry Transport Protocol,11,,,,,,SPBAG_440_PM_01!PMU-ST8,0.0,1.0,Device statistic for Device time deviation from average for all input devices in seconds,0,1,1,,Any,STAT,Statistic,ST,-98.6,37.5,PPA:12399,2022-01-11 17:55:45.183
} | MaximumArchiveDays=90 | DesiredRemainingSpace=500,12400,ONS_SPBAG_440_PM_02!PMU:ST8,,347,8736f6c7-ad41-4b43-b4f6-e684e0d4ad20,SPBAG_440_PM_02,Spbag_440_Pm_02,60,1,companyAcronym= | protocolName=IEEE C37.118.2-2011 | vendorAcronym= | vendorDeviceName= | interconnectionName=,,,,10,STTP,Streaming Telemetry Transport Protocol,11,,,,,,SPBAG_440_PM_02!PMU-ST8,0.0,1.0,Device statistic for Device time deviation from average for all input devices in seconds,0,1,1,,Any,STAT,Statistic,ST,-98.6,37.5,PPA:12400,2022-01-11 17:55:45.189
} | MaximumArchiveDays=90 | DesiredRemainingSpace=500,12401,ONS_ROPV_230_PM_07!PMU:ST8,,104,8736f6c7-ad41-4b43-b4f6-e684e0d4ad20,ROPV_230_PM_07,Ropv_230_Pm_07,60,1,companyAcronym= | protocolName=IEEE C37.118.2-2011 | vendorAcronym= | vendorDeviceName= | interconnectionName=,,,,10,STTP,Streaming Telemetry Transport Protocol,11,,,,,,ROPV_230_PM_07!PMU-ST8,0.0,1.0,Device statistic for Device time deviation from average for all input devices in seconds,0,1,1,,Any,STAT,Statistic,ST,-98.6,37.5,PPA:12401,2022-01-11 17:55:45.194
} | MaximumArchiveDays=90 | DesiredRemainingSpace=500,12402,ONS_SPBAG_440_PM_03!PMU:ST8,,348,8736f6c7-ad41-4b43-b4f6-e684e0d4ad20,SPBAG_440_PM_03,Spbag_440_Pm_03,60,1,companyAcronym= | protocolName=IEEE C37.118.2-2011 | vendorAcronym= | vendorDeviceName= | interconnectionName=,,,,10,STTP,Streaming Telemetry Transport Protocol,11,,,,,,SPBAG_440_PM_03!PMU-ST8,0.0,1.0,Device statistic for Device time deviation from average for all input devices in seconds,0,1,1,,Any,STAT,Statistic,ST,-98.6,37.5,PPA:12402,2022-01-11 17:55:45.199
} | MaximumArchiveDays=90 | DesiredRemainingSpace=500,12403,ONS_SPASS_525_PM_01!PMU:ST8,,41,8736f6c7-ad41-4b43-b4f6-e684e0d4ad20,SPASS_525_PM_01,Spass_525_Pm_01,60,1,companyAcronym= | protocolName=IEEE C37.118.2-2011 | vendorAcronym= | vendorDeviceName= | interconnectionName=,,,,10,STTP,Streaming Telemetry Transport Protocol,11,,,,,,SPASS_525_PM_01!PMU-ST8,0.0,1.0,Device statistic for Device time deviation from average for all input devices in seconds,0,1,1,,Any,STAT,Statistic,ST,-98.6,37.5,PPA:12403,2022-01-11 17:55:45.205
} | MaximumArchiveDays=90 | DesiredRemainingSpace=500,12404,ONS_ROPV_230_PM_08!PMU:ST8,,105,8736f6c7-ad41-4b43-b4f6-e684e0d4ad20,ROPV_230_PM_08,Ropv_230_Pm_08,60,1,companyAcronym= | protocolName=IEEE C37.118.2-2011 | vendorAcronym= | vendorDeviceName= | interconnectionName=,,,,10,STTP,Streaming Telemetry Transport Protocol,11,,,,,,ROPV_230_PM_08!PMU-ST8,0.0,1.0,Device statistic for Device time deviation from average for all input devices in seconds,0,1,1,,Any,STAT,Statistic,ST,-98.6,37.5,PPA:12404,2022-01-11 17:55:45.210
} | MaximumArchiveDays=90 | DesiredRemainingSpace=500,12405,ONS_PRLON_525_PM_01!PMU:ST8,,42,8736f6c7-ad41-4b43-b4f6-e684e0d4ad20,PRLON_525_PM_01,Prlon_525_Pm_01,60,1,companyAcronym= | protocolName=IEEE C37.118.2-2011 | vendorAcronym= | vendorDeviceName= | interconnectionName=,,,,10,STTP,Streaming Telemetry Transport Protocol,11,,,,,,PRLON_525_PM_01!PMU-ST8,0.0,1.0,Device statistic for Device time deviation from average for all input devices in seconds,0,1,1,,Any,STAT,Statistic,ST,-98.6,37.5,PPA:12405,2022-01-11 17:55:45.216
} | MaximumArchiveDays=90 | DesiredRemainingSpace=500,12406,ONS_SPBAG_440_PM_04!PMU:ST8,,349,8736f6c7-ad41-4b43-b4f6-e684e0d4ad20,SPBAG_440_PM_04,Spbag_440_Pm_04,60,1,companyAcronym= | protocolName=IEEE C37.118.2-2011 | vendorAcronym= | vendorDeviceName= | interconnectionName=,,,,10,STTP,Streaming Telemetry Transport Protocol,11,,,,,,SPBAG_440_PM_04!PMU-ST8,0.0,1.0,Device statistic for Device time deviation from average for all input devices in seconds,0,1,1,,Any,STAT,Statistic,ST,-98.6,37.5,PPA:12406,2022-01-11 17:55:45.221
} | MaximumArchiveDays=90 | DesiredRemainingSpace=500,12407,ONS_PRSCX_525_PM_02!PMU:ST8,,43,8736f6c7-ad41-4b43-b4f6-e684e0d4ad20,PRSCX_525_PM_02,Prscx_525_Pm_02,60,1,companyAcronym= | protocolName=IEEE C37.118.2-2011 | vendorAcronym= | vendorDeviceName= | interconnectionName=,,,,10,STTP,Streaming Telemetry Transport Protocol,11,,,,,,PRSCX_525_PM_02!PMU-ST8,0.0,1.0,Device statistic for Device time deviation from average for all input devices in seconds,0,1,1,,Any,STAT,Statistic,ST,-98.6,37.5,PPA:12407,2022-01-11 17:55:45.227
} | MaximumArchiveDays=90 | DesiredRemainingSpace=500,12408,ONS_SPBAG_440_PM_05!PMU:ST8,,350,8736f6c7-ad41-4b43-b4f6-e684e0d4ad20,SPBAG_440_PM_05,Spbag_440_Pm_05,60,1,companyAcronym= | protocolName=IEEE C37.118.2-2011 | vendorAcronym= | vendorDeviceName= | interconnectionName=,,,,10,STTP,Streaming Telemetry Transport Protocol,11,,,,,,SPBAG_440_PM_05!PMU-ST8,0.0,1.0,Device statistic for Device time deviation from average for all input devices in seconds,0,1,1,,Any,STAT,Statistic,ST,-98.6,37.5,PPA:12408,2022-01-11 17:55:45.232
} | MaximumArchiveDays=90 | DesiredRemainingSpace=500,12409,ONS_MAPD_500_PM_03!PMU:ST8,,106,8736f6c7-ad41-4b43-b4f6-e684e0d4ad20,MAPD_500_PM_03,Mapd_500_Pm_03,60,1,companyAcronym= | protocolName=IEEE C37.118.2-2011 | vendorAcronym= | vendorDeviceName= | interconnectionName=,,,,10,STTP,Streaming Telemetry Transport Protocol,11,,,,,,MAPD_500_PM_03!PMU-ST8,0.0,1.0,Device statistic for Device time deviation from average for all input devices in seconds,0,1,1,,Any,STAT,Statistic,ST,-98.6,37.5,PPA:12409,2022-01-11 17:55:45.237
} | MaximumArchiveDays=90 | DesiredRemainingSpace=500,12410,ONS_PRIVP_525_PM_11!PMU:ST8,,44,8736f6c7-ad41-4b43-b4f6-e684e0d4ad20,PRIVP_525_PM_11,Privp_525_Pm_11,60,1,companyAcronym= | protocolName=IEEE C37.118.2-2011 | vendorAcronym= | vendorDeviceName= | interconnectionName=,,,,10,STTP,Streaming Telemetry Transport Protocol,11,,,,,,PRIVP_525_PM_11!PMU-ST8,0.0,1.0,Device statistic for Device time deviation from average for all input devices in seconds,0,1,1,,Any,STAT,Statistic,ST,-98.6,37.5,PPA:12410,2022-01-11 17:55:45.242
} | MaximumArchiveDays=90 | DesiredRemainingSpace=500,12411,ONS_SPBAG_440_PM_06!PMU:ST8,,351,8736f6c7-ad41-4b43-b4f6-e684e0d4ad20,SPBAG_440_PM_06,Spbag_440_Pm_06,60,1,companyAcronym= | protocolName=IEEE C37.118.2-2011 | vendorAcronym= | vendorDeviceName= | interconnectionName=,,,,10,STTP,Streaming Telemetry Transport Protocol,11,,,,,,SPBAG_440_PM_06!PMU-ST8,0.0,1.0,Device statistic for Device time deviation from average for all input devices in seconds,0,1,1,,Any,STAT,Statistic,ST,-98.6,37.5,PPA:12411,2022-01-11 17:55:45.248
} | MaximumArchiveDays=90 | DesiredRemainingSpace=500,12412,ONS_PRBTA_500_PM_07!PMU:ST8,,45,8736f6c7-ad41-4b43-b4f6-e684e0d4ad20,PRBTA_500_PM_07,Prbta_500_Pm_07,60,1,companyAcronym= | protocolName=IEEE C37.118.2-2011 | vendorAcronym= | vendorDeviceName= | interconnectionName=,,,,10,STTP,Streaming Telemetry Transport Protocol,11,,,,,,PRBTA_500_PM_07!PMU-ST8,0.0,1.0,Device statistic for Device time deviation from average for all input devices in seconds,0,1,1,,Any,STAT,Statistic,ST,-98.6,37.5,PPA:12412,2022-01-11 17:55:45.253
} | MaximumArchiveDays=90 | DesiredRemainingSpace=500,12413,ONS_SPALP_440_PM_01!PMU:ST8,,352,8736f6c7-ad41-4b43-b4f6-e684e0d4ad20,SPALP_440_PM_01,Spalp_440_Pm_01,60,1,companyAcronym= | protocolName=IEEE C37.118.2-2011 | vendorAcronym= | vendorDeviceName= | interconnectionName=,,,,10,STTP,Streaming Telemetry Transport Protocol,11,,,,,,SPALP_440_PM_01!PMU-ST8,0.0,1.0,Device statistic for Device time deviation from average for all input devices in seconds,0,1,1,,Any,STAT,Statistic,ST,-98.6,37.5,PPA:12413,2022-01-11 17:55:45.257
} | MaximumArchiveDays=90 | DesiredRemainingSpace=500,12414,ONS_MAPD_500_PM_04!PMU:ST8,,107,8736f6c7-ad41-4b43-b4f6-e684e0d4ad20,MAPD_500_PM_04,Mapd_500_Pm_04,60,1,companyAcronym= | protocolName=IEEE C37.118.2-2011 | vendorAcronym= | vendorDeviceName= | interconnectionName=,,,,10,STTP,Streaming Telemetry Transport Protocol,11,,,,,,MAPD_500_PM_04!PMU-ST8,0.0,1.0,Device statistic for Device time deviation from average for all input devices in seconds,0,1,1,,Any,STAT,Statistic,ST,-98.6,37.5,PPA:12414,2022-01-11 17:55:45.261
} | MaximumArchiveDays=90 | DesiredRemainingSpace=500,12415,ONS_PRCTL_525_PM_01!PMU:ST8,,46,8736f6c7-ad41-4b43-b4f6-e684e0d4ad20,PRCTL_525_PM_01,Prctl_525_Pm_01,60,1,companyAcronym= | protocolName=IEEE C37.118.2-2011 | vendorAcronym= | vendorDeviceName= | interconnectionName=,,,,10,STTP,Streaming Telemetry Transport Protocol,11,,,,,,PRCTL_525_PM_01!PMU-ST8,0.0,1.0,Device statistic for Device time deviation from average for all input devices in seconds,0,1,1,,Any,STAT,Statistic,ST,-98.6,37.5,PPA:12415,2022-01-11 17:55:45.265
} | MaximumArchiveDays=90 | DesiredRemainingSpace=500,12416,ONS_SPALP_440_PM_02!PMU:ST8,,353,8736f6c7-ad41-4b43-b4f6-e684e0d4ad20,SPALP_440_PM_02,Spalp_440_Pm_02,60,1,companyAcronym= | protocolName=IEEE C37.118.2-2011 | vendorAcronym= | vendorDeviceName= | interconnectionName=,,,,10,STTP,Streaming Telemetry Transport Protocol,11,,,,,,SPALP_440_PM_02!PMU-ST8,0.0,1.0,Device statistic for Device time deviation from average for all input devices in seconds,0,1,1,,Any,STAT,Statistic,ST,-98.6,37.5,PPA:12416,2022-01-11 17:55:45.269
} | MaximumArchiveDays=90 | DesiredRemainingSpace=500,12417,ONS_SCBLU_525_PM_01!PMU:ST8,,47,8736f6c7-ad41-4b43-b4f6-e684e0d4ad20,SCBLU_525_PM_01,Scblu_525_Pm_01,60,1,companyAcronym= | protocolName=IEEE C37.118.2-2011 | vendorAcronym= | vendorDeviceName= | interconnectionName=,,,,10,STTP,Streaming Telemetry Transport Protocol,11,,,,,,SCBLU_525_PM_01!PMU-ST8,0.0,1.0,Device statistic for Device time deviation from average for all input devices in seconds,0,1,1,,Any,STAT,Statistic,ST,-98.6,37.5,PPA:12417,2022-01-11 17:55:45.272
} | MaximumArchiveDays=90 | DesiredRemainingSpace=500,12418,ONS_MAPD_500_PM_05!PMU:ST8,,108,8736f6c7-ad41-4b43-b4f6-e684e0d4ad20,MAPD_500_PM_05,Mapd_500_Pm_05,60,1,companyAcronym= | protocolName=IEEE C37.118.2-2011 | vendorAcronym= | vendorDeviceName= | interconnectionName=,,,,10,STTP,Streaming Telemetry Transport Protocol,11,,,,,,MAPD_500_PM_05!PMU-ST8,0.0,1.0,Device statistic for Device time deviation from average for all input devices in seconds,0,1,1,,Any,STAT,Statistic,ST,-98.6,37.5,PPA:12418,2022-01-11 17:55:45.276
} | MaximumArchiveDays=90 | DesiredRemainingSpace=500,12419,ONS_SPALP_440_PM_03!PMU:ST8,,354,8736f6c7-ad41-4b43-b4f6-e684e0d4ad20,SPALP_440_PM_03,Spalp_440_Pm_03,60,1,companyAcronym= | protocolName=IEEE C37.118.2-2011 | vendorAcronym= | vendorDeviceName= | interconnectionName=,,,,10,STTP,Streaming Telemetry Transport Protocol,11,,,,,,SPALP_440_PM_03!PMU-ST8,0.0,1.0,Device statistic for Device time deviation from average for all input devices in seconds,0,1,1,,Any,STAT,Statistic,ST,-98.6,37.5,PPA:12419,2022-01-11 17:55:45.280
} | MaximumArchiveDays=90 | DesiredRemainingSpace=500,12420,ONS_SPALP_440_PM_04!PMU:ST8,,355,8736f6c7-ad41-4b43-b4f6-e684e0d4ad20,SPALP_440_PM_04,Spalp_440_Pm_04,60,1,companyAcronym= | protocolName=IEEE C37.118.2-2011 | vendorAcronym= | vendorDeviceName= | interconnectionName=,,,,10,STTP,Streaming Telemetry Transport Protocol,11,,,,,,SPALP_440_PM_04!PMU-ST8,0.0,1.0,Device statistic for Device time deviation from average for all input devices in seconds,0,1,1,,Any,STAT,Statistic,ST,-98.6,37.5,PPA:12420,2022-01-11 17:55:45.285
} | MaximumArchiveDays=90 | DesiredRemainingSpace=500,12421,ONS_MAPD_500_PM_06!PMU:ST8,,109,8736f6c7-ad41-4b43-b4f6-e684e0d4ad20,MAPD_500_PM_06,Mapd_500_Pm_06,60,1,companyAcronym= | protocolName=IEEE C37.118.2-2011 | vendorAcronym= | vendorDeviceName= | interconnectionName=,,,,10,STTP,Streaming Telemetry Transport Protocol,11,,,,,,MAPD_500_PM_06!PMU-ST8,0.0,1.0,Device statistic for Device time deviation from average for all input devices in seconds,0,1,1,,Any,STAT,Statistic,ST,-98.6,37.5,PPA:12421,2022-01-11 17:55:45.290
} | MaximumArchiveDays=90 | DesiredRemainingSpace=500,12422,ONS_MAPD_500_PM_07!PMU:ST8,,110,8736f6c7-ad41-4b43-b4f6-e684e0d4ad20,MAPD_500_PM_07,Mapd_500_Pm_07,60,1,companyAcronym= | protocolName=IEEE C37.118.2-2011 | vendorAcronym= | vendorDeviceName= | interconnectionName=,,,,10,STTP,Streaming Telemetry Transport Protocol,11,,,,,,MAPD_500_PM_07!PMU-ST8,0.0,1.0,Device statistic for Device time deviation from average for all input devices in seconds,0,1,1,,Any,STAT,Statistic,ST,-98.6,37.5,PPA:12422,2022-01-11 17:55:45.295
} | MaximumArchiveDays=90 | DesiredRemainingSpace=500,12423,ONS_MAPD_500_PM_08!PMU:ST8,,111,8736f6c7-ad41-4b43-b4f6-e684e0d4ad20,MAPD_500_PM_08,Mapd_500_Pm_08,60,1,companyAcronym= | protocolName=IEEE C37.118.2-2011 | vendorAcronym= | vendorDeviceName= | interconnectionName=,,,,10,STTP,Streaming Telemetry Transport Protocol,11,,,,,,MAPD_500_PM_08!PMU-ST8,0.0,1.0,Device statistic for Device time deviation from average for all input devices in seconds,0,1,1,,Any,STAT,Statistic,ST,-98.6,37.5,PPA:12423,2022-01-11 17:55:45.301
} | MaximumArchiveDays=90 | DesiredRemainingSpace=500,12424,ONS_MAPD_500_PM_09!PMU:ST8,,112,8736f6c7-ad41-4b43-b4f6-e684e0d4ad20,MAPD_500_PM_09,Mapd_500_Pm_09,60,1,companyAcronym= | protocolName=IEEE C37.118.2-2011 | vendorAcronym= | vendorDeviceName= | interconnectionName=,,,,10,STTP,Streaming Telemetry Transport Protocol,11,,,,,,MAPD_500_PM_09!PMU-ST8,0.0,1.0,Device statistic for Device time deviation from average for all input devices in seconds,0,1,1,,Any,STAT,Statistic,ST,-98.6,37.5,PPA:12424,2022-01-11 17:55:45.307
} | MaximumArchiveDays=90 | DesiredRemainingSpace=500,12425,ONS_MAPD_500_PM_10!PMU:ST8,,113,8736f6c7-ad41-4b43-b4f6-e684e0d4ad20,MAPD_500_PM_10,Mapd_500_Pm_10,60,1,companyAcronym= | protocolName=IEEE C37.118.2-2011 | vendorAcronym= | vendorDeviceName= | interconnectionName=,,,,10,STTP,Streaming Telemetry Transport Protocol,11,,,,,,MAPD_500_PM_10!PMU-ST8,0.0,1.0,Device statistic for Device time deviation from average for all input devices in seconds,0,1,1,,Any,STAT,Statistic,ST,-98.6,37.5,PPA:12425,2022-01-11 17:55:45.313
} | MaximumArchiveDays=90 | DesiredRemainingSpace=500,12426,ONS_MAPD_500_PM_11!PMU:ST8,,114,8736f6c7-ad41-4b43-b4f6-e684e0d4ad20,MAPD_500_PM_11,Mapd_500_Pm_11,60,1,companyAcronym= | protocolName=IEEE C37.118.2-2011 | vendorAcronym= | vendorDeviceName= | interconnectionName=,,,,10,STTP,Streaming Telemetry Transport Protocol,11,,,,,,MAPD_500_PM_11!PMU-ST8,0.0,1.0,Device statistic for Device time deviation from average for all input devices in seconds,0,1,1,,Any,STAT,Statistic,ST,-98.6,37.5,PPA:12426,2022-01-11 17:55:45.318
} | MaximumArchiveDays=90 | DesiredRemainingSpace=500,12427,ONS_MTJU_230_PM_05!PMU:ST8,,115,8736f6c7-ad41-4b43-b4f6-e684e0d4ad20,MTJU_230_PM_05,Mtju_230_Pm_05,60,1,companyAcronym= | protocolName=IEEE C37.118.2-2011 | vendorAcronym= | vendorDeviceName= | interconnectionName=,,,,10,STTP,Streaming Telemetry Transport Protocol,11,,,,,,MTJU_230_PM_05!PMU-ST8,0.0,1.0,Device statistic for Device time deviation from average for all input devices in seconds,0,1,1,,Any,STAT,Statistic,ST,-98.6,37.5,PPA:12427,2022-01-11 17:55:45.324
} | MaximumArchiveDays=90 | DesiredRemainingSpace=500,12428,ONS_MTJU_230_PM_06!PMU:ST8,,116,8736f6c7-ad41-4b43-b4f6-e684e0d4ad20,MTJU_230_PM_06,Mtju_230_Pm_06,60,1,companyAcronym= | protocolName=IEEE C37.118.2-2011 | vendorAcronym= | vendorDeviceName= | interconnectionName=,,,,10,STTP,Streaming Telemetry Transport Protocol,11,,,,,,MTJU_230_PM_06!PMU-ST8,0.0,1.0,Device statistic for Device time deviation from average for all input devices in seconds,0,1,1,,Any,STAT,Statistic,ST,-98.6,37.5,PPA:12428,2022-01-11 17:55:45.327
} | MaximumArchiveDays=90 | DesiredRemainingSpace=500,12429,ONS_MTJU_230_PM_07!PMU:ST8,,117,8736f6c7-ad41-4b43-b4f6-e684e0d4ad20,MTJU_230_PM_07,Mtju_230_Pm_07,60,1,companyAcronym= | protocolName=IEEE C37.118.2-2011 | vendorAcronym= | vendorDeviceName= | interconnectionName=,,,,10,STTP,Streaming Telemetry Transport Protocol,11,,,,,,MTJU_230_PM_07!PMU-ST8,0.0,1.0,Device statistic for Device time deviation from average for all input devices in seconds,0,1,1,,Any,STAT,Statistic,ST,-98.6,37.5,PPA:12429,2022-01-11 17:55:45.331
} | MaximumArchiveDays=90 | DesiredRemainingSpace=500,12430,ONS_BAJZT_500_PM_01!PMU:ST8,,374,8736f6c7-ad41-4b43-b4f6-e684e0d4ad20,BAJZT_500_PM_01,Bajzt_500_Pm_01,60,1,companyAcronym= | protocolName=IEEE C37.118.2-2011 | vendorAcronym= | vendorDeviceName= | interconnectionName=,,,,10,STTP,Streaming Telemetry Transport Protocol,11,,,,,,BAJZT_500_PM_01!PMU-ST8,0.0,1.0,Device statistic for Device time deviation from average for all input devices in seconds,0,1,1,,Any,STAT,Statistic,ST,-98.6,37.5,PPA:12430,2022-01-11 17:55:45.335
} | MaximumArchiveDays=90 | DesiredRemainingSpace=500,12431,ONS_MTJU_230_PM_08!PMU:ST8,,118,8736f6c7-ad41-4b43-b4f6-e684e0d4ad20,MTJU_230_PM_08,Mtju_230_Pm_08,60,1,companyAcronym= | protocolName=IEEE C37.118.2-2011 | vendorAcronym= | vendorDeviceName= | interconnectionName=,,,,10,STTP,Streaming Telemetry Transport Protocol,11,,,,,,MTJU_230_PM_08!PMU-ST8,0.0,1.0,Device statistic for Device time deviation from average for all input devices in seconds,0,1,1,,Any,STAT,Statistic,ST,-98.6,37.5,PPA:12431,2022-01-11 17:55:45.339
} | MaximumArchiveDays=90 | DesiredRemainingSpace=500,12432,ONS_BAOUR_500_PM_02!PMU:ST8,,375,8736f6c7-ad41-4b43-b4f6-e684e0d4ad20,BAOUR_500_PM_02,Baour_500_Pm_02,60,1,companyAcronym= | protocolName=IEEE C37.118.2-2011 | vendorAcronym= | vendorDeviceName= | interconnectionName=,,,,10,STTP,Streaming Telemetry Transport Protocol,11,,,,,,BAOUR_500_PM_02!PMU-ST8,0.0,1.0,Device statistic for Device time deviation from average for all input devices in seconds,0,1,1,,Any,STAT,Statistic,ST,-98.6,37.5,PPA:12432,2022-01-11 17:55:45.342
} | MaximumArchiveDays=90 | DesiredRemainingSpace=500,12433,ONS_MAIZ_500_PM_07!PMU:ST8,,119,8736f6c7-ad41-4b43-b4f6-e684e0d4ad20,MAIZ_500_PM_07,Maiz_500_Pm_07,60,1,companyAcronym= | protocolName=IEEE C37.118.2-2011 | vendorAcronym= | vendorDeviceName= | interconnectionName=,,,,10,STTP,Streaming Telemetry Transport Protocol,11,,,,,,MAIZ_500_PM_07!PMU-ST8,0.0,1.0,Device statistic for Device time deviation from average for all input devices in seconds,0,1,1,,Any,STAT,Statistic,ST,-98.6,37.5,PPA:12433,2022-01-11 17:55:45.346
} | MaximumArchiveDays=90 | DesiredRemainingSpace=500,12434,ONS_BAGOR_500_PM_03!PMU:ST8,,376,8736f6c7-ad41-4b43-b4f6-e684e0d4ad20,BAGOR_500_PM_03,Bagor_500_Pm_03,60,1,companyAcronym= | protocolName=IEEE C37.118.2-2011 | vendorAcronym= | vendorDeviceName= | interconnectionName=,,,,10,STTP,Streaming Telemetry Transport Protocol,11,,,,,,BAGOR_500_PM_03!PMU-ST8,0.0,1.0,Device statistic for Device time deviation from average for all input devices in seconds,0,1,1,,Any,STAT,Statistic,ST,-98.6,37.5,PPA:12434,2022-01-11 17:55:45.350
} | MaximumArchiveDays=90 | DesiredRemainingSpace=500,12435,ONS_MAIZ_500_PM_06!PMU:ST8,,120,8736f6c7-ad41-4b43-b4f6-e684e0d4ad20,MAIZ_500_PM_06,Maiz_500_Pm_06,60,1,companyAcronym= | protocolName=IEEE C37.118.2-2011 | vendorAcronym= | vendorDeviceName= | interconnectionName=,,,,10,STTP,Streaming Telemetry Transport Protocol,11,,,,,,MAIZ_500_PM_06!PMU-ST8,0.0,1.0,Device statistic for Device time deviation from average for all input devices in seconds,0,1,1,,Any,STAT,Statistic,ST,-98.6,37.5,PPA:12435,2022-01-11 17:55:45.355
} | MaximumArchiveDays=90 | DesiredRemainingSpace=500,12436,ONS_BABJD_500_PM_04!PMU:ST8,,377,8736f6c7-ad41-4b43-b4f6-e684e0d4ad20,BABJD_500_PM_04,Babjd_500_Pm_04,60,1,companyAcronym= | protocolName=IEEE C37.118.2-2011 | vendorAcronym= | vendorDeviceName= | interconnectionName=,,,,10,STTP,Streaming Telemetry Transport Protocol,11,,,,,,BABJD_500_PM_04!PMU-ST8,0.0,1.0,Device statistic for Device time deviation from average for all input devices in seconds,0,1,1,,Any,STAT,Statistic,ST,-98.6,37.5,PPA:12436,2022-01-11 17:55:45.357
} | MaximumArchiveDays=90 | DesiredRemainingSpace=500,12437,ONS_MAIZ_500_PM_08!PMU:ST8,,121,8736f6c7-ad41-4b43-b4f6-e684e0d4ad20,MAIZ_500_PM_08,Maiz_500_Pm_08,60,1,companyAcronym= | protocolName=IEEE C37.118.2-2011 | vendorAcronym= | vendorDeviceName= | interconnectionName=,,,,10,STTP,Streaming Telemetry Transport Protocol,11,,,,,,MAIZ_500_PM_08!PMU-ST8,0.0,1.0,Device statistic for Device time deviation from average for all input devices in seconds,0,1,1,,Any,STAT,Statistic,ST,-98.6,37.5,PPA:12437,2022-01-11 17:55:45.361
} | MaximumArchiveDays=90 | DesiredRemainingSpace=500,12438,ONS_BASDS_500_PM_01!PMU:ST8,,378,8736f6c7-ad41-4b43-b4f6-e684e0d4ad20,BASDS_500_PM_01,Basds_500_Pm_01,60,1,companyAcronym= | protocolName=IEEE C37.118.2-2011 | vendorAcronym= | vendorDeviceName= | interconnectionName=,,,,10,STTP,Streaming Telemetry Transport Protocol,11,,,,,,BASDS_500_PM_01!PMU-ST8,0.0,1.0,Device statistic for Device time deviation from average for all input devices in seconds,0,1,1,,Any,STAT,Statistic,ST,-98.6,37.5,PPA:12438,2022-01-11 17:55:45.365
} | MaximumArchiveDays=90 | DesiredRemainingSpace=500,12439,ONS_BASDS_500_PM_02!PMU:ST8,,379,8736f6c7-ad41-4b43-b4f6-e684e0d4ad20,BASDS_500_PM_02,Basds_500_Pm_02,60,1,companyAcronym= | protocolName=IEEE C37.118.2-2011 | vendorAcronym= | vendorDeviceName= | interconnectionName=,,,,10,STTP,Streaming Telemetry Transport Protocol,11,,,,,,BASDS_500_PM_02!PMU-ST8,0.0,1.0,Device statistic for Device time deviation from average for all input devices in seconds,0,1,1,,Any,STAT,Statistic,ST,-98.6,37.5,PPA:12439,2022-01-11 17:55:45.368
} | MaximumArchiveDays=90 | DesiredRemainingSpace=500,12440,ONS_MAIZ_500_PM_09!PMU:ST8,,122,8736f6c7-ad41-4b43-b4f6-e684e0d4ad20,MAIZ_500_PM_09,Maiz_500_Pm_09,60,1,companyAcronym= | protocolName=IEEE C37.118.2-2011 | vendorAcronym= | vendorDeviceName= | interconnectionName=,,,,10,STTP,Streaming Telemetry Transport Protocol,11,,,,,,MAIZ_500_PM_09!PMU-ST8,0.0,1.0,Device statistic for Device time deviation from average for all input devices in seconds,0,1,1,,Any,STAT,Statistic,ST,-98.6,37.5,PPA:12440,2022-01-11 17:55:45.372
} | MaximumArchiveDays=90 | DesiredRemainingSpace=500,12441,ONS_BASDS_500_PM_03!PMU:ST8,,380,8736f6c7-ad41-4b43-b4f6-e684e0d4ad20,BASDS_500_PM_03,Basds_500_Pm_03,60,1,companyAcronym= | protocolName=IEEE C37.118.2-2011 | vendorAcronym= | vendorDeviceName= | interconnectionName=,,,,10,STTP,Streaming Telemetry Transport Protocol,11,,,,,,BASDS_500_PM_03!PMU-ST8,0.0,1.0,Device statistic for Device time deviation from average for all input devices in seconds,0,1,1,,Any,STAT,Statistic,ST,-98.6,37.5,PPA:12441,2022-01-11 17:55:45.376
} | MaximumArchiveDays=90 | DesiredRemainingSpace=500,12442,ONS_MAIZ_500_PM_10!PMU:ST8,,123,8736f6c7-ad41-4b43-b4f6-e684e0d4ad20,MAIZ_500_PM_10,Maiz_500_Pm_10,60,1,companyAcronym= | protocolName=IEEE C37.118.2-2011 | vendorAcronym= | vendorDeviceName= | interconnectionName=,,,,10,STTP,Streaming Telemetry Transport Protocol,11,,,,,,MAIZ_500_PM_10!PMU-ST8,0.0,1.0,Device statistic for Device time deviation from average for all input devices in seconds,0,1,1,,Any,STAT,Statistic,ST,-98.6,37.5,PPA:12442,2022-01-11 17:55:45.380
} | MaximumArchiveDays=90 | DesiredRemainingSpace=500,12443,ONS_BASDS_500_PM_04!PMU:ST8,,381,8736f6c7-ad41-4b43-b4f6-e684e0d4ad20,BASDS_500_PM_04,Basds_500_Pm_04,60,1,companyAcronym= | protocolName=IEEE C37.118.2-2011 | vendorAcronym= | vendorDeviceName= | interconnectionName=,,,,10,STTP,Streaming Telemetry Transport Protocol,11,,,,,,BASDS_500_PM_04!PMU-ST8,0.0,1.0,Device statistic for Device time deviation from average for all input devices in seconds,0,1,1,,Any,STAT,Statistic,ST,-98.6,37.5,PPA:12443,2022-01-11 17:55:45.383
} | MaximumArchiveDays=90 | DesiredRemainingSpace=500,12444,ONS_MAIZ_500_PM_11!PMU:ST8,,124,8736f6c7-ad41-4b43-b4f6-e684e0d4ad20,MAIZ_500_PM_11,Maiz_500_Pm_11,60,1,companyAcronym= | protocolName=IEEE C37.118.2-2011 | vendorAcronym= | vendorDeviceName= | interconnectionName=,,,,10,STTP,Streaming Telemetry Transport Protocol,11,,,,,,MAIZ_500_PM_11!PMU-ST8,0.0,1.0,Device statistic for Device time deviation from average for all input devices in seconds,0,1,1,,Any,STAT,Statistic,ST,-98.6,37.5,PPA:12444,2022-01-11 17:55:45.388
} | MaximumArchiveDays=90 | DesiredRemainingSpace=500,12445,ONS_ROSM_230_PM_04!PMU:ST8,,125,8736f6c7-ad41-4b43-b4f6-e684e0d4ad20,ROSM_230_PM_04,Rosm_230_Pm_04,60,1,companyAcronym= | protocolName=IEEE C37.118.2-2011 | vendorAcronym= | vendorDeviceName= | interconnectionName=,,,,10,STTP,Streaming Telemetry Transport Protocol,11,,,,,,ROSM_230_PM_04!PMU-ST8,0.0,1.0,Device statistic for Device time deviation from average for all input devices in seconds,0,1,1,,Any,STAT,Statistic,ST,-98.6,37.5,PPA:12445,2022-01-11 17:55:45.393
} | MaximumArchiveDays=90 | DesiredRemainingSpace=500,12446,ONS_ESSRNS_500_PM_01!PMU:ST8,,382,8736f6c7-ad41-4b43-b4f6-e684e0d4ad20,ESSRNS_500_PM_01,Essrns_500_Pm_01,60,1,companyAcronym= | protocolName=IEEE C37.118.2-2011 | vendorAcronym= | vendorDeviceName= | interconnectionName=,,,,10,STTP,Streaming Telemetry Transport Protocol,11,,,,,,ESSRNS_500_PM_01!PMU-ST8,0.0,1.0,Device statistic for Device time deviation from average for all input devices in seconds,0,1,1,,Any,STAT,Statistic,ST,-98.6,37.5,PPA:12446,2022-01-11 17:55:45.397
} | MaximumArchiveDays=90 | DesiredRemainingSpace=500,12447,ONS_ESSRNS_500_PM_02!PMU:ST8,,383,8736f6c7-ad41-4b43-b4f6-e684e0d4ad20,ESSRNS_500_PM_02,Essrns_500_Pm_02,60,1,companyAcronym= | protocolName=IEEE C37.118.2-2011 | vendorAcronym= | vendorDeviceName= | interconnectionName=,,,,10,STTP,Streaming Telemetry Transport Protocol,11,,,,,,ESSRNS_500_PM_02!PMU-ST8,0.0,1.0,Device statistic for Device time deviation from average for all input devices in seconds,0,1,1,,Any,STAT,Statistic,ST,-98.6,37.5,PPA:12447,2022-01-11 17:55:45.401
} | MaximumArchiveDays=90 | DesiredRemainingSpace=500,12448,ONS_ESSRNS_500_PM_03!PMU:ST8,,384,8736f6c7-ad41-4b43-b4f6-e684e0d4ad20,ESSRNS_500_PM_03,Essrns_500_Pm_03,60,1,companyAcronym= | protocolName=IEEE C37.118.2-2011 | vendorAcronym= | vendorDeviceName= | interconnectionName=,,,,10,STTP,Streaming Telemetry Transport Protocol,11,,,,,,ESSRNS_500_PM_03!PMU-ST8,0.0,1.0,Device statistic for Device time deviation from average for all input devices in seconds,0,1,1,,Any,STAT,Statistic,ST,-98.6,37.5,PPA:12448,2022-01-11 17:55:45.406
} | MaximumArchiveDays=90 | DesiredRemainingSpace=500,12449,ONS_MGMTUM_500_PM_01!PMU:ST8,,385,8736f6c7-ad41-4b43-b4f6-e684e0d4ad20,MGMTUM_500_PM_01,Mgmtum_500_Pm_01,60,1,companyAcronym= | protocolName=IEEE C37.118.2-2011 | vendorAcronym= | vendorDeviceName= | interconnectionName=,,,,10,STTP,Streaming Telemetry Transport Protocol,11,,,,,,MGMTUM_500_PM_01!PMU-ST8,0.0,1.0,Device statistic for Device time deviation from average for all input devices in seconds,0,1,1,,Any,STAT,Statistic,ST,-98.6,37.5,PPA:12449,2022-01-11 17:55:45.410
} | MaximumArchiveDays=90 | DesiredRemainingSpace=500,12450,ONS_MGMTUM_500_PM_02!PMU:ST8,,386,8736f6c7-ad41-4b43-b4f6-e684e0d4ad20,MGMTUM_500_PM_02,Mgmtum_500_Pm_02,60,1,companyAcronym= | protocolName=IEEE C37.118.2-2011 | vendorAcronym= | vendorDeviceName= | interconnectionName=,,,,10,STTP,Streaming Telemetry Transport Protocol,11,,,,,,MGMTUM_500_PM_02!PMU-ST8,0.0,1.0,Device statistic for Device time deviation from average for all input devices in seconds,0,1,1,,Any,STAT,Statistic,ST,-98.6,37.5,PPA:12450,2022-01-11 17:55:45.415
} | MaximumArchiveDays=90 | DesiredRemainingSpace=500,12451,ONS_MGMTUM_500_PM_03!PMU:ST8,,387,8736f6c7-ad41-4b43-b4f6-e684e0d4ad20,MGMTUM_500_PM_03,Mgmtum_500_Pm_03,60,1,companyAcronym= | protocolName=IEEE C37.118.2-2011 | vendorAcronym= | vendorDeviceName= | interconnectionName=,,,,10,STTP,Streaming Telemetry Transport Protocol,11,,,,,,MGMTUM_500_PM_03!PMU-ST8,0.0,1.0,Device statistic for Device time deviation from average for all input devices in seconds,0,1,1,,Any,STAT,Statistic,ST,-98.6,37.5,PPA:12451,2022-01-11 17:55:45.419
} | MaximumArchiveDays=90 | DesiredRemainingSpace=500,12452,ONS_MGMTUM_500_PM_04!PMU:ST8,,388,8736f6c7-ad41-4b43-b4f6-e684e0d4ad20,MGMTUM_500_PM_04,Mgmtum_500_Pm_04,60,1,companyAcronym= | protocolName=IEEE C37.118.2-2011 | vendorAcronym= | vendorDeviceName= | interconnectionName=,,,,10,STTP,Streaming Telemetry Transport Protocol,11,,,,,,MGMTUM_500_PM_04!PMU-ST8,0.0,1.0,Device statistic for Device time deviation from average for all input devices in seconds,0,1,1,,Any,STAT,Statistic,ST,-98.6,37.5,PPA:12452,2022-01-11 17:55:45.425
} | MaximumArchiveDays=90 | DesiredRemainingSpace=500,12453,ONS_MGGVA6_500_PM_04!PMU:ST8,,389,8736f6c7-ad41-4b43-b4f6-e684e0d4ad20,MGGVA6_500_PM_04,Mggva6_500_Pm_04,60,1,companyAcronym= | protocolName=IEEE C37.118.2-2011 | vendorAcronym= | vendorDeviceName= | interconnectionName=,,,,10,STTP,Streaming Telemetry Transport Protocol,11,,,,,,MGGVA6_500_PM_04!PMU-ST8,0.0,1.0,Device statistic for Device time deviation from average for all input devices in seconds,0,1,1,,Any,STAT,Statistic,ST,-98.6,37.5,PPA:12453,2022-01-11 17:55:45.430
} | MaximumArchiveDays=90 | DesiredRemainingSpace=500,12454,ONS_SPAZL_440_PM_01!PMU:ST8,,390,8736f6c7-ad41-4b43-b4f6-e684e0d4ad20,SPAZL_440_PM_01,Spazl_440_Pm_01,60,1,companyAcronym= | protocolName=IEEE C37.118.2-2011 | vendorAcronym= | vendorDeviceName= | interconnectionName=,,,,10,STTP,Streaming Telemetry Transport Protocol,11,,,,,,SPAZL_440_PM_01!PMU-ST8,0.0,1.0,Device statistic for Device time deviation from average for all input devices in seconds,0,1,1,,Any,STAT,Statistic,ST,-98.6,37.5,PPA:12454,2022-01-11 17:55:45.435
} | MaximumArchiveDays=90 | DesiredRemainingSpace=500,12455,ONS_SPAZL_440_PM_02!PMU:ST8,,391,8736f6c7-ad41-4b43-b4f6-e684e0d4ad20,SPAZL_440_PM_02,Spazl_440_Pm_02,60,1,companyAcronym= | protocolName=IEEE C37.118.2-2011 | vendorAcronym= | vendorDeviceName= | interconnectionName=,,,,10,STTP,Streaming Telemetry Transport Protocol,11,,,,,,SPAZL_440_PM_02!PMU-ST8,0.0,1.0,Device statistic for Device time deviation from average for all input devices in seconds,0,1,1,,Any,STAT,Statistic,ST,-98.6,37.5,PPA:12455,2022-01-11 17:55:45.439
} | MaximumArchiveDays=90 | DesiredRemainingSpace=500,12456,ONS_MTJU_500_PM_01!PMU:ST8,,392,8736f6c7-ad41-4b43-b4f6-e684e0d4ad20,MTJU_500_PM_01,Mtju_500_Pm_01,60,1,companyAcronym= | protocolName=IEEE C37.118.2-2011 | vendorAcronym= | vendorDeviceName= | interconnectionName=,,,,10,STTP,Streaming Telemetry Transport Protocol,11,,,,,,MTJU_500_PM_01!PMU-ST8,0.0,1.0,Device statistic for Device time deviation from average for all input devices in seconds,0,1,1,,Any,STAT,Statistic,ST,-98.6,37.5,PPA:12456,2022-01-11 17:55:45.444
} | MaximumArchiveDays=90 | DesiredRemainingSpace=500,12457,ONS_MTCB_500_PM_99!PMU:ST8,,393,8736f6c7-ad41-4b43-b4f6-e684e0d4ad20,MTCB_500_PM_99,Mtcb_500_Pm_99,60,1,companyAcronym= | protocolName=IEEE C37.118.2-2011 | vendorAcronym= | vendorDeviceName= | interconnectionName=,,,,10,STTP,Streaming Telemetry Transport Protocol,11,,,,,,MTCB_500_PM_99!PMU-ST8,0.0,1.0,Device statistic for Device time deviation from average for all input devices in seconds,0,1,1,,Any,STAT,Statistic,ST,-98.6,37.5,PPA:12457,2022-01-11 17:55:45.448
} | MaximumArchiveDays=90 | DesiredRemainingSpace=500,12458,ONS_CEMLD_500_PM_04!PMU:ST8,,394,8736f6c7-ad41-4b43-b4f6-e684e0d4ad20,CEMLD_500_PM_04,Cemld_500_Pm_04,60,1,companyAcronym= | protocolName=IEEE C37.118.2-2011 | vendorAcronym= | vendorDeviceName= | interconnectionName=,,,,10,STTP,Streaming Telemetry Transport Protocol,11,,,,,,CEMLD_500_PM_04!PMU-ST8,0.0,1.0,Device statistic for Device time deviation from average for all input devices in seconds,0,1,1,,Any,STAT,Statistic,ST,-98.6,37.5,PPA:12458,2022-01-11 17:55:45.453
} | MaximumArchiveDays=90 | DesiredRemainingSpace=500,12459,ONS_PIQND_500_PM_07!PMU:ST8,,395,8736f6c7-ad41-4b43-b4f6-e684e0d4ad20,PIQND_500_PM_07,Piqnd_500_Pm_07,60,1,companyAcronym= | protocolName=IEEE C37.118.2-2011 | vendorAcronym= | vendorDeviceName= | interconnectionName=,,,,10,STTP,Streaming Telemetry Transport Protocol,11,,,,,,PIQND_500_PM_07!PMU-ST8,0.0,1.0,Device statistic for Device time deviation from average for all input devices in seconds,0,1,1,,Any,STAT,Statistic,ST,-98.6,37.5,PPA:12459,2022-01-11 17:55:45.458
} | MaximumArchiveDays=90 | DesiredRemainingSpace=500,12460,ONS_PATC_500_PM_13!PMU:ST8,,334,8736f6c7-ad41-4b43-b4f6-e684e0d4ad20,PATC_500_PM_13,Patc_500_Pm_13,60,1,companyAcronym= | protocolName=IEEE C37.118.2-2011 | vendorAcronym= | vendorDeviceName= | interconnectionName=,,,,10,STTP,Streaming Telemetry Transport Protocol,11,,,,,,PATC_500_PM_13!PMU-ST8,0.0,1.0,Device statistic for Device time deviation from average for all input devices in seconds,0,1,1,,Any,STAT,Statistic,ST,-98.6,37.5,PPA:12460,2022-01-11 17:55:45.463
} | MaximumArchiveDays=90 | DesiredRemainingSpace=500,12461,ONS_PATC_500_PM_14!PMU:ST8,,335,8736f6c7-ad41-4b43-b4f6-e684e0d4ad20,PATC_500_PM_14,Patc_500_Pm_14,60,1,companyAcronym= | protocolName=IEEE C37.118.2-2011 | vendorAcronym= | vendorDeviceName= | interconnectionName=,,,,10,STTP,Streaming Telemetry Transport Protocol,11,,,,,,PATC_500_PM_14!PMU-ST8,0.0,1.0,Device statistic for Device time deviation from average for all input devices in seconds,0,1,1,,Any,STAT,Statistic,ST,-98.6,37.5,PPA:12461,2022-01-11 17:55:45.467
} | MaximumArchiveDays=90 | DesiredRemainingSpace=500,12462,ONS_PBCGT_500_PM_02!PMU:ST8,,396,8736f6c7-ad41-4b43-b4f6-e684e0d4ad20,PBCGT_500_PM_02,Pbcgt_500_Pm_02,60,1,companyAcronym= | protocolName=IEEE C37.118.2-2011 | vendorAcronym= | vendorDeviceName= | interconnectionName=,,,,10,STTP,Streaming Telemetry Transport Protocol,11,,,,,,PBCGT_500_PM_02!PMU-ST8,0.0,1.0,Device statistic for Device time deviation from average for all input devices in seconds,0,1,1,,Any,STAT,Statistic,ST,-98.6,37.5,PPA:12462,2022-01-11 17:55:45.471
} | MaximumArchiveDays=90 | DesiredRemainingSpace=500,12463,ONS_PBSLD_500_PM_04!PMU:ST8,,397,8736f6c7-ad41-4b43-b4f6-e684e0d4ad20,PBSLD_500_PM_04,Pbsld_500_Pm_04,60,1,companyAcronym= | protocolName=IEEE C37.118.2-2011 | vendorAcronym= | vendorDeviceName= | interconnectionName=,,,,10,STTP,Streaming Telemetry Transport Protocol,11,,,,,,PBSLD_500_PM_04!PMU-ST8,0.0,1.0,Device statistic for Device time deviation from average for all input devices in seconds,0,1,1,,Any,STAT,Statistic,ST,-98.6,37.5,PPA:12463,2022-01-11 17:55:45.476
} | MaximumArchiveDays=90 | DesiredRemainingSpace=500,12464,ONS_PBSLD_500_PM_02!PMU:ST8,,398,8736f6c7-ad41-4b43-b4f6-e684e0d4ad20,PBSLD_500_PM_02,Pbsld_500_Pm_02,60,1,companyAcronym= | protocolName=IEEE C37.118.2-2011 | vendorAcronym= | vendorDeviceName= | interconnectionName=,,,,10,STTP,Streaming Telemetry Transport Protocol,11,,,,,,PBSLD_500_PM_02!PMU-ST8,0.0,1.0,Device statistic for Device time deviation from average for all input devices in seconds,0,1,1,,Any,STAT,Statistic,ST,-98.6,37.5,PPA:12464,2022-01-11 17:55:45.480
} | MaximumArchiveDays=90 | DesiredRemainingSpace=500,12465,ONS_PBSLD_500_PM_03!PMU:ST8,,399,8736f6c7-ad41-4b43-b4f6-e684e0d4ad20,PBSLD_500_PM_03,Pbsld_500_Pm_03,60,1,companyAcronym= | protocolName=IEEE C37.118.2-2011 | vendorAcronym= | vendorDeviceName= | interconnectionName=,,,,10,STTP,Streaming Telemetry Transport Protocol,11,,,,,,PBSLD_500_PM_03!PMU-ST8,0.0,1.0,Device statistic for Device time deviation from average for all input devices in seconds,0,1,1,,Any,STAT,Statistic,ST,-98.6,37.5,PPA:12465,2022-01-11 17:55:45.485
} | MaximumArchiveDays=90 | DesiredRemainingSpace=500,12466,ONS_COPPE!PMU:ST8,,4,8736f6c7-ad41-4b43-b4f6-e684e0d4ad20,COPPE,Coppe,60,1,companyAcronym= | protocolName=IEEE C37.118-2005 | vendorAcronym= | vendorDeviceName= | interconnectionName=,,,,10,STTP,Streaming Telemetry Transport Protocol,11,,,,,,COPPE!PMU-ST8,0.0,1.0,Device statistic for Device time deviation from average for all input devices in seconds,0,1,1,,Any,STAT,Statistic,ST,-98.6,37.5,PPA:12466,2022-01-11 17:55:45.489
} | MaximumArchiveDays=90 | DesiredRemainingSpace=500,12467,ONS_PBSLD_500_PM_01!PMU:ST8,,400,8736f6c7-ad41-4b43-b4f6-e684e0d4ad20,PBSLD_500_PM_01,Pbsld_500_Pm_01,60,1,companyAcronym= | protocolName=IEEE C37.118.2-2011 | vendorAcronym= | vendorDeviceName= | interconnectionName=,,,,10,STTP,Streaming Telemetry Transport Protocol,11,,,,,,PBSLD_500_PM_01!PMU-ST8,0.0,1.0,Device statistic for Device time deviation from average for all input devices in seconds,0,1,1,,Any,STAT,Statistic,ST,-98.6,37.5,PPA:12467,2022-01-11 17:55:45.493
} | MaximumArchiveDays=90 | DesiredRemainingSpace=500,12468,ONS_MGJGSE_500_PM_01!PMU:ST8,,134,8736f6c7-ad41-4b43-b4f6-e684e0d4ad20,MGJGSE_500_PM_01,Mgjgse_500_Pm_01,60,1,companyAcronym= | protocolName=IEEE C37.118.2-2011 | vendorAcronym= | vendorDeviceName= | interconnectionName=,,,,10,STTP,Streaming Telemetry Transport Protocol,11,,,,,,MGJGSE_500_PM_01!PMU-ST8,0.0,1.0,Device statistic for Device time deviation from average for all input devices in seconds,0,1,1,,Any,STAT,Statistic,ST,-98.6,37.5,PPA:12468,2022-01-11 17:55:45.497
} | MaximumArchiveDays=90 | DesiredRemainingSpace=500,12469,ONS_SPBRC_440_PM_01!PMU:ST8,,356,8736f6c7-ad41-4b43-b4f6-e684e0d4ad20,SPBRC_440_PM_01,Spbrc_440_Pm_01,60,1,companyAcronym= | protocolName=IEEE C37.118.2-2011 | vendorAcronym= | vendorDeviceName= | interconnectionName=,,,,10,STTP,Streaming Telemetry Transport Protocol,11,,,,,,SPBRC_440_PM_01!PMU-ST8,0.0,1.0,Device statistic for Device time deviation from average for all input devices in seconds,0,1,1,,Any,STAT,Statistic,ST,-98.6,37.5,PPA:12469,2022-01-11 17:55:45.502
} | MaximumArchiveDays=90 | DesiredRemainingSpace=500,12470,ONS_SPILS_440_PM_01!PMU:ST8,,135,8736f6c7-ad41-4b43-b4f6-e684e0d4ad20,SPILS_440_PM_01,Spils_440_Pm_01,60,1,companyAcronym= | protocolName=IEEE C37.118.2-2011 | vendorAcronym= | vendorDeviceName= | interconnectionName=,,,,10,STTP,Streaming Telemetry Transport Protocol,11,,,,,,SPILS_440_PM_01!PMU-ST8,0.0,1.0,Device statistic for Device time deviation from average for all input devices in seconds,0,1,1,,Any,STAT,Statistic,ST,-98.6,37.5,PPA:12470,2022-01-11 17:55:45.506
} | MaximumArchiveDays=90 | DesiredRemainingSpace=500,12471,ONS_UFAC!PMU:ST8,,5,8736f6c7-ad41-4b43-b4f6-e684e0d4ad20,UFAC,Ufac,60,1,companyAcronym= | protocolName=IEEE C37.118-2005 | vendorAcronym= | vendorDeviceName= | interconnectionName=,,,,10,STTP,Streaming Telemetry Transport Protocol,11,,,,,,UFAC!PMU-ST8,0.0,1.0,Device statistic for Device time deviation from average for all input devices in seconds,0,1,1,,Any,STAT,Statistic,ST,-98.6,37.5,PPA:12471,2022-01-11 17:55:45.511
} | MaximumArchiveDays=90 | DesiredRemainingSpace=500,12472,ONS_PRSTF6_765_PM_01!PMU:ST8,,256,8736f6c7-ad41-4b43-b4f6-e684e0d4ad20,PRSTF6_765_PM_01,Prstf6_765_Pm_01,60,1,companyAcronym= | protocolName=IEEE C37.118.2-2011 | vendorAcronym= | vendorDeviceName= | interconnectionName=,,,,10,STTP,Streaming Telemetry Transport Protocol,11,,,,,,PRSTF6_765_PM_01!PMU-ST8,0.0,1.0,Device statistic for Device time deviation from average for all input devices in seconds,0,1,1,,Any,STAT,Statistic,ST,-98.6,37.5,PPA:12472,2022-01-11 17:55:45.516
} | MaximumArchiveDays=90 | DesiredRemainingSpace=500,12473,ONS_PRARE_525_PM_01!PMU:ST8,,48,8736f6c7-ad41-4b43-b4f6-e684e0d4ad20,PRARE_525_PM_01,Prare_525_Pm_01,60,1,companyAcronym= | protocolName=IEEE C37.118.2-2011 | vendorAcronym= | vendorDeviceName= | interconnectionName=,,,,10,STTP,Streaming Telemetry Transport Protocol,11,,,,,,PRARE_525_PM_01!PMU-ST8,0.0,1.0,Device statistic for Device time deviation from average for all input devices in seconds,0,1,1,,Any,STAT,Statistic,ST,-98.6,37.5,PPA:12473,2022-01-11 17:55:45.520
} | MaximumArchiveDays=90 | DesiredRemainingSpace=500,12474,ONS_SPBRC_440_PM_02!PMU:ST8,,357,8736f6c7-ad41-4b43-b4f6-e684e0d4ad20,SPBRC_440_PM_02,Spbrc_440_Pm_02,60,1,companyAcronym= | protocolName=IEEE C37.118.2-2011 | vendorAcronym= | vendorDeviceName= | interconnectionName=,,,,10,STTP,Streaming Telemetry Transport Protocol,11,,,,,,SPBRC_440_PM_02!PMU-ST8,0.0,1.0,Device statistic for Device time deviation from average for all input devices in seconds,0,1,1,,Any,STAT,Statistic,ST,-98.6,37.5,PPA:12474,2022-01-11 17:55:45.524
} | MaximumArchiveDays=90 | DesiredRemainingSpace=500,12475,ONS_PRSTF6_765_PM_02!PMU:ST8,,257,8736f6c7-ad41-4b43-b4f6-e684e0d4ad20,PRSTF6_765_PM_02,Prstf6_765_Pm_02,60,1,companyAcronym= | protocolName=IEEE C37.118.2-2011 | vendorAcronym= | vendorDeviceName= | interconnectionName=,,,,10,STTP,Streaming Telemetry Transport Protocol,11,,,,,,PRSTF6_765_PM_02!PMU-ST8,0.0,1.0,Device statistic for Device time deviation from average for all input devices in seconds,0,1,1,,Any,STAT,Statistic,ST,-98.6,37.5,PPA:12475,2022-01-11 17:55:45.528
} | MaximumArchiveDays=90 | DesiredRemainingSpace=500,12476,ONS_PRARE_525_PM_02!PMU:ST8,,49,8736f6c7-ad41-4b43-b4f6-e684e0d4ad20,PRARE_525_PM_02,Prare_525_Pm_02,60,1,companyAcronym= | protocolName=IEEE C37.118.2-2011 | vendorAcronym= | vendorDeviceName= | interconnectionName=,,,,10,STTP,Streaming Telemetry Transport Protocol,11,,,,,,PRARE_525_PM_02!PMU-ST8,0.0,1.0,Device statistic for Device time deviation from average for all input devices in seconds,0,1,1,,Any,STAT,Statistic,ST,-98.6,37.5,PPA:12476,2022-01-11 17:55:45.533
} | MaximumArchiveDays=90 | DesiredRemainingSpace=500,12477,ONS_PRSTF6_765_PM_03!PMU:ST8,,258,8736f6c7-ad41-4b43-b4f6-e684e0d4ad20,PRSTF6_765_PM_03,Prstf6_765_Pm_03,60,1,companyAcronym= | protocolName=IEEE C37.118.2-2011 | vendorAcronym= | vendorDeviceName= | interconnectionName=,,,,10,STTP,Streaming Telemetry Transport Protocol,11,,,,,,PRSTF6_765_PM_03!PMU-ST8,0.0,1.0,Device statistic for Device time deviation from average for all input devices in seconds,0,1,1,,Any,STAT,Statistic,ST,-98.6,37.5,PPA:12477,2022-01-11 17:55:45.537
} | MaximumArchiveDays=90 | DesiredRemainingSpace=500,12478,ONS_PRARE_525_PM_03!PMU:ST8,,50,8736f6c7-ad41-4b43-b4f6-e684e0d4ad20,PRARE_525_PM_03,Prare_525_Pm_03,60,1,companyAcronym= | protocolName=IEEE C37.118.2-2011 | vendorAcronym= | vendorDeviceName= | interconnectionName=,,,,10,STTP,Streaming Telemetry Transport Protocol,11,,,,,,PRARE_525_PM_03!PMU-ST8,0.0,1.0,Device statistic for Device time deviation from average for all input devices in seconds,0,1,1,,Any,STAT,Statistic,ST,-98.6,37.5,PPA:12478,2022-01-11 17:55:45.541
} | MaximumArchiveDays=90 | DesiredRemainingSpace=500,12479,ONS_ROSM_230_PM_05!PMU:ST8,,126,8736f6c7-ad41-4b43-b4f6-e684e0d4ad20,ROSM_230_PM_05,Rosm_230_Pm_05,60,1,companyAcronym= | protocolName=IEEE C37.118.2-2011 | vendorAcronym= | vendorDeviceName= | interconnectionName=,,,,10,STTP,Streaming Telemetry Transport Protocol,11,,,,,,ROSM_230_PM_05!PMU-ST8,0.0,1.0,Device statistic for Device time deviation from average for all input devices in seconds,0,1,1,,Any,STAT,Statistic,ST,-98.6,37.5,PPA:12479,2022-01-11 17:55:45.545
} | MaximumArchiveDays=90 | DesiredRemainingSpace=500,12480,ONS_PRARE_525_PM_04!PMU:ST8,,51,8736f6c7-ad41-4b43-b4f6-e684e0d4ad20,PRARE_525_PM_04,Prare_525_Pm_04,60,1,companyAcronym= | protocolName=IEEE C37.118.2-2011 | vendorAcronym= | vendorDeviceName= | interconnectionName=,,,,10,STTP,Streaming Telemetry Transport Protocol,11,,,,,,PRARE_525_PM_04!PMU-ST8,0.0,1.0,Device statistic for Device time deviation from average for all input devices in seconds,0,1,1,,Any,STAT,Statistic,ST,-98.6,37.5,PPA:12480,2022-01-11 17:55:45.549
} | MaximumArchiveDays=90 | DesiredRemainingSpace=500,12481,ONS_ROSM_230_PM_06!PMU:ST8,,127,8736f6c7-ad41-4b43-b4f6-e684e0d4ad20,ROSM_230_PM_06,Rosm_230_Pm_06,60,1,companyAcronym= | protocolName=IEEE C37.118.2-2011 | vendorAcronym= | vendorDeviceName= | interconnectionName=,,,,10,STTP,Streaming Telemetry Transport Protocol,11,,,,,,ROSM_230_PM_06!PMU-ST8,0.0,1.0,Device statistic for Device time deviation from average for all input devices in seconds,0,1,1,,Any,STAT,Statistic,ST,-98.6,37.5,PPA:12481,2022-01-11 17:55:45.554
} | MaximumArchiveDays=90 | DesiredRemainingSpace=500,12482,ONS_PRARE_525_PM_05!PMU:ST8,,52,8736f6c7-ad41-4b43-b4f6-e684e0d4ad20,PRARE_525_PM_05,Prare_525_Pm_05,60,1,companyAcronym= | protocolName=IEEE C37.118.2-2011 | vendorAcronym= | vendorDeviceName= | interconnectionName=,,,,10,STTP,Streaming Telemetry Transport Protocol,11,,,,,,PRARE_525_PM_05!PMU-ST8,0.0,1.0,Device statistic for Device time deviation from average for all input devices in seconds,0,1,1,,Any,STAT,Statistic,ST,-98.6,37.5,PPA:12482,2022-01-11 17:55:45.557
} | MaximumArchiveDays=90 | DesiredRemainingSpace=500,12483,ONS_ROSM_230_PM_07!PMU:ST8,,128,8736f6c7-ad41-4b43-b4f6-e684e0d4ad20,ROSM_230_PM_07,Rosm_230_Pm_07,60,1,companyAcronym= | protocolName=IEEE C37.118.2-2011 | vendorAcronym= | vendorDeviceName= | interconnectionName=,,,,10,STTP,Streaming Telemetry Transport Protocol,11,,,,,,ROSM_230_PM_07!PMU-ST8,0.0,1.0,Device statistic for Device time deviation from average for all input devices in seconds,0,1,1,,Any,STAT,Statistic,ST,-98.6,37.5,PPA:12483,2022-01-11 17:55:45.562
} | MaximumArchiveDays=90 | DesiredRemainingSpace=500,12484,ONS_SPBRC_440_PM_03!PMU:ST8,,358,8736f6c7-ad41-4b43-b4f6-e684e0d4ad20,SPBRC_440_PM_03,Spbrc_440_Pm_03,60,1,companyAcronym= | protocolName=IEEE C37.118.2-2011 | vendorAcronym= | vendorDeviceName= | interconnectionName=,,,,10,STTP,Streaming Telemetry Transport Protocol,11,,,,,,SPBRC_440_PM_03!PMU-ST8,0.0,1.0,Device statistic for Device time deviation from average for all input devices in seconds,0,1,1,,Any,STAT,Statistic,ST,-98.6,37.5,PPA:12484,2022-01-11 17:55:45.567
} | MaximumArchiveDays=90 | DesiredRemainingSpace=500,12485,ONS_ROSM_230_PM_08!PMU:ST8,,129,8736f6c7-ad41-4b43-b4f6-e684e0d4ad20,ROSM_230_PM_08,Rosm_230_Pm_08,60,1,companyAcronym= | protocolName=IEEE C37.118.2-2011 | vendorAcronym= | vendorDeviceName= | interconnectionName=,,,,10,STTP,Streaming Telemetry Transport Protocol,11,,,,,,ROSM_230_PM_08!PMU-ST8,0.0,1.0,Device statistic for Device time deviation from average for all input devices in seconds,0,1,1,,Any,STAT,Statistic,ST,-98.6,37.5,PPA:12485,2022-01-11 17:55:45.572
} | MaximumArchiveDays=90 | DesiredRemainingSpace=500,12486,ONS_PRARE_525_PM_06!PMU:ST8,,53,8736f6c7-ad41-4b43-b4f6-e684e0d4ad20,PRARE_525_PM_06,Prare_525_Pm_06,60,1,companyAcronym= | protocolName=IEEE C37.118.2-2011 | vendorAcronym= | vendorDeviceName= | interconnectionName=,,,,10,STTP,Streaming Telemetry Transport Protocol,11,,,,,,PRARE_525_PM_06!PMU-ST8,0.0,1.0,Device statistic for Device time deviation from average for all input devices in seconds,0,1,1,,Any,STAT,Statistic,ST,-98.6,37.5,PPA:12486,2022-01-11 17:55:45.577
} | MaximumArchiveDays=90 | DesiredRemainingSpace=500,12487,ONS_SPBRC_440_PM_04!PMU:ST8,,359,8736f6c7-ad41-4b43-b4f6-e684e0d4ad20,SPBRC_440_PM_04,Spbrc_440_Pm_04,60,1,companyAcronym= | protocolName=IEEE C37.118.2-2011 | vendorAcronym= | vendorDeviceName= | interconnectionName=,,,,10,STTP,Streaming Telemetry Transport Protocol,11,,,,,,SPBRC_440_PM_04!PMU-ST8,0.0,1.0,Device statistic for Device time deviation from average for all input devices in seconds,0,1,1,,Any,STAT,Statistic,ST,-98.6,37.5,PPA:12487,2022-01-11 17:55:45.582
} | MaximumArchiveDays=90 | DesiredRemainingSpace=500,12488,ONS_PRARE_525_PM_07!PMU:ST8,,54,8736f6c7-ad41-4b43-b4f6-e684e0d4ad20,PRARE_525_PM_07,Prare_525_Pm_07,60,1,companyAcronym= | protocolName=IEEE C37.118.2-2011 | vendorAcronym= | vendorDeviceName= | interconnectionName=,,,,10,STTP,Streaming Telemetry Transport Protocol,11,,,,,,PRARE_525_PM_07!PMU-ST8,0.0,1.0,Device statistic for Device time deviation from average for all input devices in seconds,0,1,1,,Any,STAT,Statistic,ST,-98.6,37.5,PPA:12488,2022-01-11 17:55:45.586
} | MaximumArchiveDays=90 | DesiredRemainingSpace=500,12489,ONS_PATC_500_PM_09!PMU:ST8,,130,8736f6c7-ad41-4b43-b4f6-e684e0d4ad20,PATC_500_PM_09,Patc_500_Pm_09,60,1,companyAcronym= | protocolName=IEEE C37.118.2-2011 | vendorAcronym= | vendorDeviceName= | interconnectionName=,,,,10,STTP,Streaming Telemetry Transport Protocol,11,,,,,,PATC_500_PM_09!PMU-ST8,0.0,1.0,Device statistic for Device time deviation from average for all input devices in seconds,0,1,1,,Any,STAT,Statistic,ST,-98.6,37.5,PPA:12489,2022-01-11 17:55:45.591
} | MaximumArchiveDays=90 | DesiredRemainingSpace=500,12490,ONS_GOIGU_230_PM_01!PMU:ST8,,220,8736f6c7-ad41-4b43-b4f6-e684e0d4ad20,GOIGU_230_PM_01,Goigu_230_Pm_01,60,1,companyAcronym= | protocolName=IEEE C37.118.2-2011 | vendorAcronym= | vendorDeviceName= | interconnectionName=,,,,10,STTP,Streaming Telemetry Transport Protocol,11,,,,,,GOIGU_230_PM_01!PMU-ST8,0.0,1.0,Device statistic for Device time deviation from average for all input devices in seconds,0,1,1,,Any,STAT,Statistic,ST,-98.6,37.5,PPA:12490,2022-01-11 17:55:45.596
} | MaximumArchiveDays=90 | DesiredRemainingSpace=500,12491,ONS_PATC_500_PM_10!PMU:ST8,,131,8736f6c7-ad41-4b43-b4f6-e684e0d4ad20,PATC_500_PM_10,Patc_500_Pm_10,60,1,companyAcronym= | protocolName=IEEE C37.118.2-2011 | vendorAcronym= | vendorDeviceName= | interconnectionName=,,,,10,STTP,Streaming Telemetry Transport Protocol,11,,,,,,PATC_500_PM_10!PMU-ST8,0.0,1.0,Device statistic for Device time deviation from average for all input devices in seconds,0,1,1,,Any,STAT,Statistic,ST,-98.6,37.5,PPA:12491,2022-01-11 17:55:45.601
} | MaximumArchiveDays=90 | DesiredRemainingSpace=500,12492,ONS_PRARE_525_PM_08!PMU:ST8,,55,8736f6c7-ad41-4b43-b4f6-e684e0d4ad20,PRARE_525_PM_08,Prare_525_Pm_08,60,1,companyAcronym= | protocolName=IEEE C37.118.2-2011 | vendorAcronym= | vendorDeviceName= | interconnectionName=,,,,10,STTP,Streaming Telemetry Transport Protocol,11,,,,,,PRARE_525_PM_08!PMU-ST8,0.0,1.0,Device statistic for Device time deviation from average for all input devices in seconds,0,1,1,,Any,STAT,Statistic,ST,-98.6,37.5,PPA:12492,2022-01-11 17:55:45.606
} | MaximumArchiveDays=90 | DesiredRemainingSpace=500,12493,ONS_GOBCQ_230_PM_01!PMU:ST8,,221,8736f6c7-ad41-4b43-b4f6-e684e0d4ad20,GOBCQ_230_PM_01,Gobcq_230_Pm_01,60,1,companyAcronym= | protocolName=IEEE C37.118.2-2011 | vendorAcronym= | vendorDeviceName= | interconnectionName=,,,,10,STTP,Streaming Telemetry Transport Protocol,11,,,,,,GOBCQ_230_PM_01!PMU-ST8,0.0,1.0,Device statistic for Device time deviation from average for all input devices in seconds,0,1,1,,Any,STAT,Statistic,ST,-98.6,37.5,PPA:12493,2022-01-11 17:55:45.611
} | MaximumArchiveDays=90 | DesiredRemainingSpace=500,12494,ONS_PATC_500_PM_11!PMU:ST8,,132,8736f6c7-ad41-4b43-b4f6-e684e0d4ad20,PATC_500_PM_11,Patc_500_Pm_11,60,1,companyAcronym= | protocolName=IEEE C37.118.2-2011 | vendorAcronym= | vendorDeviceName= | interconnectionName=,,,,10,STTP,Streaming Telemetry Transport Protocol,11,,,,,,PATC_500_PM_11!PMU-ST8,0.0,1.0,Device statistic for Device time deviation from average for all input devices in seconds,0,1,1,,Any,STAT,Statistic,ST,-98.6,37.5,PPA:12494,2022-01-11 17:55:45.617
} | MaximumArchiveDays=90 | DesiredRemainingSpace=500,12495,ONS_PRARE_525_PM_09!PMU:ST8,,56,8736f6c7-ad41-4b43-b4f6-e684e0d4ad20,PRARE_525_PM_09,Prare_525_Pm_09,60,1,companyAcronym= | protocolName=IEEE C37.118.2-2011 | vendorAcronym= | vendorDeviceName= | interconnectionName=,,,,10,STTP,Streaming Telemetry Transport Protocol,11,,,,,,PRARE_525_PM_09!PMU-ST8,0.0,1.0,Device statistic for Device time deviation from average for all input devices in seconds,0,1,1,,Any,STAT,Statistic,ST,-98.6,37.5,PPA:12495,2022-01-11 17:55:45.622
} | MaximumArchiveDays=90 | DesiredRemainingSpace=500,12496,ONS_SPILS_440_PM_02!PMU:ST8,,136,8736f6c7-ad41-4b43-b4f6-e684e0d4ad20,SPILS_440_PM_02,Spils_440_Pm_02,60,1,companyAcronym= | protocolName=IEEE C37.118.2-2011 | vendorAcronym= | vendorDeviceName= | interconnectionName=,,,,10,STTP,Streaming Telemetry Transport Protocol,11,,,,,,SPILS_440_PM_02!PMU-ST8,0.0,1.0,Device statistic for Device time deviation from average for all input devices in seconds,0,1,1,,Any,STAT,Statistic,ST,-98.6,37.5,PPA:12496,2022-01-11 17:55:45.628
} | MaximumArchiveDays=90 | DesiredRemainingSpace=500,12497,ONS_PATC_500_PM_12!PMU:ST8,,133,8736f6c7-ad41-4b43-b4f6-e684e0d4ad20,PATC_500_PM_12,Patc_500_Pm_12,60,1,companyAcronym= | protocolName=IEEE C37.118.2-2011 | vendorAcronym= | vendorDeviceName= | interconnectionName=,,,,10,STTP,Streaming Telemetry Transport Protocol,11,,,,,,PATC_500_PM_12!PMU-ST8,0.0,1.0,Device statistic for Device time deviation from average for all input devices in seconds,0,1,1,,Any,STAT,Statistic,ST,-98.6,37.5,PPA:12497,2022-01-11 17:55:45.634
} | MaximumArchiveDays=90 | DesiredRemainingSpace=500,12498,ONS_SPAGV_440_PM_02!PMU:ST8,,360,8736f6c7-ad41-4b43-b4f6-e684e0d4ad20,SPAGV_440_PM_02,Spagv_440_Pm_02,60,1,companyAcronym= | protocolName=IEEE C37.118.2-2011 | vendorAcronym= | vendorDeviceName= | interconnectionName=,,,,10,STTP,Streaming Telemetry Transport Protocol,11,,,,,,SPAGV_440_PM_02!PMU-ST8,0.0,1.0,Device statistic for Device time deviation from average for all input devices in seconds,0,1,1,,Any,STAT,Statistic,ST,-98.6,37.5,PPA:12498,2022-01-11 17:55:45.641
} | MaximumArchiveDays=90 | DesiredRemainingSpace=500,12499,ONS_MGUSIM_500_PM_01!PMU:ST8,,137,8736f6c7-ad41-4b43-b4f6-e684e0d4ad20,MGUSIM_500_PM_01,Mgusim_500_Pm_01,60,1,companyAcronym= | protocolName=IEEE C37.118.2-2011 | vendorAcronym= | vendorDeviceName= | interconnectionName=,,,,10,STTP,Streaming Telemetry Transport Protocol,11,,,,,,MGUSIM_500_PM_01!PMU-ST8,0.0,1.0,Device statistic for Device time deviation from average for all input devices in seconds,0,1,1,,Any,STAT,Statistic,ST,-98.6,37.5,PPA:12499,2022-01-11 17:55:45.646
} | MaximumArchiveDays=90 | DesiredRemainingSpace=500,12500,ONS_SPAGV_440_PM_03!PMU:ST8,,361,8736f6c7-ad41-4b43-b4f6-e684e0d4ad20,SPAGV_440_PM_03,Spagv_440_Pm_03,60,1,companyAcronym= | protocolName=IEEE C37.118.2-2011 | vendorAcronym= | vendorDeviceName= | interconnectionName=,,,,10,STTP,Streaming Telemetry Transport Protocol,11,,,,,,SPAGV_440_PM_03!PMU-ST8,0.0,1.0,Device statistic for Device time deviation from average for all input devices in seconds,0,1,1,,Any,STAT,Statistic,ST,-98.6,37.5,PPA:12500,2022-01-11 17:55:45.653
} | MaximumArchiveDays=90 | DesiredRemainingSpace=500,12501,ONS_MGUSIM_500_PM_02!PMU:ST8,,138,8736f6c7-ad41-4b43-b4f6-e684e0d4ad20,MGUSIM_500_PM_02,Mgusim_500_Pm_02,60,1,companyAcronym= | protocolName=IEEE C37.118.2-2011 | vendorAcronym= | vendorDeviceName= | interconnectionName=,,,,10,STTP,Streaming Telemetry Transport Protocol,11,,,,,,MGUSIM_500_PM_02!PMU-ST8,0.0,1.0,Device statistic for Device time deviation from average for all input devices in seconds,0,1,1,,Any,STAT,Statistic,ST,-98.6,37.5,PPA:12501,2022-01-11 17:55:45.659
} | MaximumArchiveDays=90 | DesiredRemainingSpace=500,12502,ONS_SPAZL_440_PM_98!PMU:ST8,,362,8736f6c7-ad41-4b43-b4f6-e684e0d4ad20,SPAZL_440_PM_98,Spazl_440_Pm_98,60,1,companyAcronym= | protocolName=IEEE C37.118.2-2011 | vendorAcronym= | vendorDeviceName= | interconnectionName=,,,,10,STTP,Streaming Telemetry Transport Protocol,11,,,,,,SPAZL_440_PM_98!PMU-ST8,0.0,1.0,Device statistic for Device time deviation from average for all input devices in seconds,0,1,1,,Any,STAT,Statistic,ST,-98.6,37.5,PPA:12502,2022-01-11 17:55:45.664
} | MaximumArchiveDays=90 | DesiredRemainingSpace=500,12503,ONS_PRSTF6_765_PM_04!PMU:ST8,,259,8736f6c7-ad41-4b43-b4f6-e684e0d4ad20,PRSTF6_765_PM_04,Prstf6_765_Pm_04,60,1,companyAcronym= | protocolName=IEEE C37.118.2-2011 | vendorAcronym= | vendorDeviceName= | interconnectionName=,,,,10,STTP,Streaming Telemetry Transport Protocol,11,,,,,,PRSTF6_765_PM_04!PMU-ST8,0.0,1.0,Device statistic for Device time deviation from average for all input devices in seconds,0,1,1,,Any,STAT,Statistic,ST,-98.6,37.5,PPA:12503,2022-01-11 17:55:45.670
} | MaximumArchiveDays=90 | DesiredRemainingSpace=500,12504,ONS_SPAZL_440_PM_99!PMU:ST8,,363,8736f6c7-ad41-4b43-b4f6-e684e0d4ad20,SPAZL_440_PM_99,Spazl_440_Pm_99,60,1,companyAcronym= | protocolName=IEEE C37.118.2-2011 | vendorAcronym= | vendorDeviceName= | interconnectionName=,,,,10,STTP,Streaming Telemetry Transport Protocol,11,,,,,,SPAZL_440_PM_99!PMU-ST8,0.0,1.0,Device statistic for Device time deviation from average for all input devices in seconds,0,1,1,,Any,STAT,Statistic,ST,-98.6,37.5,PPA:12504,2022-01-11 17:55:45.675
} | MaximumArchiveDays=90 | DesiredRemainingSpace=500,12505,ONS_PRSTF6_765_PM_05!PMU:ST8,,260,8736f6c7-ad41-4b43-b4f6-e684e0d4ad20,PRSTF6_765_PM_05,Prstf6_765_Pm_05,60,1,companyAcronym= | protocolName=IEEE C37.118.2-2011 | vendorAcronym= | vendorDeviceName= | interconnectionName=,,,,10,STTP,Streaming Telemetry Transport Protocol,11,,,,,,PRSTF6_765_PM_05!PMU-ST8,0.0,1.0,Device statistic for Device time deviation from average for all input devices in seconds,0,1,1,,Any,STAT,Statistic,ST,-98.6,37.5,PPA:12505,2022-01-11 17:55:45.679
} | MaximumArchiveDays=90 | DesiredRemainingSpace=500,12506,ONS_PRSTIV_765_PM_01!PMU:ST8,,261,8736f6c7-ad41-4b43-b4f6-e684e0d4ad20,PRSTIV_765_PM_01,Prstiv_765_Pm_01,60,1,companyAcronym= | protocolName=IEEE C37.118.2-2011 | vendorAcronym= | vendorDeviceName= | interconnectionName=,,,,10,STTP,Streaming Telemetry Transport Protocol,11,,,,,,PRSTIV_765_PM_01!PMU-ST8,0.0,1.0,Device statistic for Device time deviation from average for all input devices in seconds,0,1,1,,Any,STAT,Statistic,ST,-98.6,37.5,PPA:12506,2022-01-11 17:55:45.684
} | MaximumArchiveDays=90 | DesiredRemainingSpace=500,12507,ONS_PRIVP_765_PM_02!PMU:ST8,,262,8736f6c7-ad41-4b43-b4f6-e684e0d4ad20,PRIVP_765_PM_02,Privp_765_Pm_02,60,1,companyAcronym= | protocolName=IEEE C37.118.2-2011 | vendorAcronym= | vendorDeviceName= | interconnectionName=,,,,10,STTP,Streaming Telemetry Transport Protocol,11,,,,,,PRIVP_765_PM_02!PMU-ST8,0.0,1.0,Device statistic for Device time deviation from average for all input devices in seconds,0,1,1,,Any,STAT,Statistic,ST,-98.6,37.5,PPA:12507,2022-01-11 17:55:45.688
} | MaximumArchiveDays=90 | DesiredRemainingSpace=500,12508,ONS_PRSTIV_765_PM_03!PMU:ST8,,263,8736f6c7-ad41-4b43-b4f6-e684e0d4ad20,PRSTIV_765_PM_03,Prstiv_765_Pm_03,60,1,companyAcronym= | protocolName=IEEE C37.118.2-2011 | vendorAcronym= | vendorDeviceName= | interconnectionName=,,,,10,STTP,Streaming Telemetry Transport Protocol,11,,,,,,PRSTIV_765_PM_03!PMU-ST8,0.0,1.0,Device statistic for Device time deviation from average for all input devices in seconds,0,1,1,,Any,STAT,Statistic,ST,-98.6,37.5,PPA:12508,2022-01-11 17:55:45.693
} | MaximumArchiveDays=90 | DesiredRemainingSpace=500,12509,ONS_MGUSIM_500_PM_03!PMU:ST8,,139,8736f6c7-ad41-4b43-b4f6-e684e0d4ad20,MGUSIM_500_PM_03,Mgusim_500_Pm_03,60,1,companyAcronym= | protocolName=IEEE C37.118.2-2011 | vendorAcronym= | vendorDeviceName= | interconnectionName=,,,,10,STTP,Streaming Telemetry Transport Protocol,11,,,,,,MGUSIM_500_PM_03!PMU-ST8,0.0,1.0,Device statistic for Device time deviation from average for all input devices in seconds,0,1,1,,Any,STAT,Statistic,ST,-98.6,37.5,PPA:12509,2022-01-11 17:55:45.698
} | MaximumArchiveDays=90 | DesiredRemainingSpace=500,12510,ONS_PRSTIV_765_PM_04!PMU:ST8,,264,8736f6c7-ad41-4b43-b4f6-e684e0d4ad20,PRSTIV_765_PM_04,Prstiv_765_Pm_04,60,1,companyAcronym= | protocolName=IEEE C37.118.2-2011 | vendorAcronym= | vendorDeviceName= | interconnectionName=,,,,10,STTP,Streaming Telemetry Transport Protocol,11,,,,,,PRSTIV_765_PM_04!PMU-ST8,0.0,1.0,Device statistic for Device time deviation from average for all input devices in seconds,0,1,1,,Any,STAT,Statistic,ST,-98.6,37.5,PPA:12510,2022-01-11 17:55:45.702
} | MaximumArchiveDays=90 | DesiredRemainingSpace=500,12511,ONS_MGJGSE_500_PM_02!PMU:ST8,,140,8736f6c7-ad41-4b43-b4f6-e684e0d4ad20,MGJGSE_500_PM_02,Mgjgse_500_Pm_02,60,1,companyAcronym= | protocolName=IEEE C37.118.2-2011 | vendorAcronym= | vendorDeviceName= | interconnectionName=,,,,10,STTP,Streaming Telemetry Transport Protocol,11,,,,,,MGJGSE_500_PM_02!PMU-ST8,0.0,1.0,Device statistic for Device time deviation from average for all input devices in seconds,0,1,1,,Any,STAT,Statistic,ST,-98.6,37.5,PPA:12511,2022-01-11 17:55:45.706
} | MaximumArchiveDays=90 | DesiredRemainingSpace=500,12512,ONS_PRSTIV_765_PM_05!PMU:ST8,,265,8736f6c7-ad41-4b43-b4f6-e684e0d4ad20,PRSTIV_765_PM_05,Prstiv_765_Pm_05,60,1,companyAcronym= | protocolName=IEEE C37.118.2-2011 | vendorAcronym= | vendorDeviceName= | interconnectionName=,,,,10,STTP,Streaming Telemetry Transport Protocol,11,,,,,,PRSTIV_765_PM_05!PMU-ST8,0.0,1.0,Device statistic for Device time deviation from average for all input devices in seconds,0,1,1,,Any,STAT,Statistic,ST,-98.6,37.5,PPA:12512,2022-01-11 17:55:45.711
} | MaximumArchiveDays=90 | DesiredRemainingSpace=500,12513,ONS_SPILS_440_PM_03!PMU:ST8,,141,8736f6c7-ad41-4b43-b4f6-e684e0d4ad20,SPILS_440_PM_03,Spils_440_Pm_03,60,1,companyAcronym= | protocolName=IEEE C37.118.2-2011 | vendorAcronym= | vendorDeviceName= | interconnectionName=,,,,10,STTP,Streaming Telemetry Transport Protocol,11,,,,,,SPILS_440_PM_03!PMU-ST8,0.0,1.0,Device statistic for Device time deviation from average for all input devices in seconds,0,1,1,,Any,STAT,Statistic,ST,-98.6,37.5,PPA:12513,2022-01-11 17:55:45.715
} | MaximumArchiveDays=90 | DesiredRemainingSpace=500,12514,ONS_PRSTIV_765_PM_06!PMU:ST8,,266,8736f6c7-ad41-4b43-b4f6-e684e0d4ad20,PRSTIV_765_PM_06,Prstiv_765_Pm_06,60,1,companyAcronym= | protocolName=IEEE C37.118.2-2011 | vendorAcronym= | vendorDeviceName= | interconnectionName=,,,,10,STTP,Streaming Telemetry Transport Protocol,11,,,,,,PRSTIV_765_PM_06!PMU-ST8,0.0,1.0,Device statistic for Device time deviation from average for all input devices in seconds,0,1,1,,Any,STAT,Statistic,ST,-98.6,37.5,PPA:12514,2022-01-11 17:55:45.721
} | MaximumArchiveDays=90 | DesiredRemainingSpace=500,12515,ONS_SPILS_440_PM_04!PMU:ST8,,142,8736f6c7-ad41-4b43-b4f6-e684e0d4ad20,SPILS_440_PM_04,Spils_440_Pm_04,60,1,companyAcronym= | protocolName=IEEE C37.118.2-2011 | vendorAcronym= | vendorDeviceName= | interconnectionName=,,,,10,STTP,Streaming Telemetry Transport Protocol,11,,,,,,SPILS_440_PM_04!PMU-ST8,0.0,1.0,Device statistic for Device time deviation from average for all input devices in seconds,0,1,1,,Any,STAT,Statistic,ST,-98.6,37.5,PPA:12515,2022-01-11 17:55:45.726
} | MaximumArchiveDays=90 | DesiredRemainingSpace=500,12516,ONS_PRSTIV_765_PM_07!PMU:ST8,,267,8736f6c7-ad41-4b43-b4f6-e684e0d4ad20,PRSTIV_765_PM_07,Prstiv_765_Pm_07,60,1,companyAcronym= | protocolName=IEEE C37.118.2-2011 | vendorAcronym= | vendorDeviceName= | interconnectionName=,,,,10,STTP,Streaming Telemetry Transport Protocol,11,,,,,,PRSTIV_765_PM_07!PMU-ST8,0.0,1.0,Device statistic for Device time deviation from average for all input devices in seconds,0,1,1,,Any,STAT,Statistic,ST,-98.6,37.5,PPA:12516,2022-01-11 17:55:45.731
} | MaximumArchiveDays=90 | DesiredRemainingSpace=500,12517,ONS_USIM01B!PMU:ST8,,143,8736f6c7-ad41-4b43-b4f6-e684e0d4ad20,USIM01B,Usim01b,60,1,companyAcronym= | protocolName=IEEE C37.118.2-2011 | vendorAcronym= | vendorDeviceName= | interconnectionName=,,,,10,STTP,Streaming Telemetry Transport Protocol,11,,,,,,USIM01B!PMU-ST8,0.0,1.0,Device statistic for Device time deviation from average for all input devices in seconds,0,1,1,,Any,STAT,Statistic,ST,-98.6,37.5,PPA:12517,2022-01-11 17:55:45.735
} | MaximumArchiveDays=90 | DesiredRemainingSpace=500,12518,ONS_PRSTIV_765_PM_08!PMU:ST8,,268,8736f6c7-ad41-4b43-b4f6-e684e0d4ad20,PRSTIV_765_PM_08,Prstiv_765_Pm_08,60,1,companyAcronym= | protocolName=IEEE C37.118.2-2011 | vendorAcronym= | vendorDeviceName= | interconnectionName=,,,,10,STTP,Streaming Telemetry Transport Protocol,11,,,,,,PRSTIV_765_PM_08!PMU-ST8,0.0,1.0,Device statistic for Device time deviation from average for all input devices in seconds,0,1,1,,Any,STAT,Statistic,ST,-98.6,37.5,PPA:12518,2022-01-11 17:55:45.739
} | MaximumArchiveDays=90 | DesiredRemainingSpace=500,12519,ONS_MGUSIM_500_PM_05!PMU:ST8,,144,8736f6c7-ad41-4b43-b4f6-e684e0d4ad20,MGUSIM_500_PM_05,Mgusim_500_Pm_05,60,1,companyAcronym= | protocolName=IEEE C37.118.2-2011 | vendorAcronym= | vendorDeviceName= | interconnectionName=,,,,10,STTP,Streaming Telemetry Transport Protocol,11,,,,,,MGUSIM_500_PM_05!PMU-ST8,0.0,1.0,Device statistic for Device time deviation from average for all input devices in seconds,0,1,1,,Any,STAT,Statistic,ST,-98.6,37.5,PPA:12519,2022-01-11 17:55:45.744
} | MaximumArchiveDays=90 | DesiredRemainingSpace=500,12520,ONS_SPSTIA_765_PM_01!PMU:ST8,,269,8736f6c7-ad41-4b43-b4f6-e684e0d4ad20,SPSTIA_765_PM_01,Spstia_765_Pm_01,60,1,companyAcronym= | protocolName=IEEE C37.118.2-2011 | vendorAcronym= | vendorDeviceName= | interconnectionName=,,,,10,STTP,Streaming Telemetry Transport Protocol,11,,,,,,SPSTIA_765_PM_01!PMU-ST8,0.0,1.0,Device statistic for Device time deviation from average for all input devices in seconds,0,1,1,,Any,STAT,Statistic,ST,-98.6,37.5,PPA:12520,2022-01-11 17:55:45.751
} | MaximumArchiveDays=90 | DesiredRemainingSpace=500,12521,ONS_MGPI2_500_PM_01!PMU:ST8,,401,8736f6c7-ad41-4b43-b4f6-e684e0d4ad20,MGPI2_500_PM_01,Mgpi2_500_Pm_01,60,1,companyAcronym= | protocolName=IEEE C37.118.2-2011 | vendorAcronym= | vendorDeviceName= | interconnectionName=,,,,10,STTP,Streaming Telemetry Transport Protocol,11,,,,,,MGPI2_500_PM_01!PMU-ST8,0.0,1.0,Device statistic for Device time deviation from average for all input devices in seconds,0,1,1,,Any,STAT,Statistic,ST,-98.6,37.5,PPA:12521,2022-01-11 17:55:45.757
} | MaximumArchiveDays=90 | DesiredRemainingSpace=500,12522,ONS_MGUSIM_500_PM_06!PMU:ST8,,145,8736f6c7-ad41-4b43-b4f6-e684e0d4ad20,MGUSIM_500_PM_06,Mgusim_500_Pm_06,60,1,companyAcronym= | protocolName=IEEE C37.118.2-2011 | vendorAcronym= | vendorDeviceName= | interconnectionName=,,,,10,STTP,Streaming Telemetry Transport Protocol,11,,,,,,MGUSIM_500_PM_06!PMU-ST8,0.0,1.0,Device statistic for Device time deviation from average for all input devices in seconds,0,1,1,,Any,STAT,Statistic,ST,-98.6,37.5,PPA:12522,2022-01-11 17:55:45.764
} | MaximumArchiveDays=90 | DesiredRemainingSpace=500,12523,ONS_MGARI2_500_PM_01!PMU:ST8,,402,8736f6c7-ad41-4b43-b4f6-e684e0d4ad20,MGARI2_500_PM_01,Mgari2_500_Pm_01,60,1,companyAcronym= | protocolName=IEEE C37.118.2-2011 | vendorAcronym= | vendorDeviceName= | interconnectionName=,,,,10,STTP,Streaming Telemetry Transport Protocol,11,,,,,,MGARI2_500_PM_01!PMU-ST8,0.0,1.0,Device statistic for Device time deviation from average for all input devices in seconds,0,1,1,,Any,STAT,Statistic,ST,-98.6,37.5,PPA:12523,2022-01-11 17:55:45.802
} | MaximumArchiveDays=90 | DesiredRemainingSpace=500,12524,ONS_MTPRT_500_PM_01!PMU:ST8,,146,8736f6c7-ad41-4b43-b4f6-e684e0d4ad20,MTPRT_500_PM_01,Mtprt_500_Pm_01,60,1,companyAcronym= | protocolName=IEEE C37.118.2-2011 | vendorAcronym= | vendorDeviceName= | interconnectionName=,,,,10,STTP,Streaming Telemetry Transport Protocol,11,,,,,,MTPRT_500_PM_01!PMU-ST8,0.0,1.0,Device statistic for Device time deviation from average for all input devices in seconds,0,1,1,,Any,STAT,Statistic,ST,-98.6,37.5,PPA:12524,2022-01-11 17:55:45.808
} | MaximumArchiveDays=90 | DesiredRemainingSpace=500,12525,ONS_MGARI2_500_PM_02!PMU:ST8,,403,8736f6c7-ad41-4b43-b4f6-e684e0d4ad20,MGARI2_500_PM_02,Mgari2_500_Pm_02,60,1,companyAcronym= | protocolName=IEEE C37.118.2-2011 | vendorAcronym= | vendorDeviceName= | interconnectionName=,,,,10,STTP,Streaming Telemetry Transport Protocol,11,,,,,,MGARI2_500_PM_02!PMU-ST8,0.0,1.0,Device statistic for Device time deviation from average for all input devices in seconds,0,1,1,,Any,STAT,Statistic,ST,-98.6,37.5,PPA:12525,2022-01-11 17:55:45.812
} | MaximumArchiveDays=90 | DesiredRemainingSpace=500,12526,ONS_MTCLD_500_PM_01!PMU:ST8,,147,8736f6c7-ad41-4b43-b4f6-e684e0d4ad20,MTCLD_500_PM_01,Mtcld_500_Pm_01,60,1,companyAcronym= | protocolName=IEEE C37.118.2-2011 | vendorAcronym= | vendorDeviceName= | interconnectionName=,,,,10,STTP,Streaming Telemetry Transport Protocol,11,,,,,,MTCLD_500_PM_01!PMU-ST8,0.0,1.0,Device statistic for Device time deviation from average for all input devices in seconds,0,1,1,,Any,STAT,Statistic,ST,-98.6,37.5,PPA:12526,2022-01-11 17:55:45.871
} | MaximumArchiveDays=90 | DesiredRemainingSpace=500,12527,ONS_MGARI2_500_PM_03!PMU:ST8,,404,8736f6c7-ad41-4b43-b4f6-e684e0d4ad20,MGARI2_500_PM_03,Mgari2_500_Pm_03,60,1,companyAcronym= | protocolName=IEEE C37.118.2-2011 | vendorAcronym= | vendorDeviceName= | interconnectionName=,,,,10,STTP,Streaming Telemetry Transport Protocol,11,,,,,,MGARI2_500_PM_03!PMU-ST8,0.0,1.0,Device statistic for Device time deviation from average for all input devices in seconds,0,1,1,,Any,STAT,Statistic,ST,-98.6,37.5,PPA:12527,2022-01-11 17:55:45.878
} | MaximumArchiveDays=90 | DesiredRemainingSpace=500,12528,ONS_SPSTIA_765_PM_02!PMU:ST8,,270,8736f6c7-ad41-4b43-b4f6-e684e0d4ad20,SPSTIA_765_PM_02,Spstia_765_Pm_02,60,1,companyAcronym= | protocolName=IEEE C37.118.2-2011 | vendorAcronym= | vendorDeviceName= | interconnectionName=,,,,10,STTP,Streaming Telemetry Transport Protocol,11,,,,,,SPSTIA_765_PM_02!PMU-ST8,0.0,1.0,Device statistic for Device time deviation from average for all input devices in seconds,0,1,1,,Any,STAT,Statistic,ST,-98.6,37.5,PPA:12528,2022-01-11 17:55:45.883
} | MaximumArchiveDays=90 | DesiredRemainingSpace=500,12529,ONS_MTCLD_500_PM_02!PMU:ST8,,148,8736f6c7-ad41-4b43-b4f6-e684e0d4ad20,MTCLD_500_PM_02,Mtcld_500_Pm_02,60,1,companyAcronym= | protocolName=IEEE C37.118.2-2011 | vendorAcronym= | vendorDeviceName= | interconnectionName=,,,,10,STTP,Streaming Telemetry Transport Protocol,11,,,,,,MTCLD_500_PM_02!PMU-ST8,0.0,1.0,Device statistic for Device time deviation from average for all input devices in seconds,0,1,1,,Any,STAT,Statistic,ST,-98.6,37.5,PPA:12529,2022-01-11 17:55:45.893
} | MaximumArchiveDays=90 | DesiredRemainingSpace=500,12530,ONS_MGARI2_500_PM_04!PMU:ST8,,405,8736f6c7-ad41-4b43-b4f6-e684e0d4ad20,MGARI2_500_PM_04,Mgari2_500_Pm_04,60,1,companyAcronym= | protocolName=IEEE C37.118.2-2011 | vendorAcronym= | vendorDeviceName= | interconnectionName=,,,,10,STTP,Streaming Telemetry Transport Protocol,11,,,,,,MGARI2_500_PM_04!PMU-ST8,0.0,1.0,Device statistic for Device time deviation from average for all input devices in seconds,0,1,1,,Any,STAT,Statistic,ST,-98.6,37.5,PPA:12530,2022-01-11 17:55:45.897
} | MaximumArchiveDays=90 | DesiredRemainingSpace=500,12531,ONS_SPSTIA_765_PM_03!PMU:ST8,,271,8736f6c7-ad41-4b43-b4f6-e684e0d4ad20,SPSTIA_765_PM_03,Spstia_765_Pm_03,60,1,companyAcronym= | protocolName=IEEE C37.118.2-2011 | vendorAcronym= | vendorDeviceName= | interconnectionName=,,,,10,STTP,Streaming Telemetry Transport Protocol,11,,,,,,SPSTIA_765_PM_03!PMU-ST8,0.0,1.0,Device statistic for Device time deviation from average for all input devices in seconds,0,1,1,,Any,STAT,Statistic,ST,-98.6,37.5,PPA:12531,2022-01-11 17:55:45.900
} | MaximumArchiveDays=90 | DesiredRemainingSpace=500,12532,ONS_BARDE_500_PM_02!PMU:ST8,,406,8736f6c7-ad41-4b43-b4f6-e684e0d4ad20,BARDE_500_PM_02,Barde_500_Pm_02,60,1,companyAcronym= | protocolName=IEEE C37.118.2-2011 | vendorAcronym= | vendorDeviceName= | interconnectionName=,,,,10,STTP,Streaming Telemetry Transport Protocol,11,,,,,,BARDE_500_PM_02!PMU-ST8,0.0,1.0,Device statistic for Device time deviation from average for all input devices in seconds,0,1,1,,Any,STAT,Statistic,ST,-98.6,37.5,PPA:12532,2022-01-11 17:55:45.904
} | MaximumArchiveDays=90 | DesiredRemainingSpace=500,12533,ONS_SPSTIA_765_PM_04!PMU:ST8,,272,8736f6c7-ad41-4b43-b4f6-e684e0d4ad20,SPSTIA_765_PM_04,Spstia_765_Pm_04,60,1,companyAcronym= | protocolName=IEEE C37.118.2-2011 | vendorAcronym= | vendorDeviceName= | interconnectionName=,,,,10,STTP,Streaming Telemetry Transport Protocol,11,,,,,,SPSTIA_765_PM_04!PMU-ST8,0.0,1.0,Device statistic for Device time deviation from average for all input devices in seconds,0,1,1,,Any,STAT,Statistic,ST,-98.6,37.5,PPA:12533,2022-01-11 17:55:45.907
} | MaximumArchiveDays=90 | DesiredRemainingSpace=500,12534,ONS_MTPRG_500_PM_01!PMU:ST8,,149,8736f6c7-ad41-4b43-b4f6-e684e0d4ad20,MTPRG_500_PM_01,Mtprg_500_Pm_01,60,1,companyAcronym= | protocolName=IEEE C37.118.2-2011 | vendorAcronym= | vendorDeviceName= | interconnectionName=,,,,10,STTP,Streaming Telemetry Transport Protocol,11,,,,,,MTPRG_500_PM_01!PMU-ST8,0.0,1.0,Device statistic for Device time deviation from average for all input devices in seconds,0,1,1,,Any,STAT,Statistic,ST,-98.6,37.5,PPA:12534,2022-01-11 17:55:45.910
} | MaximumArchiveDays=90 | DesiredRemainingSpace=500,12535,ONS_SPSTIA_765_PM_05!PMU:ST8,,273,8736f6c7-ad41-4b43-b4f6-e684e0d4ad20,SPSTIA_765_PM_05,Spstia_765_Pm_05,60,1,companyAcronym= | protocolName=IEEE C37.118.2-2011 | vendorAcronym= | vendorDeviceName= | interconnectionName=,,,,10,STTP,Streaming Telemetry Transport Protocol,11,,,,,,SPSTIA_765_PM_05!PMU-ST8,0.0,1.0,Device statistic for Device time deviation from average for all input devices in seconds,0,1,1,,Any,STAT,Statistic,ST,-98.6,37.5,PPA:12535,2022-01-11 17:55:45.914
} | MaximumArchiveDays=90 | DesiredRemainingSpace=500,12536,ONS_MTPRG_500_PM_02!PMU:ST8,,150,8736f6c7-ad41-4b43-b4f6-e684e0d4ad20,MTPRG_500_PM_02,Mtprg_500_Pm_02,60,1,companyAcronym= | protocolName=IEEE C37.118.2-2011 | vendorAcronym= | vendorDeviceName= | interconnectionName=,,,,10,STTP,Streaming Telemetry Transport Protocol,11,,,,,,MTPRG_500_PM_02!PMU-ST8,0.0,1.0,Device statistic for Device time deviation from average for all input devices in seconds,0,1,1,,Any,STAT,Statistic,ST,-98.6,37.5,PPA:12536,2022-01-11 17:55:45.917
} | MaximumArchiveDays=90 | DesiredRemainingSpace=500,12537,ONS_SPSTIA_765_PM_06!PMU:ST8,,274,8736f6c7-ad41-4b43-b4f6-e684e0d4ad20,SPSTIA_765_PM_06,Spstia_765_Pm_06,60,1,companyAcronym= | protocolName=IEEE C37.118.2-2011 | vendorAcronym= | vendorDeviceName= | interconnectionName=,,,,10,STTP,Streaming Telemetry Transport Protocol,11,,,,,,SPSTIA_765_PM_06!PMU-ST8,0.0,1.0,Device statistic for Device time deviation from average for all input devices in seconds,0,1,1,,Any,STAT,Statistic,ST,-98.6,37.5,PPA:12537,2022-01-11 17:55:45.920
} | MaximumArchiveDays=90 | DesiredRemainingSpace=500,12538,ONS_MTRIB_500_PM_01!PMU:ST8,,151,8736f6c7-ad41-4b43-b4f6-e684e0d4ad20,MTRIB_500_PM_01,Mtrib_500_Pm_01,60,1,companyAcronym= | protocolName=IEEE C37.118.2-2011 | vendorAcronym= | vendorDeviceName= | interconnectionName=,,,,10,STTP,Streaming Telemetry Transport Protocol,11,,,,,,MTRIB_500_PM_01!PMU-ST8,0.0,1.0,Device statistic for Device time deviation from average for all input devices in seconds,0,1,1,,Any,STAT,Statistic,ST,-98.6,37.5,PPA:12538,2022-01-11 17:55:45.924
} | MaximumArchiveDays=90 | DesiredRemainingSpace=500,12539,ONS_SPSTIA_765_PM_07!PMU:ST8,,275,8736f6c7-ad41-4b43-b4f6-e684e0d4ad20,SPSTIA_765_PM_07,Spstia_765_Pm_07,60,1,companyAcronym= | protocolName=IEEE C37.118.2-2011 | vendorAcronym= | vendorDeviceName= | interconnectionName=,,,,10,STTP,Streaming Telemetry Transport Protocol,11,,,,,,SPSTIA_765_PM_07!PMU-ST8,0.0,1.0,Device statistic for Device time deviation from average for all input devices in seconds,0,1,1,,Any,STAT,Statistic,ST,-98.6,37.5,PPA:12539,2022-01-11 17:55:45.928
} | MaximumArchiveDays=90 | DesiredRemainingSpace=500,12540,ONS_MTPRT_500_PM_02!PMU:ST8,,152,8736f6c7-ad41-4b43-b4f6-e684e0d4ad20,MTPRT_500_PM_02,Mtprt_500_Pm_02,60,1,companyAcronym= | protocolName=IEEE C37.118.2-2011 | vendorAcronym= | vendorDeviceName= | interconnectionName=,,,,10,STTP,Streaming Telemetry Transport Protocol,11,,,,,,MTPRT_500_PM_02!PMU-ST8,0.0,1.0,Device statistic for Device time deviation from average for all input devices in seconds,0,1,1,,Any,STAT,Statistic,ST,-98.6,37.5,PPA:12540,2022-01-11 17:55:45.931
} | MaximumArchiveDays=90 | DesiredRemainingSpace=500,12541,ONS_SPSTIA_765_PM_08!PMU:ST8,,276,8736f6c7-ad41-4b43-b4f6-e684e0d4ad20,SPSTIA_765_PM_08,Spstia_765_Pm_08,60,1,companyAcronym= | protocolName=IEEE C37.118.2-2011 | vendorAcronym= | vendorDeviceName= | interconnectionName=,,,,10,STTP,Streaming Telemetry Transport Protocol,11,,,,,,SPSTIA_765_PM_08!PMU-ST8,0.0,1.0,Device statistic for Device time deviation from average for all input devices in seconds,0,1,1,,Any,STAT,Statistic,ST,-98.6,37.5,PPA:12541,2022-01-11 17:55:45.935
} | MaximumArchiveDays=90 | DesiredRemainingSpace=500,12542,ONS_MTCLD_500_PM_03!PMU:ST8,,153,8736f6c7-ad41-4b43-b4f6-e684e0d4ad20,MTCLD_500_PM_03,Mtcld_500_Pm_03,60,1,companyAcronym= | protocolName=IEEE C37.118.2-2011 | vendorAcronym= | vendorDeviceName= | interconnectionName=,,,,10,STTP,Streaming Telemetry Transport Protocol,11,,,,,,MTCLD_500_PM_03!PMU-ST8,0.0,1.0,Device statistic for Device time deviation from average for all input devices in seconds,0,1,1,,Any,STAT,Statistic,ST,-98.6,37.5,PPA:12542,2022-01-11 17:55:45.938
} | MaximumArchiveDays=90 | DesiredRemainingSpace=500,12543,ONS_SPSTTP_765_PM_01!PMU:ST8,,277,8736f6c7-ad41-4b43-b4f6-e684e0d4ad20,SPSTTP_765_PM_01,Spsttp_765_Pm_01,60,1,companyAcronym= | protocolName=IEEE C37.118.2-2011 | vendorAcronym= | vendorDeviceName= | interconnectionName=,,,,10,STTP,Streaming Telemetry Transport Protocol,11,,,,,,SPSTTP_765_PM_01!PMU-ST8,0.0,1.0,Device statistic for Device time deviation from average for all input devices in seconds,0,1,1,,Any,STAT,Statistic,ST,-98.6,37.5,PPA:12543,2022-01-11 17:55:45.941
} | MaximumArchiveDays=90 | DesiredRemainingSpace=500,12544,ONS_UFAM!PMU:ST8,,6,8736f6c7-ad41-4b43-b4f6-e684e0d4ad20,UFAM,Ufam,60,1,companyAcronym= | protocolName=IEEE C37.118-2005 | vendorAcronym= | vendorDeviceName= | interconnectionName=,,,,10,STTP,Streaming Telemetry Transport Protocol,11,,,,,,UFAM!PMU-ST8,0.0,1.0,Device statistic for Device time deviation from average for all input devices in seconds,0,1,1,,Any,STAT,Statistic,ST,-98.6,37.5,PPA:12544,2022-01-11 17:55:45.945
} | MaximumArchiveDays=90 | DesiredRemainingSpace=500,12545,ONS_MTPRG_500_PM_03!PMU:ST8,,154,8736f6c7-ad41-4b43-b4f6-e684e0d4ad20,MTPRG_500_PM_03,Mtprg_500_Pm_03,60,1,companyAcronym= | protocolName=IEEE C37.118.2-2011 | vendorAcronym= | vendorDeviceName= | interconnectionName=,,,,10,STTP,Streaming Telemetry Transport Protocol,11,,,,,,MTPRG_500_PM_03!PMU-ST8,0.0,1.0,Device statistic for Device time deviation from average for all input devices in seconds,0,1,1,,Any,STAT,Statistic,ST,-98.6,37.5,PPA:12545,2022-01-11 17:55:45.948
} | MaximumArchiveDays=90 | DesiredRemainingSpace=500,12546,ONS_SPSTTP_765_PM_02!PMU:ST8,,278,8736f6c7-ad41-4b43-b4f6-e684e0d4ad20,SPSTTP_765_PM_02,Spsttp_765_Pm_02,60,1,companyAcronym= | protocolName=IEEE C37.118.2-2011 | vendorAcronym= | vendorDeviceName= | interconnectionName=,,,,10,STTP,Streaming Telemetry Transport Protocol,11,,,,,,SPSTTP_765_PM_02!PMU-ST8,0.0,1.0,Device statistic for Device time deviation from average for all input devices in seconds,0,1,1,,Any,STAT,Statistic,ST,-98.6,37.5,PPA:12546,2022-01-11 17:55:45.952
} | MaximumArchiveDays=90 | DesiredRemainingSpace=500,12547,ONS_UFBA!PMU:ST8,,7,8736f6c7-ad41-4b43-b4f6-e684e0d4ad20,UFBA,Ufba,60,1,companyAcronym= | protocolName=IEEE C37.118-2005 | vendorAcronym= | vendorDeviceName= | interconnectionName=,,,,10,STTP,Streaming Telemetry Transport Protocol,11,,,,,,UFBA!PMU-ST8,0.0,1.0,Device statistic for Device time deviation from average for all input devices in seconds,0,1,1,,Any,STAT,Statistic,ST,-98.6,37.5,PPA:12547,2022-01-11 17:55:45.955
} | MaximumArchiveDays=90 | DesiredRemainingSpace=500,12548,ONS_SPSTTP_765_PM_03!PMU:ST8,,279,8736f6c7-ad41-4b43-b4f6-e684e0d4ad20,SPSTTP_765_PM_03,Spsttp_765_Pm_03,60,1,companyAcronym= | protocolName=IEEE C37.118.2-2011 | vendorAcronym= | vendorDeviceName= | interconnectionName=,,,,10,STTP,Streaming Telemetry Transport Protocol,11,,,,,,SPSTTP_765_PM_03!PMU-ST8,0.0,1.0,Device statistic for Device time deviation from average for all input devices in seconds,0,1,1,,Any,STAT,Statistic,ST,-98.6,37.5,PPA:12548,2022-01-11 17:55:45.958
} | MaximumArchiveDays=90 | DesiredRemainingSpace=500,12549,ONS_MTRIB_500_PM_02!PMU:ST8,,155,8736f6c7-ad41-4b43-b4f6-e684e0d4ad20,MTRIB_500_PM_02,Mtrib_500_Pm_02,60,1,companyAcronym= | protocolName=IEEE C37.118.2-2011 | vendorAcronym= | vendorDeviceName= | interconnectionName=,,,,10,STTP,Streaming Telemetry Transport Protocol,11,,,,,,MTRIB_500_PM_02!PMU-ST8,0.0,1.0,Device statistic for Device time deviation from average for all input devices in seconds,0,1,1,,Any,STAT,Statistic,ST,-98.6,37.5,PPA:12549,2022-01-11 17:55:45.962
} | MaximumArchiveDays=90 | DesiredRemainingSpace=500,12550,ONS_SPSTTP_765_PM_04!PMU:ST8,,280,8736f6c7-ad41-4b43-b4f6-e684e0d4ad20,SPSTTP_765_PM_04,Spsttp_765_Pm_04,60,1,companyAcronym= | protocolName=IEEE C37.118.2-2011 | vendorAcronym= | vendorDeviceName= | interconnectionName=,,,,10,STTP,Streaming Telemetry Transport Protocol,11,,,,,,SPSTTP_765_PM_04!PMU-ST8,0.0,1.0,Device statistic for Device time deviation from average for all input devices in seconds,0,1,1,,Any,STAT,Statistic,ST,-98.6,37.5,PPA:12550,2022-01-11 17:55:45.966
} | MaximumArchiveDays=90 | DesiredRemainingSpace=500,12551,ONS_SPSTTP_765_PM_05!PMU:ST8,,281,8736f6c7-ad41-4b43-b4f6-e684e0d4ad20,SPSTTP_765_PM_05,Spsttp_765_Pm_05,60,1,companyAcronym= | protocolName=IEEE C37.118.2-2011 | vendorAcronym= | vendorDeviceName= | interconnectionName=,,,,10,STTP,Streaming Telemetry Transport Protocol,11,,,,,,SPSTTP_765_PM_05!PMU-ST8,0.0,1.0,Device statistic for Device time deviation from average for all input devices in seconds,0,1,1,,Any,STAT,Statistic,ST,-98.6,37.5,PPA:12551,2022-01-11 17:55:45.969
} | MaximumArchiveDays=90 | DesiredRemainingSpace=500,12552,ONS_UFC!PMU:ST8,,8,8736f6c7-ad41-4b43-b4f6-e684e0d4ad20,UFC,Ufc,60,1,companyAcronym= | protocolName=IEEE C37.118-2005 | vendorAcronym= | vendorDeviceName= | interconnectionName=,,,,10,STTP,Streaming Telemetry Transport Protocol,11,,,,,,UFC!PMU-ST8,0.0,1.0,Device statistic for Device time deviation from average for all input devices in seconds,0,1,1,,Any,STAT,Statistic,ST,-98.6,37.5,PPA:12552,2022-01-11 17:55:45.973
} | MaximumArchiveDays=90 | DesiredRemainingSpace=500,12553,ONS_PRBTA_500_PM_05!PMU:ST8,,282,8736f6c7-ad41-4b43-b4f6-e684e0d4ad20,PRBTA_500_PM_05,Prbta_500_Pm_05,60,1,companyAcronym= | protocolName=IEEE C37.118.2-2011 | vendorAcronym= | vendorDeviceName= | interconnectionName=,,,,10,STTP,Streaming Telemetry Transport Protocol,11,,,,,,PRBTA_500_PM_05!PMU-ST8,0.0,1.0,Device statistic for Device time deviation from average for all input devices in seconds,0,1,1,,Any,STAT,Statistic,ST,-98.6,37.5,PPA:12553,2022-01-11 17:55:45.977
} | MaximumArchiveDays=90 | DesiredRemainingSpace=500,12554,ONS_UFES!PMU:ST8,,9,8736f6c7-ad41-4b43-b4f6-e684e0d4ad20,UFES,Ufes,60,1,companyAcronym= | protocolName=IEEE C37.118-2005 | vendorAcronym= | vendorDeviceName= | interconnectionName=,,,,10,STTP,Streaming Telemetry Transport Protocol,11,,,,,,UFES!PMU-ST8,0.0,1.0,Device statistic for Device time deviation from average for all input devices in seconds,0,1,1,,Any,STAT,Statistic,ST,-98.6,37.5,PPA:12554,2022-01-11 17:55:45.980
} | MaximumArchiveDays=90 | DesiredRemainingSpace=500,12555,ONS_PRBTA_500_PM_02!PMU:ST8,,283,8736f6c7-ad41-4b43-b4f6-e684e0d4ad20,PRBTA_500_PM_02,Prbta_500_Pm_02,60,1,companyAcronym= | protocolName=IEEE C37.118.2-2011 | vendorAcronym= | vendorDeviceName= | interconnectionName=,,,,10,STTP,Streaming Telemetry Transport Protocol,11,,,,,,PRBTA_500_PM_02!PMU-ST8,0.0,1.0,Device statistic for Device time deviation from average for all input devices in seconds,0,1,1,,Any,STAT,Statistic,ST,-98.6,37.5,PPA:12555,2022-01-11 17:55:45.984
} | MaximumArchiveDays=90 | DesiredRemainingSpace=500,12556,ONS_UFJF!PMU:ST8,,10,8736f6c7-ad41-4b43-b4f6-e684e0d4ad20,UFJF,Ufjf,60,1,companyAcronym= | protocolName=IEEE C37.118-2005 | vendorAcronym= | vendorDeviceName= | interconnectionName=,,,,10,STTP,Streaming Telemetry Transport Protocol,11,,,,,,UFJF!PMU-ST8,0.0,1.0,Device statistic for Device time deviation from average for all input devices in seconds,0,1,1,,Any,STAT,Statistic,ST,-98.6,37.5,PPA:12556,2022-01-11 17:55:45.987
} | MaximumArchiveDays=90 | DesiredRemainingSpace=500,12557,ONS_PRBTA_500_PM_03!PMU:ST8,,284,8736f6c7-ad41-4b43-b4f6-e684e0d4ad20,PRBTA_500_PM_03,Prbta_500_Pm_03,60,1,companyAcronym= | protocolName=IEEE C37.118.2-2011 | vendorAcronym= | vendorDeviceName= | interconnectionName=,,,,10,STTP,Streaming Telemetry Transport Protocol,11,,,,,,PRBTA_500_PM_03!PMU-ST8,0.0,1.0,Device statistic for Device time deviation from average for all input devices in seconds,0,1,1,,Any,STAT,Statistic,ST,-98.6,37.5,PPA:12557,2022-01-11 17:55:45.990
} | MaximumArchiveDays=90 | DesiredRemainingSpace=500,12558,ONS_UFMA!PMU:ST8,,11,8736f6c7-ad41-4b43-b4f6-e684e0d4ad20,UFMA,Ufma,60,1,companyAcronym= | protocolName=IEEE C37.118-2005 | vendorAcronym= | vendorDeviceName= | interconnectionName=,,,,10,STTP,Streaming Telemetry Transport Protocol,11,,,,,,UFMA!PMU-ST8,0.0,1.0,Device statistic for Device time deviation from average for all input devices in seconds,0,1,1,,Any,STAT,Statistic,ST,-98.6,37.5,PPA:12558,2022-01-11 17:55:45.994
} | MaximumArchiveDays=90 | DesiredRemainingSpace=500,12559,ONS_PRBTA_500_PM_04!PMU:ST8,,285,8736f6c7-ad41-4b43-b4f6-e684e0d4ad20,PRBTA_500_PM_04,Prbta_500_Pm_04,60,1,companyAcronym= | protocolName=IEEE C37.118.2-2011 | vendorAcronym= | vendorDeviceName= | interconnectionName=,,,,10,STTP,Streaming Telemetry Transport Protocol,11,,,,,,PRBTA_500_PM_04!PMU-ST8,0.0,1.0,Device statistic for Device time deviation from average for all input devices in seconds,0,1,1,,Any,STAT,Statistic,ST,-98.6,37.5,PPA:12559,2022-01-11 17:55:45.997
} | MaximumArchiveDays=90 | DesiredRemainingSpace=500,12560,ONS_UFMG!PMU:ST8,,12,8736f6c7-ad41-4b43-b4f6-e684e0d4ad20,UFMG,Ufmg,60,1,companyAcronym= | protocolName=IEEE C37.118-2005 | vendorAcronym= | vendorDeviceName= | interconnectionName=,,,,10,STTP,Streaming Telemetry Transport Protocol,11,,,,,,UFMG!PMU-ST8,0.0,1.0,Device statistic for Device time deviation from average for all input devices in seconds,0,1,1,,Any,STAT,Statistic,ST,-98.6,37.5,PPA:12560,2022-01-11 17:55:46.001
} | MaximumArchiveDays=90 | DesiredRemainingSpace=500,12561,ONS_SPSTIN_500_PM_01!PMU:ST8,,286,8736f6c7-ad41-4b43-b4f6-e684e0d4ad20,SPSTIN_500_PM_01,Spstin_500_Pm_01,60,1,companyAcronym= | protocolName=IEEE C37.118.2-2011 | vendorAcronym= | vendorDeviceName= | interconnectionName=,,,,10,STTP,Streaming Telemetry Transport Protocol,11,,,,,,SPSTIN_500_PM_01!PMU-ST8,0.0,1.0,Device statistic for Device time deviation from average for all input devices in seconds,0,1,1,,Any,STAT,Statistic,ST,-98.6,37.5,PPA:12561,2022-01-11 17:55:46.004
} | MaximumArchiveDays=90 | DesiredRemainingSpace=500,12562,ONS_UFMS!PMU:ST8,,13,8736f6c7-ad41-4b43-b4f6-e684e0d4ad20,UFMS,Ufms,60,1,companyAcronym= | protocolName=IEEE C37.118-2005 | vendorAcronym= | vendorDeviceName= | interconnectionName=,,,,10,STTP,Streaming Telemetry Transport Protocol,11,,,,,,UFMS!PMU-ST8,0.0,1.0,Device statistic for Device time deviation from average for all input devices in seconds,0,1,1,,Any,STAT,Statistic,ST,-98.6,37.5,PPA:12562,2022-01-11 17:55:46.008
} | MaximumArchiveDays=90 | DesiredRemainingSpace=500,12563,ONS_SPSTIN_500_PM_02!PMU:ST8,,287,8736f6c7-ad41-4b43-b4f6-e684e0d4ad20,SPSTIN_500_PM_02,Spstin_500_Pm_02,60,1,companyAcronym= | protocolName=IEEE C37.118.2-2011 | vendorAcronym= | vendorDeviceName= | interconnectionName=,,,,10,STTP,Streaming Telemetry Transport Protocol,11,,,,,,SPSTIN_500_PM_02!PMU-ST8,0.0,1.0,Device statistic for Device time deviation from average for all input devices in seconds,0,1,1,,Any,STAT,Statistic,ST,-98.6,37.5,PPA:12563,2022-01-11 17:55:46.011
} | MaximumArchiveDays=90 | DesiredRemainingSpace=500,12564,ONS_UFMT!PMU:ST8,,14,8736f6c7-ad41-4b43-b4f6-e684e0d4ad20,UFMT,Ufmt,60,1,companyAcronym= | protocolName=IEEE C37.118-2005 | vendorAcronym= | vendorDeviceName= | interconnectionName=,,,,10,STTP,Streaming Telemetry Transport Protocol,11,,,,,,UFMT!PMU-ST8,0.0,1.0,Device statistic for Device time deviation from average for all input devices in seconds,0,1,1,,Any,STAT,Statistic,ST,-98.6,37.5,PPA:12564,2022-01-11 17:55:46.015
} | MaximumArchiveDays=90 | DesiredRemainingSpace=500,12565,ONS_SPSTIN_500_PM_03!PMU:ST8,,288,8736f6c7-ad41-4b43-b4f6-e684e0d4ad20,SPSTIN_500_PM_03,Spstin_500_Pm_03,60,1,companyAcronym= | protocolName=IEEE C37.118.2-2011 | vendorAcronym= | vendorDeviceName= | interconnectionName=,,,,10,STTP,Streaming Telemetry Transport Protocol,11,,,,,,SPSTIN_500_PM_03!PMU-ST8,0.0,1.0,Device statistic for Device time deviation from average for all input devices in seconds,0,1,1,,Any,STAT,Statistic,ST,-98.6,37.5,PPA:12565,2022-01-11 17:55:46.018
} | MaximumArchiveDays=90 | DesiredRemainingSpace=500,12566,ONS_UFPA!PMU:ST8,,15,8736f6c7-ad41-4b43-b4f6-e684e0d4ad20,UFPA,Ufpa,60,1,companyAcronym= | protocolName=IEEE C37.118-2005 | vendorAcronym= | vendorDeviceName= | interconnectionName=,,,,10,STTP,Streaming Telemetry Transport Protocol,11,,,,,,UFPA!PMU-ST8,0.0,1.0,Device statistic for Device time deviation from average for all input devices in seconds,0,1,1,,Any,STAT,Statistic,ST,-98.6,37.5,PPA:12566,2022-01-11 17:55:46.022
} | MaximumArchiveDays=90 | DesiredRemainingSpace=500,12567,ONS_SPSTIN_500_PM_04!PMU:ST8,,289,8736f6c7-ad41-4b43-b4f6-e684e0d4ad20,SPSTIN_500_PM_04,Spstin_500_Pm_04,60,1,companyAcronym= | protocolName=IEEE C37.118.2-2011 | vendorAcronym= | vendorDeviceName= | interconnectionName=,,,,10,STTP,Streaming Telemetry Transport Protocol,11,,,,,,SPSTIN_500_PM_04!PMU-ST8,0.0,1.0,Device statistic for Device time deviation from average for all input devices in seconds,0,1,1,,Any,STAT,Statistic,ST,-98.6,37.5,PPA:12567,2022-01-11 17:55:46.026
} | MaximumArchiveDays=90 | DesiredRemainingSpace=500,12568,ONS_UFPE!PMU:ST8,,16,8736f6c7-ad41-4b43-b4f6-e684e0d4ad20,UFPE,Ufpe,60,1,companyAcronym= | protocolName=IEEE C37.118-2005 | vendorAcronym= | vendorDeviceName= | interconnectionName=,,,,10,STTP,Streaming Telemetry Transport Protocol,11,,,,,,UFPE!PMU-ST8,0.0,1.0,Device statistic for Device time deviation from average for all input devices in seconds,0,1,1,,Any,STAT,Statistic,ST,-98.6,37.5,PPA:12568,2022-01-11 17:55:46.029
} | MaximumArchiveDays=90 | DesiredRemainingSpace=500,12569,ONS_SPSTIN_500_PM_05!PMU:ST8,,290,8736f6c7-ad41-4b43-b4f6-e684e0d4ad20,SPSTIN_500_PM_05,Spstin_500_Pm_05,60,1,companyAcronym= | protocolName=IEEE C37.118.2-2011 | vendorAcronym= | vendorDeviceName= | interconnectionName=,,,,10,STTP,Streaming Telemetry Transport Protocol,11,,,,,,SPSTIN_500_PM_05!PMU-ST8,0.0,1.0,Device statistic for Device time deviation from average for all input devices in seconds,0,1,1,,Any,STAT,Statistic,ST,-98.6,37.5,PPA:12569,2022-01-11 17:55:46.032
} | MaximumArchiveDays=90 | DesiredRemainingSpace=500,12570,ONS_UFRGS!PMU:ST8,,17,8736f6c7-ad41-4b43-b4f6-e684e0d4ad20,UFRGS,Ufrgs,60,1,companyAcronym= | protocolName=IEEE C37.118-2005 | vendorAcronym= | vendorDeviceName= | interconnectionName=,,,,10,STTP,Streaming Telemetry Transport Protocol,11,,,,,,UFRGS!PMU-ST8,0.0,1.0,Device statistic for Device time deviation from average for all input devices in seconds,0,1,1,,Any,STAT,Statistic,ST,-98.6,37.5,PPA:12570,2022-01-11 17:55:46.035
} | MaximumArchiveDays=90 | DesiredRemainingSpace=500,12571,ONS_GOSTSM_500_PM_01!PMU:ST8,,291,8736f6c7-ad41-4b43-b4f6-e684e0d4ad20,GOSTSM_500_PM_01,Gostsm_500_Pm_01,60,1,companyAcronym= | protocolName=IEEE C37.118.2-2011 | vendorAcronym= | vendorDeviceName= | interconnectionName=,,,,10,STTP,Streaming Telemetry Transport Protocol,11,,,,,,GOSTSM_500_PM_01!PMU-ST8,0.0,1.0,Device statistic for Device time deviation from average for all input devices in seconds,0,1,1,,Any,STAT,Statistic,ST,-98.6,37.5,PPA:12571,2022-01-11 17:55:46.038
} | MaximumArchiveDays=90 | DesiredRemainingSpace=500,12572,ONS_UFRR!PMU:ST8,,18,8736f6c7-ad41-4b43-b4f6-e684e0d4ad20,UFRR,Ufrr,60,1,companyAcronym= | protocolName=IEEE C37.118-2005 | vendorAcronym= | vendorDeviceName= | interconnectionName=,,,,10,STTP,Streaming Telemetry Transport Protocol,11,,,,,,UFRR!PMU-ST8,0.0,1.0,Device statistic for Device time deviation from average for all input devices in seconds,0,1,1,,Any,STAT,Statistic,ST,-98.6,37.5,PPA:12572,2022-01-11 17:55:46.042
} | MaximumArchiveDays=90 | DesiredRemainingSpace=500,12573,ONS_GOSTSM_500_PM_02!PMU:ST8,,292,8736f6c7-ad41-4b43-b4f6-e684e0d4ad20,GOSTSM_500_PM_02,Gostsm_500_Pm_02,60,1,companyAcronym= | protocolName=IEEE C37.118.2-2011 | vendorAcronym= | vendorDeviceName= | interconnectionName=,,,,10,STTP,Streaming Telemetry Transport Protocol,11,,,,,,GOSTSM_500_PM_02!PMU-ST8,0.0,1.0,Device statistic for Device time deviation from average for all input devices in seconds,0,1,1,,Any,STAT,Statistic,ST,-98.6,37.5,PPA:12573,2022-01-11 17:55:46.046
} | MaximumArchiveDays=90 | DesiredRemainingSpace=500,12574,ONS_UFSC!PMU:ST8,,19,8736f6c7-ad41-4b43-b4f6-e684e0d4ad20,UFSC,Ufsc,60,1,companyAcronym= | protocolName=IEEE C37.118-2005 | vendorAcronym= | vendorDeviceName= | interconnectionName=,,,,10,STTP,Streaming Telemetry Transport Protocol,11,,,,,,UFSC!PMU-ST8,0.0,1.0,Device statistic for Device time deviation from average for all input devices in seconds,0,1,1,,Any,STAT,Statistic,ST,-98.6,37.5,PPA:12574,2022-01-11 17:55:46.049
} | MaximumArchiveDays=90 | DesiredRemainingSpace=500,12575,ONS_GOSTSM_500_PM_03!PMU:ST8,,293,8736f6c7-ad41-4b43-b4f6-e684e0d4ad20,GOSTSM_500_PM_03,Gostsm_500_Pm_03,60,1,companyAcronym= | protocolName=IEEE C37.118.2-2011 | vendorAcronym= | vendorDeviceName= | interconnectionName=,,,,10,STTP,Streaming Telemetry Transport Protocol,11,,,,,,GOSTSM_500_PM_03!PMU-ST8,0.0,1.0,Device statistic for Device time deviation from average for all input devices in seconds,0,1,1,,Any,STAT,Statistic,ST,-98.6,37.5,PPA:12575,2022-01-11 17:55:46.053
} | MaximumArchiveDays=90 | DesiredRemainingSpace=500,12576,ONS_UFT!PMU:ST8,,20,8736f6c7-ad41-4b43-b4f6-e684e0d4ad20,UFT,Uft,60,1,companyAcronym= | protocolName=IEEE C37.118-2005 | vendorAcronym= | vendorDeviceName= | interconnectionName=,,,,10,STTP,Streaming Telemetry Transport Protocol,11,,,,,,UFT!PMU-ST8,0.0,1.0,Device statistic for Device time deviation from average for all input devices in seconds,0,1,1,,Any,STAT,Statistic,ST,-98.6,37.5,PPA:12576,2022-01-11 17:55:46.056
} | MaximumArchiveDays=90 | DesiredRemainingSpace=500,12577,ONS_GOSTSM_500_PM_04!PMU:ST8,,294,8736f6c7-ad41-4b43-b4f6-e684e0d4ad20,GOSTSM_500_PM_04,Gostsm_500_Pm_04,60,1,companyAcronym= | protocolName=IEEE C37.118.2-2011 | vendorAcronym= | vendorDeviceName= | interconnectionName=,,,,10,STTP,Streaming Telemetry Transport Protocol,11,,,,,,GOSTSM_500_PM_04!PMU-ST8,0.0,1.0,Device statistic for Device time deviation from average for all input devices in seconds,0,1,1,,Any,STAT,Statistic,ST,-98.6,37.5,PPA:12577,2022-01-11 17:55:46.060
} | MaximumArchiveDays=90 | DesiredRemainingSpace=500,12578,ONS_UNB!PMU:ST8,,21,8736f6c7-ad41-4b43-b4f6-e684e0d4ad20,UNB,Unb,60,1,companyAcronym= | protocolName=IEEE C37.118-2005 | vendorAcronym= | vendorDeviceName= | interconnectionName=,,,,10,STTP,Streaming Telemetry Transport Protocol,11,,,,,,UNB!PMU-ST8,0.0,1.0,Device statistic for Device time deviation from average for all input devices in seconds,0,1,1,,Any,STAT,Statistic,ST,-98.6,37.5,PPA:12578,2022-01-11 17:55:46.064
} | MaximumArchiveDays=90 | DesiredRemainingSpace=500,12579,ONS_GOSTSM_500_PM_05!PMU:ST8,,295,8736f6c7-ad41-4b43-b4f6-e684e0d4ad20,GOSTSM_500_PM_05,Gostsm_500_Pm_05,60,1,companyAcronym= | protocolName=IEEE C37.118.2-2011 | vendorAcronym= | vendorDeviceName= | interconnectionName=,,,,10,STTP,Streaming Telemetry Transport Protocol,11,,,,,,GOSTSM_500_PM_05!PMU-ST8,0.0,1.0,Device statistic for Device time deviation from average for all input devices in seconds,0,1,1,,Any,STAT,Statistic,ST,-98.6,37.5,PPA:12579,2022-01-11 17:55:46.067
} | MaximumArchiveDays=90 | DesiredRemainingSpace=500,12580,ONS_UNICAMP!PMU:ST8,,22,8736f6c7-ad41-4b43-b4f6-e684e0d4ad20,UNICAMP,Unicamp,60,1,companyAcronym= | protocolName=IEEE C37.118-2005 | vendorAcronym= | vendorDeviceName= | interconnectionName=,,,,10,STTP,Streaming Telemetry Transport Protocol,11,,,,,,UNICAMP!PMU-ST8,0.0,1.0,Device statistic for Device time deviation from average for all input devices in seconds,0,1,1,,Any,STAT,Statistic,ST,-98.6,37.5,PPA:12580,2022-01-11 17:55:46.071
} | MaximumArchiveDays=90 | DesiredRemainingSpace=500,12581,ONS_MGUSIM_500_PM_07!PMU:ST8,,296,8736f6c7-ad41-4b43-b4f6-e684e0d4ad20,MGUSIM_500_PM_07,Mgusim_500_Pm_07,60,1,companyAcronym= | protocolName=IEEE C37.118.2-2011 | vendorAcronym= | vendorDeviceName= | interconnectionName=,,,,10,STTP,Streaming Telemetry Transport Protocol,11,,,,,,MGUSIM_500_PM_07!PMU-ST8,0.0,1.0,Device statistic for Device time deviation from average for all input devices in seconds,0,1,1,,Any,STAT,Statistic,ST,-98.6,37.5,PPA:12581,2022-01-11 17:55:46.075
} | MaximumArchiveDays=90 | DesiredRemainingSpace=500,12582,ONS_UNIFAP!PMU:ST8,,23,8736f6c7-ad41-4b43-b4f6-e684e0d4ad20,UNIFAP,Unifap,60,1,companyAcronym= | protocolName=IEEE C37.118-2005 | vendorAcronym= | vendorDeviceName= | interconnectionName=,,,,10,STTP,Streaming Telemetry Transport Protocol,11,,,,,,UNIFAP!PMU-ST8,0.0,1.0,Device statistic for Device time deviation from average for all input devices in seconds,0,1,1,,Any,STAT,Statistic,ST,-98.6,37.5,PPA:12582,2022-01-11 17:55:46.078
} | MaximumArchiveDays=90 | DesiredRemainingSpace=500,12583,ONS_MGUSIM_500_PM_08!PMU:ST8,,297,8736f6c7-ad41-4b43-b4f6-e684e0d4ad20,MGUSIM_500_PM_08,Mgusim_500_Pm_08,60,1,companyAcronym= | protocolName=IEEE C37.118.2-2011 | vendorAcronym= | vendorDeviceName= | interconnectionName=,,,,10,STTP,Streaming Telemetry Transport Protocol,11,,,,,,MGUSIM_500_PM_08!PMU-ST8,0.0,1.0,Device statistic for Device time deviation from average for all input devices in seconds,0,1,1,,Any,STAT,Statistic,ST,-98.6,37.5,PPA:12583,2022-01-11 17:55:46.082
} | MaximumArchiveDays=90 | DesiredRemainingSpace=500,12584,ONS_UNIFEI!PMU:ST8,,24,8736f6c7-ad41-4b43-b4f6-e684e0d4ad20,UNIFEI,Unifei,60,1,companyAcronym= | protocolName=IEEE C37.118-2005 | vendorAcronym= | vendorDeviceName= | interconnectionName=,,,,10,STTP,Streaming Telemetry Transport Protocol,11,,,,,,UNIFEI!PMU-ST8,0.0,1.0,Device statistic for Device time deviation from average for all input devices in seconds,0,1,1,,Any,STAT,Statistic,ST,-98.6,37.5,PPA:12584,2022-01-11 17:55:46.085
} | MaximumArchiveDays=90 | DesiredRemainingSpace=500,12585,ONS_RJSTAN_500_PM_01!PMU:ST8,,298,8736f6c7-ad41-4b43-b4f6-e684e0d4ad20,RJSTAN_500_PM_01,Rjstan_500_Pm_01,60,1,companyAcronym= | protocolName=IEEE C37.118.2-2011 | vendorAcronym= | vendorDeviceName= | interconnectionName=,,,,10,STTP,Streaming Telemetry Transport Protocol,11,,,,,,RJSTAN_500_PM_01!PMU-ST8,0.0,1.0,Device statistic for Device time deviation from average for all input devices in seconds,0,1,1,,Any,STAT,Statistic,ST,-98.6,37.5,PPA:12585,2022-01-11 17:55:46.089
} | MaximumArchiveDays=90 | DesiredRemainingSpace=500,12586,ONS_UNIPAMPA!PMU:ST8,,25,8736f6c7-ad41-4b43-b4f6-e684e0d4ad20,UNIPAMPA,Unipampa,60,1,companyAcronym= | protocolName=IEEE C37.118-2005 | vendorAcronym= | vendorDeviceName= | interconnectionName=,,,,10,STTP,Streaming Telemetry Transport Protocol,11,,,,,,UNIPAMPA!PMU-ST8,0.0,1.0,Device statistic for Device time deviation from average for all input devices in seconds,0,1,1,,Any,STAT,Statistic,ST,-98.6,37.5,PPA:12586,2022-01-11 17:55:46.092
} | MaximumArchiveDays=90 | DesiredRemainingSpace=500,12587,ONS_RJSTAN_500_PM_02!PMU:ST8,,299,8736f6c7-ad41-4b43-b4f6-e684e0d4ad20,RJSTAN_500_PM_02,Rjstan_500_Pm_02,60,1,companyAcronym= | protocolName=IEEE C37.118.2-2011 | vendorAcronym= | vendorDeviceName= | interconnectionName=,,,,10,STTP,Streaming Telemetry Transport Protocol,11,,,,,,RJSTAN_500_PM_02!PMU-ST8,0.0,1.0,Device statistic for Device time deviation from average for all input devices in seconds,0,1,1,,Any,STAT,Statistic,ST,-98.6,37.5,PPA:12587,2022-01-11 17:55:46.096
} | MaximumArchiveDays=90 | DesiredRemainingSpace=500,12588,ONS_UNIR!PMU:ST8,,26,8736f6c7-ad41-4b43-b4f6-e684e0d4ad20,UNIR,Unir,60,1,companyAcronym= | protocolName=IEEE C37.118-2005 | vendorAcronym= | vendorDeviceName= | interconnectionName=,,,,10,STTP,Streaming Telemetry Transport Protocol,11,,,,,,UNIR!PMU-ST8,0.0,1.0,Device statistic for Device time deviation from average for all input devices in seconds,0,1,1,,Any,STAT,Statistic,ST,-98.6,37.5,PPA:12588,2022-01-11 17:55:46.099
} | MaximumArchiveDays=90 | DesiredRemainingSpace=500,12589,ONS_RJSTAN_500_PM_03!PMU:ST8,,300,8736f6c7-ad41-4b43-b4f6-e684e0d4ad20,RJSTAN_500_PM_03,Rjstan_500_Pm_03,60,1,companyAcronym= | protocolName=IEEE C37.118.2-2011 | vendorAcronym= | vendorDeviceName= | interconnectionName=,,,,10,STTP,Streaming Telemetry Transport Protocol,11,,,,,,RJSTAN_500_PM_03!PMU-ST8,0.0,1.0,Device statistic for Device time deviation from average for all input devices in seconds,0,1,1,,Any,STAT,Statistic,ST,-98.6,37.5,PPA:12589,2022-01-11 17:55:46.104
} | MaximumArchiveDays=90 | DesiredRemainingSpace=500,12590,ONS_USP_SC!PMU:ST8,,27,8736f6c7-ad41-4b43-b4f6-e684e0d4ad20,USP_SC,Usp_Sc,60,1,companyAcronym= | protocolName=IEEE C37.118-2005 | vendorAcronym= | vendorDeviceName= | interconnectionName=,,,,10,STTP,Streaming Telemetry Transport Protocol,11,,,,,,USP_SC!PMU-ST8,0.0,1.0,Device statistic for Device time deviation from average for all input devices in seconds,0,1,1,,Any,STAT,Statistic,ST,-98.6,37.5,PPA:12590,2022-01-11 17:55:46.108
} | MaximumArchiveDays=90 | DesiredRemainingSpace=500,12591,ONS_SPSTCH_500_PM_01!PMU:ST8,,301,8736f6c7-ad41-4b43-b4f6-e684e0d4ad20,SPSTCH_500_PM_01,Spstch_500_Pm_01,60,1,companyAcronym= | protocolName=IEEE C37.118.2-2011 | vendorAcronym= | vendorDeviceName= | interconnectionName=,,,,10,STTP,Streaming Telemetry Transport Protocol,11,,,,,,SPSTCH_500_PM_01!PMU-ST8,0.0,1.0,Device statistic for Device time deviation from average for all input devices in seconds,0,1,1,,Any,STAT,Statistic,ST,-98.6,37.5,PPA:12591,2022-01-11 17:55:46.111
} | MaximumArchiveDays=90 | DesiredRemainingSpace=500,12592,ONS_UTFPR!PMU:ST8,,28,8736f6c7-ad41-4b43-b4f6-e684e0d4ad20,UTFPR,Utfpr,60,1,companyAcronym= | protocolName=IEEE C37.118-2005 | vendorAcronym= | vendorDeviceName= | interconnectionName=,,,,10,STTP,Streaming Telemetry Transport Protocol,11,,,,,,UTFPR!PMU-ST8,0.0,1.0,Device statistic for Device time deviation from average for all input devices in seconds,0,1,1,,Any,STAT,Statistic,ST,-98.6,37.5,PPA:12592,2022-01-11 17:55:46.115
} | MaximumArchiveDays=90 | DesiredRemainingSpace=500,12593,ONS_SPSTCH_500_PM_02!PMU:ST8,,302,8736f6c7-ad41-4b43-b4f6-e684e0d4ad20,SPSTCH_500_PM_02,Spstch_500_Pm_02,60,1,companyAcronym= | protocolName=IEEE C37.118.2-2011 | vendorAcronym= | vendorDeviceName= | interconnectionName=,,,,10,STTP,Streaming Telemetry Transport Protocol,11,,,,,,SPSTCH_500_PM_02!PMU-ST8,0.0,1.0,Device statistic for Device time deviation from average for all input devices in seconds,0,1,1,,Any,STAT,Statistic,ST,-98.6,37.5,PPA:12593,2022-01-11 17:55:46.119
} | MaximumArchiveDays=90 | DesiredRemainingSpace=500,12594,ONS_UFPI!PMU:ST8,,29,8736f6c7-ad41-4b43-b4f6-e684e0d4ad20,UFPI,Ufpi,60,1,companyAcronym= | protocolName=IEEE C37.118-2005 | vendorAcronym= | vendorDeviceName= | interconnectionName=,,,,10,STTP,Streaming Telemetry Transport Protocol,11,,,,,,UFPI!PMU-ST8,0.0,1.0,Device statistic for Device time deviation from average for all input devices in seconds,0,1,1,,Any,STAT,Statistic,ST,-98.6,37.5,PPA:12594,2022-01-11 17:55:46.122
} | MaximumArchiveDays=90 | DesiredRemainingSpace=500,12595,ONS_SPSTCH_500_PM_03!PMU:ST8,,303,8736f6c7-ad41-4b43-b4f6-e684e0d4ad20,SPSTCH_500_PM_03,Spstch_500_Pm_03,60,1,companyAcronym= | protocolName=IEEE C37.118.2-2011 | vendorAcronym= | vendorDeviceName= | interconnectionName=,,,,10,STTP,Streaming Telemetry Transport Protocol,11,,,,,,SPSTCH_500_PM_03!PMU-ST8,0.0,1.0,Device statistic for Device time deviation from average for all input devices in seconds,0,1,1,,Any,STAT,Statistic,ST,-98.6,37.5,PPA:12595,2022-01-11 17:55:46.126
} | MaximumArchiveDays=90 | DesiredRemainingSpace=500,12596,ONS_SPSTCH_500_PM_04!PMU:ST8,,304,8736f6c7-ad41-4b43-b4f6-e684e0d4ad20,SPSTCH_500_PM_04,Spstch_500_Pm_04,60,1,companyAcronym= | protocolName=IEEE C37.118.2-2011 | vendorAcronym= | vendorDeviceName= | interconnectionName=,,,,10,STTP,Streaming Telemetry Transport Protocol,11,,,,,,SPSTCH_500_PM_04!PMU-ST8,0.0,1.0,Device statistic for Device time deviation from average for all input devices in seconds,0,1,1,,Any,STAT,Statistic,ST,-98.6,37.5,PPA:12596,2022-01-11 17:55:46.129
} | MaximumArchiveDays=90 | DesiredRemainingSpace=500,12597,ONS_SPSTCH_500_PM_05!PMU:ST8,,305,8736f6c7-ad41-4b43-b4f6-e684e0d4ad20,SPSTCH_500_PM_05,Spstch_500_Pm_05,60,1,companyAcronym= | protocolName=IEEE C37.118.2-2011 | vendorAcronym= | vendorDeviceName= | interconnectionName=,,,,10,STTP,Streaming Telemetry Transport Protocol,11,,,,,,SPSTCH_500_PM_05!PMU-ST8,0.0,1.0,Device statistic for Device time deviation from average for all input devices in seconds,0,1,1,,Any,STAT,Statistic,ST,-98.6,37.5,PPA:12597,2022-01-11 17:55:46.133
} | MaximumArchiveDays=90 | DesiredRemainingSpace=500,12598,ONS_SPSTCH_500_PM_06!PMU:ST8,,306,8736f6c7-ad41-4b43-b4f6-e684e0d4ad20,SPSTCH_500_PM_06,Spstch_500_Pm_06,60,1,companyAcronym= | protocolName=IEEE C37.118.2-2011 | vendorAcronym= | vendorDeviceName= | interconnectionName=,,,,10,STTP,Streaming Telemetry Transport Protocol,11,,,,,,SPSTCH_500_PM_06!PMU-ST8,0.0,1.0,Device statistic for Device time deviation from average for all input devices in seconds,0,1,1,,Any,STAT,Statistic,ST,-98.6,37.5,PPA:12598,2022-01-11 17:55:46.136
} | MaximumArchiveDays=90 | DesiredRemainingSpace=500,12599,ONS_SPSTCH_500_PM_07!PMU:ST8,,307,8736f6c7-ad41-4b43-b4f6-e684e0d4ad20,SPSTCH_500_PM_07,Spstch_500_Pm_07,60,1,companyAcronym= | protocolName=IEEE C37.118.2-2011 | vendorAcronym= | vendorDeviceName= | interconnectionName=,,,,10,STTP,Streaming Telemetry Transport Protocol,11,,,,,,SPSTCH_500_PM_07!PMU-ST8,0.0,1.0,Device statistic for Device time deviation from average for all input devices in seconds,0,1,1,,Any,STAT,Statistic,ST,-98.6,37.5,PPA:12599,2022-01-11 17:55:46.140
} | MaximumArchiveDays=90 | DesiredRemainingSpace=500,12600,ONS_SPSTCH_500_PM_08!PMU:ST8,,308,8736f6c7-ad41-4b43-b4f6-e684e0d4ad20,SPSTCH_500_PM_08,Spstch_500_Pm_08,60,1,companyAcronym= | protocolName=IEEE C37.118.2-2011 | vendorAcronym= | vendorDeviceName= | interconnectionName=,,,,10,STTP,Streaming Telemetry Transport Protocol,11,,,,,,SPSTCH_500_PM_08!PMU-ST8,0.0,1.0,Device statistic for Device time deviation from average for all input devices in seconds,0,1,1,,Any,STAT,Statistic,ST,-98.6,37.5,PPA:12600,2022-01-11 17:55:46.144
} | MaximumArchiveDays=90 | DesiredRemainingSpace=500,12601,ONS_MGOPR2_345_PM_01!PMU:ST8,,309,8736f6c7-ad41-4b43-b4f6-e684e0d4ad20,MGOPR2_345_PM_01,Mgopr2_345_Pm_01,60,1,companyAcronym= | protocolName=IEEE C37.118.2-2011 | vendorAcronym= | vendorDeviceName= | interconnectionName=,,,,10,STTP,Streaming Telemetry Transport Protocol,11,,,,,,MGOPR2_345_PM_01!PMU-ST8,0.0,1.0,Device statistic for Device time deviation from average for all input devices in seconds,0,1,1,,Any,STAT,Statistic,ST,-98.6,37.5,PPA:12601,2022-01-11 17:55:46.147
} | MaximumArchiveDays=90 | DesiredRemainingSpace=500,12602,ONS_MGOPR2_345_PM_02!PMU:ST8,,310,8736f6c7-ad41-4b43-b4f6-e684e0d4ad20,MGOPR2_345_PM_02,Mgopr2_345_Pm_02,60,1,companyAcronym= | protocolName=IEEE C37.118.2-2011 | vendorAcronym= | vendorDeviceName= | interconnectionName=,,,,10,STTP,Streaming Telemetry Transport Protocol,11,,,,,,MGOPR2_345_PM_02!PMU-ST8,0.0,1.0,Device statistic for Device time deviation from average for all input devices in seconds,0,1,1,,Any,STAT,Statistic,ST,-98.6,37.5,PPA:12602,2022-01-11 17:55:46.150
} | MaximumArchiveDays=90 | DesiredRemainingSpace=500,12603,ONS_ESSRNS_345_PM_03!PMU:ST8,,311,8736f6c7-ad41-4b43-b4f6-e684e0d4ad20,ESSRNS_345_PM_03,Essrns_345_Pm_03,60,1,companyAcronym= | protocolName=IEEE C37.118.2-2011 | vendorAcronym= | vendorDeviceName= | interconnectionName=,,,,10,STTP,Streaming Telemetry Transport Protocol,11,,,,,,ESSRNS_345_PM_03!PMU-ST8,0.0,1.0,Device statistic for Device time deviation from average for all input devices in seconds,0,1,1,,Any,STAT,Statistic,ST,-98.6,37.5,PPA:12603,2022-01-11 17:55:46.154
} | MaximumArchiveDays=90 | DesiredRemainingSpace=500,12604,ONS_ESSRNS_345_PM_04!PMU:ST8,,312,8736f6c7-ad41-4b43-b4f6-e684e0d4ad20,ESSRNS_345_PM_04,Essrns_345_Pm_04,60,1,companyAcronym= | protocolName=IEEE C37.118.2-2011 | vendorAcronym= | vendorDeviceName= | interconnectionName=,,,,10,STTP,Streaming Telemetry Transport Protocol,11,,,,,,ESSRNS_345_PM_04!PMU-ST8,0.0,1.0,Device statistic for Device time deviation from average for all input devices in seconds,0,1,1,,Any,STAT,Statistic,ST,-98.6,37.5,PPA:12604,2022-01-11 17:55:46.157
} | MaximumArchiveDays=90 | DesiredRemainingSpace=500,12605,ONS_ESSRNS_345_PM_05!PMU:ST8,,313,8736f6c7-ad41-4b43-b4f6-e684e0d4ad20,ESSRNS_345_PM_05,Essrns_345_Pm_05,60,1,companyAcronym= | protocolName=IEEE C37.118.2-2011 | vendorAcronym= | vendorDeviceName= | interconnectionName=,,,,10,STTP,Streaming Telemetry Transport Protocol,11,,,,,,ESSRNS_345_PM_05!PMU-ST8,0.0,1.0,Device statistic for Device time deviation from average for all input devices in seconds,0,1,1,,Any,STAT,Statistic,ST,-98.6,37.5,PPA:12605,2022-01-11 17:55:46.161
} | MaximumArchiveDays=90 | DesiredRemainingSpace=500,12606,ONS_ESSRNS_345_PM_07!PMU:ST8,,314,8736f6c7-ad41-4b43-b4f6-e684e0d4ad20,ESSRNS_345_PM_07,Essrns_345_Pm_07,60,1,companyAcronym= | protocolName=IEEE C37.118.2-2011 | vendorAcronym= | vendorDeviceName= | interconnectionName=,,,,10,STTP,Streaming Telemetry Transport Protocol,11,,,,,,ESSRNS_345_PM_07!PMU-ST8,0.0,1.0,Device statistic for Device time deviation from average for all input devices in seconds,0,1,1,,Any,STAT,Statistic,ST,-98.6,37.5,PPA:12606,2022-01-11 17:55:46.164
} | MaximumArchiveDays=90 | DesiredRemainingSpace=500,12607,ONS_CEFZD_500_PM_01!PMU:ST8,,207,8736f6c7-ad41-4b43-b4f6-e684e0d4ad20,CEFZD_500_PM_01,Cefzd_500_Pm_01,60,1,companyAcronym= | protocolName=IEEE C37.118.2-2011 | vendorAcronym= | vendorDeviceName= | interconnectionName=,,,,10,STTP,Streaming Telemetry Transport Protocol,11,,,,,,CEFZD_500_PM_01!PMU-ST8,0.0,1.0,Device statistic for Device time deviation from average for all input devices in seconds,0,1,1,,Any,STAT,Statistic,ST,-98.6,37.5,PPA:12607,2022-01-11 17:55:46.167
} | MaximumArchiveDays=90 | DesiredRemainingSpace=500,12608,ONS_CEFZD_500_PM_02!PMU:ST8,,208,8736f6c7-ad41-4b43-b4f6-e684e0d4ad20,CEFZD_500_PM_02,Cefzd_500_Pm_02,60,1,companyAcronym= | protocolName=IEEE C37.118.2-2011 | vendorAcronym= | vendorDeviceName= | interconnectionName=,,,,10,STTP,Streaming Telemetry Transport Protocol,11,,,,,,CEFZD_500_PM_02!PMU-ST8,0.0,1.0,Device statistic for Device time deviation from average for all input devices in seconds,0,1,1,,Any,STAT,Statistic,ST,-98.6,37.5,PPA:12608,2022-01-11 17:55:46.171
} | MaximumArchiveDays=90 | DesiredRemainingSpace=500,12609,ONS_CEFZD_500_PM_03!PMU:ST8,,209,8736f6c7-ad41-4b43-b4f6-e684e0d4ad20,CEFZD_500_PM_03,Cefzd_500_Pm_03,60,1,companyAcronym= | protocolName=IEEE C37.118.2-2011 | vendorAcronym= | vendorDeviceName= | interconnectionName=,,,,10,STTP,Streaming Telemetry Transport Protocol,11,,,,,,CEFZD_500_PM_03!PMU-ST8,0.0,1.0,Device statistic for Device time deviation from average for all input devices in seconds,0,1,1,,Any,STAT,Statistic,ST,-98.6,37.5,PPA:12609,2022-01-11 17:55:46.174
} | MaximumArchiveDays=90 | DesiredRemainingSpace=500,12610,ONS_CEFZD_500_PM_04!PMU:ST8,,210,8736f6c7-ad41-4b43-b4f6-e684e0d4ad20,CEFZD_500_PM_04,Cefzd_500_Pm_04,60,1,companyAcronym= | protocolName=IEEE C37.118.2-2011 | vendorAcronym= | vendorDeviceName= | interconnectionName=,,,,10,STTP,Streaming Telemetry Transport Protocol,11,,,,,,CEFZD_500_PM_04!PMU-ST8,0.0,1.0,Device statistic for Device time deviation from average for all input devices in seconds,0,1,1,,Any,STAT,Statistic,ST,-98.6,37.5,PPA:12610,2022-01-11 17:55:46.178
} | MaximumArchiveDays=90 | DesiredRemainingSpace=500,12611,ONS_BAPAQ_500_PM_02!PMU:ST8,,211,8736f6c7-ad41-4b43-b4f6-e684e0d4ad20,BAPAQ_500_PM_02,Bapaq_500_Pm_02,60,1,companyAcronym= | protocolName=IEEE C37.118.2-2011 | vendorAcronym= | vendorDeviceName= | interconnectionName=,,,,10,STTP,Streaming Telemetry Transport Protocol,11,,,,,,BAPAQ_500_PM_02!PMU-ST8,0.0,1.0,Device statistic for Device time deviation from average for all input devices in seconds,0,1,1,,Any,STAT,Statistic,ST,-98.6,37.5,PPA:12611,2022-01-11 17:55:46.181
} | MaximumArchiveDays=90 | DesiredRemainingSpace=500,12612,ONS_BAPAQ_500_PM_03!PMU:ST8,,212,8736f6c7-ad41-4b43-b4f6-e684e0d4ad20,BAPAQ_500_PM_03,Bapaq_500_Pm_03,60,1,companyAcronym= | protocolName=IEEE C37.118.2-2011 | vendorAcronym= | vendorDeviceName= | interconnectionName=,,,,10,STTP,Streaming Telemetry Transport Protocol,11,,,,,,BAPAQ_500_PM_03!PMU-ST8,0.0,1.0,Device statistic for Device time deviation from average for all input devices in seconds,0,1,1,,Any,STAT,Statistic,ST,-98.6,37.5,PPA:12612,2022-01-11 17:55:46.184
} | MaximumArchiveDays=90 | DesiredRemainingSpace=500,12613,ONS_BAPAQ_500_PM_04!PMU:ST8,,213,8736f6c7-ad41-4b43-b4f6-e684e0d4ad20,BAPAQ_500_PM_04,Bapaq_500_Pm_04,60,1,companyAcronym= | protocolName=IEEE C37.118.2-2011 | vendorAcronym= | vendorDeviceName= | interconnectionName=,,,,10,STTP,Streaming Telemetry Transport Protocol,11,,,,,,BAPAQ_500_PM_04!PMU-ST8,0.0,1.0,Device statistic for Device time deviation from average for all input devices in seconds,0,1,1,,Any,STAT,Statistic,ST,-98.6,37.5,PPA:12613,2022-01-11 17:55:46.188
} | MaximumArchiveDays=90 | DesiredRemainingSpace=500,12614,ONS_BAPAQ_500_PM_05!PMU:ST8,,214,8736f6c7-ad41-4b43-b4f6-e684e0d4ad20,BAPAQ_500_PM_05,Bapaq_500_Pm_05,60,1,companyAcronym= | protocolName=IEEE C37.118.2-2011 | vendorAcronym= | vendorDeviceName= | interconnectionName=,,,,10,STTP,Streaming Telemetry Transport Protocol,11,,,,,,BAPAQ_500_PM_05!PMU-ST8,0.0,1.0,Device statistic for Device time deviation from average for all input devices in seconds,0,1,1,,Any,STAT,Statistic,ST,-98.6,37.5,PPA:12614,2022-01-11 17:55:46.191
} | MaximumArchiveDays=90 | DesiredRemainingSpace=500,12615,ONS_BAPAQ_500_PM_06!PMU:ST8,,215,8736f6c7-ad41-4b43-b4f6-e684e0d4ad20,BAPAQ_500_PM_06,Bapaq_500_Pm_06,60,1,companyAcronym= | protocolName=IEEE C37.118.2-2011 | vendorAcronym= | vendorDeviceName= | interconnectionName=,,,,10,STTP,Streaming Telemetry Transport Protocol,11,,,,,,BAPAQ_500_PM_06!PMU-ST8,0.0,1.0,Device statistic for Device time deviation from average for all input devices in seconds,0,1,1,,Any,STAT,Statistic,ST,-98.6,37.5,PPA:12615,2022-01-11 17:55:46.195
} | MaximumArchiveDays=90 | DesiredRemainingSpace=500,12616,ONS_BAPAQ_500_PM_07!PMU:ST8,,216,8736f6c7-ad41-4b43-b4f6-e684e0d4ad20,BAPAQ_500_PM_07,Bapaq_500_Pm_07,60,1,companyAcronym= | protocolName=IEEE C37.118.2-2011 | vendorAcronym= | vendorDeviceName= | interconnectionName=,,,,10,STTP,Streaming Telemetry Transport Protocol,11,,,,,,BAPAQ_500_PM_07!PMU-ST8,0.0,1.0,Device statistic for Device time deviation from average for all input devices in seconds,0,1,1,,Any,STAT,Statistic,ST,-98.6,37.5,PPA:12616,2022-01-11 17:55:46.198
} | MaximumArchiveDays=90 | DesiredRemainingSpace=500,12617,ONS_CETGD_500_PM_04!PMU:ST8,,217,8736f6c7-ad41-4b43-b4f6-e684e0d4ad20,CETGD_500_PM_04,Cetgd_500_Pm_04,60,1,companyAcronym= | protocolName=IEEE C37.118.2-2011 | vendorAcronym= | vendorDeviceName= | interconnectionName=,,,,10,STTP,Streaming Telemetry Transport Protocol,11,,,,,,CETGD_500_PM_04!PMU-ST8,0.0,1.0,Device statistic for Device time deviation from average for all input devices in seconds,0,1,1,,Any,STAT,Statistic,ST,-98.6,37.5,PPA:12617,2022-01-11 17:55:46.202
} | MaximumArchiveDays=90 | DesiredRemainingSpace=500,12618,ONS_CETGD_500_PM_05!PMU:ST8,,218,8736f6c7-ad41-4b43-b4f6-e684e0d4ad20,CETGD_500_PM_05,Cetgd_500_Pm_05,60,1,companyAcronym= | protocolName=IEEE C37.118.2-2011 | vendorAcronym= | vendorDeviceName= | interconnectionName=,,,,10,STTP,Streaming Telemetry Transport Protocol,11,,,,,,CETGD_500_PM_05!PMU-ST8,0.0,1.0,Device statistic for Device time deviation from average for all input devices in seconds,0,1,1,,Any,STAT,Statistic,ST,-98.6,37.5,PPA:12618,2022-01-11 17:55:46.205
} | MaximumArchiveDays=90 | DesiredRemainingSpace=500,12619,ONS_CEFZD_500_PM_05!PMU:ST8,,219,8736f6c7-ad41-4b43-b4f6-e684e0d4ad20,CEFZD_500_PM_05,Cefzd_500_Pm_05,60,1,companyAcronym= | protocolName=IEEE C37.118.2-2011 | vendorAcronym= | vendorDeviceName= | interconnectionName=,,,,10,STTP,Streaming Telemetry Transport Protocol,11,,,,,,CEFZD_500_PM_05!PMU-ST8,0.0,1.0,Device statistic for Device time deviation from average for all input devices in seconds,0,1,1,,Any,STAT,Statistic,ST,-98.6,37.5,PPA:12619,2022-01-11 17:55:46.209
} | MaximumArchiveDays=90 | DesiredRemainingSpace=500,12620,ONS_MGSSSE_500_PM_01!PMU:ST8,,222,8736f6c7-ad41-4b43-b4f6-e684e0d4ad20,MGSSSE_500_PM_01,Mgssse_500_Pm_01,60,1,companyAcronym= | protocolName=IEEE C37.118.2-2011 | vendorAcronym= | vendorDeviceName= | interconnectionName=,,,,10,STTP,Streaming Telemetry Transport Protocol,11,,,,,,MGSSSE_500_PM_01!PMU-ST8,0.0,1.0,Device statistic for Device time deviation from average for all input devices in seconds,0,1,1,,Any,STAT,Statistic,ST,-98.6,37.5,PPA:12620,2022-01-11 17:55:46.213
} | MaximumArchiveDays=90 | DesiredRemainingSpace=500,12621,ONS_PRIVP_525_PM_01!PMU:ST8,,57,8736f6c7-ad41-4b43-b4f6-e684e0d4ad20,PRIVP_525_PM_01,Privp_525_Pm_01,60,1,companyAcronym= | protocolName=IEEE C37.118.2-2011 | vendorAcronym= | vendorDeviceName= | interconnectionName=,,,,10,STTP,Streaming Telemetry Transport Protocol,11,,,,,,PRIVP_525_PM_01!PMU-ST8,0.0,1.0,Device statistic for Device time deviation from average for all input devices in seconds,0,1,1,,Any,STAT,Statistic,ST,-98.6,37.5,PPA:12621,2022-01-11 17:55:46.217
} | MaximumArchiveDays=90 | DesiredRemainingSpace=500,12622,ONS_MAENO_230_PM_01!PMU:ST8,,223,8736f6c7-ad41-4b43-b4f6-e684e0d4ad20,MAENO_230_PM_01,Maeno_230_Pm_01,60,1,companyAcronym= | protocolName=IEEE C37.118.2-2011 | vendorAcronym= | vendorDeviceName= | interconnectionName=,,,,10,STTP,Streaming Telemetry Transport Protocol,11,,,,,,MAENO_230_PM_01!PMU-ST8,0.0,1.0,Device statistic for Device time deviation from average for all input devices in seconds,0,1,1,,Any,STAT,Statistic,ST,-98.6,37.5,PPA:12622,2022-01-11 17:55:46.220
} | MaximumArchiveDays=90 | DesiredRemainingSpace=500,12623,ONS_PRIVP_525_PM_02!PMU:ST8,,58,8736f6c7-ad41-4b43-b4f6-e684e0d4ad20,PRIVP_525_PM_02,Privp_525_Pm_02,60,1,companyAcronym= | protocolName=IEEE C37.118.2-2011 | vendorAcronym= | vendorDeviceName= | interconnectionName=,,,,10,STTP,Streaming Telemetry Transport Protocol,11,,,,,,PRIVP_525_PM_02!PMU-ST8,0.0,1.0,Device statistic for Device time deviation from average for all input devices in seconds,0,1,1,,Any,STAT,Statistic,ST,-98.6,37.5,PPA:12623,2022-01-11 17:55:46.224
} | MaximumArchiveDays=90 | DesiredRemainingSpace=500,12624,ONS_MAMR_230_PM_01!PMU:ST8,,224,8736f6c7-ad41-4b43-b4f6-e684e0d4ad20,MAMR_230_PM_01,Mamr_230_Pm_01,60,1,companyAcronym= | protocolName=IEEE C37.118.2-2011 | vendorAcronym= | vendorDeviceName= | interconnectionName=,,,,10,STTP,Streaming Telemetry Transport Protocol,11,,,,,,MAMR_230_PM_01!PMU-ST8,0.0,1.0,Device statistic for Device time deviation from average for all input devices in seconds,0,1,1,,Any,STAT,Statistic,ST,-98.6,37.5,PPA:12624,2022-01-11 17:55:46.227
} | MaximumArchiveDays=90 | DesiredRemainingSpace=500,12625,ONS_PRIVP_525_PM_03!PMU:ST8,,59,8736f6c7-ad41-4b43-b4f6-e684e0d4ad20,PRIVP_525_PM_03,Privp_525_Pm_03,60,1,companyAcronym= | protocolName=IEEE C37.118.2-2011 | vendorAcronym= | vendorDeviceName= | interconnectionName=,,,,10,STTP,Streaming Telemetry Transport Protocol,11,,,,,,PRIVP_525_PM_03!PMU-ST8,0.0,1.0,Device statistic for Device time deviation from average for all input devices in seconds,0,1,1,,Any,STAT,Statistic,ST,-98.6,37.5,PPA:12625,2022-01-11 17:55:46.230
} | MaximumArchiveDays=90 | DesiredRemainingSpace=500,12626,ONS_GOIGU_500_PM_02!PMU:ST8,,225,8736f6c7-ad41-4b43-b4f6-e684e0d4ad20,GOIGU_500_PM_02,Goigu_500_Pm_02,60,1,companyAcronym= | protocolName=IEEE C37.118.2-2011 | vendorAcronym= | vendorDeviceName= | interconnectionName=,,,,10,STTP,Streaming Telemetry Transport Protocol,11,,,,,,GOIGU_500_PM_02!PMU-ST8,0.0,1.0,Device statistic for Device time deviation from average for all input devices in seconds,0,1,1,,Any,STAT,Statistic,ST,-98.6,37.5,PPA:12626,2022-01-11 17:55:46.234
} | MaximumArchiveDays=90 | DesiredRemainingSpace=500,12627,ONS_PRIVP_525_PM_04!PMU:ST8,,60,8736f6c7-ad41-4b43-b4f6-e684e0d4ad20,PRIVP_525_PM_04,Privp_525_Pm_04,60,1,companyAcronym= | protocolName=IEEE C37.118.2-2011 | vendorAcronym= | vendorDeviceName= | interconnectionName=,,,,10,STTP,Streaming Telemetry Transport Protocol,11,,,,,,PRIVP_525_PM_04!PMU-ST8,0.0,1.0,Device statistic for Device time deviation from average for all input devices in seconds,0,1,1,,Any,STAT,Statistic,ST,-98.6,37.5,PPA:12627,2022-01-11 17:55:46.237
} | MaximumArchiveDays=90 | DesiredRemainingSpace=500,12628,ONS_MGBDE3_500_PM_01!PMU:ST8,,226,8736f6c7-ad41-4b43-b4f6-e684e0d4ad20,MGBDE3_500_PM_01,Mgbde3_500_Pm_01,60,1,companyAcronym= | protocolName=IEEE C37.118.2-2011 | vendorAcronym= | vendorDeviceName= | interconnectionName=,,,,10,STTP,Streaming Telemetry Transport Protocol,11,,,,,,MGBDE3_500_PM_01!PMU-ST8,0.0,1.0,Device statistic for Device time deviation from average for all input devices in seconds,0,1,1,,Any,STAT,Statistic,ST,-98.6,37.5,PPA:12628,2022-01-11 17:55:46.241
} | MaximumArchiveDays=90 | DesiredRemainingSpace=500,12629,ONS_PRIVP_525_PM_05!PMU:ST8,,61,8736f6c7-ad41-4b43-b4f6-e684e0d4ad20,PRIVP_525_PM_05,Privp_525_Pm_05,60,1,companyAcronym= | protocolName=IEEE C37.118.2-2011 | vendorAcronym= | vendorDeviceName= | interconnectionName=,,,,10,STTP,Streaming Telemetry Transport Protocol,11,,,,,,PRIVP_525_PM_05!PMU-ST8,0.0,1.0,Device statistic for Device time deviation from average for all input devices in seconds,0,1,1,,Any,STAT,Statistic,ST,-98.6,37.5,PPA:12629,2022-01-11 17:55:46.244
} | MaximumArchiveDays=90 | DesiredRemainingSpace=500,12630,ONS_MGNPON_500_PM_01!PMU:ST8,,227,8736f6c7-ad41-4b43-b4f6-e684e0d4ad20,MGNPON_500_PM_01,Mgnpon_500_Pm_01,60,1,companyAcronym= | protocolName=IEEE C37.118.2-2011 | vendorAcronym= | vendorDeviceName= | interconnectionName=,,,,10,STTP,Streaming Telemetry Transport Protocol,11,,,,,,MGNPON_500_PM_01!PMU-ST8,0.0,1.0,Device statistic for Device time deviation from average for all input devices in seconds,0,1,1,,Any,STAT,Statistic,ST,-98.6,37.5,PPA:12630,2022-01-11 17:55:46.248
} | MaximumArchiveDays=90 | DesiredRemainingSpace=500,12631,ONS_PRIVP_525_PM_06!PMU:ST8,,62,8736f6c7-ad41-4b43-b4f6-e684e0d4ad20,PRIVP_525_PM_06,Privp_525_Pm_06,60,1,companyAcronym= | protocolName=IEEE C37.118.2-2011 | vendorAcronym= | vendorDeviceName= | interconnectionName=,,,,10,STTP,Streaming Telemetry Transport Protocol,11,,,,,,PRIVP_525_PM_06!PMU-ST8,0.0,1.0,Device statistic for Device time deviation from average for all input devices in seconds,0,1,1,,Any,STAT,Statistic,ST,-98.6,37.5,PPA:12631,2022-01-11 17:55:46.251
} | MaximumArchiveDays=90 | DesiredRemainingSpace=500,12632,ONS_MGSGOT_500_PM_01!PMU:ST8,,228,8736f6c7-ad41-4b43-b4f6-e684e0d4ad20,MGSGOT_500_PM_01,Mgsgot_500_Pm_01,60,1,companyAcronym= | protocolName=IEEE C37.118.2-2011 | vendorAcronym= | vendorDeviceName= | interconnectionName=,,,,10,STTP,Streaming Telemetry Transport Protocol,11,,,,,,MGSGOT_500_PM_01!PMU-ST8,0.0,1.0,Device statistic for Device time deviation from average for all input devices in seconds,0,1,1,,Any,STAT,Statistic,ST,-98.6,37.5,PPA:12632,2022-01-11 17:55:46.255
} | MaximumArchiveDays=90 | DesiredRemainingSpace=500,12633,ONS_PRIVP_525_PM_07!PMU:ST8,,63,8736f6c7-ad41-4b43-b4f6-e684e0d4ad20,PRIVP_525_PM_07,Privp_525_Pm_07,60,1,companyAcronym= | protocolName=IEEE C37.118.2-2011 | vendorAcronym= | vendorDeviceName= | interconnectionName=,,,,10,STTP,Streaming Telemetry Transport Protocol,11,,,,,,PRIVP_525_PM_07!PMU-ST8,0.0,1.0,Device statistic for Device time deviation from average for all input devices in seconds,0,1,1,,Any,STAT,Statistic,ST,-98.6,37.5,PPA:12633,2022-01-11 17:55:46.258
} | MaximumArchiveDays=90 | DesiredRemainingSpace=500,12634,ONS_MGSGOT_500_PM_02!PMU:ST8,,229,8736f6c7-ad41-4b43-b4f6-e684e0d4ad20,MGSGOT_500_PM_02,Mgsgot_500_Pm_02,60,1,companyAcronym= | protocolName=IEEE C37.118.2-2011 | vendorAcronym= | vendorDeviceName= | interconnectionName=,,,,10,STTP,Streaming Telemetry Transport Protocol,11,,,,,,MGSGOT_500_PM_02!PMU-ST8,0.0,1.0,Device statistic for Device time deviation from average for all input devices in seconds,0,1,1,,Any,STAT,Statistic,ST,-98.6,37.5,PPA:12634,2022-01-11 17:55:46.261
} | MaximumArchiveDays=90 | DesiredRemainingSpace=500,12635,ONS_PRIVP_525_PM_08!PMU:ST8,,64,8736f6c7-ad41-4b43-b4f6-e684e0d4ad20,PRIVP_525_PM_08,Privp_525_Pm_08,60,1,companyAcronym= | protocolName=IEEE C37.118.2-2011 | vendorAcronym= | vendorDeviceName= | interconnectionName=,,,,10,STTP,Streaming Telemetry Transport Protocol,11,,,,,,PRIVP_525_PM_08!PMU-ST8,0.0,1.0,Device statistic for Device time deviation from average for all input devices in seconds,0,1,1,,Any,STAT,Statistic,ST,-98.6,37.5,PPA:12635,2022-01-11 17:55:46.265
} | MaximumArchiveDays=90 | DesiredRemainingSpace=500,12636,ONS_PAVC_500_PM_01!PMU:ST8,,230,8736f6c7-ad41-4b43-b4f6-e684e0d4ad20,PAVC_500_PM_01,Pavc_500_Pm_01,60,1,companyAcronym= | protocolName=IEEE C37.118.2-2011 | vendorAcronym= | vendorDeviceName= | interconnectionName=,,,,10,STTP,Streaming Telemetry Transport Protocol,11,,,,,,PAVC_500_PM_01!PMU-ST8,0.0,1.0,Device statistic for Device time deviation from average for all input devices in seconds,0,1,1,,Any,STAT,Statistic,ST,-98.6,37.5,PPA:12636,2022-01-11 17:55:46.269
} | MaximumArchiveDays=90 | DesiredRemainingSpace=500,12637,ONS_PRIVP_525_PM_09!PMU:ST8,,65,8736f6c7-ad41-4b43-b4f6-e684e0d4ad20,PRIVP_525_PM_09,Privp_525_Pm_09,60,1,companyAcronym= | protocolName=IEEE C37.118.2-2011 | vendorAcronym= | vendorDeviceName= | interconnectionName=,,,,10,STTP,Streaming Telemetry Transport Protocol,11,,,,,,PRIVP_525_PM_09!PMU-ST8,0.0,1.0,Device statistic for Device time deviation from average for all input devices in seconds,0,1,1,,Any,STAT,Statistic,ST,-98.6,37.5,PPA:12637,2022-01-11 17:55:46.273
} | MaximumArchiveDays=90 | DesiredRemainingSpace=500,12638,ONS_PATC_500_PM_01!PMU:ST8,,231,8736f6c7-ad41-4b43-b4f6-e684e0d4ad20,PATC_500_PM_01,Patc_500_Pm_01,60,1,companyAcronym= | protocolName=IEEE C37.118.2-2011 | vendorAcronym= | vendorDeviceName= | interconnectionName=,,,,10,STTP,Streaming Telemetry Transport Protocol,11,,,,,,PATC_500_PM_01!PMU-ST8,0.0,1.0,Device statistic for Device time deviation from average for all input devices in seconds,0,1,1,,Any,STAT,Statistic,ST,-98.6,37.5,PPA:12638,2022-01-11 17:55:46.276
} | MaximumArchiveDays=90 | DesiredRemainingSpace=500,12639,ONS_PRIVP_525_PM_10!PMU:ST8,,66,8736f6c7-ad41-4b43-b4f6-e684e0d4ad20,PRIVP_525_PM_10,Privp_525_Pm_10,60,1,companyAcronym= | protocolName=IEEE C37.118.2-2011 | vendorAcronym= | vendorDeviceName= | interconnectionName=,,,,10,STTP,Streaming Telemetry Transport Protocol,11,,,,,,PRIVP_525_PM_10!PMU-ST8,0.0,1.0,Device statistic for Device time deviation from average for all input devices in seconds,0,1,1,,Any,STAT,Statistic,ST,-98.6,37.5,PPA:12639,2022-01-11 17:55:46.280
} | MaximumArchiveDays=90 | DesiredRemainingSpace=500,12640,ONS_MGEST_500_PM_01!PMU:ST8,,232,8736f6c7-ad41-4b43-b4f6-e684e0d4ad20,MGEST_500_PM_01,Mgest_500_Pm_01,60,1,companyAcronym= | protocolName=IEEE C37.118.2-2011 | vendorAcronym= | vendorDeviceName= | interconnectionName=,,,,10,STTP,Streaming Telemetry Transport Protocol,11,,,,,,MGEST_500_PM_01!PMU-ST8,0.0,1.0,Device statistic for Device time deviation from average for all input devices in seconds,0,1,1,,Any,STAT,Statistic,ST,-98.6,37.5,PPA:12640,2022-01-11 17:55:46.284
} | MaximumArchiveDays=90 | DesiredRemainingSpace=500,12641,ONS_RSNSR_525_PM_01!PMU:ST8,,67,8736f6c7-ad41-4b43-b4f6-e684e0d4ad20,RSNSR_525_PM_01,Rsnsr_525_Pm_01,60,1,companyAcronym= | protocolName=IEEE C37.118.2-2011 | vendorAcronym= | vendorDeviceName= | interconnectionName=,,,,10,STTP,Streaming Telemetry Transport Protocol,11,,,,,,RSNSR_525_PM_01!PMU-ST8,0.0,1.0,Device statistic for Device time deviation from average for all input devices in seconds,0,1,1,,Any,STAT,Statistic,ST,-98.6,37.5,PPA:12641,2022-01-11 17:55:46.287
} | MaximumArchiveDays=90 | DesiredRemainingSpace=500,12642,ONS_MGNPON_500_PM_02!PMU:ST8,,233,8736f6c7-ad41-4b43-b4f6-e684e0d4ad20,MGNPON_500_PM_02,Mgnpon_500_Pm_02,60,1,companyAcronym= | protocolName=IEEE C37.118.2-2011 | vendorAcronym= | vendorDeviceName= | interconnectionName=,,,,10,STTP,Streaming Telemetry Transport Protocol,11,,,,,,MGNPON_500_PM_02!PMU-ST8,0.0,1.0,Device statistic for Device time deviation from average for all input devices in seconds,0,1,1,,Any,STAT,Statistic,ST,-98.6,37.5,PPA:12642,2022-01-11 17:55:46.291
} | MaximumArchiveDays=90 | DesiredRemainingSpace=500,12643,ONS_RSNSR_525_PM_02!PMU:ST8,,68,8736f6c7-ad41-4b43-b4f6-e684e0d4ad20,RSNSR_525_PM_02,Rsnsr_525_Pm_02,60,1,companyAcronym= | protocolName=IEEE C37.118.2-2011 | vendorAcronym= | vendorDeviceName= | interconnectionName=,,,,10,STTP,Streaming Telemetry Transport Protocol,11,,,,,,RSNSR_525_PM_02!PMU-ST8,0.0,1.0,Device statistic for Device time deviation from average for all input devices in seconds,0,1,1,,Any,STAT,Statistic,ST,-98.6,37.5,PPA:12643,2022-01-11 17:55:46.295
} | MaximumArchiveDays=90 | DesiredRemainingSpace=500,12644,ONS_RJSEVP_345_PM_23!PMU:ST8,,234,8736f6c7-ad41-4b43-b4f6-e684e0d4ad20,RJSEVP_345_PM_23,Rjsevp_345_Pm_23,60,1,companyAcronym= | protocolName=IEEE C37.118.2-2011 | vendorAcronym= | vendorDeviceName= | interconnectionName=,,,,10,STTP,Streaming Telemetry Transport Protocol,11,,,,,,RJSEVP_345_PM_23!PMU-ST8,0.0,1.0,Device statistic for Device time deviation from average for all input devices in seconds,0,1,1,,Any,STAT,Statistic,ST,-98.6,37.5,PPA:12644,2022-01-11 17:55:46.299
} | MaximumArchiveDays=90 | DesiredRemainingSpace=500,12645,ONS_RSNSR_525_PM_03!PMU:ST8,,69,8736f6c7-ad41-4b43-b4f6-e684e0d4ad20,RSNSR_525_PM_03,Rsnsr_525_Pm_03,60,1,companyAcronym= | protocolName=IEEE C37.118.2-2011 | vendorAcronym= | vendorDeviceName= | interconnectionName=,,,,10,STTP,Streaming Telemetry Transport Protocol,11,,,,,,RSNSR_525_PM_03!PMU-ST8,0.0,1.0,Device statistic for Device time deviation from average for all input devices in seconds,0,1,1,,Any,STAT,Statistic,ST,-98.6,37.5,PPA:12645,2022-01-11 17:55:46.303
} | MaximumArchiveDays=90 | DesiredRemainingSpace=500,12646,ONS_RJSEVP_345_PM_24!PMU:ST8,,235,8736f6c7-ad41-4b43-b4f6-e684e0d4ad20,RJSEVP_345_PM_24,Rjsevp_345_Pm_24,60,1,companyAcronym= | protocolName=IEEE C37.118.2-2011 | vendorAcronym= | vendorDeviceName= | interconnectionName=,,,,10,STTP,Streaming Telemetry Transport Protocol,11,,,,,,RJSEVP_345_PM_24!PMU-ST8,0.0,1.0,Device statistic for Device time deviation from average for all input devices in seconds,0,1,1,,Any,STAT,Statistic,ST,-98.6,37.5,PPA:12646,2022-01-11 17:55:46.306
} | MaximumArchiveDays=90 | DesiredRemainingSpace=500,12647,ONS_RSNSR_525_PM_04!PMU:ST8,,70,8736f6c7-ad41-4b43-b4f6-e684e0d4ad20,RSNSR_525_PM_04,Rsnsr_525_Pm_04,60,1,companyAcronym= | protocolName=IEEE C37.118.2-2011 | vendorAcronym= | vendorDeviceName= | interconnectionName=,,,,10,STTP,Streaming Telemetry Transport Protocol,11,,,,,,RSNSR_525_PM_04!PMU-ST8,0.0,1.0,Device statistic for Device time deviation from average for all input devices in seconds,0,1,1,,Any,STAT,Statistic,ST,-98.6,37.5,PPA:12647,2022-01-11 17:55:46.310
} | MaximumArchiveDays=90 | DesiredRemainingSpace=500,12648,ONS_RJSEVP_138_PM_25!PMU:ST8,,236,8736f6c7-ad41-4b43-b4f6-e684e0d4ad20,RJSEVP_138_PM_25,Rjsevp_138_Pm_25,60,1,companyAcronym= | protocolName=IEEE C37.118.2-2011 | vendorAcronym= | vendorDeviceName= | interconnectionName=,,,,10,STTP,Streaming Telemetry Transport Protocol,11,,,,,,RJSEVP_138_PM_25!PMU-ST8,0.0,1.0,Device statistic for Device time deviation from average for all input devices in seconds,0,1,1,,Any,STAT,Statistic,ST,-98.6,37.5,PPA:12648,2022-01-11 17:55:46.314
} | MaximumArchiveDays=90 | DesiredRemainingSpace=500,12649,ONS_RSNSR_525_PM_05!PMU:ST8,,71,8736f6c7-ad41-4b43-b4f6-e684e0d4ad20,RSNSR_525_PM_05,Rsnsr_525_Pm_05,60,1,companyAcronym= | protocolName=IEEE C37.118.2-2011 | vendorAcronym= | vendorDeviceName= | interconnectionName=,,,,10,STTP,Streaming Telemetry Transport Protocol,11,,,,,,RSNSR_525_PM_05!PMU-ST8,0.0,1.0,Device statistic for Device time deviation from average for all input devices in seconds,0,1,1,,Any,STAT,Statistic,ST,-98.6,37.5,PPA:12649,2022-01-11 17:55:46.317
} | MaximumArchiveDays=90 | DesiredRemainingSpace=500,12650,ONS_RJSEVP_138_PM_26!PMU:ST8,,237,8736f6c7-ad41-4b43-b4f6-e684e0d4ad20,RJSEVP_138_PM_26,Rjsevp_138_Pm_26,60,1,companyAcronym= | protocolName=IEEE C37.118.2-2011 | vendorAcronym= | vendorDeviceName= | interconnectionName=,,,,10,STTP,Streaming Telemetry Transport Protocol,11,,,,,,RJSEVP_138_PM_26!PMU-ST8,0.0,1.0,Device statistic for Device time deviation from average for all input devices in seconds,0,1,1,,Any,STAT,Statistic,ST,-98.6,37.5,PPA:12650,2022-01-11 17:55:46.321
} | MaximumArchiveDays=90 | DesiredRemainingSpace=500,12651,ONS_SCCNO_525_PM_05!PMU:ST8,,72,8736f6c7-ad41-4b43-b4f6-e684e0d4ad20,SCCNO_525_PM_05,Sccno_525_Pm_05,60,1,companyAcronym= | protocolName=IEEE C37.118.2-2011 | vendorAcronym= | vendorDeviceName= | interconnectionName=,,,,10,STTP,Streaming Telemetry Transport Protocol,11,,,,,,SCCNO_525_PM_05!PMU-ST8,0.0,1.0,Device statistic for Device time deviation from average for all input devices in seconds,0,1,1,,Any,STAT,Statistic,ST,-98.6,37.5,PPA:12651,2022-01-11 17:55:46.325
} | MaximumArchiveDays=90 | DesiredRemainingSpace=500,12652,ONS_MTJU_230_PM_01!PMU:ST8,,238,8736f6c7-ad41-4b43-b4f6-e684e0d4ad20,MTJU_230_PM_01,Mtju_230_Pm_01,60,1,companyAcronym= | protocolName=IEEE C37.118.2-2011 | vendorAcronym= | vendorDeviceName= | interconnectionName=,,,,10,STTP,Streaming Telemetry Transport Protocol,11,,,,,,MTJU_230_PM_01!PMU-ST8,0.0,1.0,Device statistic for Device time deviation from average for all input devices in seconds,0,1,1,,Any,STAT,Statistic,ST,-98.6,37.5,PPA:12652,2022-01-11 17:55:46.328
} | MaximumArchiveDays=90 | DesiredRemainingSpace=500,12653,ONS_SCCNO_525_PM_06!PMU:ST8,,73,8736f6c7-ad41-4b43-b4f6-e684e0d4ad20,SCCNO_525_PM_06,Sccno_525_Pm_06,60,1,companyAcronym= | protocolName=IEEE C37.118.2-2011 | vendorAcronym= | vendorDeviceName= | interconnectionName=,,,,10,STTP,Streaming Telemetry Transport Protocol,11,,,,,,SCCNO_525_PM_06!PMU-ST8,0.0,1.0,Device statistic for Device time deviation from average for all input devices in seconds,0,1,1,,Any,STAT,Statistic,ST,-98.6,37.5,PPA:12653,2022-01-11 17:55:46.333
} | MaximumArchiveDays=90 | DesiredRemainingSpace=500,12654,ONS_ROVN_230_PM_01!PMU:ST8,,239,8736f6c7-ad41-4b43-b4f6-e684e0d4ad20,ROVN_230_PM_01,Rovn_230_Pm_01,60,1,companyAcronym= | protocolName=IEEE C37.118.2-2011 | vendorAcronym= | vendorDeviceName= | interconnectionName=,,,,10,STTP,Streaming Telemetry Transport Protocol,11,,,,,,ROVN_230_PM_01!PMU-ST8,0.0,1.0,Device statistic for Device time deviation from average for all input devices in seconds,0,1,1,,Any,STAT,Statistic,ST,-98.6,37.5,PPA:12654,2022-01-11 17:55:46.337
} | MaximumArchiveDays=90 | DesiredRemainingSpace=500,12655,ONS_SCCNO_525_PM_07!PMU:ST8,,74,8736f6c7-ad41-4b43-b4f6-e684e0d4ad20,SCCNO_525_PM_07,Sccno_525_Pm_07,60,1,companyAcronym= | protocolName=IEEE C37.118.2-2011 | vendorAcronym= | vendorDeviceName= | interconnectionName=,,,,10,STTP,Streaming Telemetry Transport Protocol,11,,,,,,SCCNO_525_PM_07!PMU-ST8,0.0,1.0,Device statistic for Device time deviation from average for all input devices in seconds,0,1,1,,Any,STAT,Statistic,ST,-98.6,37.5,PPA:12655,2022-01-11 17:55:46.340
} | MaximumArchiveDays=90 | DesiredRemainingSpace=500,12656,ONS_MTJU_230_PM_02!PMU:ST8,,240,8736f6c7-ad41-4b43-b4f6-e684e0d4ad20,MTJU_230_PM_02,Mtju_230_Pm_02,60,1,companyAcronym= | protocolName=IEEE C37.118.2-2011 | vendorAcronym= | vendorDeviceName= | interconnectionName=,,,,10,STTP,Streaming Telemetry Transport Protocol,11,,,,,,MTJU_230_PM_02!PMU-ST8,0.0,1.0,Device statistic for Device time deviation from average for all input devices in seconds,0,1,1,,Any,STAT,Statistic,ST,-98.6,37.5,PPA:12656,2022-01-11 17:55:46.344
} | MaximumArchiveDays=90 | DesiredRemainingSpace=500,12657,ONS_SCCNO_525_PM_08!PMU:ST8,,75,8736f6c7-ad41-4b43-b4f6-e684e0d4ad20,SCCNO_525_PM_08,Sccno_525_Pm_08,60,1,companyAcronym= | protocolName=IEEE C37.118.2-2011 | vendorAcronym= | vendorDeviceName= | interconnectionName=,,,,10,STTP,Streaming Telemetry Transport Protocol,11,,,,,,SCCNO_525_PM_08!PMU-ST8,0.0,1.0,Device statistic for Device time deviation from average for all input devices in seconds,0,1,1,,Any,STAT,Statistic,ST,-98.6,37.5,PPA:12657,2022-01-11 17:55:46.348
} | MaximumArchiveDays=90 | DesiredRemainingSpace=500,12658,ONS_ROVN_230_PM_02!PMU:ST8,,241,8736f6c7-ad41-4b43-b4f6-e684e0d4ad20,ROVN_230_PM_02,Rovn_230_Pm_02,60,1,companyAcronym= | protocolName=IEEE C37.118.2-2011 | vendorAcronym= | vendorDeviceName= | interconnectionName=,,,,10,STTP,Streaming Telemetry Transport Protocol,11,,,,,,ROVN_230_PM_02!PMU-ST8,0.0,1.0,Device statistic for Device time deviation from average for all input devices in seconds,0,1,1,,Any,STAT,Statistic,ST,-98.6,37.5,PPA:12658,2022-01-11 17:55:46.351
} | MaximumArchiveDays=90 | DesiredRemainingSpace=500,12659,ONS_SCCNO_525_PM_09!PMU:ST8,,76,8736f6c7-ad41-4b43-b4f6-e684e0d4ad20,SCCNO_525_PM_09,Sccno_525_Pm_09,60,1,companyAcronym= | protocolName=IEEE C37.118.2-2011 | vendorAcronym= | vendorDeviceName= | interconnectionName=,,,,10,STTP,Streaming Telemetry Transport Protocol,11,,,,,,SCCNO_525_PM_09!PMU-ST8,0.0,1.0,Device statistic for Device time deviation from average for all input devices in seconds,0,1,1,,Any,STAT,Statistic,ST,-98.6,37.5,PPA:12659,2022-01-11 17:55:46.355
} | MaximumArchiveDays=90 | DesiredRemainingSpace=500,12660,ONS_ROSM_230_PM_01!PMU:ST8,,242,8736f6c7-ad41-4b43-b4f6-e684e0d4ad20,ROSM_230_PM_01,Rosm_230_Pm_01,60,1,companyAcronym= | protocolName=IEEE C37.118.2-2011 | vendorAcronym= | vendorDeviceName= | interconnectionName=,,,,10,STTP,Streaming Telemetry Transport Protocol,11,,,,,,ROSM_230_PM_01!PMU-ST8,0.0,1.0,Device statistic for Device time deviation from average for all input devices in seconds,0,1,1,,Any,STAT,Statistic,ST,-98.6,37.5,PPA:12660,2022-01-11 17:55:46.359
} | MaximumArchiveDays=90 | DesiredRemainingSpace=500,12661,ONS_SCCNO_525_PM_11!PMU:ST8,,77,8736f6c7-ad41-4b43-b4f6-e684e0d4ad20,SCCNO_525_PM_11,Sccno_525_Pm_11,60,1,companyAcronym= | protocolName=IEEE C37.118.2-2011 | vendorAcronym= | vendorDeviceName= | interconnectionName=,,,,10,STTP,Streaming Telemetry Transport Protocol,11,,,,,,SCCNO_525_PM_11!PMU-ST8,0.0,1.0,Device statistic for Device time deviation from average for all input devices in seconds,0,1,1,,Any,STAT,Statistic,ST,-98.6,37.5,PPA:12661,2022-01-11 17:55:46.363
} | MaximumArchiveDays=90 | DesiredRemainingSpace=500,12662,ONS_ROAQ_230_PM_01!PMU:ST8,,243,8736f6c7-ad41-4b43-b4f6-e684e0d4ad20,ROAQ_230_PM_01,Roaq_230_Pm_01,60,1,companyAcronym= | protocolName=IEEE C37.118.2-2011 | vendorAcronym= | vendorDeviceName= | interconnectionName=,,,,10,STTP,Streaming Telemetry Transport Protocol,11,,,,,,ROAQ_230_PM_01!PMU-ST8,0.0,1.0,Device statistic for Device time deviation from average for all input devices in seconds,0,1,1,,Any,STAT,Statistic,ST,-98.6,37.5,PPA:12662,2022-01-11 17:55:46.367
} | MaximumArchiveDays=90 | DesiredRemainingSpace=500,12663,ONS_SCCNO_525_PM_10!PMU:ST8,,78,8736f6c7-ad41-4b43-b4f6-e684e0d4ad20,SCCNO_525_PM_10,Sccno_525_Pm_10,60,1,companyAcronym= | protocolName=IEEE C37.118.2-2011 | vendorAcronym= | vendorDeviceName= | interconnectionName=,,,,10,STTP,Streaming Telemetry Transport Protocol,11,,,,,,SCCNO_525_PM_10!PMU-ST8,0.0,1.0,Device statistic for Device time deviation from average for all input devices in seconds,0,1,1,,Any,STAT,Statistic,ST,-98.6,37.5,PPA:12663,2022-01-11 17:55:46.370
} | MaximumArchiveDays=90 | DesiredRemainingSpace=500,12664,ONS_ROAQ_230_PM_02!PMU:ST8,,244,8736f6c7-ad41-4b43-b4f6-e684e0d4ad20,ROAQ_230_PM_02,Roaq_230_Pm_02,60,1,companyAcronym= | protocolName=IEEE C37.118.2-2011 | vendorAcronym= | vendorDeviceName= | interconnectionName=,,,,10,STTP,Streaming Telemetry Transport Protocol,11,,,,,,ROAQ_230_PM_02!PMU-ST8,0.0,1.0,Device statistic for Device time deviation from average for all input devices in seconds,0,1,1,,Any,STAT,Statistic,ST,-98.6,37.5,PPA:12664,2022-01-11 17:55:46.374
} | MaximumArchiveDays=90 | DesiredRemainingSpace=500,12665,ONS_SCYTA_525_PM_01!PMU:ST8,,79,8736f6c7-ad41-4b43-b4f6-e684e0d4ad20,SCYTA_525_PM_01,Scyta_525_Pm_01,60,1,companyAcronym= | protocolName=IEEE C37.118.2-2011 | vendorAcronym= | vendorDeviceName= | interconnectionName=,,,,10,STTP,Streaming Telemetry Transport Protocol,11,,,,,,SCYTA_525_PM_01!PMU-ST8,0.0,1.0,Device statistic for Device time deviation from average for all input devices in seconds,0,1,1,,Any,STAT,Statistic,ST,-98.6,37.5,PPA:12665,2022-01-11 17:55:46.378
} | MaximumArchiveDays=90 | DesiredRemainingSpace=500,12666,ONS_ROJP_230_PM_01!PMU:ST8,,245,8736f6c7-ad41-4b43-b4f6-e684e0d4ad20,ROJP_230_PM_01,Rojp_230_Pm_01,60,1,companyAcronym= | protocolName=IEEE C37.118.2-2011 | vendorAcronym= | vendorDeviceName= | interconnectionName=,,,,10,STTP,Streaming Telemetry Transport Protocol,11,,,,,,ROJP_230_PM_01!PMU-ST8,0.0,1.0,Device statistic for Device time deviation from average for all input devices in seconds,0,1,1,,Any,STAT,Statistic,ST,-98.6,37.5,PPA:12666,2022-01-11 17:55:46.382
} | MaximumArchiveDays=90 | DesiredRemainingSpace=500,12667,ONS_SCYTA_525_PM_02!PMU:ST8,,80,8736f6c7-ad41-4b43-b4f6-e684e0d4ad20,SCYTA_525_PM_02,Scyta_525_Pm_02,60,1,companyAcronym= | protocolName=IEEE C37.118.2-2011 | vendorAcronym= | vendorDeviceName= | interconnectionName=,,,,10,STTP,Streaming Telemetry Transport Protocol,11,,,,,,SCYTA_525_PM_02!PMU-ST8,0.0,1.0,Device statistic for Device time deviation from average for all input devices in seconds,0,1,1,,Any,STAT,Statistic,ST,-98.6,37.5,PPA:12667,2022-01-11 17:55:46.386
} | MaximumArchiveDays=90 | DesiredRemainingSpace=500,12668,ONS_ROJP_230_PM_02!PMU:ST8,,246,8736f6c7-ad41-4b43-b4f6-e684e0d4ad20,ROJP_230_PM_02,Rojp_230_Pm_02,60,1,companyAcronym= | protocolName=IEEE C37.118.2-2011 | vendorAcronym= | vendorDeviceName= | interconnectionName=,,,,10,STTP,Streaming Telemetry Transport Protocol,11,,,,,,ROJP_230_PM_02!PMU-ST8,0.0,1.0,Device statistic for Device time deviation from average for all input devices in seconds,0,1,1,,Any,STAT,Statistic,ST,-98.6,37.5,PPA:12668,2022-01-11 17:55:46.390
} | MaximumArchiveDays=90 | DesiredRemainingSpace=500,12669,ONS_SCYTA_525_PM_03!PMU:ST8,,81,8736f6c7-ad41-4b43-b4f6-e684e0d4ad20,SCYTA_525_PM_03,Scyta_525_Pm_03,60,1,companyAcronym= | protocolName=IEEE C37.118.2-2011 | vendorAcronym= | vendorDeviceName= | interconnectionName=,,,,10,STTP,Streaming Telemetry Transport Protocol,11,,,,,,SCYTA_525_PM_03!PMU-ST8,0.0,1.0,Device statistic for Device time deviation from average for all input devices in seconds,0,1,1,,Any,STAT,Statistic,ST,-98.6,37.5,PPA:12669,2022-01-11 17:55:46.394
} | MaximumArchiveDays=90 | DesiredRemainingSpace=500,12670,ONS_ROPB_230_PM_01!PMU:ST8,,247,8736f6c7-ad41-4b43-b4f6-e684e0d4ad20,ROPB_230_PM_01,Ropb_230_Pm_01,60,1,companyAcronym= | protocolName=IEEE C37.118.2-2011 | vendorAcronym= | vendorDeviceName= | interconnectionName=,,,,10,STTP,Streaming Telemetry Transport Protocol,11,,,,,,ROPB_230_PM_01!PMU-ST8,0.0,1.0,Device statistic for Device time deviation from average for all input devices in seconds,0,1,1,,Any,STAT,Statistic,ST,-98.6,37.5,PPA:12670,2022-01-11 17:55:46.397
} | MaximumArchiveDays=90 | DesiredRemainingSpace=500,12671,ONS_SCYTA_525_PM_04!PMU:ST8,,82,8736f6c7-ad41-4b43-b4f6-e684e0d4ad20,SCYTA_525_PM_04,Scyta_525_Pm_04,60,1,companyAcronym= | protocolName=IEEE C37.118.2-2011 | vendorAcronym= | vendorDeviceName= | interconnectionName=,,,,10,STTP,Streaming Telemetry Transport Protocol,11,,,,,,SCYTA_525_PM_04!PMU-ST8,0.0,1.0,Device statistic for Device time deviation from average for all input devices in seconds,0,1,1,,Any,STAT,Statistic,ST,-98.6,37.5,PPA:12671,2022-01-11 17:55:46.401
} | MaximumArchiveDays=90 | DesiredRemainingSpace=500,12672,ONS_ROPB_230_PM_02!PMU:ST8,,248,8736f6c7-ad41-4b43-b4f6-e684e0d4ad20,ROPB_230_PM_02,Ropb_230_Pm_02,60,1,companyAcronym= | protocolName=IEEE C37.118.2-2011 | vendorAcronym= | vendorDeviceName= | interconnectionName=,,,,10,STTP,Streaming Telemetry Transport Protocol,11,,,,,,ROPB_230_PM_02!PMU-ST8,0.0,1.0,Device statistic for Device time deviation from average for all input devices in seconds,0,1,1,,Any,STAT,Statistic,ST,-98.6,37.5,PPA:12672,2022-01-11 17:55:46.404
} | MaximumArchiveDays=90 | DesiredRemainingSpace=500,12673,ONS_SCYTA_525_PM_05!PMU:ST8,,83,8736f6c7-ad41-4b43-b4f6-e684e0d4ad20,SCYTA_525_PM_05,Scyta_525_Pm_05,60,1,companyAcronym= | protocolName=IEEE C37.118.2-2011 | vendorAcronym= | vendorDeviceName= | interconnectionName=,,,,10,STTP,Streaming Telemetry Transport Protocol,11,,,,,,SCYTA_525_PM_05!PMU-ST8,0.0,1.0,Device statistic for Device time deviation from average for all input devices in seconds,0,1,1,,Any,STAT,Statistic,ST,-98.6,37.5,PPA:12673,2022-01-11 17:55:46.409
} | MaximumArchiveDays=90 | DesiredRemainingSpace=500,12674,ONS_ROVN_230_PM_03!PMU:ST8,,249,8736f6c7-ad41-4b43-b4f6-e684e0d4ad20,ROVN_230_PM_03,Rovn_230_Pm_03,60,1,companyAcronym= | protocolName=IEEE C37.118.2-2011 | vendorAcronym= | vendorDeviceName= | interconnectionName=,,,,10,STTP,Streaming Telemetry Transport Protocol,11,,,,,,ROVN_230_PM_03!PMU-ST8,0.0,1.0,Device statistic for Device time deviation from average for all input devices in seconds,0,1,1,,Any,STAT,Statistic,ST,-98.6,37.5,PPA:12674,2022-01-11 17:55:46.515
} | MaximumArchiveDays=90 | DesiredRemainingSpace=500,12675,ONS_SCYTA_525_PM_06!PMU:ST8,,84,8736f6c7-ad41-4b43-b4f6-e684e0d4ad20,SCYTA_525_PM_06,Scyta_525_Pm_06,60,1,companyAcronym= | protocolName=IEEE C37.118.2-2011 | vendorAcronym= | vendorDeviceName= | interconnectionName=,,,,10,STTP,Streaming Telemetry Transport Protocol,11,,,,,,SCYTA_525_PM_06!PMU-ST8,0.0,1.0,Device statistic for Device time deviation from average for all input devices in seconds,0,1,1,,Any,STAT,Statistic,ST,-98.6,37.5,PPA:12675,2022-01-11 17:55:46.519
} | MaximumArchiveDays=90 | DesiredRemainingSpace=500,12676,ONS_MGUSIM_500_PM_09!PMU:ST8,,250,8736f6c7-ad41-4b43-b4f6-e684e0d4ad20,MGUSIM_500_PM_09,Mgusim_500_Pm_09,60,1,companyAcronym= | protocolName=IEEE C37.118.2-2011 | vendorAcronym= | vendorDeviceName= | interconnectionName=,,,,10,STTP,Streaming Telemetry Transport Protocol,11,,,,,,MGUSIM_500_PM_09!PMU-ST8,0.0,1.0,Device statistic for Device time deviation from average for all input devices in seconds,0,1,1,,Any,STAT,Statistic,ST,-98.6,37.5,PPA:12676,2022-01-11 17:55:46.523
} | MaximumArchiveDays=90 | DesiredRemainingSpace=500,12677,ONS_RSNSR_525_PM_06!PMU:ST8,,85,8736f6c7-ad41-4b43-b4f6-e684e0d4ad20,RSNSR_525_PM_06,Rsnsr_525_Pm_06,60,1,companyAcronym= | protocolName=IEEE C37.118.2-2011 | vendorAcronym= | vendorDeviceName= | interconnectionName=,,,,10,STTP,Streaming Telemetry Transport Protocol,11,,,,,,RSNSR_525_PM_06!PMU-ST8,0.0,1.0,Device statistic for Device time deviation from average for all input devices in seconds,0,1,1,,Any,STAT,Statistic,ST,-98.6,37.5,PPA:12677,2022-01-11 17:55:46.526
} | MaximumArchiveDays=90 | DesiredRemainingSpace=500,12678,ONS_MGNPON_500_PM_03!PMU:ST8,,251,8736f6c7-ad41-4b43-b4f6-e684e0d4ad20,MGNPON_500_PM_03,Mgnpon_500_Pm_03,60,1,companyAcronym= | protocolName=IEEE C37.118.2-2011 | vendorAcronym= | vendorDeviceName= | interconnectionName=,,,,10,STTP,Streaming Telemetry Transport Protocol,11,,,,,,MGNPON_500_PM_03!PMU-ST8,0.0,1.0,Device statistic for Device time deviation from average for all input devices in seconds,0,1,1,,Any,STAT,Statistic,ST,-98.6,37.5,PPA:12678,2022-01-11 17:55:46.530
} | MaximumArchiveDays=90 | DesiredRemainingSpace=500,12679,ONS_RSNSR_525_PM_07!PMU:ST8,,86,8736f6c7-ad41-4b43-b4f6-e684e0d4ad20,RSNSR_525_PM_07,Rsnsr_525_Pm_07,60,1,companyAcronym= | protocolName=IEEE C37.118.2-2011 | vendorAcronym= | vendorDeviceName= | interconnectionName=,,,,10,STTP,Streaming Telemetry Transport Protocol,11,,,,,,RSNSR_525_PM_07!PMU-ST8,0.0,1.0,Device statistic for Device time deviation from average for all input devices in seconds,0,1,1,,Any,STAT,Statistic,ST,-98.6,37.5,PPA:12679,2022-01-11 17:55:46.534
} | MaximumArchiveDays=90 | DesiredRemainingSpace=500,12680,ONS_MGEMBO_500_PM_01!PMU:ST8,,252,8736f6c7-ad41-4b43-b4f6-e684e0d4ad20,MGEMBO_500_PM_01,Mgembo_500_Pm_01,60,1,companyAcronym= | protocolName=IEEE C37.118.2-2011 | vendorAcronym= | vendorDeviceName= | interconnectionName=,,,,10,STTP,Streaming Telemetry Transport Protocol,11,,,,,,MGEMBO_500_PM_01!PMU-ST8,0.0,1.0,Device statistic for Device time deviation from average for all input devices in seconds,0,1,1,,Any,STAT,Statistic,ST,-98.6,37.5,PPA:12680,2022-01-11 17:55:46.537
} | MaximumArchiveDays=90 | DesiredRemainingSpace=500,12681,ONS_RSNSR_525_PM_08!PMU:ST8,,87,8736f6c7-ad41-4b43-b4f6-e684e0d4ad20,RSNSR_525_PM_08,Rsnsr_525_Pm_08,60,1,companyAcronym= | protocolName=IEEE C37.118.2-2011 | vendorAcronym= | vendorDeviceName= | interconnectionName=,,,,10,STTP,Streaming Telemetry Transport Protocol,11,,,,,,RSNSR_525_PM_08!PMU-ST8,0.0,1.0,Device statistic for Device time deviation from average for all input devices in seconds,0,1,1,,Any,STAT,Statistic,ST,-98.6,37.5,PPA:12681,2022-01-11 17:55:46.541
} | MaximumArchiveDays=90 | DesiredRemainingSpace=500,12682,ONS_MGNPON_500_PM_04!PMU:ST8,,253,8736f6c7-ad41-4b43-b4f6-e684e0d4ad20,MGNPON_500_PM_04,Mgnpon_500_Pm_04,60,1,companyAcronym= | protocolName=IEEE C37.118.2-2011 | vendorAcronym= | vendorDeviceName= | interconnectionName=,,,,10,STTP,Streaming Telemetry Transport Protocol,11,,,,,,MGNPON_500_PM_04!PMU-ST8,0.0,1.0,Device statistic for Device time deviation from average for all input devices in seconds,0,1,1,,Any,STAT,Statistic,ST,-98.6,37.5,PPA:12682,2022-01-11 17:55:46.545
} | MaximumArchiveDays=90 | DesiredRemainingSpace=500,12683,ONS_SCYTA_525_PM_07!PMU:ST8,,88,8736f6c7-ad41-4b43-b4f6-e684e0d4ad20,SCYTA_525_PM_07,Scyta_525_Pm_07,60,1,companyAcronym= | protocolName=IEEE C37.118.2-2011 | vendorAcronym= | vendorDeviceName= | interconnectionName=,,,,10,STTP,Streaming Telemetry Transport Protocol,11,,,,,,SCYTA_525_PM_07!PMU-ST8,0.0,1.0,Device statistic for Device time deviation from average for all input devices in seconds,0,1,1,,Any,STAT,Statistic,ST,-98.6,37.5,PPA:12683,2022-01-11 17:55:46.549
} | MaximumArchiveDays=90 | DesiredRemainingSpace=500,12684,ONS_PIPBT_500_PM_06!PMU:ST8,,254,8736f6c7-ad41-4b43-b4f6-e684e0d4ad20,PIPBT_500_PM_06,Pipbt_500_Pm_06,60,1,companyAcronym= | protocolName=IEEE C37.118.2-2011 | vendorAcronym= | vendorDeviceName= | interconnectionName=,,,,10,STTP,Streaming Telemetry Transport Protocol,11,,,,,,PIPBT_500_PM_06!PMU-ST8,0.0,1.0,Device statistic for Device time deviation from average for all input devices in seconds,0,1,1,,Any,STAT,Statistic,ST,-98.6,37.5,PPA:12684,2022-01-11 17:55:46.553
} | MaximumArchiveDays=90 | DesiredRemainingSpace=500,12685,ONS_SCYTA_525_PM_08!PMU:ST8,,89,8736f6c7-ad41-4b43-b4f6-e684e0d4ad20,SCYTA_525_PM_08,Scyta_525_Pm_08,60,1,companyAcronym= | protocolName=IEEE C37.118.2-2011 | vendorAcronym= | vendorDeviceName= | interconnectionName=,,,,10,STTP,Streaming Telemetry Transport Protocol,11,,,,,,SCYTA_525_PM_08!PMU-ST8,0.0,1.0,Device statistic for Device time deviation from average for all input devices in seconds,0,1,1,,Any,STAT,Statistic,ST,-98.6,37.5,PPA:12685,2022-01-11 17:55:46.556
} | MaximumArchiveDays=90 | DesiredRemainingSpace=500,12686,ONS_CETGD_500_PM_06!PMU:ST8,,255,8736f6c7-ad41-4b43-b4f6-e684e0d4ad20,CETGD_500_PM_06,Cetgd_500_Pm_06,60,1,companyAcronym= | protocolName=IEEE C37.118.2-2011 | vendorAcronym= | vendorDeviceName= | interconnectionName=,,,,10,STTP,Streaming Telemetry Transport Protocol,11,,,,,,CETGD_500_PM_06!PMU-ST8,0.0,1.0,Device statistic for Device time deviation from average for all input devices in seconds,0,1,1,,Any,STAT,Statistic,ST,-98.6,37.5,PPA:12686,2022-01-11 17:55:46.560
} | MaximumArchiveDays=90 | DesiredRemainingSpace=500,12687,ONS_SCYTA_525_PM_09!PMU:ST8,,90,8736f6c7-ad41-4b43-b4f6-e684e0d4ad20,SCYTA_525_PM_09,Scyta_525_Pm_09,60,1,companyAcronym= | protocolName=IEEE C37.118.2-2011 | vendorAcronym= | vendorDeviceName= | interconnectionName=,,,,10,STTP,Streaming Telemetry Transport Protocol,11,,,,,,SCYTA_525_PM_09!PMU-ST8,0.0,1.0,Device statistic for Device time deviation from average for all input devices in seconds,0,1,1,,Any,STAT,Statistic,ST,-98.6,37.5,PPA:12687,2022-01-11 17:55:46.564
} | MaximumArchiveDays=90 | DesiredRemainingSpace=500,12688,ONS_SCYTA_525_PM_10!PMU:ST8,,91,8736f6c7-ad41-4b43-b4f6-e684e0d4ad20,SCYTA_525_PM_10,Scyta_525_Pm_10,60,1,companyAcronym= | protocolName=IEEE C37.118.2-2011 | vendorAcronym= | vendorDeviceName= | interconnectionName=,,,,10,STTP,Streaming Telemetry Transport Protocol,11,,,,,,SCYTA_525_PM_10!PMU-ST8,0.0,1.0,Device statistic for Device time deviation from average for all input devices in seconds,0,1,1,,Any,STAT,Statistic,ST,-98.6,37.5,PPA:12688,2022-01-11 17:55:46.567
} | MaximumArchiveDays=90 | DesiredRemainingSpace=500,12689,ONS_PRIVP_525_PM_12!PMU:ST8,,92,8736f6c7-ad41-4b43-b4f6-e684e0d4ad20,PRIVP_525_PM_12,Privp_525_Pm_12,60,1,companyAcronym= | protocolName=IEEE C37.118.2-2011 | vendorAcronym= | vendorDeviceName= | interconnectionName=,,,,10,STTP,Streaming Telemetry Transport Protocol,11,,,,,,PRIVP_525_PM_12!PMU-ST8,0.0,1.0,Device statistic for Device time deviation from average for all input devices in seconds,0,1,1,,Any,STAT,Statistic,ST,-98.6,37.5,PPA:12689,2022-01-11 17:55:46.571
} | MaximumArchiveDays=90 | DesiredRemainingSpace=500,12690,ONS_PRIVP_525_PM_13!PMU:ST8,,93,8736f6c7-ad41-4b43-b4f6-e684e0d4ad20,PRIVP_525_PM_13,Privp_525_Pm_13,60,1,companyAcronym= | protocolName=IEEE C37.118.2-2011 | vendorAcronym= | vendorDeviceName= | interconnectionName=,,,,10,STTP,Streaming Telemetry Transport Protocol,11,,,,,,PRIVP_525_PM_13!PMU-ST8,0.0,1.0,Device statistic for Device time deviation from average for all input devices in seconds,0,1,1,,Any,STAT,Statistic,ST,-98.6,37.5,PPA:12690,2022-01-11 17:55:46.574
} | MaximumArchiveDays=90 | DesiredRemainingSpace=500,12691,GPA_TESTE:F,,407,8736f6c7-ad41-4b43-b4f6-e684e0d4ad20,TESTE,TESTE,60,1,companyAcronym= | protocolName=IEEE C37.118.2-2011 | vendorAcronym= | vendorDeviceName= | interconnectionName=,,,,10,STTP,Streaming Telemetry Transport Protocol,5,,,,,,TESTE-FQ,0.0,1.0,TESTE Frequency,0,1,1,Hz,PMU,FREQ,Frequency,FQ,0,0,PPA:12691,2022-01-11 17:55:46.578
} | MaximumArchiveDays=90 | DesiredRemainingSpace=500,12692,GPA_TESTE:DF,,407,8736f6c7-ad41-4b43-b4f6-e684e0d4ad20,TESTE,TESTE,60,1,companyAcronym= | protocolName=IEEE C37.118.2-2011 | vendorAcronym= | vendorDeviceName= | interconnectionName=,,,,10,STTP,Streaming Telemetry Transport Protocol,6,,,,,,TESTE-DF,0.0,1.0,TESTE Frequency Delta (dF/dt),0,1,1,,PMU,DFDT,Frequency Delta (dF/dt),DF,0,0,PPA:12692,2022-01-11 17:55:46.581
} | MaximumArchiveDays=90 | DesiredRemainingSpace=500,12693,GPA_TESTE:S,,407,8736f6c7-ad41-4b43-b4f6-e684e0d4ad20,TESTE,TESTE,60,1,companyAcronym= | protocolName=IEEE C37.118.2-2011 | vendorAcronym= | vendorDeviceName= | interconnectionName=,,,,10,STTP,Streaming Telemetry Transport Protocol,8,,,,,,TESTE-SF,0.0,1.0,TESTE Status Flags,0,1,1,,PMU,FLAG,Status Flags,SF,0,0,PPA:12693,2022-01-11 17:55:46.585
} | MaximumArchiveDays=90 | DesiredRemainingSpace=500,12694,ONS_TESTE!PMU:ST1,,407,8736f6c7-ad41-4b43-b4f6-e684e0d4ad20,TESTE,TESTE,60,1,companyAcronym= | protocolName=IEEE C37.118.2-2011 | vendorAcronym= | vendorDeviceName= | interconnectionName=,,,,10,STTP,Streaming Telemetry Transport Protocol,11,,,,,,TESTE!PMU-ST1,0.0,1.0,Device statistic for Number of data quality errors reported by device during last reporting interval.,0,1,1,,Any,STAT,Statistic,ST,0,0,PPA:12694,2022-01-11 17:55:46.588
} | MaximumArchiveDays=90 | DesiredRemainingSpace=500,12695,ONS_TESTE!PMU:ST2,,407,8736f6c7-ad41-4b43-b4f6-e684e0d4ad20,TESTE,TESTE,60,1,companyAcronym= | protocolName=IEEE C37.118.2-2011 | vendorAcronym= | vendorDeviceName= | interconnectionName=,,,,10,STTP,Streaming Telemetry Transport Protocol,11,,,,,,TESTE!PMU-ST2,0.0,1.0,Device statistic for Number of time quality errors reported by device during last reporting interval.,0,1,1,,Any,STAT,Statistic,ST,0,0,PPA:12695,2022-01-11 17:55:46.592
} | MaximumArchiveDays=90 | DesiredRemainingSpace=500,12696,ONS_TESTE!PMU:ST3,,407,8736f6c7-ad41-4b43-b4f6-e684e0d4ad20,TESTE,TESTE,60,1,companyAcronym= | protocolName=IEEE C37.118.2-2011 | vendorAcronym= | vendorDeviceName= | interconnectionName=,,,,10,STTP,Streaming Telemetry Transport Protocol,11,,,,,,TESTE!PMU-ST3,0.0,1.0,Device statistic for Number of device errors reported by device during last reporting interval.,0,1,1,,Any,STAT,Statistic,ST,0,0,PPA:12696,2022-01-11 17:55:46.596
} | MaximumArchiveDays=90 | DesiredRemainingSpace=500,12697,ONS_TESTE!PMU:ST4,,407,8736f6c7-ad41-4b43-b4f6-e684e0d4ad20,TESTE,TESTE,60,1,companyAcronym= | protocolName=IEEE C37.118.2-2011 | vendorAcronym= | vendorDeviceName= | interconnectionName=,,,,10,STTP,Streaming Telemetry Transport Protocol,11,,,,,,TESTE!PMU-ST4,0.0,1.0,Device statistic for Number of measurements received from device during last reporting interval.,0,1,1,,Any,STAT,Statistic,ST,0,0,PPA:12697,2022-01-11 17:55:46.599
} | MaximumArchiveDays=90 | DesiredRemainingSpace=500,12698,ONS_TESTE!PMU:ST5,,407,8736f6c7-ad41-4b43-b4f6-e684e0d4ad20,TESTE,TESTE,60,1,companyAcronym= | protocolName=IEEE C37.118.2-2011 | vendorAcronym= | vendorDeviceName= | interconnectionName=,,,,10,STTP,Streaming Telemetry Transport Protocol,11,,,,,,TESTE!PMU-ST5,0.0,1.0,Device statistic for Expected number of measurements received from device during last reporting interval.,0,1,1,,Any,STAT,Statistic,ST,0,0,PPA:12698,2022-01-11 17:55:46.603
} | MaximumArchiveDays=90 | DesiredRemainingSpace=500,12699,ONS_TESTE!PMU:ST6,,407,8736f6c7-ad41-4b43-b4f6-e684e0d4ad20,TESTE,TESTE,60,1,companyAcronym= | protocolName=IEEE C37.118.2-2011 | vendorAcronym= | vendorDeviceName= | interconnectionName=,,,,10,STTP,Streaming Telemetry Transport Protocol,11,,,,,,TESTE!PMU-ST6,0.0,1.0,Device statistic for Number of measurements received while device was reporting errors during last reporting interval.,0,1,1,,Any,STAT,Statistic,ST,0,0,PPA:12699,2022-01-11 17:55:46.607
} | MaximumArchiveDays=90 | DesiredRemainingSpace=500,12700,ONS_TESTE!PMU:ST7,,407,8736f6c7-ad41-4b43-b4f6-e684e0d4ad20,TESTE,TESTE,60,1,companyAcronym= | protocolName=IEEE C37.118.2-2011 | vendorAcronym= | vendorDeviceName= | interconnectionName=,,,,10,STTP,Streaming Telemetry Transport Protocol,11,,,,,,TESTE!PMU-ST7,0.0,1.0,Device statistic for Number of defined measurements from device during last reporting interval.,0,1,1,,Any,STAT,Statistic,ST,0,0,PPA:12700,2022-01-11 17:55:46.610
} | MaximumArchiveDays=90 | DesiredRemainingSpace=500,12701,ONS_TESTE!PMU:ST8,,407,8736f6c7-ad41-4b43-b4f6-e684e0d4ad20,TESTE,TESTE,60,1,companyAcronym= | protocolName=IEEE C37.118.2-2011 | vendorAcronym= | vendorDeviceName= | interconnectionName=,,,,10,STTP,Streaming Telemetry Transport Protocol,11,,,,,,TESTE!PMU-ST8,0.0,1.0,Device statistic for Device time deviation from average for all input devices in seconds,0,1,1,,Any,STAT,Statistic,ST,0,0,PPA:12701,2022-01-11 17:55:46.614
} | MaximumArchiveDays=90 | DesiredRemainingSpace=500,12702,ONS_TESTE!IS:ST1,,407,8736f6c7-ad41-4b43-b4f6-e684e0d4ad20,TESTE,TESTE,60,1,companyAcronym= | protocolName=IEEE C37.118.2-2011 | vendorAcronym= | vendorDeviceName= | interconnectionName=,,,,10,STTP,Streaming Telemetry Transport Protocol,11,,,,,,TESTE!IS-ST1,0.0,1.0,InputStream statistic for Total number of frames received from input stream during last reporting interval.,0,1,1,,Any,STAT,Statistic,ST,0,0,PPA:12702,2022-01-11 17:55:46.618
} | MaximumArchiveDays=90 | DesiredRemainingSpace=500,12703,ONS_TESTE!IS:ST2,,407,8736f6c7-ad41-4b43-b4f6-e684e0d4ad20,TESTE,TESTE,60,1,companyAcronym= | protocolName=IEEE C37.118.2-2011 | vendorAcronym= | vendorDeviceName= | interconnectionName=,,,,10,STTP,Streaming Telemetry Transport Protocol,11,,,,,,TESTE!IS-ST2,0.0,1.0,InputStream statistic for Timestamp of last received data frame from input stream.,0,1,1,,Any,STAT,Statistic,ST,0,0,PPA:12703,2022-01-11 17:55:46.622
} | MaximumArchiveDays=90 | DesiredRemainingSpace=500,12704,ONS_TESTE!IS:ST3,,407,8736f6c7-ad41-4b43-b4f6-e684e0d4ad20,TESTE,TESTE,60,1,companyAcronym= | protocolName=IEEE C37.118.2-2011 | vendorAcronym= | vendorDeviceName= | interconnectionName=,,,,10,STTP,Streaming Telemetry Transport Protocol,11,,,,,,TESTE!IS-ST3,0.0,1.0,InputStream statistic for Number of frames that were not received from input stream during last reporting interval.,0,1,1,,Any,STAT,Statistic,ST,0,0,PPA:12704,2022-01-11 17:55:46.625
} | MaximumArchiveDays=90 | DesiredRemainingSpace=500,12705,ONS_TESTE!IS:ST4,,407,8736f6c7-ad41-4b43-b4f6-e684e0d4ad20,TESTE,TESTE,60,1,companyAcronym= | protocolName=IEEE C37.118.2-2011 | vendorAcronym= | vendorDeviceName= | interconnectionName=,,,,10,STTP,Streaming Telemetry Transport Protocol,11,,,,,,TESTE!IS-ST4,0.0,1.0,InputStream statistic for Number of CRC errors reported from input stream during last reporting interval.,0,1,1,,Any,STAT,Statistic,ST,0,0,PPA:12705,2022-01-11 17:55:46.628
} | MaximumArchiveDays=90 | DesiredRemainingSpace=500,12706,ONS_TESTE!IS:ST5,,407,8736f6c7-ad41-4b43-b4f6-e684e0d4ad20,TESTE,TESTE,60,1,companyAcronym= | protocolName=IEEE C37.118.2-2011 | vendorAcronym= | vendorDeviceName= | interconnectionName=,,,,10,STTP,Streaming Telemetry Transport Protocol,11,,,,,,TESTE!IS-ST5,0.0,1.0,InputStream statistic for Number of out-of-order frames received from input stream during last reporting interval.,0,1,1,,Any,STAT,Statistic,ST,0,0,PPA:12706,2022-01-11 17:55:46.632
} | MaximumArchiveDays=90 | DesiredRemainingSpace=500,12707,ONS_TESTE!IS:ST6,,407,8736f6c7-ad41-4b43-b4f6-e684e0d4ad20,TESTE,TESTE,60,1,companyAcronym= | protocolName=IEEE C37.118.2-2011 | vendorAcronym= | vendorDeviceName= | interconnectionName=,,,,10,STTP,Streaming Telemetry Transport Protocol,11,,,,,,TESTE!IS-ST6,0.0,1.0,"InputStream statistic for Minimum latency from input stream, in milliseconds, during last reporting interval.",0,1,1,,Any,STAT,Statistic,ST,0,0,PPA:12707,2022-01-11 17:55:46.635
} | MaximumArchiveDays=90 | DesiredRemainingSpace=500,12708,ONS_TESTE!IS:ST7,,407,8736f6c7-ad41-4b43-b4f6-e684e0d4ad20,TESTE,TESTE,60,1,companyAcronym= | protocolName=IEEE C37.118.2-2011 | vendorAcronym= | vendorDeviceName= | interconnectionName=,,,,10,STTP,Streaming Telemetry Transport Protocol,11,,,,,,TESTE!IS-ST7,0.0,1.0,"InputStream statistic for Maximum latency from input stream, in milliseconds, during last reporting interval.",0,1,1,,Any,STAT,Statistic,ST,0,0,PPA:12708,2022-01-11 17:55:46.639
} | MaximumArchiveDays=90 | DesiredRemainingSpace=500,12709,ONS_TESTE!IS:ST8,,407,8736f6c7-ad41-4b43-b4f6-e684e0d4ad20,TESTE,TESTE,60,1,companyAcronym= | protocolName=IEEE C37.118.2-2011 | vendorAcronym= | vendorDeviceName= | interconnectionName=,,,,10,STTP,Streaming Telemetry Transport Protocol,11,,,,,,TESTE!IS-ST8,0.0,1.0,InputStream statistic for Boolean value representing if input stream was continually connected during last reporting interval.,0,1,1,,Any,STAT,Statistic,ST,0,0,PPA:12709,2022-01-11 17:55:46.642
} | MaximumArchiveDays=90 | DesiredRemainingSpace=500,12710,ONS_TESTE!IS:ST9,,407,8736f6c7-ad41-4b43-b4f6-e684e0d4ad20,TESTE,TESTE,60,1,companyAcronym= | protocolName=IEEE C37.118.2-2011 | vendorAcronym= | vendorDeviceName= | interconnectionName=,,,,10,STTP,Streaming Telemetry Transport Protocol,11,,,,,,TESTE!IS-ST9,0.0,1.0,InputStream statistic for Boolean value representing if input stream has received (or has cached) a configuration frame during last reporting interval.,0,1,1,,Any,STAT,Statistic,ST,0,0,PPA:12710,2022-01-11 17:55:46.646
} | MaximumArchiveDays=90 | DesiredRemainingSpace=500,12711,ONS_TESTE!IS:ST10,,407,8736f6c7-ad41-4b43-b4f6-e684e0d4ad20,TESTE,TESTE,60,1,companyAcronym= | protocolName=IEEE C37.118.2-2011 | vendorAcronym= | vendorDeviceName= | interconnectionName=,,,,10,STTP,Streaming Telemetry Transport Protocol,11,,,,,,TESTE!IS-ST10,0.0,1.0,InputStream statistic for Number of configuration changes reported by input stream during last reporting interval.,0,1,1,,Any,STAT,Statistic,ST,0,0,PPA:12711,2022-01-11 17:55:46.650
} | MaximumArchiveDays=90 | DesiredRemainingSpace=500,12712,ONS_TESTE!IS:ST11,,407,8736f6c7-ad41-4b43-b4f6-e684e0d4ad20,TESTE,TESTE,60,1,companyAcronym= | protocolName=IEEE C37.118.2-2011 | vendorAcronym= | vendorDeviceName= | interconnectionName=,,,,10,STTP,Streaming Telemetry Transport Protocol,11,,,,,,TESTE!IS-ST11,0.0,1.0,InputStream statistic for Number of data frames received from input stream during last reporting interval.,0,1,1,,Any,STAT,Statistic,ST,0,0,PPA:12712,2022-01-11 17:55:46.653
} | MaximumArchiveDays=90 | DesiredRemainingSpace=500,12713,ONS_TESTE!IS:ST12,,407,8736f6c7-ad41-4b43-b4f6-e684e0d4ad20,TESTE,TESTE,60,1,companyAcronym= | protocolName=IEEE C37.118.2-2011 | vendorAcronym= | vendorDeviceName= | interconnectionName=,,,,10,STTP,Streaming Telemetry Transport Protocol,11,,,,,,TESTE!IS-ST12,0.0,1.0,InputStream statistic for Number of configuration frames received from input stream during last reporting interval.,0,1,1,,Any,STAT,Statistic,ST,0,0,PPA:12713,2022-01-11 17:55:46.656
} | MaximumArchiveDays=90 | DesiredRemainingSpace=500,12714,ONS_TESTE!IS:ST13,,407,8736f6c7-ad41-4b43-b4f6-e684e0d4ad20,TESTE,TESTE,60,1,companyAcronym= | protocolName=IEEE C37.118.2-2011 | vendorAcronym= | vendorDeviceName= | interconnectionName=,,,,10,STTP,Streaming Telemetry Transport Protocol,11,,,,,,TESTE!IS-ST13,0.0,1.0,InputStream statistic for Number of header frames received from input stream during last reporting interval.,0,1,1,,Any,STAT,Statistic,ST,0,0,PPA:12714,2022-01-11 17:55:46.660
} | MaximumArchiveDays=90 | DesiredRemainingSpace=500,12715,ONS_TESTE!IS:ST14,,407,8736f6c7-ad41-4b43-b4f6-e684e0d4ad20,TESTE,TESTE,60,1,companyAcronym= | protocolName=IEEE C37.118.2-2011 | vendorAcronym= | vendorDeviceName= | interconnectionName=,,,,10,STTP,Streaming Telemetry Transport Protocol,11,,,,,,TESTE!IS-ST14,0.0,1.0,"InputStream statistic for Average latency, in milliseconds, for data received from input stream during last reporting interval.",0,1,1,,Any,STAT,Statistic,ST,0,0,PPA:12715,2022-01-11 17:55:46.664
} | MaximumArchiveDays=90 | DesiredRemainingSpace=500,12716,ONS_TESTE!IS:ST15,,407,8736f6c7-ad41-4b43-b4f6-e684e0d4ad20,TESTE,TESTE,60,1,companyAcronym= | protocolName=IEEE C37.118.2-2011 | vendorAcronym= | vendorDeviceName= | interconnectionName=,,,,10,STTP,Streaming Telemetry Transport Protocol,11,,,,,,TESTE!IS-ST15,0.0,1.0,InputStream statistic for Frame rate as defined by input stream during last reporting interval.,0,1,1,,Any,STAT,Statistic,ST,0,0,PPA:12716,2022-01-11 17:55:46.667
} | MaximumArchiveDays=90 | DesiredRemainingSpace=500,12717,ONS_TESTE!IS:ST16,,407,8736f6c7-ad41-4b43-b4f6-e684e0d4ad20,TESTE,TESTE,60,1,companyAcronym= | protocolName=IEEE C37.118.2-2011 | vendorAcronym= | vendorDeviceName= | interconnectionName=,,,,10,STTP,Streaming Telemetry Transport Protocol,11,,,,,,TESTE!IS-ST16,0.0,1.0,InputStream statistic for Latest actual mean frame rate for data received from input stream during last reporting interval.,0,1,1,,Any,STAT,Statistic,ST,0,0,PPA:12717,2022-01-11 17:55:46.671
} | MaximumArchiveDays=90 | DesiredRemainingSpace=500,12718,ONS_TESTE!IS:ST17,,407,8736f6c7-ad41-4b43-b4f6-e684e0d4ad20,TESTE,TESTE,60,1,companyAcronym= | protocolName=IEEE C37.118.2-2011 | vendorAcronym= | vendorDeviceName= | interconnectionName=,,,,10,STTP,Streaming Telemetry Transport Protocol,11,,,,,,TESTE!IS-ST17,0.0,1.0,InputStream statistic for Latest actual mean Mbps data rate for data received from input stream during last reporting interval.,0,1,1,,Any,STAT,Statistic,ST,0,0,PPA:12718,2022-01-11 17:55:46.675
} | MaximumArchiveDays=90 | DesiredRemainingSpace=500,12719,ONS_TESTE!IS:ST18,,407,8736f6c7-ad41-4b43-b4f6-e684e0d4ad20,TESTE,TESTE,60,1,companyAcronym= | protocolName=IEEE C37.118.2-2011 | vendorAcronym= | vendorDeviceName= | interconnectionName=,,,,10,STTP,Streaming Telemetry Transport Protocol,11,,,,,,TESTE!IS-ST18,0.0,1.0,InputStream statistic for Number of data units that were not received at least once from input stream during last reporting interval.,0,1,1,,Any,STAT,Statistic,ST,0,0,PPA:12719,2022-01-11 17:55:46.680
} | MaximumArchiveDays=90 | DesiredRemainingSpace=500,12720,ONS_TESTE!IS:ST19,,407,8736f6c7-ad41-4b43-b4f6-e684e0d4ad20,TESTE,TESTE,60,1,companyAcronym= | protocolName=IEEE C37.118.2-2011 | vendorAcronym= | vendorDeviceName= | interconnectionName=,,,,10,STTP,Streaming Telemetry Transport Protocol,11,,,,,,TESTE!IS-ST19,0.0,1.0,InputStream statistic for Number of bytes received from the input source during last reporting interval.,0,1,1,,Any,STAT,Statistic,ST,0,0,PPA:12720,2022-01-11 17:55:46.685
} | MaximumArchiveDays=90 | DesiredRemainingSpace=500,12721,ONS_TESTE!IS:ST20,,407,8736f6c7-ad41-4b43-b4f6-e684e0d4ad20,TESTE,TESTE,60,1,companyAcronym= | protocolName=IEEE C37.118.2-2011 | vendorAcronym= | vendorDeviceName= | interconnectionName=,,,,10,STTP,Streaming Telemetry Transport Protocol,11,,,,,,TESTE!IS-ST20,0.0,1.0,InputStream statistic for Number of processed measurements reported by the input stream during the lifetime of the input stream.,0,1,1,,Any,STAT,Statistic,ST,0,0,PPA:12721,2022-01-11 17:55:46.691
} | MaximumArchiveDays=90 | DesiredRemainingSpace=500,12722,ONS_TESTE!IS:ST21,,407,8736f6c7-ad41-4b43-b4f6-e684e0d4ad20,TESTE,TESTE,60,1,companyAcronym= | protocolName=IEEE C37.118.2-2011 | vendorAcronym= | vendorDeviceName= | interconnectionName=,,,,10,STTP,Streaming Telemetry Transport Protocol,11,,,,,,TESTE!IS-ST21,0.0,1.0,InputStream statistic for Number of bytes received from the input source during the lifetime of the input stream.,0,1,1,,Any,STAT,Statistic,ST,0,0,PPA:12722,2022-01-11 17:55:46.696
} | MaximumArchiveDays=90 | DesiredRemainingSpace=500,12723,ONS_TESTE!IS:ST22,,407,8736f6c7-ad41-4b43-b4f6-e684e0d4ad20,TESTE,TESTE,60,1,companyAcronym= | protocolName=IEEE C37.118.2-2011 | vendorAcronym= | vendorDeviceName= | interconnectionName=,,,,10,STTP,Streaming Telemetry Transport Protocol,11,,,,,,TESTE!IS-ST22,0.0,1.0,InputStream statistic for The minimum number of measurements received per second during the last reporting interval.,0,1,1,,Any,STAT,Statistic,ST,0,0,PPA:12723,2022-01-11 17:55:46.701
} | MaximumArchiveDays=90 | DesiredRemainingSpace=500,12724,ONS_TESTE!IS:ST23,,407,8736f6c7-ad41-4b43-b4f6-e684e0d4ad20,TESTE,TESTE,60,1,companyAcronym= | protocolName=IEEE C37.118.2-2011 | vendorAcronym= | vendorDeviceName= | interconnectionName=,,,,10,STTP,Streaming Telemetry Transport Protocol,11,,,,,,TESTE!IS-ST23,0.0,1.0,InputStream statistic for The maximum number of measurements received per second during the last reporting interval.,0,1,1,,Any,STAT,Statistic,ST,0,0,PPA:12724,2022-01-11 17:55:46.706
} | MaximumArchiveDays=90 | DesiredRemainingSpace=500,12725,ONS_TESTE!IS:ST24,,407,8736f6c7-ad41-4b43-b4f6-e684e0d4ad20,TESTE,TESTE,60,1,companyAcronym= | protocolName=IEEE C37.118.2-2011 | vendorAcronym= | vendorDeviceName= | interconnectionName=,,,,10,STTP,Streaming Telemetry Transport Protocol,11,,,,,,TESTE!IS-ST24,0.0,1.0,InputStream statistic for The average number of measurements received per second during the last reporting interval.,0,1,1,,Any,STAT,Statistic,ST,0,0,PPA:12725,2022-01-11 17:55:46.710
} | MaximumArchiveDays=90 | DesiredRemainingSpace=500,12726,ONS_TESTE!IS:ST25,,407,8736f6c7-ad41-4b43-b4f6-e684e0d4ad20,TESTE,TESTE,60,1,companyAcronym= | protocolName=IEEE C37.118.2-2011 | vendorAcronym= | vendorDeviceName= | interconnectionName=,,,,10,STTP,Streaming Telemetry Transport Protocol,11,,,,,,TESTE!IS-ST25,0.0,1.0,"InputStream statistic for Minimum latency from input stream, in milliseconds, during the lifetime of the input stream.",0,1,1,,Any,STAT,Statistic,ST,0,0,PPA:12726,2022-01-11 17:55:46.713
} | MaximumArchiveDays=90 | DesiredRemainingSpace=500,12727,ONS_TESTE!IS:ST26,,407,8736f6c7-ad41-4b43-b4f6-e684e0d4ad20,TESTE,TESTE,60,1,companyAcronym= | protocolName=IEEE C37.118.2-2011 | vendorAcronym= | vendorDeviceName= | interconnectionName=,,,,10,STTP,Streaming Telemetry Transport Protocol,11,,,,,,TESTE!IS-ST26,0.0,1.0,"InputStream statistic for Maximum latency from input stream, in milliseconds, during the lifetime of the input stream.",0,1,1,,Any,STAT,Statistic,ST,0,0,PPA:12727,2022-01-11 17:55:46.715
} | MaximumArchiveDays=90 | DesiredRemainingSpace=500,12728,ONS_TESTE!IS:ST27,,407,8736f6c7-ad41-4b43-b4f6-e684e0d4ad20,TESTE,TESTE,60,1,companyAcronym= | protocolName=IEEE C37.118.2-2011 | vendorAcronym= | vendorDeviceName= | interconnectionName=,,,,10,STTP,Streaming Telemetry Transport Protocol,11,,,,,,TESTE!IS-ST27,0.0,1.0,"InputStream statistic for Average latency, in milliseconds, for data received from input stream during the lifetime of the input stream.",0,1,1,,Any,STAT,Statistic,ST,0,0,PPA:12728,2022-01-11 17:55:46.719
} | MaximumArchiveDays=90 | DesiredRemainingSpace=500,12729,ONS_TESTE!IS:ST28,,407,8736f6c7-ad41-4b43-b4f6-e684e0d4ad20,TESTE,TESTE,60,1,companyAcronym= | protocolName=IEEE C37.118.2-2011 | vendorAcronym= | vendorDeviceName= | interconnectionName=,,,,10,STTP,Streaming Telemetry Transport Protocol,11,,,,,,TESTE!IS-ST28,0.0,1.0,InputStream statistic for Total number of seconds input stream has been running.,0,1,1,,Any,STAT,Statistic,ST,0,0,PPA:12729,2022-01-11 17:55:46.722